## BuildingSummary
Building Summary Sit Down Restaurant new construction version 1.0_3.0
|  | Value | Data Source
Program
| Building Name | Sit Down Restaurant
| Available Fuel Types | gas, electricity
| Principal Building Activity | Food Service
Form |  |  | Time Saver Standards; Restaurant studies (EPRI, MEOS, LBL) cited in Huang et al. 1991 for all Form parameters
| Total Floor Area (m2) | 511.15
| Building Shape | Rectangle
| Aspect Ratio | 1
| Number of Floors | 1
Window Fraction (Window to Wall Ratio)
| South | 0.28
| East | 0.224
| North | 0
| West | 0.224
| Total | 0.182
| Skylight/TDD Percentage | 0
| Shading Geometry | None
| Azimuth | 0
| Thermal Zoning | 2 zones plus attic
| Floor to Ceiling Height (m) | 10
| Roof type | Attic | 2003 CBECS
Fabric
Exterior walls
| Construction Type | Steel frame wall | 2003 CBECS
| Gross Dimensions - Total Area (m2) | 275.72
| Net Dimensions - Total Area (m2) | 225.54
| Wall to Skin Ratio | 0.326
Roof
| Construction Type | Attic | 2003 CBECS
| Gross Dimensions - Total Area (m2) | 569.52
| Net Dimensions - Total Area (m2) | 569.52
| Roof to Skin Ratio | 0.674
| Window Dimensions (m2) |  | Time Saver Standards; FF Restaurant studies (EPRI, MEOS, LBL) cited in Huang et al. 1991
| South | 19.3
| East | 15.44
| North | 0
| West | 15.44
| Total Area (m2) | 50.18
| Operable area (m2) | 0
Skylights/TDD
| Dimensions - Total Area (m2) | 0
| Operable area (m2) | 0
Foundation
| Foundation Type | Mass Floor
| Construction | 10 cm slab-on-grade
| Dimensions - Total Area (m2) | 511.15
Interior Partitions
| Construction | 2x4 steel-frame with gypsum board
| Dimensions - Total Area (m2) | 68.93
Internal Mass
| Construction | 15 cm wood
| Dimensions - Total Area (m2) | 1022.31
| Thermal diffusivity (m2/s) | 1.84e-07
| Air Barrier System |  | See Benchmark Technical Report
| Infiltration (ACH) | 0.55
HVAC |  |  | 2003 CBECS
| System Type | PSZ-AC | 2003 CBECS
| Heating Type | Gas furnace | 2003 CBECS
| Cooling Type | Unitary DX | 2003 CBECS
| Fan Control | Constant volume
Service Water Heating
| SWH Type | Storage Tank
| Fuel | Natural Gas | Standard 90.1-2004
| Thermal Efficiency (%) | 80
| Temperature Setpoint (ºC ) | 140
| Water Consumption (m3 ) | 1375.88

## ZoneSummary
Zone Summary
Zone Name | Conditioned (Y/N) | Multiplier | Area (m2) | Volume (m3) | Floor-to-Ceiling Height (m) | Gross Wall Area (m2) | Window Glass Area (m2) | People (m2/per) | People | Lights (W/m2) | Elec Plug and Process (W/m2) | Gas Plug and Process (W/m2) | SWH (L/h) | Ventilation (L/s/Person) | Ventilation (L/s/m2) | Ventilation Total (L/s) | Exhaust (L/s) | Infiltration (ACH)
Dining | Yes | 1 | 371.75 | 1133.39 | 3.0488 | 169.19 | 47.17 | 1.3935 | 266.7653 | 22.596 | 60.256 | 0 | 0 | 3.8 | 0.9 | 1348.2832 | 0 | 0.51945
Kitchen | Yes | 1 | 139.41 | 425.02 | 3.0487 | 106.53 | 0 | 18.5806 | 7.503 | 12.912 | 376.6 | 1796.92 | 503.4582 | 0 | 0 | 0 | 2831.682 | 0.62979
Attic | No | 1 | 511.15 | 856.26 | 1.6752 | 0 | 0 | [10 empty] | 1
Total Conditioned Zones |  |  | 511.16 | 1558.41 |  | 275.72 | 47.17 |  | 274.2683
Data Source | [7 empty] | 1 |  | 2 | 4, 5 | 4, 5 | 4, 5 | 3 | 3 | 3 | 4 | 4
Sources
[1] ASHRAE Standard 62.1-2004 Table 6-1, Atlanta, GA: American Society of Heating, Refrigerating and Air-Conditioning Engineers.
[2] ASHRAE Standard 90.1-2004 Tables 9.5.1 & 9.6.1, Atlanta, GA: American Society of Heating, Refrigerating and Air-Conditioning Engineers.
[3] ASHRAE Standard 62-1999 Table 6-1, Atlanta, GA: American Society of Heating, Refrigerating and Air-Conditioning Engineers.
[4] DOE Benchmark Report
[5] Smith, V. A. and D.R. Fisher. (2001). Estimating Food Service Loads and Profiles. ASHRAE Transactions 2001. V. 107. Pt 2. Atlanta, GA: American Society of Heating, Refrigerating and Air-Conditioning Engineers.

## Query (hidden)
1-miami
| Total Energy (GJ) | Energy Per Total Building Area (MJ/m2) | Energy Per Conditioned Building Area (MJ/m2)
Total Site Energy | 3322.74 | 6500.47 | 6500.47
Net Site Energy | 3322.74 | 6500.47 | 6500.47
Total Source Energy | 8058.89 | 15766.08 | 15766.08
Net Source Energy | 8058.89 | 15766.08 | 15766.08
Area (m2)
Total Building Area | 511.15
Net Conditioned Building Area | 511.15
| Electricity (GJ) | Natural Gas (GJ) | Other Fuel (GJ) | District Cooling (GJ) | District Heating (GJ) | Water (m3)
Heating | 0 | 8.82 | 0 | 0 | 0 | 0
Cooling | 722.07 | 0 | 0 | 0 | 0 | 0
Interior Lighting | 185.61 | 0 | 0 | 0 | 0 | 0
Exterior Lighting | 23.34 | 0 | 0 | 0 | 0 | 0
Interior Equipment | 652.32 | 1201.41 | 0 | 0 | 0 | 0
Exterior Equipment | 0 | 0 | 0 | 0 | 0 | 0
Fans | 339.6 | 0 | 0 | 0 | 0 | 0
Pumps | 0 | 0 | 0 | 0 | 0 | 0
Heat Rejection | 0 | 0 | 0 | 0 | 0 | 0
Humidification | 0 | 0 | 0 | 0 | 0 | 0
Heat Recovery | 0 | 0 | 0 | 0 | 0 | 0
Water Systems | 0 | 121.29 | 0 | 0 | 0 | 1375.88
Refrigeration | 68.27 | 0 | 0 | 0 | 0 | 0
Generators | 0 | 0 | 0 | 0 | 0 | 0
Total End Uses | 1991.22 | 1331.52 | 0 | 0 | 0 | 1375.88
| Electricity (GJ) | Percent Electricity (%)
Fuel-Fired Power Generation | 0 | 0
High Temperature Geothermal* | 0 | 0
Photovoltaic Power | 0 | 0
Wind Power* | 0 | 0
Net Decrease in On-Site Storage | 0 | 0
Total On-Site Electric Sources | 0 | 0
Electricity Coming From Utility | 1991.22 | 100
Surplus Electricity Going To Utility | 0 | 0
Net Electricity From Utility | 1991.22 | 100
Total On-Site and Utility Electric Sources | 1991.22 | 100
Total Electricity End Uses | 1991.22 | 100
| Construction | Reflectance | U-Factor with Film (W/m2-K) | U-Factor no Film (W/m2-K) | Gross Area (m2) | Azimuth (deg) | Tilt (deg) | Cardinal Direction
DINING_WALL_EAST | EXT-WALLS | 0.3 | 0.704 | 0.79 | 50.13 | 90 | 90 | E
DINING_WALL_SOUTH | EXT-WALLS | 0.3 | 0.704 | 0.79 | 68.93 | 180 | 90 | S
DINING_WALL_WEST | EXT-WALLS | 0.3 | 0.704 | 0.79 | 50.13 | 270 | 90 | W
DINING_FLOOR | EXT-SLAB | 0.3 | 1.627 | 2.69 | 371.75 | 0 | 180
KITCHEN_WALL_NORTH | EXT-WALLS | 0.3 | 0.704 | 0.79 | 68.93 | 0 | 90 | N
KITCHEN_WALL_EAST | EXT-WALLS | 0.3 | 0.704 | 0.79 | 18.8 | 90 | 90 | E
KITCHEN_WALL_WEST | EXT-WALLS | 0.3 | 0.704 | 0.79 | 18.8 | 270 | 90 | W
KITCHEN_FLOOR | EXT-SLAB | 0.3 | 1.627 | 2.69 | 139.41 | 0 | 180
SOUTH-ROOF | ROOFS | 0.22 | 0.194 | 0.2 | 60.26 | 180 | 45
NORTH-ROOF | ROOFS | 0.22 | 0.194 | 0.2 | 60.26 | 0 | 45
WEST-ROOF | ROOFS | 0.22 | 0.194 | 0.2 | 224.5 | 270 | 18.44
EAST-ROOF | ROOFS | 0.22 | 0.194 | 0.2 | 224.5 | 90 | 18.44
| Construction | Area of Opening (m2) | U-Factor | SHGC | Visible Transmittance | Shade Control | Parent Surface
DINING_WALL_EAST_WINDOW | WINDOW_EAST | 13.94 | 6.88 | 0.25 | 0.25 | No | DINING_WALL_EAST
DINING_WALL_SOUTH_WINDOW | WINDOW_SOUTH | 19.3 | 6.88 | 0.25 | 0.25 | No | DINING_WALL_SOUTH
DINING_WALL_WEST_WINDOW | WINDOW_WEST | 13.94 | 6.88 | 0.25 | 0.25 | No | DINING_WALL_WEST
| Type | Nominal Capacity (W) | Nominal Efficiency (W/W)
PSZ-AC_1:1_COOLC DXCOIL | Coil:Cooling:DX:SingleSpeed | 87756.99 | 2.73
PSZ-AC_2:2_COOLC DXCOIL | Coil:Cooling:DX:SingleSpeed | 70317.36 | 2.78
| Type | Total Efficiency (W/W) | Delta Pressure (pa) | Max Flow Rate (m3/s) | Rated Power (W) | Motor Heat In Air Fraction | End Use
DINING EXHAUST FAN | Fan:ZoneExhaust | 1 | 0.01 | 2.67 | 0.03 | 1 | Zone Exhaust Fans
KITCHEN EXHAUST FAN | Fan:ZoneExhaust | 1 | 0.01 | 0.01 | 0 | 1 | Zone Exhaust Fans
PSZ-AC_1:1 FAN | Fan:ConstantVolume | 0.26 | 500 | 3.53 | 6701.31 | 1 | Fan Energy
PSZ-AC_2:2 FAN | Fan:ConstantVolume | 0.26 | 500 | 2.83 | 5369.58 | 1 | Fan Energy
Nominal Capacity [W]
PSZ-AC_1:1_HEATC | 41046.33
PSZ-AC_2:2_HEATC | 32889.34
| CO2:FACILITY [kg] | NOX:FACILITY [kg] | SO2:FACILITY [kg] | PM:FACILITY [kg] | HG:FACILITY [kg] | WATERENVIRONMENTALFACTORS:FACILITY [L] | CARBON EQUIVALENT:FACILITY [kg]
January | 31853.1674 | 50.907 | 173.2278 | 0 | 0.0008 | 21435.3906 | 13228.1785
February | 29050.5457 | 46.5742 | 159.1378 | 0 | 0.0007 | 19692.0122 | 12078.9487
March | 32921.9984 | 52.9347 | 181.5554 | 0 | 0.0008 | 22466.1503 | 13704.0665
April | 33765.3169 | 54.6913 | 189.3594 | 0 | 0.0009 | 23432.2035 | 14095.2498
May | 37364.7677 | 60.9195 | 212.6779 | 0 | 0.001 | 26318.0958 | 15637.7097
June | 37357.2347 | 61.0947 | 214.1111 | 0 | 0.001 | 26495.6158 | 15653.3488
July | 39784.1693 | 65.2324 | 229.348 | 0 | 0.0011 | 28381.2845 | 16687.1721
August | 39498.7277 | 64.7162 | 227.3237 | 0 | 0.001 | 28130.7322 | 16562.6227
September | 37634.0188 | 61.5638 | 215.8263 | 0 | 0.001 | 26707.8741 | 15770.9656
October | 36723.5964 | 59.7608 | 208.1364 | 0 | 0.001 | 25755.9949 | 15358.0134
November | 33037.2312 | 53.3789 | 184.2286 | 0 | 0.0009 | 22797.1682 | 13777.9743
December | 31632.0545 | 50.6751 | 172.9819 | 0 | 0.0008 | 21405.0675 | 13148.5307
Annual Sum or Average | 420622.8287 | 682.4485 | 2367.9143 | 0 | 0.0109 | 293017.5896 | 175702.7808
Minimum of Months | 29050.5457 | 46.5742 | 159.1378 | 0 | 0.0007 | 19692.0122 | 12078.9487
Maximum of Months | 39784.1693 | 65.2324 | 229.348 | 0 | 0.0011 | 28381.2845 | 16687.1721
| ELECTRICITY:FACILITY [J] | ELECTRICITY:FACILITY {Maximum}[W] | ELECTRICITY:FACILITY {TIMESTAMP} | INTERIORLIGHTS:ELECTRICITY {AT MAX/MIN} [W] | INTERIOREQUIPMENT:ELECTRICITY {AT MAX/MIN} [W] | FANS:ELECTRICITY {AT MAX/MIN} [W] | HEATING:ELECTRICITY {AT MAX/MIN} [W] | COOLING:ELECTRICITY {AT MAX/MIN} [W] | EXTERIORLIGHTS:ELECTRICITY {AT MAX/MIN} [W] | PUMPS:ELECTRICITY {AT MAX/MIN} [W] | HEATREJECTION:ELECTRICITY [Invalid/Undefined] | EXTERIOREQUIPMENT:ELECTRICITY [Invalid/Undefined] | HUMIDIFICATION:ELECTRICITY [Invalid/Undefined] | HEATRECOVERY:ELECTRICITY [Invalid/Undefined] | WATERSYSTEMS:ELECTRICITY [Invalid/Undefined] | REFRIGERATION:ELECTRICITY {AT MAX/MIN} [W] | GENERATORS:ELECTRICITY [Invalid/Undefined] | ELECTRICITYPRODUCED:FACILITY [Invalid/Undefined]
January | 145665000000 | 85703.321 | 06-JAN-12:09 | 9181.105 | 24042.957 | 12070.912 | 0 | 37959.905 | 0 | 0 | 0 | 0 | 0 | 0 | 0 | 2448.441 | 0 | 0
February | 133818000000 | 86803.391 | 23-FEB-12:09 | 9181.105 | 24042.957 | 12070.912 | 0 | 39055.024 | 0 | 0 | 0 | 0 | 0 | 0 | 0 | 2453.391 | 0 | 0
March | 152670000000 | 86961.958 | 14-MAR-10:39 | 9181.105 | 24042.957 | 12070.912 | 0 | 38735.199 | 0 | 0 | 0 | 0 | 0 | 0 | 0 | 2931.784 | 0 | 0
April | 159235000000 | 89302.296 | 01-APR-18:40 | 9181.105 | 24042.957 | 12070.912 | 0 | 40231.119 | 1483.493 | 0 | 0 | 0 | 0 | 0 | 0 | 2292.71 | 0 | 0
May | 178846000000 | 92808.346 | 23-MAY-11:00 | 9181.105 | 24042.957 | 12070.912 | 0 | 45348.104 | 0 | 0 | 0 | 0 | 0 | 0 | 0 | 2165.267 | 0 | 0
June | 180052000000 | 98276 | 27-JUN-17:49 | 9181.105 | 24042.957 | 12070.912 | 0 | 50815.192 | 0 | 0 | 0 | 0 | 0 | 0 | 0 | 2165.832 | 0 | 0
July | 192867000000 | 96199.134 | 13-JUL-11:00 | 9181.105 | 24042.957 | 12070.912 | 0 | 48738.335 | 0 | 0 | 0 | 0 | 0 | 0 | 0 | 2165.824 | 0 | 0
August | 191164000000 | 96165.288 | 21-AUG-15:20 | 9181.105 | 24042.957 | 12070.912 | 0 | 48704.966 | 0 | 0 | 0 | 0 | 0 | 0 | 0 | 2165.347 | 0 | 0
September | 181495000000 | 93869.327 | 01-SEP-11:00 | 9181.105 | 24042.957 | 12070.912 | 0 | 46409.918 | 0 | 0 | 0 | 0 | 0 | 0 | 0 | 2164.434 | 0 | 0
October | 175026000000 | 92727.382 | 06-OCT-18:10 | 9181.105 | 24042.957 | 12070.912 | 0 | 43842.213 | 1483.493 | 0 | 0 | 0 | 0 | 0 | 0 | 2106.702 | 0 | 0
November | 154919000000 | 89262.835 | 01-NOV-12:09 | 9181.105 | 24042.957 | 12070.912 | 0 | 41519.97 | 0 | 0 | 0 | 0 | 0 | 0 | 0 | 2447.89 | 0 | 0
December | 145459000000 | 84465.323 | 15-DEC-18:19 | 9181.105 | 24042.957 | 12070.912 | 0 | 35582.972 | 1483.493 | 0 | 0 | 0 | 0 | 0 | 0 | 2103.883 | 0 | 0
Annual Sum or Average | 1991220000000 | [9 empty] | 0 | 0 | 0 | 0 | 0 |  | 0 | 0
Minimum of Months | 133818000000 | 84465.323 |  | 9181.105 | 24042.957 | 12070.912 | 0 | 35582.972 | 0 | 0 | 0 | 0 | 0 | 0 | 0 | 2103.883 | 0 | 0
Maximum of Months | 192867000000 | 98276 |  | 9181.105 | 24042.957 | 12070.912 | 0 | 50815.192 | 1483.493 | 0 | 0 | 0 | 0 | 0 | 0 | 2931.784 | 0 | 0
| Electric | Gas | Other | Total
Cost ($) | 42171.95 | 15271.34 | 0 | 57443.29
Cost per Total Building Area ($/m2) | 82.5 | 29.88 | 0 | 112.38
Cost per Net Conditioned Building Area ($/m2) | 82.5 | 29.88 | 0 | 112.38
2-houston
| Total Energy (GJ) | Energy Per Total Building Area (MJ/m2) | Energy Per Conditioned Building Area (MJ/m2)
Total Site Energy | 3294.03 | 6444.32 | 6444.32
Net Site Energy | 3294.03 | 6444.32 | 6444.32
Total Source Energy | 1654.46 | 3236.71 | 3236.71
Net Source Energy | 1654.46 | 3236.71 | 3236.71
Area (m2)
Total Building Area | 511.15
Net Conditioned Building Area | 511.15
| Electricity (GJ) | Natural Gas (GJ) | Other Fuel (GJ) | District Cooling (GJ) | District Heating (GJ) | Water (m3)
Heating | 0 | 161.33 | 0 | 0 | 0 | 0
Cooling | 514.39 | 0 | 0 | 0 | 0 | 0
Interior Lighting | 185.61 | 0 | 0 | 0 | 0 | 0
Exterior Lighting | 23.33 | 0 | 0 | 0 | 0 | 0
Interior Equipment | 652.32 | 1201.41 | 0 | 0 | 0 | 0
Exterior Equipment | 0 | 0 | 0 | 0 | 0 | 0
Fans | 335.55 | 0 | 0 | 0 | 0 | 0
Pumps | 0 | 0 | 0 | 0 | 0 | 0
Heat Rejection | 0 | 0 | 0 | 0 | 0 | 0
Humidification | 0 | 0 | 0 | 0 | 0 | 0
Heat Recovery | 0 | 0 | 0 | 0 | 0 | 0
Water Systems | 0 | 152.33 | 0 | 0 | 0 | 1375.88
Refrigeration | 67.76 | 0 | 0 | 0 | 0 | 0
Generators | 0 | 0 | 0 | 0 | 0 | 0
Total End Uses | 1778.96 | 1515.07 | 0 | 0 | 0 | 1375.88
| Electricity (GJ) | Percent Electricity (%)
Fuel-Fired Power Generation | 0 | 0
High Temperature Geothermal* | 0 | 0
Photovoltaic Power | 0 | 0
Wind Power* | 0 | 0
Net Decrease in On-Site Storage | 0 | 0
Total On-Site Electric Sources | 0 | 0
Electricity Coming From Utility | 1778.96 | 100
Surplus Electricity Going To Utility | 0 | 0
Net Electricity From Utility | 1778.96 | 100
Total On-Site and Utility Electric Sources | 1778.96 | 100
Total Electricity End Uses | 1778.96 | 100
| Construction | Reflectance | U-Factor with Film (W/m2-K) | U-Factor no Film (W/m2-K) | Gross Area (m2) | Azimuth (deg) | Tilt (deg) | Cardinal Direction
DINING_WALL_EAST | EXT-WALLS | 0.3 | 0.704 | 0.79 | 50.13 | 90 | 90 | E
DINING_WALL_SOUTH | EXT-WALLS | 0.3 | 0.704 | 0.79 | 68.93 | 180 | 90 | S
DINING_WALL_WEST | EXT-WALLS | 0.3 | 0.704 | 0.79 | 50.13 | 270 | 90 | W
DINING_FLOOR | EXT-SLAB | 0.3 | 1.627 | 2.69 | 371.75 | 0 | 180
KITCHEN_WALL_NORTH | EXT-WALLS | 0.3 | 0.704 | 0.79 | 68.93 | 0 | 90 | N
KITCHEN_WALL_EAST | EXT-WALLS | 0.3 | 0.704 | 0.79 | 18.8 | 90 | 90 | E
KITCHEN_WALL_WEST | EXT-WALLS | 0.3 | 0.704 | 0.79 | 18.8 | 270 | 90 | W
KITCHEN_FLOOR | EXT-SLAB | 0.3 | 1.627 | 2.69 | 139.41 | 0 | 180
SOUTH-ROOF | ROOFS | 0.22 | 0.194 | 0.2 | 60.26 | 180 | 45
NORTH-ROOF | ROOFS | 0.22 | 0.194 | 0.2 | 60.26 | 0 | 45
WEST-ROOF | ROOFS | 0.22 | 0.194 | 0.2 | 224.5 | 270 | 18.44
EAST-ROOF | ROOFS | 0.22 | 0.194 | 0.2 | 224.5 | 90 | 18.44
| Construction | Area of Opening (m2) | U-Factor | SHGC | Visible Transmittance | Shade Control | Parent Surface
DINING_WALL_EAST_WINDOW | WINDOW_EAST | 13.94 | 6.88 | 0.25 | 0.25 | No | DINING_WALL_EAST
DINING_WALL_SOUTH_WINDOW | WINDOW_SOUTH | 19.3 | 6.88 | 0.25 | 0.25 | No | DINING_WALL_SOUTH
DINING_WALL_WEST_WINDOW | WINDOW_WEST | 13.94 | 6.88 | 0.25 | 0.25 | No | DINING_WALL_WEST
| Type | Nominal Capacity (W) | Nominal Efficiency (W/W)
PSZ-AC_1:1_COOLC DXCOIL | Coil:Cooling:DX:SingleSpeed | 87949.86 | 2.73
PSZ-AC_2:2_COOLC DXCOIL | Coil:Cooling:DX:SingleSpeed | 70317.36 | 2.78
| Type | Total Efficiency (W/W) | Delta Pressure (pa) | Max Flow Rate (m3/s) | Rated Power (W) | Motor Heat In Air Fraction | End Use
DINING EXHAUST FAN | Fan:ZoneExhaust | 1 | 0.01 | 2.67 | 0.03 | 1 | Zone Exhaust Fans
KITCHEN EXHAUST FAN | Fan:ZoneExhaust | 1 | 0.01 | 0.01 | 0 | 1 | Zone Exhaust Fans
PSZ-AC_1:1 FAN | Fan:ConstantVolume | 0.26 | 500 | 3.54 | 6716.03 | 1 | Fan Energy
PSZ-AC_2:2 FAN | Fan:ConstantVolume | 0.26 | 500 | 2.83 | 5369.58 | 1 | Fan Energy
Nominal Capacity [W]
PSZ-AC_1:1_HEATC | 54305.88
PSZ-AC_2:2_HEATC | 43418.44
| CO2:FACILITY [kg] | NOX:FACILITY [kg] | SO2:FACILITY [kg] | PM:FACILITY [kg] | HG:FACILITY [kg] | WATERENVIRONMENTALFACTORS:FACILITY [L] | CARBON EQUIVALENT:FACILITY [kg]
January | 36766.2151 | 44.8813 | 161.2858 | 0 | 0.0005 | 55002.1069 | 14208.067
February | 32086.7068 | 39.0201 | 138.6733 | 0 | 0.0004 | 47289.8831 | 12380.5166
March | 36573.1951 | 45.2778 | 169.2917 | 0 | 0.0005 | 57735.8293 | 14214.9498
April | 38684.3792 | 48.4224 | 186.501 | 0 | 0.0005 | 63607.7813 | 15103.9521
May | 44321.0612 | 55.8305 | 218.6119 | 0 | 0.0006 | 74561.2569 | 17350.1684
June | 46512.3865 | 58.8283 | 232.7462 | 0 | 0.0007 | 79383.2037 | 18238.605
July | 50374.7216 | 63.8463 | 253.9359 | 0 | 0.0007 | 86611.0537 | 19770.2608
August | 49385.7802 | 62.5413 | 248.228 | 0 | 0.0007 | 84663.9875 | 19375.4857
September | 44601.0383 | 56.3107 | 221.7789 | 0 | 0.0006 | 75642.0523 | 17476.2074
October | 41061.251 | 51.4995 | 199.3862 | 0 | 0.0006 | 68002.9063 | 16045.1041
November | 36342.3698 | 45.1529 | 170.476 | 0 | 0.0005 | 58140.5733 | 14145.9675
December | 35835.1382 | 43.7031 | 156.6181 | 0 | 0.0005 | 53410.0729 | 13842.8901
Annual Sum or Average | 492544.243 | 615.3142 | 2357.533 | 0 | 0.0068 | 804050.707 | 192152.1746
Minimum of Months | 32086.7068 | 39.0201 | 138.6733 | 0 | 0.0004 | 47289.8831 | 12380.5166
Maximum of Months | 50374.7216 | 63.8463 | 253.9359 | 0 | 0.0007 | 86611.0537 | 19770.2608
| ELECTRICITY:FACILITY [J] | ELECTRICITY:FACILITY {Maximum}[W] | ELECTRICITY:FACILITY {TIMESTAMP} | INTERIORLIGHTS:ELECTRICITY {AT MAX/MIN} [W] | INTERIOREQUIPMENT:ELECTRICITY {AT MAX/MIN} [W] | FANS:ELECTRICITY {AT MAX/MIN} [W] | HEATING:ELECTRICITY {AT MAX/MIN} [W] | COOLING:ELECTRICITY {AT MAX/MIN} [W] | EXTERIORLIGHTS:ELECTRICITY {AT MAX/MIN} [W] | PUMPS:ELECTRICITY {AT MAX/MIN} [W] | HEATREJECTION:ELECTRICITY [Invalid/Undefined] | EXTERIOREQUIPMENT:ELECTRICITY [Invalid/Undefined] | HUMIDIFICATION:ELECTRICITY [Invalid/Undefined] | HEATRECOVERY:ELECTRICITY [Invalid/Undefined] | WATERSYSTEMS:ELECTRICITY [Invalid/Undefined] | REFRIGERATION:ELECTRICITY {AT MAX/MIN} [W] | GENERATORS:ELECTRICITY [Invalid/Undefined] | ELECTRICITYPRODUCED:FACILITY [Invalid/Undefined]
January | 121692000000 | 82012.89 | 03-JAN-12:09 | 9181.105 | 24042.957 | 12085.64 | 0 | 34258.7 | 0 | 0 | 0 | 0 | 0 | 0 | 0 | 2444.487 | 0 | 0
February | 104629000000 | 75946.349 | 21-FEB-12:09 | 9181.105 | 24042.957 | 12085.64 | 0 | 28191.509 | 0 | 0 | 0 | 0 | 0 | 0 | 0 | 2445.137 | 0 | 0
March | 127741000000 | 83314.565 | 25-MAR-18:10 | 9181.105 | 24042.957 | 12085.64 | 0 | 35715.429 | 0 | 0 | 0 | 0 | 0 | 0 | 0 | 2289.433 | 0 | 0
April | 140732000000 | 86971.857 | 29-APR-18:10 | 9181.105 | 24042.957 | 12085.64 | 0 | 39369.443 | 0 | 0 | 0 | 0 | 0 | 0 | 0 | 2292.711 | 0 | 0
May | 164967000000 | 93904.013 | 18-MAY-17:30 | 9181.105 | 24042.957 | 12085.64 | 0 | 46484.223 | 0 | 0 | 0 | 0 | 0 | 0 | 0 | 2110.087 | 0 | 0
June | 175635000000 | 94301.218 | 13-JUN-17:30 | 9181.105 | 24042.957 | 12085.64 | 0 | 46892.031 | 0 | 0 | 0 | 0 | 0 | 0 | 0 | 2099.484 | 0 | 0
July | 191627000000 | 100492.343 | 18-JUL-12:30 | 9181.105 | 24042.957 | 12085.64 | 0 | 53015.049 | 0 | 0 | 0 | 0 | 0 | 0 | 0 | 2167.591 | 0 | 0
August | 187319000000 | 97858.486 | 31-AUG-11:39 | 9181.105 | 24042.957 | 12085.64 | 0 | 50383.27 | 0 | 0 | 0 | 0 | 0 | 0 | 0 | 2165.512 | 0 | 0
September | 167358000000 | 95659.095 | 16-SEP-18:30 | 9181.105 | 24042.957 | 12085.64 | 0 | 46558.46 | 1483.493 | 0 | 0 | 0 | 0 | 0 | 0 | 2307.44 | 0 | 0
October | 150457000000 | 89491.29 | 31-OCT-12:09 | 9181.105 | 24042.957 | 12085.64 | 0 | 41733.414 | 0 | 0 | 0 | 0 | 0 | 0 | 0 | 2448.173 | 0 | 0
November | 128636000000 | 86507.781 | 27-NOV-18:19 | 9181.105 | 24042.957 | 12085.64 | 0 | 37608.214 | 1483.493 | 0 | 0 | 0 | 0 | 0 | 0 | 2106.372 | 0 | 0
December | 118170000000 | 85951.247 | 02-DEC-19:10 | 9181.105 | 24042.957 | 12085.64 | 0 | 36857.04 | 1483.493 | 0 | 0 | 0 | 0 | 0 | 0 | 2301.012 | 0 | 0
Annual Sum or Average | 1778960000000 | [9 empty] | 0 | 0 | 0 | 0 | 0 |  | 0 | 0
Minimum of Months | 104629000000 | 75946.349 |  | 9181.105 | 24042.957 | 12085.64 | 0 | 28191.509 | 0 | 0 | 0 | 0 | 0 | 0 | 0 | 2099.484 | 0 | 0
Maximum of Months | 191627000000 | 100492.343 |  | 9181.105 | 24042.957 | 12085.64 | 0 | 53015.049 | 1483.493 | 0 | 0 | 0 | 0 | 0 | 0 | 2448.173 | 0 | 0
| Electric | Gas | Other | Total
Cost ($) | 52870.51 | 12420.79 | 0 | 65291.29
Cost per Total Building Area ($/m2) | 103.43 | 24.3 | 0 | 127.73
Cost per Net Conditioned Building Area ($/m2) | 103.43 | 24.3 | 0 | 127.73
3-phoenix
| Total Energy (GJ) | Energy Per Total Building Area (MJ/m2) | Energy Per Conditioned Building Area (MJ/m2)
Total Site Energy | 3146.97 | 6156.6 | 6156.6
Net Site Energy | 3146.97 | 6156.6 | 6156.6
Total Source Energy | 6979.03 | 13653.5 | 13653.5
Net Source Energy | 6979.03 | 13653.5 | 13653.5
Area (m2)
Total Building Area | 511.15
Net Conditioned Building Area | 511.15
| Electricity (GJ) | Natural Gas (GJ) | Other Fuel (GJ) | District Cooling (GJ) | District Heating (GJ) | Water (m3)
Heating | 0 | 100.53 | 0 | 0 | 0 | 0
Cooling | 425.3 | 0 | 0 | 0 | 0 | 0
Interior Lighting | 185.61 | 0 | 0 | 0 | 0 | 0
Exterior Lighting | 23.33 | 0 | 0 | 0 | 0 | 0
Interior Equipment | 652.32 | 1201.41 | 0 | 0 | 0 | 0
Exterior Equipment | 0 | 0 | 0 | 0 | 0 | 0
Fans | 357.16 | 0 | 0 | 0 | 0 | 0
Pumps | 0 | 0 | 0 | 0 | 0 | 0
Heat Rejection | 0 | 0 | 0 | 0 | 0 | 0
Humidification | 0 | 0 | 0 | 0 | 0 | 0
Heat Recovery | 0 | 0 | 0 | 0 | 0 | 0
Water Systems | 0 | 134.48 | 0 | 0 | 0 | 1375.88
Refrigeration | 66.82 | 0 | 0 | 0 | 0 | 0
Generators | 0 | 0 | 0 | 0 | 0 | 0
Total End Uses | 1710.55 | 1436.42 | 0 | 0 | 0 | 1375.88
| Electricity (GJ) | Percent Electricity (%)
Fuel-Fired Power Generation | 0 | 0
High Temperature Geothermal* | 0 | 0
Photovoltaic Power | 0 | 0
Wind Power* | 0 | 0
Net Decrease in On-Site Storage | 0 | 0
Total On-Site Electric Sources | 0 | 0
Electricity Coming From Utility | 1710.55 | 100
Surplus Electricity Going To Utility | 0 | 0
Net Electricity From Utility | 1710.55 | 100
Total On-Site and Utility Electric Sources | 1710.55 | 100
Total Electricity End Uses | 1710.55 | 100
| Construction | Reflectance | U-Factor with Film (W/m2-K) | U-Factor no Film (W/m2-K) | Gross Area (m2) | Azimuth (deg) | Tilt (deg) | Cardinal Direction
DINING_WALL_EAST | EXT-WALLS | 0.3 | 0.704 | 0.79 | 50.13 | 90 | 90 | E
DINING_WALL_SOUTH | EXT-WALLS | 0.3 | 0.704 | 0.79 | 68.93 | 180 | 90 | S
DINING_WALL_WEST | EXT-WALLS | 0.3 | 0.704 | 0.79 | 50.13 | 270 | 90 | W
DINING_FLOOR | EXT-SLAB | 0.3 | 1.627 | 2.69 | 371.75 | 0 | 180
KITCHEN_WALL_NORTH | EXT-WALLS | 0.3 | 0.704 | 0.79 | 68.93 | 0 | 90 | N
KITCHEN_WALL_EAST | EXT-WALLS | 0.3 | 0.704 | 0.79 | 18.8 | 90 | 90 | E
KITCHEN_WALL_WEST | EXT-WALLS | 0.3 | 0.704 | 0.79 | 18.8 | 270 | 90 | W
KITCHEN_FLOOR | EXT-SLAB | 0.3 | 1.627 | 2.69 | 139.41 | 0 | 180
SOUTH-ROOF | ROOFS | 0.22 | 0.194 | 0.2 | 60.26 | 180 | 45
NORTH-ROOF | ROOFS | 0.22 | 0.194 | 0.2 | 60.26 | 0 | 45
WEST-ROOF | ROOFS | 0.22 | 0.194 | 0.2 | 224.5 | 270 | 18.44
EAST-ROOF | ROOFS | 0.22 | 0.194 | 0.2 | 224.5 | 90 | 18.44
| Construction | Area of Opening (m2) | U-Factor | SHGC | Visible Transmittance | Shade Control | Parent Surface
DINING_WALL_EAST_WINDOW | WINDOW_EAST | 13.94 | 6.88 | 0.25 | 0.25 | No | DINING_WALL_EAST
DINING_WALL_SOUTH_WINDOW | WINDOW_SOUTH | 19.3 | 6.88 | 0.25 | 0.25 | No | DINING_WALL_SOUTH
DINING_WALL_WEST_WINDOW | WINDOW_WEST | 13.94 | 6.88 | 0.25 | 0.25 | No | DINING_WALL_WEST
| Type | Nominal Capacity (W) | Nominal Efficiency (W/W)
PSZ-AC_1:1_COOLC DXCOIL | Coil:Cooling:DX:SingleSpeed | 98612.2 | 2.73
PSZ-AC_2:2_COOLC DXCOIL | Coil:Cooling:DX:SingleSpeed | 53752.99 | 2.78
| Type | Total Efficiency (W/W) | Delta Pressure (pa) | Max Flow Rate (m3/s) | Rated Power (W) | Motor Heat In Air Fraction | End Use
DINING EXHAUST FAN | Fan:ZoneExhaust | 1 | 0.01 | 2.67 | 0.03 | 1 | Zone Exhaust Fans
KITCHEN EXHAUST FAN | Fan:ZoneExhaust | 1 | 0.01 | 0.01 | 0 | 1 | Zone Exhaust Fans
PSZ-AC_1:1 FAN | Fan:ConstantVolume | 0.26 | 500 | 3.97 | 7530.23 | 1 | Fan Energy
PSZ-AC_2:2 FAN | Fan:ConstantVolume | 0.26 | 500 | 2.83 | 5369.58 | 1 | Fan Energy
Nominal Capacity [W]
PSZ-AC_1:1_HEATC | 51372.17
PSZ-AC_2:2_HEATC | 36631.93
| CO2:FACILITY [kg] | NOX:FACILITY [kg] | SO2:FACILITY [kg] | PM:FACILITY [kg] | HG:FACILITY [kg] | WATERENVIRONMENTALFACTORS:FACILITY [L] | CARBON EQUIVALENT:FACILITY [kg]
January | 29130.3509 | 43.3658 | 122.5445 | 0 | 0.0003 | 904945.2312 | 11793.4305
February | 26409.2504 | 39.3779 | 111.5533 | 0 | 0.0003 | 823783.0116 | 10698.1632
March | 30905.0089 | 47.2063 | 138.6809 | 0 | 0.0004 | 1024184.482 | 12633.1069
April | 31885.882 | 49.2927 | 147.3372 | 0 | 0.0004 | 1088149.0455 | 13093.537
May | 35728.0027 | 55.816 | 169.3134 | 0 | 0.0005 | 1250487.2043 | 14730.2819
June | 40082.6626 | 63.4099 | 195.6715 | 0 | 0.0005 | 1445204.6718 | 16605.6426
July | 44016.0319 | 69.9532 | 217.1932 | 0 | 0.0006 | 1604179.0137 | 18267.6105
August | 42912.2199 | 68.07 | 210.8135 | 0 | 0.0006 | 1557052.1707 | 17796.4629
September | 38708.1434 | 61.0522 | 187.6356 | 0 | 0.0005 | 1385842.5503 | 16017.6662
October | 33626.8131 | 52.1827 | 156.8188 | 0 | 0.0004 | 1158186.1811 | 13828.5172
November | 29231.191 | 44.5705 | 130.5978 | 0 | 0.0004 | 964484.5294 | 11940.8994
December | 29521.7567 | 43.7708 | 122.906 | 0 | 0.0003 | 907603.0224 | 11933.9277
Annual Sum or Average | 412157.3135 | 638.0679 | 1911.0657 | 0 | 0.0053 | 14114100 | 169339.2461
Minimum of Months | 26409.2504 | 39.3779 | 111.5533 | 0 | 0.0003 | 823783.0116 | 10698.1632
Maximum of Months | 44016.0319 | 69.9532 | 217.1932 | 0 | 0.0006 | 1604179.0137 | 18267.6105
| ELECTRICITY:FACILITY [J] | ELECTRICITY:FACILITY {Maximum}[W] | ELECTRICITY:FACILITY {TIMESTAMP} | INTERIORLIGHTS:ELECTRICITY {AT MAX/MIN} [W] | INTERIOREQUIPMENT:ELECTRICITY {AT MAX/MIN} [W] | FANS:ELECTRICITY {AT MAX/MIN} [W] | HEATING:ELECTRICITY {AT MAX/MIN} [W] | COOLING:ELECTRICITY {AT MAX/MIN} [W] | EXTERIORLIGHTS:ELECTRICITY {AT MAX/MIN} [W] | PUMPS:ELECTRICITY {AT MAX/MIN} [W] | HEATREJECTION:ELECTRICITY [Invalid/Undefined] | EXTERIOREQUIPMENT:ELECTRICITY [Invalid/Undefined] | HUMIDIFICATION:ELECTRICITY [Invalid/Undefined] | HEATRECOVERY:ELECTRICITY [Invalid/Undefined] | WATERSYSTEMS:ELECTRICITY [Invalid/Undefined] | REFRIGERATION:ELECTRICITY {AT MAX/MIN} [W] | GENERATORS:ELECTRICITY [Invalid/Undefined] | ELECTRICITYPRODUCED:FACILITY [Invalid/Undefined]
January | 109674000000 | 64545.84 | 28-JAN-14:00 | 8160.982 | 24042.957 | 12899.839 | 0 | 17350.404 | 0 | 0 | 0 | 0 | 0 | 0 | 0 | 2091.657 | 0 | 0
February | 99837700000 | 69161.354 | 28-FEB-17:10 | 9181.105 | 24042.957 | 12899.839 | 0 | 21007.889 | 0 | 0 | 0 | 0 | 0 | 0 | 0 | 2029.563 | 0 | 0
March | 124125000000 | 79130.968 | 17-MAR-17:10 | 9181.105 | 24042.957 | 12899.839 | 0 | 30963.834 | 0 | 0 | 0 | 0 | 0 | 0 | 0 | 2043.232 | 0 | 0
April | 131877000000 | 81906.265 | 01-APR-17:10 | 9181.105 | 24042.957 | 12899.839 | 0 | 33732.298 | 0 | 0 | 0 | 0 | 0 | 0 | 0 | 2050.066 | 0 | 0
May | 151552000000 | 95031.554 | 27-MAY-17:10 | 9181.105 | 24042.957 | 12899.839 | 0 | 46866.474 | 0 | 0 | 0 | 0 | 0 | 0 | 0 | 2041.179 | 0 | 0
June | 175150000000 | 110201.676 | 28-JUN-17:49 | 9181.105 | 24042.957 | 12899.839 | 0 | 62007.354 | 0 | 0 | 0 | 0 | 0 | 0 | 0 | 2070.42 | 0 | 0
July | 194417000000 | 109592.209 | 19-JUL-17:30 | 9181.105 | 24042.957 | 12899.839 | 0 | 61379.887 | 0 | 0 | 0 | 0 | 0 | 0 | 0 | 2088.42 | 0 | 0
August | 188706000000 | 108560.863 | 01-AUG-17:19 | 9181.105 | 24042.957 | 12899.839 | 0 | 60366.174 | 0 | 0 | 0 | 0 | 0 | 0 | 0 | 2070.787 | 0 | 0
September | 167956000000 | 98490.67 | 12-SEP-17:10 | 9181.105 | 24042.957 | 12899.839 | 0 | 50296.069 | 0 | 0 | 0 | 0 | 0 | 0 | 0 | 2070.699 | 0 | 0
October | 140365000000 | 83051.263 | 13-OCT-17:10 | 9181.105 | 24042.957 | 12899.839 | 0 | 34859.733 | 0 | 0 | 0 | 0 | 0 | 0 | 0 | 2067.628 | 0 | 0
November | 116890000000 | 75394.705 | 13-NOV-13:00 | 9181.105 | 24042.957 | 12899.839 | 0 | 27149.511 | 0 | 0 | 0 | 0 | 0 | 0 | 0 | 2121.292 | 0 | 0
December | 109996000000 | 62548.879 | 09-DEC-15:39 | 8160.982 | 24042.957 | 12899.839 | 0 | 15365.378 | 0 | 0 | 0 | 0 | 0 | 0 | 0 | 2079.723 | 0 | 0
Annual Sum or Average | 1710550000000 | [9 empty] | 0 | 0 | 0 | 0 | 0 |  | 0 | 0
Minimum of Months | 99837700000 | 62548.879 |  | 8160.982 | 24042.957 | 12899.839 | 0 | 15365.378 | 0 | 0 | 0 | 0 | 0 | 0 | 0 | 2029.563 | 0 | 0
Maximum of Months | 194417000000 | 110201.676 |  | 9181.105 | 24042.957 | 12899.839 | 0 | 62007.354 | 0 | 0 | 0 | 0 | 0 | 0 | 0 | 2121.292 | 0 | 0
| Electric | Gas | Other | Total
Cost ($) | 44027.42 | 12361.4 | 0 | 56388.82
Cost per Total Building Area ($/m2) | 86.13 | 24.18 | 0 | 110.32
Cost per Net Conditioned Building Area ($/m2) | 86.13 | 24.18 | 0 | 110.32
4-atlanta
| Total Energy (GJ) | Energy Per Total Building Area (MJ/m2) | Energy Per Conditioned Building Area (MJ/m2)
Total Site Energy | 3275.59 | 6408.24 | 6408.24
Net Site Energy | 3275.59 | 6408.24 | 6408.24
Total Source Energy | 7182.95 | 14052.44 | 14052.44
Net Source Energy | 7182.95 | 14052.44 | 14052.44
Area (m2)
Total Building Area | 511.15
Net Conditioned Building Area | 511.15
| Electricity (GJ) | Natural Gas (GJ) | Other Fuel (GJ) | District Cooling (GJ) | District Heating (GJ) | Water (m3)
Heating | 0 | 304.8 | 0 | 0 | 0 | 0
Cooling | 324.28 | 0 | 0 | 0 | 0 | 0
Interior Lighting | 185.61 | 0 | 0 | 0 | 0 | 0
Exterior Lighting | 23.33 | 0 | 0 | 0 | 0 | 0
Interior Equipment | 652.32 | 1201.41 | 0 | 0 | 0 | 0
Exterior Equipment | 0 | 0 | 0 | 0 | 0 | 0
Fans | 334.56 | 0 | 0 | 0 | 0 | 0
Pumps | 0 | 0 | 0 | 0 | 0 | 0
Heat Rejection | 0 | 0 | 0 | 0 | 0 | 0
Humidification | 0 | 0 | 0 | 0 | 0 | 0
Heat Recovery | 0 | 0 | 0 | 0 | 0 | 0
Water Systems | 0 | 182.24 | 0 | 0 | 0 | 1375.88
Refrigeration | 67.05 | 0 | 0 | 0 | 0 | 0
Generators | 0 | 0 | 0 | 0 | 0 | 0
Total End Uses | 1587.15 | 1688.44 | 0 | 0 | 0 | 1375.88
| Electricity (GJ) | Percent Electricity (%)
Fuel-Fired Power Generation | 0 | 0
High Temperature Geothermal* | 0 | 0
Photovoltaic Power | 0 | 0
Wind Power* | 0 | 0
Net Decrease in On-Site Storage | 0 | 0
Total On-Site Electric Sources | 0 | 0
Electricity Coming From Utility | 1587.15 | 100
Surplus Electricity Going To Utility | 0 | 0
Net Electricity From Utility | 1587.15 | 100
Total On-Site and Utility Electric Sources | 1587.15 | 100
Total Electricity End Uses | 1587.15 | 100
| Construction | Reflectance | U-Factor with Film (W/m2-K) | U-Factor no Film (W/m2-K) | Gross Area (m2) | Azimuth (deg) | Tilt (deg) | Cardinal Direction
DINING_WALL_EAST | EXT-WALLS | 0.3 | 0.704 | 0.79 | 50.13 | 90 | 90 | E
DINING_WALL_SOUTH | EXT-WALLS | 0.3 | 0.704 | 0.79 | 68.93 | 180 | 90 | S
DINING_WALL_WEST | EXT-WALLS | 0.3 | 0.704 | 0.79 | 50.13 | 270 | 90 | W
DINING_FLOOR | EXT-SLAB | 0.3 | 1.627 | 2.69 | 371.75 | 0 | 180
KITCHEN_WALL_NORTH | EXT-WALLS | 0.3 | 0.704 | 0.79 | 68.93 | 0 | 90 | N
KITCHEN_WALL_EAST | EXT-WALLS | 0.3 | 0.704 | 0.79 | 18.8 | 90 | 90 | E
KITCHEN_WALL_WEST | EXT-WALLS | 0.3 | 0.704 | 0.79 | 18.8 | 270 | 90 | W
KITCHEN_FLOOR | EXT-SLAB | 0.3 | 1.627 | 2.69 | 139.41 | 0 | 180
SOUTH-ROOF | ROOFS | 0.22 | 0.194 | 0.2 | 60.26 | 180 | 45
NORTH-ROOF | ROOFS | 0.22 | 0.194 | 0.2 | 60.26 | 0 | 45
WEST-ROOF | ROOFS | 0.22 | 0.194 | 0.2 | 224.5 | 270 | 18.44
EAST-ROOF | ROOFS | 0.22 | 0.194 | 0.2 | 224.5 | 90 | 18.44
| Construction | Area of Opening (m2) | U-Factor | SHGC | Visible Transmittance | Shade Control | Parent Surface
DINING_WALL_EAST_WINDOW | WINDOW_EAST | 13.94 | 3.24 | 0.25 | 0.318 | No | DINING_WALL_EAST
DINING_WALL_SOUTH_WINDOW | WINDOW_SOUTH | 19.3 | 3.24 | 0.25 | 0.318 | No | DINING_WALL_SOUTH
DINING_WALL_WEST_WINDOW | WINDOW_WEST | 13.94 | 3.24 | 0.25 | 0.318 | No | DINING_WALL_WEST
| Type | Nominal Capacity (W) | Nominal Efficiency (W/W)
PSZ-AC_1:1_COOLC DXCOIL | Coil:Cooling:DX:SingleSpeed | 89033.18 | 2.73
PSZ-AC_2:2_COOLC DXCOIL | Coil:Cooling:DX:SingleSpeed | 70317.36 | 2.78
| Type | Total Efficiency (W/W) | Delta Pressure (pa) | Max Flow Rate (m3/s) | Rated Power (W) | Motor Heat In Air Fraction | End Use
DINING EXHAUST FAN | Fan:ZoneExhaust | 1 | 0.01 | 2.67 | 0.03 | 1 | Zone Exhaust Fans
KITCHEN EXHAUST FAN | Fan:ZoneExhaust | 1 | 0.01 | 0.01 | 0 | 1 | Zone Exhaust Fans
PSZ-AC_1:1 FAN | Fan:ConstantVolume | 0.26 | 500 | 3.59 | 6798.76 | 1 | Fan Energy
PSZ-AC_2:2 FAN | Fan:ConstantVolume | 0.26 | 500 | 2.83 | 5369.58 | 1 | Fan Energy
Nominal Capacity [W]
PSZ-AC_1:1_HEATC | 59303.63
PSZ-AC_2:2_HEATC | 46837.31
| CO2:FACILITY [kg] | NOX:FACILITY [kg] | SO2:FACILITY [kg] | PM:FACILITY [kg] | HG:FACILITY [kg] | WATERENVIRONMENTALFACTORS:FACILITY [L] | CARBON EQUIVALENT:FACILITY [kg]
January | 31527.2956 | 49.9167 | 104.5469 | 0 | 0.0004 | 185870.3299 | 12878.7067
February | 28138.3582 | 45.1942 | 96.462 | 0 | 0.0004 | 171505.2007 | 11553.7494
March | 30041.4346 | 49.9688 | 111.4076 | 0 | 0.0004 | 198100.2939 | 12493.8209
April | 30640.3118 | 52.3599 | 120.4665 | 0 | 0.0005 | 214225.3483 | 12871.7105
May | 34265.3654 | 59.8963 | 141.2964 | 0 | 0.0005 | 251282.3157 | 14518.4779
June | 36209.1236 | 63.9703 | 152.6268 | 0 | 0.0006 | 271439.8969 | 15404.5195
July | 39531.8155 | 70.2492 | 168.6359 | 0 | 0.0006 | 299915.7017 | 16855.8431
August | 38887.0423 | 69.0028 | 165.3921 | 0 | 0.0006 | 294145.5293 | 16571.6258
September | 35608.2086 | 62.828 | 149.6984 | 0 | 0.0006 | 266230.935 | 15141.42
October | 31498.2741 | 54.1405 | 125.3813 | 0 | 0.0005 | 222968.8615 | 13261.175
November | 28932.6998 | 47.8895 | 106.1433 | 0 | 0.0004 | 188736.6857 | 12010.9989
December | 30912.2552 | 49.6278 | 105.8649 | 0 | 0.0004 | 188222.7553 | 12690.7199
Annual Sum or Average | 396192.1847 | 675.0441 | 1547.9222 | 0 | 0.0058 | 2752643.8539 | 166252.7677
Minimum of Months | 28138.3582 | 45.1942 | 96.462 | 0 | 0.0004 | 171505.2007 | 11553.7494
Maximum of Months | 39531.8155 | 70.2492 | 168.6359 | 0 | 0.0006 | 299915.7017 | 16855.8431
| ELECTRICITY:FACILITY [J] | ELECTRICITY:FACILITY {Maximum}[W] | ELECTRICITY:FACILITY {TIMESTAMP} | INTERIORLIGHTS:ELECTRICITY {AT MAX/MIN} [W] | INTERIOREQUIPMENT:ELECTRICITY {AT MAX/MIN} [W] | FANS:ELECTRICITY {AT MAX/MIN} [W] | HEATING:ELECTRICITY {AT MAX/MIN} [W] | COOLING:ELECTRICITY {AT MAX/MIN} [W] | EXTERIORLIGHTS:ELECTRICITY {AT MAX/MIN} [W] | PUMPS:ELECTRICITY {AT MAX/MIN} [W] | HEATREJECTION:ELECTRICITY [Invalid/Undefined] | EXTERIOREQUIPMENT:ELECTRICITY [Invalid/Undefined] | HUMIDIFICATION:ELECTRICITY [Invalid/Undefined] | HEATRECOVERY:ELECTRICITY [Invalid/Undefined] | WATERSYSTEMS:ELECTRICITY [Invalid/Undefined] | REFRIGERATION:ELECTRICITY {AT MAX/MIN} [W] | GENERATORS:ELECTRICITY [Invalid/Undefined] | ELECTRICITYPRODUCED:FACILITY [Invalid/Undefined]
January | 107171000000 | 58134.179 | 24-JAN-18:00 | 9181.105 | 24042.957 | 12168.365 | 0 | 9151.062 | 1483.493 | 0 | 0 | 0 | 0 | 0 | 0 | 2107.197 | 0 | 0
February | 98888300000 | 60385.839 | 18-FEB-13:00 | 8160.982 | 24042.957 | 12168.365 | 0 | 13895.149 | 0 | 0 | 0 | 0 | 0 | 0 | 0 | 2118.386 | 0 | 0
March | 114223000000 | 68501.974 | 28-MAR-17:19 | 9181.105 | 24042.957 | 12168.365 | 0 | 21055.243 | 0 | 0 | 0 | 0 | 0 | 0 | 0 | 2054.303 | 0 | 0
April | 123520000000 | 79256.745 | 14-APR-17:19 | 9181.105 | 24042.957 | 12168.365 | 0 | 31784.47 | 0 | 0 | 0 | 0 | 0 | 0 | 0 | 2079.847 | 0 | 0
May | 144887000000 | 88494.388 | 31-MAY-17:49 | 9181.105 | 24042.957 | 12168.365 | 0 | 41007.244 | 0 | 0 | 0 | 0 | 0 | 0 | 0 | 2094.717 | 0 | 0
June | 156510000000 | 90748.303 | 08-JUN-18:00 | 9181.105 | 24042.957 | 12168.365 | 0 | 43064.495 | 0 | 0 | 0 | 0 | 0 | 0 | 0 | 2291.38 | 0 | 0
July | 172929000000 | 96915.121 | 03-JUL-17:00 | 9181.105 | 24042.957 | 12168.365 | 0 | 49426.773 | 0 | 0 | 0 | 0 | 0 | 0 | 0 | 2095.921 | 0 | 0
August | 169602000000 | 93035.78 | 17-AUG-12:09 | 9181.105 | 24042.957 | 12168.365 | 0 | 45479.936 | 0 | 0 | 0 | 0 | 0 | 0 | 0 | 2163.417 | 0 | 0
September | 153506000000 | 86529.518 | 01-SEP-17:00 | 9181.105 | 24042.957 | 12168.365 | 0 | 39037.924 | 0 | 0 | 0 | 0 | 0 | 0 | 0 | 2099.166 | 0 | 0
October | 128562000000 | 80264.571 | 21-OCT-18:10 | 9181.105 | 24042.957 | 12168.365 | 0 | 31104.246 | 1483.493 | 0 | 0 | 0 | 0 | 0 | 0 | 2284.405 | 0 | 0
November | 108824000000 | 67147.506 | 22-NOV-12:00 | 9181.105 | 24042.957 | 12168.365 | 0 | 19619.13 | 0 | 0 | 0 | 0 | 0 | 0 | 0 | 2135.949 | 0 | 0
December | 108527000000 | 60357.971 | 13-DEC-12:00 | 9181.105 | 24042.957 | 12168.365 | 0 | 12833.098 | 0 | 0 | 0 | 0 | 0 | 0 | 0 | 2132.446 | 0 | 0
Annual Sum or Average | 1587150000000 | [9 empty] | 0 | 0 | 0 | 0 | 0 |  | 0 | 0
Minimum of Months | 98888300000 | 58134.179 |  | 8160.982 | 24042.957 | 12168.365 | 0 | 9151.062 | 0 | 0 | 0 | 0 | 0 | 0 | 0 | 2054.303 | 0 | 0
Maximum of Months | 172929000000 | 96915.121 |  | 9181.105 | 24042.957 | 12168.365 | 0 | 49426.773 | 1483.493 | 0 | 0 | 0 | 0 | 0 | 0 | 2291.38 | 0 | 0
| Electric | Gas | Other | Total
Cost ($) | 45206.43 | 18108.88 | 0 | 63315.31
Cost per Total Building Area ($/m2) | 88.44 | 35.43 | 0 | 123.87
Cost per Net Conditioned Building Area ($/m2) | 88.44 | 35.43 | 0 | 123.87
5-losangeles
| Total Energy (GJ) | Energy Per Total Building Area (MJ/m2) | Energy Per Conditioned Building Area (MJ/m2)
Total Site Energy | 2761.57 | 5402.63 | 5402.63
Net Site Energy | 2761.57 | 5402.63 | 5402.63
Total Source Energy | 5657.36 | 11067.83 | 11067.83
Net Source Energy | 5657.36 | 11067.83 | 11067.83
Area (m2)
Total Building Area | 511.15
Net Conditioned Building Area | 511.15
| Electricity (GJ) | Natural Gas (GJ) | Other Fuel (GJ) | District Cooling (GJ) | District Heating (GJ) | Water (m3)
Heating | 0 | 64.83 | 0 | 0 | 0 | 0
Cooling | 64.25 | 0 | 0 | 0 | 0 | 0
Interior Lighting | 185.61 | 0 | 0 | 0 | 0 | 0
Exterior Lighting | 23.31 | 0 | 0 | 0 | 0 | 0
Interior Equipment | 652.32 | 1201.41 | 0 | 0 | 0 | 0
Exterior Equipment | 0 | 0 | 0 | 0 | 0 | 0
Fans | 325.94 | 0 | 0 | 0 | 0 | 0
Pumps | 0 | 0 | 0 | 0 | 0 | 0
Heat Rejection | 0 | 0 | 0 | 0 | 0 | 0
Humidification | 0 | 0 | 0 | 0 | 0 | 0
Heat Recovery | 0 | 0 | 0 | 0 | 0 | 0
Water Systems | 0 | 176.44 | 0 | 0 | 0 | 1375.88
Refrigeration | 67.45 | 0 | 0 | 0 | 0 | 0
Generators | 0 | 0 | 0 | 0 | 0 | 0
Total End Uses | 1318.88 | 1442.69 | 0 | 0 | 0 | 1375.88
| Electricity (GJ) | Percent Electricity (%)
Fuel-Fired Power Generation | 0 | 0
High Temperature Geothermal* | 0 | 0
Photovoltaic Power | 0 | 0
Wind Power* | 0 | 0
Net Decrease in On-Site Storage | 0 | 0
Total On-Site Electric Sources | 0 | 0
Electricity Coming From Utility | 1318.88 | 100
Surplus Electricity Going To Utility | 0 | 0
Net Electricity From Utility | 1318.88 | 100
Total On-Site and Utility Electric Sources | 1318.88 | 100
Total Electricity End Uses | 1318.88 | 100
| Construction | Reflectance | U-Factor with Film (W/m2-K) | U-Factor no Film (W/m2-K) | Gross Area (m2) | Azimuth (deg) | Tilt (deg) | Cardinal Direction
DINING_WALL_EAST | EXT-WALLS | 0.3 | 0.704 | 0.79 | 50.13 | 90 | 90 | E
DINING_WALL_SOUTH | EXT-WALLS | 0.3 | 0.704 | 0.79 | 68.93 | 180 | 90 | S
DINING_WALL_WEST | EXT-WALLS | 0.3 | 0.704 | 0.79 | 50.13 | 270 | 90 | W
DINING_FLOOR | EXT-SLAB | 0.3 | 1.627 | 2.69 | 371.75 | 0 | 180
KITCHEN_WALL_NORTH | EXT-WALLS | 0.3 | 0.704 | 0.79 | 68.93 | 0 | 90 | N
KITCHEN_WALL_EAST | EXT-WALLS | 0.3 | 0.704 | 0.79 | 18.8 | 90 | 90 | E
KITCHEN_WALL_WEST | EXT-WALLS | 0.3 | 0.704 | 0.79 | 18.8 | 270 | 90 | W
KITCHEN_FLOOR | EXT-SLAB | 0.3 | 1.627 | 2.69 | 139.41 | 0 | 180
SOUTH-ROOF | ROOFS | 0.22 | 0.194 | 0.2 | 60.26 | 180 | 45
NORTH-ROOF | ROOFS | 0.22 | 0.194 | 0.2 | 60.26 | 0 | 45
WEST-ROOF | ROOFS | 0.22 | 0.194 | 0.2 | 224.5 | 270 | 18.44
EAST-ROOF | ROOFS | 0.22 | 0.194 | 0.2 | 224.5 | 90 | 18.44
| Construction | Area of Opening (m2) | U-Factor | SHGC | Visible Transmittance | Shade Control | Parent Surface
DINING_WALL_EAST_WINDOW | WINDOW_EAST | 13.94 | 3.24 | 0.25 | 0.318 | No | DINING_WALL_EAST
DINING_WALL_SOUTH_WINDOW | WINDOW_SOUTH | 19.3 | 3.24 | 0.25 | 0.318 | No | DINING_WALL_SOUTH
DINING_WALL_WEST_WINDOW | WINDOW_WEST | 13.94 | 3.24 | 0.25 | 0.318 | No | DINING_WALL_WEST
| Type | Nominal Capacity (W) | Nominal Efficiency (W/W)
PSZ-AC_1:1_COOLC DXCOIL | Coil:Cooling:DX:SingleSpeed | 61337.48 | 2.78
PSZ-AC_2:2_COOLC DXCOIL | Coil:Cooling:DX:SingleSpeed | 46874.36 | 2.78
| Type | Total Efficiency (W/W) | Delta Pressure (pa) | Max Flow Rate (m3/s) | Rated Power (W) | Motor Heat In Air Fraction | End Use
DINING EXHAUST FAN | Fan:ZoneExhaust | 1 | 0.01 | 2.67 | 0.03 | 1 | Zone Exhaust Fans
KITCHEN EXHAUST FAN | Fan:ZoneExhaust | 1 | 0.01 | 0.01 | 0 | 1 | Zone Exhaust Fans
PSZ-AC_1:1 FAN | Fan:ConstantVolume | 0.26 | 500 | 3.33 | 6319.53 | 1 | Fan Energy
PSZ-AC_2:2 FAN | Fan:ConstantVolume | 0.26 | 500 | 2.83 | 5369.58 | 1 | Fan Energy
Nominal Capacity [W]
PSZ-AC_1:1_HEATC | 40257.87
PSZ-AC_2:2_HEATC | 34206.32
| CO2:FACILITY [kg] | NOX:FACILITY [kg] | SO2:FACILITY [kg] | PM:FACILITY [kg] | HG:FACILITY [kg] | WATERENVIRONMENTALFACTORS:FACILITY [L] | CARBON EQUIVALENT:FACILITY [kg]
January | 16274.0017 | 14.2907 | 86.6794 | 0 | 0.0001 | 522792.9746 | 5896.9148
February | 14645.1984 | 12.859 | 78.2479 | 0 | 0 | 471941.1004 | 5307.459
March | 15958.0679 | 14.0008 | 87.2328 | 0 | 0.0001 | 526144.1457 | 5789.2581
April | 15302.1204 | 13.4178 | 84.9792 | 0 | 0.0001 | 512558.6404 | 5555.3577
May | 15756.3261 | 13.8064 | 89.2453 | 0 | 0.0001 | 538299.9263 | 5725.5749
June | 15230.6881 | 13.3412 | 87.0942 | 0 | 0.0001 | 525329.7294 | 5537.0877
July | 16351.1578 | 14.3076 | 96.1915 | 0 | 0.0001 | 580217.1778 | 5952.6398
August | 16746.0303 | 14.6458 | 99.8149 | 0 | 0.0001 | 602080.0214 | 6100.3607
September | 15878.9159 | 13.8943 | 93.4286 | 0 | 0.0001 | 563551.6816 | 5780.7666
October | 15836.3701 | 13.8724 | 90.4243 | 0 | 0.0001 | 545415.1796 | 5756.8753
November | 15321.7176 | 13.4334 | 85.3843 | 0 | 0.0001 | 515004.2034 | 5563.3765
December | 16171.0179 | 14.1914 | 87.7179 | 0 | 0.0001 | 529066.1369 | 5864.4405
Annual Sum or Average | 189471.6123 | 166.0607 | 1066.4404 | 0 | 0.0006 | 6432400.9174 | 68830.1117
Minimum of Months | 14645.1984 | 12.859 | 78.2479 | 0 | 0 | 471941.1004 | 5307.459
Maximum of Months | 16746.0303 | 14.6458 | 99.8149 | 0 | 0.0001 | 602080.0214 | 6100.3607
| ELECTRICITY:FACILITY [J] | ELECTRICITY:FACILITY {Maximum}[W] | ELECTRICITY:FACILITY {TIMESTAMP} | INTERIORLIGHTS:ELECTRICITY {AT MAX/MIN} [W] | INTERIOREQUIPMENT:ELECTRICITY {AT MAX/MIN} [W] | FANS:ELECTRICITY {AT MAX/MIN} [W] | HEATING:ELECTRICITY {AT MAX/MIN} [W] | COOLING:ELECTRICITY {AT MAX/MIN} [W] | EXTERIORLIGHTS:ELECTRICITY {AT MAX/MIN} [W] | PUMPS:ELECTRICITY {AT MAX/MIN} [W] | HEATREJECTION:ELECTRICITY [Invalid/Undefined] | EXTERIOREQUIPMENT:ELECTRICITY [Invalid/Undefined] | HUMIDIFICATION:ELECTRICITY [Invalid/Undefined] | HEATRECOVERY:ELECTRICITY [Invalid/Undefined] | WATERSYSTEMS:ELECTRICITY [Invalid/Undefined] | REFRIGERATION:ELECTRICITY {AT MAX/MIN} [W] | GENERATORS:ELECTRICITY [Invalid/Undefined] | ELECTRICITYPRODUCED:FACILITY [Invalid/Undefined]
January | 107192000000 | 67710.278 | 26-JAN-12:00 | 9181.105 | 24042.957 | 11689.135 | 0 | 20705.089 | 0 | 0 | 0 | 0 | 0 | 0 | 0 | 2091.992 | 0 | 0
February | 96765700000 | 66440.322 | 13-FEB-11:00 | 9181.105 | 24042.957 | 11689.135 | 0 | 18648.074 | 0 | 0 | 0 | 0 | 0 | 0 | 0 | 2879.051 | 0 | 0
March | 107879000000 | 65203.669 | 31-MAR-11:09 | 9181.105 | 24042.957 | 11689.135 | 0 | 17854.487 | 0 | 0 | 0 | 0 | 0 | 0 | 0 | 2435.984 | 0 | 0
April | 105094000000 | 69149.152 | 11-APR-17:10 | 9181.105 | 24042.957 | 11689.135 | 0 | 22208.817 | 0 | 0 | 0 | 0 | 0 | 0 | 0 | 2027.138 | 0 | 0
May | 110372000000 | 69922.089 | 30-MAY-11:09 | 9181.105 | 24042.957 | 11689.135 | 0 | 22565.057 | 0 | 0 | 0 | 0 | 0 | 0 | 0 | 2443.835 | 0 | 0
June | 107712000000 | 68726.106 | 28-JUN-12:00 | 9181.105 | 24042.957 | 11689.135 | 0 | 21652.351 | 0 | 0 | 0 | 0 | 0 | 0 | 0 | 2160.558 | 0 | 0
July | 118966000000 | 71086.361 | 29-JUL-10:39 | 8160.982 | 24042.957 | 11689.135 | 0 | 24298.059 | 0 | 0 | 0 | 0 | 0 | 0 | 0 | 2895.228 | 0 | 0
August | 123449000000 | 77155.953 | 09-AUG-11:09 | 9181.105 | 24042.957 | 11689.135 | 0 | 29792.162 | 0 | 0 | 0 | 0 | 0 | 0 | 0 | 2450.594 | 0 | 0
September | 115549000000 | 76168.726 | 24-SEP-10:00 | 7140.86 | 24042.957 | 11689.135 | 0 | 30468.264 | 0 | 0 | 0 | 0 | 0 | 0 | 0 | 2827.511 | 0 | 0
October | 111831000000 | 71820.895 | 19-OCT-10:00 | 9181.105 | 24042.957 | 11689.135 | 0 | 24031.312 | 0 | 0 | 0 | 0 | 0 | 0 | 0 | 2876.386 | 0 | 0
November | 105595000000 | 67737.849 | 20-NOV-12:00 | 9181.105 | 24042.957 | 11689.135 | 0 | 20706.21 | 0 | 0 | 0 | 0 | 0 | 0 | 0 | 2118.442 | 0 | 0
December | 108478000000 | 68413.748 | 19-DEC-12:00 | 9181.105 | 24042.957 | 11689.135 | 0 | 21410.081 | 0 | 0 | 0 | 0 | 0 | 0 | 0 | 2090.47 | 0 | 0
Annual Sum or Average | 1318880000000 | [9 empty] | 0 | 0 | 0 | 0 | 0 |  | 0 | 0
Minimum of Months | 96765700000 | 65203.669 |  | 7140.86 | 24042.957 | 11689.135 | 0 | 17854.487 | 0 | 0 | 0 | 0 | 0 | 0 | 0 | 2027.138 | 0 | 0
Maximum of Months | 123449000000 | 77155.953 |  | 9181.105 | 24042.957 | 11689.135 | 0 | 30468.264 | 0 | 0 | 0 | 0 | 0 | 0 | 0 | 2895.228 | 0 | 0
| Electric | Gas | Other | Total
Cost ($) | 45518.83 | 12123.48 | 0 | 57642.31
Cost per Total Building Area ($/m2) | 89.05 | 23.72 | 0 | 112.77
Cost per Net Conditioned Building Area ($/m2) | 89.05 | 23.72 | 0 | 112.77
6-lasvegas
| Total Energy (GJ) | Energy Per Total Building Area (MJ/m2) | Energy Per Conditioned Building Area (MJ/m2)
Total Site Energy | 3112.62 | 6089.4 | 6089.4
Net Site Energy | 3112.62 | 6089.4 | 6089.4
Total Source Energy | 7350.96 | 14381.12 | 14381.12
Net Source Energy | 7350.96 | 14381.12 | 14381.12
Area (m2)
Total Building Area | 511.15
Net Conditioned Building Area | 511.15
| Electricity (GJ) | Natural Gas (GJ) | Other Fuel (GJ) | District Cooling (GJ) | District Heating (GJ) | Water (m3)
Heating | 0 | 164.9 | 0 | 0 | 0 | 0
Cooling | 306.27 | 0 | 0 | 0 | 0 | 0
Interior Lighting | 185.61 | 0 | 0 | 0 | 0 | 0
Exterior Lighting | 23.3 | 0 | 0 | 0 | 0 | 0
Interior Equipment | 652.32 | 1201.41 | 0 | 0 | 0 | 0
Exterior Equipment | 0 | 0 | 0 | 0 | 0 | 0
Fans | 356.46 | 0 | 0 | 0 | 0 | 0
Pumps | 0 | 0 | 0 | 0 | 0 | 0
Heat Rejection | 0 | 0 | 0 | 0 | 0 | 0
Humidification | 0 | 0 | 0 | 0 | 0 | 0
Heat Recovery | 0 | 0 | 0 | 0 | 0 | 0
Water Systems | 0 | 155.98 | 0 | 0 | 0 | 1375.88
Refrigeration | 66.36 | 0 | 0 | 0 | 0 | 0
Generators | 0 | 0 | 0 | 0 | 0 | 0
Total End Uses | 1590.33 | 1522.28 | 0 | 0 | 0 | 1375.88
| Electricity (GJ) | Percent Electricity (%)
Fuel-Fired Power Generation | 0 | 0
High Temperature Geothermal* | 0 | 0
Photovoltaic Power | 0 | 0
Wind Power* | 0 | 0
Net Decrease in On-Site Storage | 0 | 0
Total On-Site Electric Sources | 0 | 0
Electricity Coming From Utility | 1590.33 | 100
Surplus Electricity Going To Utility | 0 | 0
Net Electricity From Utility | 1590.33 | 100
Total On-Site and Utility Electric Sources | 1590.33 | 100
Total Electricity End Uses | 1590.33 | 100
| Construction | Reflectance | U-Factor with Film (W/m2-K) | U-Factor no Film (W/m2-K) | Gross Area (m2) | Azimuth (deg) | Tilt (deg) | Cardinal Direction
DINING_WALL_EAST | EXT-WALLS | 0.3 | 0.704 | 0.79 | 50.13 | 90 | 90 | E
DINING_WALL_SOUTH | EXT-WALLS | 0.3 | 0.704 | 0.79 | 68.93 | 180 | 90 | S
DINING_WALL_WEST | EXT-WALLS | 0.3 | 0.704 | 0.79 | 50.13 | 270 | 90 | W
DINING_FLOOR | EXT-SLAB | 0.3 | 1.627 | 2.69 | 371.75 | 0 | 180
KITCHEN_WALL_NORTH | EXT-WALLS | 0.3 | 0.704 | 0.79 | 68.93 | 0 | 90 | N
KITCHEN_WALL_EAST | EXT-WALLS | 0.3 | 0.704 | 0.79 | 18.8 | 90 | 90 | E
KITCHEN_WALL_WEST | EXT-WALLS | 0.3 | 0.704 | 0.79 | 18.8 | 270 | 90 | W
KITCHEN_FLOOR | EXT-SLAB | 0.3 | 1.627 | 2.69 | 139.41 | 0 | 180
SOUTH-ROOF | ROOFS | 0.22 | 0.194 | 0.2 | 60.26 | 180 | 45
NORTH-ROOF | ROOFS | 0.22 | 0.194 | 0.2 | 60.26 | 0 | 45
WEST-ROOF | ROOFS | 0.22 | 0.194 | 0.2 | 224.5 | 270 | 18.44
EAST-ROOF | ROOFS | 0.22 | 0.194 | 0.2 | 224.5 | 90 | 18.44
| Construction | Area of Opening (m2) | U-Factor | SHGC | Visible Transmittance | Shade Control | Parent Surface
DINING_WALL_EAST_WINDOW | WINDOW_EAST | 13.94 | 3.24 | 0.25 | 0.318 | No | DINING_WALL_EAST
DINING_WALL_SOUTH_WINDOW | WINDOW_SOUTH | 19.3 | 3.24 | 0.25 | 0.318 | No | DINING_WALL_SOUTH
DINING_WALL_WEST_WINDOW | WINDOW_WEST | 13.94 | 3.24 | 0.25 | 0.318 | No | DINING_WALL_WEST
| Type | Nominal Capacity (W) | Nominal Efficiency (W/W)
PSZ-AC_1:1_COOLC DXCOIL | Coil:Cooling:DX:SingleSpeed | 92905.7 | 2.73
PSZ-AC_2:2_COOLC DXCOIL | Coil:Cooling:DX:SingleSpeed | 46874.36 | 2.78
| Type | Total Efficiency (W/W) | Delta Pressure (pa) | Max Flow Rate (m3/s) | Rated Power (W) | Motor Heat In Air Fraction | End Use
DINING EXHAUST FAN | Fan:ZoneExhaust | 1 | 0.01 | 2.67 | 0.03 | 1 | Zone Exhaust Fans
KITCHEN EXHAUST FAN | Fan:ZoneExhaust | 1 | 0.01 | 0.01 | 0 | 1 | Zone Exhaust Fans
PSZ-AC_1:1 FAN | Fan:ConstantVolume | 0.26 | 500 | 4.01 | 7612.95 | 1 | Fan Energy
PSZ-AC_2:2 FAN | Fan:ConstantVolume | 0.26 | 500 | 2.83 | 5369.58 | 1 | Fan Energy
Nominal Capacity [W]
PSZ-AC_1:1_HEATC | 56144.73
PSZ-AC_2:2_HEATC | 39600.07
| CO2:FACILITY [kg] | NOX:FACILITY [kg] | SO2:FACILITY [kg] | PM:FACILITY [kg] | HG:FACILITY [kg] | WATERENVIRONMENTALFACTORS:FACILITY [L] | CARBON EQUIVALENT:FACILITY [kg]
January | 33089.8378 | 47.5951 | 165.1639 | 0 | 0.0003 | 823483.9272 | 13277.4743
February | 28483.1402 | 41.8155 | 150.1264 | 0 | 0.0003 | 748550.081 | 11516.9932
March | 31803.6416 | 46.7747 | 168.4221 | 0 | 0.0003 | 839778.7424 | 12868.4022
April | 33006.6702 | 49.7274 | 185.9158 | 0 | 0.0004 | 927058.7976 | 13478.1685
May | 36683.9804 | 55.7686 | 211.3379 | 0 | 0.0004 | 1053846.2157 | 15031.8589
June | 41752.7536 | 64.3455 | 248.7276 | 0 | 0.0005 | 1240328.3671 | 17199.4182
July | 45789.7394 | 70.8768 | 275.6883 | 0 | 0.0005 | 1374785.4436 | 18894.5915
August | 45180.8829 | 69.8694 | 271.4123 | 0 | 0.0005 | 1353459.6461 | 18636.6064
September | 39491.5395 | 60.6261 | 233.0518 | 0 | 0.0004 | 1162148.4163 | 16243.5577
October | 34156.6746 | 51.5556 | 193.2924 | 0 | 0.0004 | 963845.8462 | 13957.7101
November | 30221.388 | 44.6324 | 161.7793 | 0 | 0.0003 | 806665.0549 | 12247.3902
December | 32545.7536 | 47.1393 | 165.5204 | 0 | 0.0003 | 825277.0932 | 13093.1303
Annual Sum or Average | 432206.002 | 650.7265 | 2430.4383 | 0 | 0.0047 | 12119200 | 176445.3014
Minimum of Months | 28483.1402 | 41.8155 | 150.1264 | 0 | 0.0003 | 748550.081 | 11516.9932
Maximum of Months | 45789.7394 | 70.8768 | 275.6883 | 0 | 0.0005 | 1374785.4436 | 18894.5915
| ELECTRICITY:FACILITY [J] | ELECTRICITY:FACILITY {Maximum}[W] | ELECTRICITY:FACILITY {TIMESTAMP} | INTERIORLIGHTS:ELECTRICITY {AT MAX/MIN} [W] | INTERIOREQUIPMENT:ELECTRICITY {AT MAX/MIN} [W] | FANS:ELECTRICITY {AT MAX/MIN} [W] | HEATING:ELECTRICITY {AT MAX/MIN} [W] | COOLING:ELECTRICITY {AT MAX/MIN} [W] | EXTERIORLIGHTS:ELECTRICITY {AT MAX/MIN} [W] | PUMPS:ELECTRICITY {AT MAX/MIN} [W] | HEATREJECTION:ELECTRICITY [Invalid/Undefined] | EXTERIOREQUIPMENT:ELECTRICITY [Invalid/Undefined] | HUMIDIFICATION:ELECTRICITY [Invalid/Undefined] | HEATRECOVERY:ELECTRICITY [Invalid/Undefined] | WATERSYSTEMS:ELECTRICITY [Invalid/Undefined] | REFRIGERATION:ELECTRICITY {AT MAX/MIN} [W] | GENERATORS:ELECTRICITY [Invalid/Undefined] | ELECTRICITYPRODUCED:FACILITY [Invalid/Undefined]
January | 108061000000 | 52023.387 | 18-JAN-13:00 | 9181.105 | 24042.957 | 12982.561 | 0 | 3707.716 | 0 | 0 | 0 | 0 | 0 | 0 | 0 | 2109.047 | 0 | 0
February | 98227800000 | 56200.586 | 08-FEB-13:00 | 9181.105 | 24042.957 | 12982.561 | 0 | 7886.733 | 0 | 0 | 0 | 0 | 0 | 0 | 0 | 2107.229 | 0 | 0
March | 110199000000 | 66412.351 | 31-MAR-16:10 | 9181.105 | 24042.957 | 12982.561 | 0 | 18171.086 | 0 | 0 | 0 | 0 | 0 | 0 | 0 | 2034.642 | 0 | 0
April | 121652000000 | 80217.56 | 21-APR-17:10 | 9181.105 | 24042.957 | 12982.561 | 0 | 31960.65 | 0 | 0 | 0 | 0 | 0 | 0 | 0 | 2050.287 | 0 | 0
May | 138290000000 | 86906.84 | 31-MAY-16:10 | 9181.105 | 24042.957 | 12982.561 | 0 | 38663.53 | 0 | 0 | 0 | 0 | 0 | 0 | 0 | 2036.686 | 0 | 0
June | 162761000000 | 102355.699 | 27-JUN-16:19 | 9181.105 | 24042.957 | 12982.561 | 0 | 54110.344 | 0 | 0 | 0 | 0 | 0 | 0 | 0 | 2038.732 | 0 | 0
July | 180405000000 | 99943.512 | 24-JUL-16:30 | 9181.105 | 24042.957 | 12982.561 | 0 | 51693.809 | 0 | 0 | 0 | 0 | 0 | 0 | 0 | 2043.079 | 0 | 0
August | 177606000000 | 98557.617 | 04-AUG-16:10 | 9181.105 | 24042.957 | 12982.561 | 0 | 50282.632 | 0 | 0 | 0 | 0 | 0 | 0 | 0 | 2068.361 | 0 | 0
September | 152502000000 | 92904.862 | 01-SEP-14:00 | 9181.105 | 24042.957 | 12982.561 | 0 | 44564.21 | 0 | 0 | 0 | 0 | 0 | 0 | 0 | 2134.028 | 0 | 0
October | 126480000000 | 80633.935 | 06-OCT-12:00 | 9181.105 | 24042.957 | 12982.561 | 0 | 32279.335 | 0 | 0 | 0 | 0 | 0 | 0 | 0 | 2147.976 | 0 | 0
November | 105854000000 | 60096.507 | 10-NOV-12:00 | 9181.105 | 24042.957 | 12982.561 | 0 | 11810.134 | 0 | 0 | 0 | 0 | 0 | 0 | 0 | 2079.749 | 0 | 0
December | 108296000000 | 59558.789 | 05-DEC-13:00 | 9181.105 | 24042.957 | 12982.561 | 0 | 11245.503 | 0 | 0 | 0 | 0 | 0 | 0 | 0 | 2106.662 | 0 | 0
Annual Sum or Average | 1590330000000 | [9 empty] | 0 | 0 | 0 | 0 | 0 |  | 0 | 0
Minimum of Months | 98227800000 | 52023.387 |  | 9181.105 | 24042.957 | 12982.561 | 0 | 3707.716 | 0 | 0 | 0 | 0 | 0 | 0 | 0 | 2034.642 | 0 | 0
Maximum of Months | 180405000000 | 102355.699 |  | 9181.105 | 24042.957 | 12982.561 | 0 | 54110.344 | 0 | 0 | 0 | 0 | 0 | 0 | 0 | 2147.976 | 0 | 0
| Electric | Gas | Other | Total
Cost ($) | 41452.74 | 12427.12 | 0 | 53879.86
Cost per Total Building Area ($/m2) | 81.1 | 24.31 | 0 | 105.41
Cost per Net Conditioned Building Area ($/m2) | 81.1 | 24.31 | 0 | 105.41
7-sanfrancisco
| Total Energy (GJ) | Energy Per Total Building Area (MJ/m2) | Energy Per Conditioned Building Area (MJ/m2)
Total Site Energy | 2916.61 | 5705.93 | 5705.93
Net Site Energy | 2916.61 | 5705.93 | 5705.93
Total Source Energy | 5726.25 | 11202.62 | 11202.62
Net Source Energy | 5726.25 | 11202.62 | 11202.62
Area (m2)
Total Building Area | 511.15
Net Conditioned Building Area | 511.15
| Electricity (GJ) | Natural Gas (GJ) | Other Fuel (GJ) | District Cooling (GJ) | District Heating (GJ) | Water (m3)
Heating | 0 | 244.4 | 0 | 0 | 0 | 0
Cooling | 17.44 | 0 | 0 | 0 | 0 | 0
Interior Lighting | 185.61 | 0 | 0 | 0 | 0 | 0
Exterior Lighting | 23.32 | 0 | 0 | 0 | 0 | 0
Interior Equipment | 652.32 | 1201.41 | 0 | 0 | 0 | 0
Exterior Equipment | 0 | 0 | 0 | 0 | 0 | 0
Fans | 323.15 | 0 | 0 | 0 | 0 | 0
Pumps | 0 | 0 | 0 | 0 | 0 | 0
Heat Rejection | 0 | 0 | 0 | 0 | 0 | 0
Humidification | 0 | 0 | 0 | 0 | 0 | 0
Heat Recovery | 0 | 0 | 0 | 0 | 0 | 0
Water Systems | 0 | 202.04 | 0 | 0 | 0 | 1375.88
Refrigeration | 66.92 | 0 | 0 | 0 | 0 | 0
Generators | 0 | 0 | 0 | 0 | 0 | 0
Total End Uses | 1268.76 | 1647.85 | 0 | 0 | 0 | 1375.88
| Electricity (GJ) | Percent Electricity (%)
Fuel-Fired Power Generation | 0 | 0
High Temperature Geothermal* | 0 | 0
Photovoltaic Power | 0 | 0
Wind Power* | 0 | 0
Net Decrease in On-Site Storage | 0 | 0
Total On-Site Electric Sources | 0 | 0
Electricity Coming From Utility | 1268.76 | 100
Surplus Electricity Going To Utility | 0 | 0
Net Electricity From Utility | 1268.76 | 100
Total On-Site and Utility Electric Sources | 1268.76 | 100
Total Electricity End Uses | 1268.76 | 100
| Construction | Reflectance | U-Factor with Film (W/m2-K) | U-Factor no Film (W/m2-K) | Gross Area (m2) | Azimuth (deg) | Tilt (deg) | Cardinal Direction
DINING_WALL_EAST | EXT-WALLS | 0.3 | 0.704 | 0.79 | 50.13 | 90 | 90 | E
DINING_WALL_SOUTH | EXT-WALLS | 0.3 | 0.704 | 0.79 | 68.93 | 180 | 90 | S
DINING_WALL_WEST | EXT-WALLS | 0.3 | 0.704 | 0.79 | 50.13 | 270 | 90 | W
DINING_FLOOR | EXT-SLAB | 0.3 | 1.627 | 2.69 | 371.75 | 0 | 180
KITCHEN_WALL_NORTH | EXT-WALLS | 0.3 | 0.704 | 0.79 | 68.93 | 0 | 90 | N
KITCHEN_WALL_EAST | EXT-WALLS | 0.3 | 0.704 | 0.79 | 18.8 | 90 | 90 | E
KITCHEN_WALL_WEST | EXT-WALLS | 0.3 | 0.704 | 0.79 | 18.8 | 270 | 90 | W
KITCHEN_FLOOR | EXT-SLAB | 0.3 | 1.627 | 2.69 | 139.41 | 0 | 180
SOUTH-ROOF | ROOFS | 0.22 | 0.194 | 0.2 | 60.26 | 180 | 45
NORTH-ROOF | ROOFS | 0.22 | 0.194 | 0.2 | 60.26 | 0 | 45
WEST-ROOF | ROOFS | 0.22 | 0.194 | 0.2 | 224.5 | 270 | 18.44
EAST-ROOF | ROOFS | 0.22 | 0.194 | 0.2 | 224.5 | 90 | 18.44
| Construction | Area of Opening (m2) | U-Factor | SHGC | Visible Transmittance | Shade Control | Parent Surface
DINING_WALL_EAST_WINDOW | WINDOW_EAST | 13.94 | 6.88 | 0.39 | 0.39 | No | DINING_WALL_EAST
DINING_WALL_SOUTH_WINDOW | WINDOW_SOUTH | 19.3 | 6.88 | 0.39 | 0.39 | No | DINING_WALL_SOUTH
DINING_WALL_WEST_WINDOW | WINDOW_WEST | 13.94 | 6.88 | 0.39 | 0.39 | No | DINING_WALL_WEST
| Type | Nominal Capacity (W) | Nominal Efficiency (W/W)
PSZ-AC_1:1_COOLC DXCOIL | Coil:Cooling:DX:SingleSpeed | 56644.29 | 2.78
PSZ-AC_2:2_COOLC DXCOIL | Coil:Cooling:DX:SingleSpeed | 46874.36 | 2.78
| Type | Total Efficiency (W/W) | Delta Pressure (pa) | Max Flow Rate (m3/s) | Rated Power (W) | Motor Heat In Air Fraction | End Use
DINING EXHAUST FAN | Fan:ZoneExhaust | 1 | 0.01 | 2.67 | 0.03 | 1 | Zone Exhaust Fans
KITCHEN EXHAUST FAN | Fan:ZoneExhaust | 1 | 0.01 | 0.01 | 0 | 1 | Zone Exhaust Fans
PSZ-AC_1:1 FAN | Fan:ConstantVolume | 0.26 | 500 | 3.42 | 6481.91 | 1 | Fan Energy
PSZ-AC_2:2 FAN | Fan:ConstantVolume | 0.26 | 500 | 2.83 | 5369.58 | 1 | Fan Energy
Nominal Capacity [W]
PSZ-AC_1:1_HEATC | 45641.67
PSZ-AC_2:2_HEATC | 37809.29
| CO2:FACILITY [kg] | NOX:FACILITY [kg] | SO2:FACILITY [kg] | PM:FACILITY [kg] | HG:FACILITY [kg] | WATERENVIRONMENTALFACTORS:FACILITY [L] | CARBON EQUIVALENT:FACILITY [kg]
January | 18161.149 | 16.011 | 85.4252 | 0 | 0.0001 | 515162.8085 | 6546.2332
February | 15328.2926 | 13.4839 | 77.4134 | 0 | 0 | 466881.9439 | 5541.3331
March | 17099.5188 | 15.0461 | 85.6275 | 0 | 0.0001 | 516416.7996 | 6179.4183
April | 16074.1156 | 14.1284 | 83.2492 | 0 | 0.0001 | 502090.5307 | 5817.2685
May | 16187.5024 | 14.211 | 86.8853 | 0 | 0.0001 | 524038.6298 | 5867.6053
June | 15512.7804 | 13.6097 | 84.8613 | 0 | 0.0001 | 511840.7841 | 5627.908
July | 15965.8457 | 13.9973 | 89.1218 | 0 | 0.0001 | 537547.5953 | 5797.713
August | 15980.766 | 14.0103 | 89.2079 | 0 | 0.0001 | 538067.42 | 5803.1399
September | 15585.9185 | 13.6606 | 87.6347 | 0 | 0.0001 | 528581.5387 | 5661.6825
October | 16046.11 | 14.077 | 87.8949 | 0 | 0.0001 | 530138.2943 | 5821.7495
November | 15927.7753 | 13.9959 | 83.182 | 0 | 0.0001 | 501689.214 | 5766.4147
December | 17946.333 | 15.8157 | 85.4748 | 0 | 0.0001 | 515468.6193 | 6472.0362
Annual Sum or Average | 195816.1072 | 172.047 | 1025.9778 | 0 | 0.0006 | 6187924.1781 | 70902.5023
Minimum of Months | 15328.2926 | 13.4839 | 77.4134 | 0 | 0 | 466881.9439 | 5541.3331
Maximum of Months | 18161.149 | 16.011 | 89.2079 | 0 | 0.0001 | 538067.42 | 6546.2332
| ELECTRICITY:FACILITY [J] | ELECTRICITY:FACILITY {Maximum}[W] | ELECTRICITY:FACILITY {TIMESTAMP} | INTERIORLIGHTS:ELECTRICITY {AT MAX/MIN} [W] | INTERIOREQUIPMENT:ELECTRICITY {AT MAX/MIN} [W] | FANS:ELECTRICITY {AT MAX/MIN} [W] | HEATING:ELECTRICITY {AT MAX/MIN} [W] | COOLING:ELECTRICITY {AT MAX/MIN} [W] | EXTERIORLIGHTS:ELECTRICITY {AT MAX/MIN} [W] | PUMPS:ELECTRICITY {AT MAX/MIN} [W] | HEATREJECTION:ELECTRICITY [Invalid/Undefined] | EXTERIOREQUIPMENT:ELECTRICITY [Invalid/Undefined] | HUMIDIFICATION:ELECTRICITY [Invalid/Undefined] | HEATRECOVERY:ELECTRICITY [Invalid/Undefined] | WATERSYSTEMS:ELECTRICITY [Invalid/Undefined] | REFRIGERATION:ELECTRICITY {AT MAX/MIN} [W] | GENERATORS:ELECTRICITY [Invalid/Undefined] | ELECTRICITYPRODUCED:FACILITY [Invalid/Undefined]
January | 105628000000 | 48839.643 | 05-JAN-19:10 | 9181.105 | 24042.957 | 11851.52 | 0 | 0 | 1483.493 | 0 | 0 | 0 | 0 | 0 | 0 | 2280.568 | 0 | 0
February | 95728300000 | 54604.73 | 14-FEB-12:00 | 9181.105 | 24042.957 | 11851.52 | 0 | 7429.031 | 0 | 0 | 0 | 0 | 0 | 0 | 0 | 2100.117 | 0 | 0
March | 105885000000 | 48833.802 | 27-MAR-18:30 | 9181.105 | 24042.957 | 11851.52 | 0 | 0 | 1483.493 | 0 | 0 | 0 | 0 | 0 | 0 | 2274.727 | 0 | 0
April | 102947000000 | 59284.937 | 29-APR-12:00 | 8160.982 | 24042.957 | 11851.52 | 0 | 13113.641 | 0 | 0 | 0 | 0 | 0 | 0 | 0 | 2115.837 | 0 | 0
May | 107448000000 | 63648.816 | 17-MAY-13:00 | 9181.105 | 24042.957 | 11851.52 | 0 | 16418.726 | 0 | 0 | 0 | 0 | 0 | 0 | 0 | 2154.508 | 0 | 0
June | 104947000000 | 67555.136 | 16-JUN-11:09 | 9181.105 | 24042.957 | 11851.52 | 0 | 20011.938 | 0 | 0 | 0 | 0 | 0 | 0 | 0 | 2467.615 | 0 | 0
July | 110217000000 | 74824.509 | 02-JUL-13:09 | 7140.86 | 24042.957 | 11851.52 | 0 | 29676.621 | 0 | 0 | 0 | 0 | 0 | 0 | 0 | 2112.551 | 0 | 0
August | 110324000000 | 70967.9 | 15-AUG-11:00 | 9181.105 | 24042.957 | 11851.52 | 0 | 23752.871 | 0 | 0 | 0 | 0 | 0 | 0 | 0 | 2139.447 | 0 | 0
September | 108379000000 | 75100.815 | 28-SEP-15:30 | 9181.105 | 24042.957 | 11851.52 | 0 | 27963.047 | 0 | 0 | 0 | 0 | 0 | 0 | 0 | 2062.185 | 0 | 0
October | 108698000000 | 64287.082 | 31-OCT-12:00 | 9181.105 | 24042.957 | 11851.52 | 0 | 17083.242 | 0 | 0 | 0 | 0 | 0 | 0 | 0 | 2128.257 | 0 | 0
November | 102865000000 | 48844.977 | 16-NOV-19:10 | 9181.105 | 24042.957 | 11851.52 | 0 | 0 | 1483.493 | 0 | 0 | 0 | 0 | 0 | 0 | 2285.902 | 0 | 0
December | 105690000000 | 48838.092 | 14-DEC-19:10 | 9181.105 | 24042.957 | 11851.52 | 0 | 0 | 1483.493 | 0 | 0 | 0 | 0 | 0 | 0 | 2279.017 | 0 | 0
Annual Sum or Average | 1268760000000 | [9 empty] | 0 | 0 | 0 | 0 | 0 |  | 0 | 0
Minimum of Months | 95728300000 | 48833.802 |  | 7140.86 | 24042.957 | 11851.52 | 0 | 0 | 0 | 0 | 0 | 0 | 0 | 0 | 0 | 2062.185 | 0 | 0
Maximum of Months | 110324000000 | 75100.815 |  | 9181.105 | 24042.957 | 11851.52 | 0 | 29676.621 | 1483.493 | 0 | 0 | 0 | 0 | 0 | 0 | 2467.615 | 0 | 0
| Electric | Gas | Other | Total
Cost ($) | 51068.76 | 13877.95 | 0 | 64946.71
Cost per Total Building Area ($/m2) | 99.91 | 27.15 | 0 | 127.06
Cost per Net Conditioned Building Area ($/m2) | 99.91 | 27.15 | 0 | 127.06
8-baltimore
| Total Energy (GJ) | Energy Per Total Building Area (MJ/m2) | Energy Per Conditioned Building Area (MJ/m2)
Total Site Energy | 3475.77 | 6799.86 | 6799.86
Net Site Energy | 3475.77 | 6799.86 | 6799.86
Total Source Energy | 7551.16 | 14772.78 | 14772.78
Net Source Energy | 7551.16 | 14772.78 | 14772.78
Area (m2)
Total Building Area | 511.15
Net Conditioned Building Area | 511.15
| Electricity (GJ) | Natural Gas (GJ) | Other Fuel (GJ) | District Cooling (GJ) | District Heating (GJ) | Water (m3)
Heating | 0 | 556.69 | 0 | 0 | 0 | 0
Cooling | 251.38 | 0 | 0 | 0 | 0 | 0
Interior Lighting | 185.61 | 0 | 0 | 0 | 0 | 0
Exterior Lighting | 23.3 | 0 | 0 | 0 | 0 | 0
Interior Equipment | 652.32 | 1201.41 | 0 | 0 | 0 | 0
Exterior Equipment | 0 | 0 | 0 | 0 | 0 | 0
Fans | 332.91 | 0 | 0 | 0 | 0 | 0
Pumps | 0 | 0 | 0 | 0 | 0 | 0
Heat Rejection | 0 | 0 | 0 | 0 | 0 | 0
Humidification | 0 | 0 | 0 | 0 | 0 | 0
Heat Recovery | 0 | 0 | 0 | 0 | 0 | 0
Water Systems | 0 | 205.75 | 0 | 0 | 0 | 1375.88
Refrigeration | 66.41 | 0 | 0 | 0 | 0 | 0
Generators | 0 | 0 | 0 | 0 | 0 | 0
Total End Uses | 1511.92 | 1963.85 | 0 | 0 | 0 | 1375.88
| Electricity (GJ) | Percent Electricity (%)
Fuel-Fired Power Generation | 0 | 0
High Temperature Geothermal* | 0 | 0
Photovoltaic Power | 0 | 0
Wind Power* | 0 | 0
Net Decrease in On-Site Storage | 0 | 0
Total On-Site Electric Sources | 0 | 0
Electricity Coming From Utility | 1511.92 | 100
Surplus Electricity Going To Utility | 0 | 0
Net Electricity From Utility | 1511.92 | 100
Total On-Site and Utility Electric Sources | 1511.92 | 100
Total Electricity End Uses | 1511.92 | 100
| Construction | Reflectance | U-Factor with Film (W/m2-K) | U-Factor no Film (W/m2-K) | Gross Area (m2) | Azimuth (deg) | Tilt (deg) | Cardinal Direction
DINING_WALL_EAST | EXT-WALLS | 0.3 | 0.704 | 0.79 | 50.13 | 90 | 90 | E
DINING_WALL_SOUTH | EXT-WALLS | 0.3 | 0.704 | 0.79 | 68.93 | 180 | 90 | S
DINING_WALL_WEST | EXT-WALLS | 0.3 | 0.704 | 0.79 | 50.13 | 270 | 90 | W
DINING_FLOOR | EXT-SLAB | 0.3 | 1.627 | 2.69 | 371.75 | 0 | 180
KITCHEN_WALL_NORTH | EXT-WALLS | 0.3 | 0.704 | 0.79 | 68.93 | 0 | 90 | N
KITCHEN_WALL_EAST | EXT-WALLS | 0.3 | 0.704 | 0.79 | 18.8 | 90 | 90 | E
KITCHEN_WALL_WEST | EXT-WALLS | 0.3 | 0.704 | 0.79 | 18.8 | 270 | 90 | W
KITCHEN_FLOOR | EXT-SLAB | 0.3 | 1.627 | 2.69 | 139.41 | 0 | 180
SOUTH-ROOF | ROOFS | 0.22 | 0.194 | 0.2 | 60.26 | 180 | 45
NORTH-ROOF | ROOFS | 0.22 | 0.194 | 0.2 | 60.26 | 0 | 45
WEST-ROOF | ROOFS | 0.22 | 0.194 | 0.2 | 224.5 | 270 | 18.44
EAST-ROOF | ROOFS | 0.22 | 0.194 | 0.2 | 224.5 | 90 | 18.44
| Construction | Area of Opening (m2) | U-Factor | SHGC | Visible Transmittance | Shade Control | Parent Surface
DINING_WALL_EAST_WINDOW | WINDOW_EAST | 13.94 | 3.24 | 0.39 | 0.495 | No | DINING_WALL_EAST
DINING_WALL_SOUTH_WINDOW | WINDOW_SOUTH | 19.3 | 3.24 | 0.39 | 0.495 | No | DINING_WALL_SOUTH
DINING_WALL_WEST_WINDOW | WINDOW_WEST | 13.94 | 3.24 | 0.39 | 0.495 | No | DINING_WALL_WEST
| Type | Nominal Capacity (W) | Nominal Efficiency (W/W)
PSZ-AC_1:1_COOLC DXCOIL | Coil:Cooling:DX:SingleSpeed | 89834.16 | 2.73
PSZ-AC_2:2_COOLC DXCOIL | Coil:Cooling:DX:SingleSpeed | 70317.36 | 2.78
| Type | Total Efficiency (W/W) | Delta Pressure (pa) | Max Flow Rate (m3/s) | Rated Power (W) | Motor Heat In Air Fraction | End Use
DINING EXHAUST FAN | Fan:ZoneExhaust | 1 | 0.01 | 2.67 | 0.03 | 1 | Zone Exhaust Fans
KITCHEN EXHAUST FAN | Fan:ZoneExhaust | 1 | 0.01 | 0.01 | 0 | 1 | Zone Exhaust Fans
PSZ-AC_1:1 FAN | Fan:ConstantVolume | 0.26 | 500 | 3.62 | 6859.92 | 1 | Fan Energy
PSZ-AC_2:2 FAN | Fan:ConstantVolume | 0.26 | 500 | 2.83 | 5369.58 | 1 | Fan Energy
Nominal Capacity [W]
PSZ-AC_1:1_HEATC | 66609.48
PSZ-AC_2:2_HEATC | 52138.32
| CO2:FACILITY [kg] | NOX:FACILITY [kg] | SO2:FACILITY [kg] | PM:FACILITY [kg] | HG:FACILITY [kg] | WATERENVIRONMENTALFACTORS:FACILITY [L] | CARBON EQUIVALENT:FACILITY [kg]
January | 31475.5672 | 48.1258 | 108.1091 | 0 | 0.0005 | 6719.5344 | 12681.8457
February | 27779.662 | 42.8268 | 97.3582 | 0 | 0.0004 | 6051.49 | 11224.9081
March | 28402.6702 | 45.8178 | 110.7534 | 0 | 0.0005 | 6885.119 | 11662.3133
April | 25768.4271 | 43.1778 | 109.3681 | 0 | 0.0005 | 6799.7318 | 10727.8403
May | 28422.1756 | 49.6312 | 131.7119 | 0 | 0.0005 | 8189.7447 | 12016.1354
June | 31372.4328 | 56.231 | 153.379 | 0 | 0.0006 | 9537.5423 | 13395.8267
July | 34425.2611 | 62.2264 | 171.195 | 0 | 0.0007 | 10645.5803 | 14747.2361
August | 34455.3645 | 62.2903 | 171.3973 | 0 | 0.0007 | 10658.1689 | 14761.0044
September | 28881.9721 | 51.2351 | 138.2648 | 0 | 0.0006 | 8597.5098 | 12283.7571
October | 27918.7081 | 47.8452 | 124.3712 | 0 | 0.0005 | 7732.9625 | 11720.3583
November | 27131.6386 | 44.4887 | 109.7797 | 0 | 0.0005 | 6824.9205 | 11206.3725
December | 30436.7033 | 47.1508 | 107.928 | 0 | 0.0005 | 6708.5919 | 12319.3658
Annual Sum or Average | 356470.5826 | 601.0471 | 1533.6156 | 0 | 0.0064 | 95350.896 | 148746.9637
Minimum of Months | 25768.4271 | 42.8268 | 97.3582 | 0 | 0.0004 | 6051.49 | 10727.8403
Maximum of Months | 34455.3645 | 62.2903 | 171.3973 | 0 | 0.0007 | 10658.1689 | 14761.0044
| ELECTRICITY:FACILITY [J] | ELECTRICITY:FACILITY {Maximum}[W] | ELECTRICITY:FACILITY {TIMESTAMP} | INTERIORLIGHTS:ELECTRICITY {AT MAX/MIN} [W] | INTERIOREQUIPMENT:ELECTRICITY {AT MAX/MIN} [W] | FANS:ELECTRICITY {AT MAX/MIN} [W] | HEATING:ELECTRICITY {AT MAX/MIN} [W] | COOLING:ELECTRICITY {AT MAX/MIN} [W] | EXTERIORLIGHTS:ELECTRICITY {AT MAX/MIN} [W] | PUMPS:ELECTRICITY {AT MAX/MIN} [W] | HEATREJECTION:ELECTRICITY [Invalid/Undefined] | EXTERIOREQUIPMENT:ELECTRICITY [Invalid/Undefined] | HUMIDIFICATION:ELECTRICITY [Invalid/Undefined] | HEATRECOVERY:ELECTRICITY [Invalid/Undefined] | WATERSYSTEMS:ELECTRICITY [Invalid/Undefined] | REFRIGERATION:ELECTRICITY {AT MAX/MIN} [W] | GENERATORS:ELECTRICITY [Invalid/Undefined] | ELECTRICITYPRODUCED:FACILITY [Invalid/Undefined]
January | 106548000000 | 53046.878 | 09-JAN-11:00 | 9181.105 | 24042.957 | 12229.53 | 0 | 4692.711 | 0 | 0 | 0 | 0 | 0 | 0 | 0 | 2900.574 | 0 | 0
February | 95954900000 | 50616.8 | 15-FEB-13:00 | 9181.105 | 24042.957 | 12229.53 | 0 | 3031.053 | 0 | 0 | 0 | 0 | 0 | 0 | 0 | 2132.155 | 0 | 0
March | 109173000000 | 70723.715 | 09-MAR-13:00 | 9181.105 | 24042.957 | 12229.53 | 0 | 23109.74 | 0 | 0 | 0 | 0 | 0 | 0 | 0 | 2160.382 | 0 | 0
April | 107819000000 | 71622.991 | 04-APR-17:10 | 9181.105 | 24042.957 | 12229.53 | 0 | 24092.372 | 0 | 0 | 0 | 0 | 0 | 0 | 0 | 2077.026 | 0 | 0
May | 129860000000 | 84675.487 | 15-MAY-17:10 | 9181.105 | 24042.957 | 12229.53 | 0 | 37120.695 | 0 | 0 | 0 | 0 | 0 | 0 | 0 | 2101.2 | 0 | 0
June | 151231000000 | 98127.009 | 30-JUN-17:30 | 9181.105 | 24042.957 | 12229.53 | 0 | 50564.473 | 0 | 0 | 0 | 0 | 0 | 0 | 0 | 2108.943 | 0 | 0
July | 168801000000 | 100747.437 | 25-JUL-11:00 | 9181.105 | 24042.957 | 12229.53 | 0 | 53128.295 | 0 | 0 | 0 | 0 | 0 | 0 | 0 | 2165.55 | 0 | 0
August | 169000000000 | 99638.342 | 09-AUG-17:00 | 9181.105 | 24042.957 | 12229.53 | 0 | 52017.596 | 0 | 0 | 0 | 0 | 0 | 0 | 0 | 2167.154 | 0 | 0
September | 136326000000 | 84751.505 | 05-SEP-11:09 | 9181.105 | 24042.957 | 12229.53 | 0 | 36840.357 | 0 | 0 | 0 | 0 | 0 | 0 | 0 | 2457.556 | 0 | 0
October | 122617000000 | 81006.974 | 03-OCT-11:09 | 9181.105 | 24042.957 | 12229.53 | 0 | 33107.646 | 0 | 0 | 0 | 0 | 0 | 0 | 0 | 2445.736 | 0 | 0
November | 108219000000 | 74779.361 | 04-NOV-11:00 | 8160.982 | 24042.957 | 12229.53 | 0 | 27432.217 | 0 | 0 | 0 | 0 | 0 | 0 | 0 | 2913.675 | 0 | 0
December | 106374000000 | 51702.935 | 23-DEC-11:00 | 8160.982 | 24042.957 | 12229.53 | 0 | 4385.461 | 0 | 0 | 0 | 0 | 0 | 0 | 0 | 2884.005 | 0 | 0
Annual Sum or Average | 1511920000000 | [9 empty] | 0 | 0 | 0 | 0 | 0 |  | 0 | 0
Minimum of Months | 95954900000 | 50616.8 |  | 8160.982 | 24042.957 | 12229.53 | 0 | 3031.053 | 0 | 0 | 0 | 0 | 0 | 0 | 0 | 2077.026 | 0 | 0
Maximum of Months | 169000000000 | 100747.437 |  | 9181.105 | 24042.957 | 12229.53 | 0 | 53128.295 | 0 | 0 | 0 | 0 | 0 | 0 | 0 | 2913.675 | 0 | 0
| Electric | Gas | Other | Total
Cost ($) | 28032.26 | 19710.4 | 0 | 47742.65
Cost per Total Building Area ($/m2) | 54.84 | 38.56 | 0 | 93.4
Cost per Net Conditioned Building Area ($/m2) | 54.84 | 38.56 | 0 | 93.4
9-albuquerque
| Total Energy (GJ) | Energy Per Total Building Area (MJ/m2) | Energy Per Conditioned Building Area (MJ/m2)
Total Site Energy | 3185.9 | 6232.77 | 6232.77
Net Site Energy | 3185.9 | 6232.77 | 6232.77
Total Source Energy | 6708.91 | 13125.04 | 13125.04
Net Source Energy | 6708.91 | 13125.04 | 13125.04
Area (m2)
Total Building Area | 511.15
Net Conditioned Building Area | 511.15
| Electricity (GJ) | Natural Gas (GJ) | Other Fuel (GJ) | District Cooling (GJ) | District Heating (GJ) | Water (m3)
Heating | 0 | 332.21 | 0 | 0 | 0 | 0
Cooling | 155.31 | 0 | 0 | 0 | 0 | 0
Interior Lighting | 185.61 | 0 | 0 | 0 | 0 | 0
Exterior Lighting | 23.31 | 0 | 0 | 0 | 0 | 0
Interior Equipment | 652.32 | 1201.41 | 0 | 0 | 0 | 0
Exterior Equipment | 0 | 0 | 0 | 0 | 0 | 0
Fans | 368.11 | 0 | 0 | 0 | 0 | 0
Pumps | 0 | 0 | 0 | 0 | 0 | 0
Heat Rejection | 0 | 0 | 0 | 0 | 0 | 0
Humidification | 0 | 0 | 0 | 0 | 0 | 0
Heat Recovery | 0 | 0 | 0 | 0 | 0 | 0
Water Systems | 0 | 201.29 | 0 | 0 | 0 | 1375.88
Refrigeration | 66.33 | 0 | 0 | 0 | 0 | 0
Generators | 0 | 0 | 0 | 0 | 0 | 0
Total End Uses | 1450.99 | 1734.91 | 0 | 0 | 0 | 1375.88
| Electricity (GJ) | Percent Electricity (%)
Fuel-Fired Power Generation | 0 | 0
High Temperature Geothermal* | 0 | 0
Photovoltaic Power | 0 | 0
Wind Power* | 0 | 0
Net Decrease in On-Site Storage | 0 | 0
Total On-Site Electric Sources | 0 | 0
Electricity Coming From Utility | 1450.99 | 100
Surplus Electricity Going To Utility | 0 | 0
Net Electricity From Utility | 1450.99 | 100
Total On-Site and Utility Electric Sources | 1450.99 | 100
Total Electricity End Uses | 1450.99 | 100
| Construction | Reflectance | U-Factor with Film (W/m2-K) | U-Factor no Film (W/m2-K) | Gross Area (m2) | Azimuth (deg) | Tilt (deg) | Cardinal Direction
DINING_WALL_EAST | EXT-WALLS | 0.3 | 0.704 | 0.79 | 50.13 | 90 | 90 | E
DINING_WALL_SOUTH | EXT-WALLS | 0.3 | 0.704 | 0.79 | 68.93 | 180 | 90 | S
DINING_WALL_WEST | EXT-WALLS | 0.3 | 0.704 | 0.79 | 50.13 | 270 | 90 | W
DINING_FLOOR | EXT-SLAB | 0.3 | 1.627 | 2.69 | 371.75 | 0 | 180
KITCHEN_WALL_NORTH | EXT-WALLS | 0.3 | 0.704 | 0.79 | 68.93 | 0 | 90 | N
KITCHEN_WALL_EAST | EXT-WALLS | 0.3 | 0.704 | 0.79 | 18.8 | 90 | 90 | E
KITCHEN_WALL_WEST | EXT-WALLS | 0.3 | 0.704 | 0.79 | 18.8 | 270 | 90 | W
KITCHEN_FLOOR | EXT-SLAB | 0.3 | 1.627 | 2.69 | 139.41 | 0 | 180
SOUTH-ROOF | ROOFS | 0.22 | 0.194 | 0.2 | 60.26 | 180 | 45
NORTH-ROOF | ROOFS | 0.22 | 0.194 | 0.2 | 60.26 | 0 | 45
WEST-ROOF | ROOFS | 0.22 | 0.194 | 0.2 | 224.5 | 270 | 18.44
EAST-ROOF | ROOFS | 0.22 | 0.194 | 0.2 | 224.5 | 90 | 18.44
| Construction | Area of Opening (m2) | U-Factor | SHGC | Visible Transmittance | Shade Control | Parent Surface
DINING_WALL_EAST_WINDOW | WINDOW_EAST | 13.94 | 3.24 | 0.39 | 0.495 | No | DINING_WALL_EAST
DINING_WALL_SOUTH_WINDOW | WINDOW_SOUTH | 19.3 | 3.24 | 0.39 | 0.495 | No | DINING_WALL_SOUTH
DINING_WALL_WEST_WINDOW | WINDOW_WEST | 13.94 | 3.24 | 0.39 | 0.495 | No | DINING_WALL_WEST
| Type | Nominal Capacity (W) | Nominal Efficiency (W/W)
PSZ-AC_1:1_COOLC DXCOIL | Coil:Cooling:DX:SingleSpeed | 70754.88 | 2.73
PSZ-AC_2:2_COOLC DXCOIL | Coil:Cooling:DX:SingleSpeed | 47289.94 | 2.78
| Type | Total Efficiency (W/W) | Delta Pressure (pa) | Max Flow Rate (m3/s) | Rated Power (W) | Motor Heat In Air Fraction | End Use
DINING EXHAUST FAN | Fan:ZoneExhaust | 1 | 0.01 | 2.67 | 0.03 | 1 | Zone Exhaust Fans
KITCHEN EXHAUST FAN | Fan:ZoneExhaust | 1 | 0.01 | 0.01 | 0 | 1 | Zone Exhaust Fans
PSZ-AC_1:1 FAN | Fan:ConstantVolume | 0.26 | 500 | 4.27 | 8105.16 | 1 | Fan Energy
PSZ-AC_2:2 FAN | Fan:ConstantVolume | 0.26 | 500 | 2.86 | 5417.19 | 1 | Fan Energy
Nominal Capacity [W]
PSZ-AC_1:1_HEATC | 62531.96
PSZ-AC_2:2_HEATC | 41794.04
| CO2:FACILITY [kg] | NOX:FACILITY [kg] | SO2:FACILITY [kg] | PM:FACILITY [kg] | HG:FACILITY [kg] | WATERENVIRONMENTALFACTORS:FACILITY [L] | CARBON EQUIVALENT:FACILITY [kg]
January | 39331.5868 | 60.1575 | 132.5358 | 0 | 0.0005 | 137760.9292 | 16011.5913
February | 34683.8772 | 53.5951 | 119.8307 | 0 | 0.0005 | 124559.5841 | 14173.1193
March | 37591.3985 | 58.7137 | 133.2631 | 0 | 0.0005 | 138527.2992 | 15422.6234
April | 36193.5734 | 57.7369 | 134.8379 | 0 | 0.0005 | 140174.2295 | 14967.4829
May | 40312.9647 | 65.3494 | 155.8197 | 0 | 0.0006 | 161994.4746 | 16773.139
June | 41931.2615 | 68.5673 | 165.293 | 0 | 0.0007 | 171847.6353 | 17504.7908
July | 46378.4496 | 76.27 | 185.1538 | 0 | 0.0007 | 192499.2171 | 19403.5581
August | 44623.5591 | 73.1959 | 177.1293 | 0 | 0.0007 | 184155.0019 | 18650.8977
September | 39697.3102 | 64.6722 | 155.1762 | 0 | 0.0006 | 161327.9175 | 16548.4463
October | 37400.6663 | 59.8515 | 140.358 | 0 | 0.0006 | 145914.2369 | 15485.205
November | 36390.6589 | 56.7629 | 128.5984 | 0 | 0.0005 | 133677.7326 | 14922.6017
December | 39495.5176 | 60.3035 | 132.5214 | 0 | 0.0005 | 137744.9748 | 16068.0529
Annual Sum or Average | 474030.8238 | 755.176 | 1760.5174 | 0 | 0.007 | 1830183.2327 | 195931.5085
Minimum of Months | 34683.8772 | 53.5951 | 119.8307 | 0 | 0.0005 | 124559.5841 | 14173.1193
Maximum of Months | 46378.4496 | 76.27 | 185.1538 | 0 | 0.0007 | 192499.2171 | 19403.5581
| ELECTRICITY:FACILITY [J] | ELECTRICITY:FACILITY {Maximum}[W] | ELECTRICITY:FACILITY {TIMESTAMP} | INTERIORLIGHTS:ELECTRICITY {AT MAX/MIN} [W] | INTERIOREQUIPMENT:ELECTRICITY {AT MAX/MIN} [W] | FANS:ELECTRICITY {AT MAX/MIN} [W] | HEATING:ELECTRICITY {AT MAX/MIN} [W] | COOLING:ELECTRICITY {AT MAX/MIN} [W] | EXTERIORLIGHTS:ELECTRICITY {AT MAX/MIN} [W] | PUMPS:ELECTRICITY {AT MAX/MIN} [W] | HEATREJECTION:ELECTRICITY [Invalid/Undefined] | EXTERIOREQUIPMENT:ELECTRICITY [Invalid/Undefined] | HUMIDIFICATION:ELECTRICITY [Invalid/Undefined] | HEATRECOVERY:ELECTRICITY [Invalid/Undefined] | WATERSYSTEMS:ELECTRICITY [Invalid/Undefined] | REFRIGERATION:ELECTRICITY {AT MAX/MIN} [W] | GENERATORS:ELECTRICITY [Invalid/Undefined] | ELECTRICITYPRODUCED:FACILITY [Invalid/Undefined]
January | 109219000000 | 51185.592 | 31-JAN-18:00 | 9181.105 | 24042.957 | 13522.368 | 0 | 926.071 | 1483.493 | 0 | 0 | 0 | 0 | 0 | 0 | 2029.598 | 0 | 0
February | 98752300000 | 55781.613 | 14-FEB-15:00 | 9181.105 | 24042.957 | 13522.368 | 0 | 6930.235 | 0 | 0 | 0 | 0 | 0 | 0 | 0 | 2104.948 | 0 | 0
March | 109826000000 | 58327.472 | 02-MAR-14:00 | 9181.105 | 24042.957 | 13522.368 | 0 | 9466.302 | 0 | 0 | 0 | 0 | 0 | 0 | 0 | 2114.739 | 0 | 0
April | 111132000000 | 71964.523 | 21-APR-17:10 | 9181.105 | 24042.957 | 13522.368 | 0 | 23192.486 | 0 | 0 | 0 | 0 | 0 | 0 | 0 | 2025.606 | 0 | 0
May | 128431000000 | 77716.144 | 31-MAY-17:10 | 9181.105 | 24042.957 | 13522.368 | 0 | 28927.045 | 0 | 0 | 0 | 0 | 0 | 0 | 0 | 2042.668 | 0 | 0
June | 136243000000 | 82238.672 | 29-JUN-13:00 | 9181.105 | 24042.957 | 13522.368 | 0 | 33350.726 | 0 | 0 | 0 | 0 | 0 | 0 | 0 | 2141.516 | 0 | 0
July | 152616000000 | 84655.365 | 31-JUL-17:30 | 9181.105 | 24042.957 | 13522.368 | 0 | 35877.19 | 0 | 0 | 0 | 0 | 0 | 0 | 0 | 2031.745 | 0 | 0
August | 146000000000 | 84544.209 | 01-AUG-17:10 | 9181.105 | 24042.957 | 13522.368 | 0 | 35717.784 | 0 | 0 | 0 | 0 | 0 | 0 | 0 | 2079.994 | 0 | 0
September | 127903000000 | 76718.965 | 02-SEP-17:10 | 9181.105 | 24042.957 | 13522.368 | 0 | 27912.995 | 0 | 0 | 0 | 0 | 0 | 0 | 0 | 2059.539 | 0 | 0
October | 115683000000 | 71389.24 | 11-OCT-16:30 | 9181.105 | 24042.957 | 13522.368 | 0 | 22579.039 | 0 | 0 | 0 | 0 | 0 | 0 | 0 | 2063.771 | 0 | 0
November | 105981000000 | 52612.984 | 01-NOV-13:00 | 9181.105 | 24042.957 | 13522.368 | 0 | 3758.525 | 0 | 0 | 0 | 0 | 0 | 0 | 0 | 2108.028 | 0 | 0
December | 109206000000 | 51020.673 | 14-DEC-18:19 | 9181.105 | 24042.957 | 13522.368 | 0 | 764.021 | 1483.493 | 0 | 0 | 0 | 0 | 0 | 0 | 2026.729 | 0 | 0
Annual Sum or Average | 1450990000000 | [9 empty] | 0 | 0 | 0 | 0 | 0 |  | 0 | 0
Minimum of Months | 98752300000 | 51020.673 |  | 9181.105 | 24042.957 | 13522.368 | 0 | 764.021 | 0 | 0 | 0 | 0 | 0 | 0 | 0 | 2025.606 | 0 | 0
Maximum of Months | 152616000000 | 84655.365 |  | 9181.105 | 24042.957 | 13522.368 | 0 | 35877.19 | 1483.493 | 0 | 0 | 0 | 0 | 0 | 0 | 2141.516 | 0 | 0
| Electric | Gas | Other | Total
Cost ($) | 15076.44 | 12468.7 | 0 | 27545.15
Cost per Total Building Area ($/m2) | 29.49 | 24.39 | 0 | 53.89
Cost per Net Conditioned Building Area ($/m2) | 29.49 | 24.39 | 0 | 53.89
10-seattle
| Total Energy (GJ) | Energy Per Total Building Area (MJ/m2) | Energy Per Conditioned Building Area (MJ/m2)
Total Site Energy | 3200.1 | 6260.55 | 6260.55
Net Site Energy | 3200.1 | 6260.55 | 6260.55
Total Source Energy | 4330.21 | 8471.45 | 8471.45
Net Source Energy | 4330.21 | 8471.45 | 8471.45
Area (m2)
Total Building Area | 511.15
Net Conditioned Building Area | 511.15
| Electricity (GJ) | Natural Gas (GJ) | Other Fuel (GJ) | District Cooling (GJ) | District Heating (GJ) | Water (m3)
Heating | 0 | 495 | 0 | 0 | 0 | 0
Cooling | 31.25 | 0 | 0 | 0 | 0 | 0
Interior Lighting | 185.61 | 0 | 0 | 0 | 0 | 0
Exterior Lighting | 23.26 | 0 | 0 | 0 | 0 | 0
Interior Equipment | 652.32 | 1201.41 | 0 | 0 | 0 | 0
Exterior Equipment | 0 | 0 | 0 | 0 | 0 | 0
Fans | 326.77 | 0 | 0 | 0 | 0 | 0
Pumps | 0 | 0 | 0 | 0 | 0 | 0
Heat Rejection | 0 | 0 | 0 | 0 | 0 | 0
Humidification | 0 | 0 | 0 | 0 | 0 | 0
Heat Recovery | 0 | 0 | 0 | 0 | 0 | 0
Water Systems | 0 | 217.99 | 0 | 0 | 0 | 1375.88
Refrigeration | 66.48 | 0 | 0 | 0 | 0 | 0
Generators | 0 | 0 | 0 | 0 | 0 | 0
Total End Uses | 1285.69 | 1914.41 | 0 | 0 | 0 | 1375.88
| Electricity (GJ) | Percent Electricity (%)
Fuel-Fired Power Generation | 0 | 0
High Temperature Geothermal* | 0 | 0
Photovoltaic Power | 0 | 0
Wind Power* | 0 | 0
Net Decrease in On-Site Storage | 0 | 0
Total On-Site Electric Sources | 0 | 0
Electricity Coming From Utility | 1285.69 | 100
Surplus Electricity Going To Utility | 0 | 0
Net Electricity From Utility | 1285.69 | 100
Total On-Site and Utility Electric Sources | 1285.69 | 100
Total Electricity End Uses | 1285.69 | 100
| Construction | Reflectance | U-Factor with Film (W/m2-K) | U-Factor no Film (W/m2-K) | Gross Area (m2) | Azimuth (deg) | Tilt (deg) | Cardinal Direction
DINING_WALL_EAST | EXT-WALLS | 0.3 | 0.704 | 0.79 | 50.13 | 90 | 90 | E
DINING_WALL_SOUTH | EXT-WALLS | 0.3 | 0.704 | 0.79 | 68.93 | 180 | 90 | S
DINING_WALL_WEST | EXT-WALLS | 0.3 | 0.704 | 0.79 | 50.13 | 270 | 90 | W
DINING_FLOOR | EXT-SLAB | 0.3 | 1.627 | 2.69 | 371.75 | 0 | 180
KITCHEN_WALL_NORTH | EXT-WALLS | 0.3 | 0.704 | 0.79 | 68.93 | 0 | 90 | N
KITCHEN_WALL_EAST | EXT-WALLS | 0.3 | 0.704 | 0.79 | 18.8 | 90 | 90 | E
KITCHEN_WALL_WEST | EXT-WALLS | 0.3 | 0.704 | 0.79 | 18.8 | 270 | 90 | W
KITCHEN_FLOOR | EXT-SLAB | 0.3 | 1.627 | 2.69 | 139.41 | 0 | 180
SOUTH-ROOF | ROOFS | 0.22 | 0.194 | 0.2 | 60.26 | 180 | 45
NORTH-ROOF | ROOFS | 0.22 | 0.194 | 0.2 | 60.26 | 0 | 45
WEST-ROOF | ROOFS | 0.22 | 0.194 | 0.2 | 224.5 | 270 | 18.44
EAST-ROOF | ROOFS | 0.22 | 0.194 | 0.2 | 224.5 | 90 | 18.44
| Construction | Area of Opening (m2) | U-Factor | SHGC | Visible Transmittance | Shade Control | Parent Surface
DINING_WALL_EAST_WINDOW | WINDOW_EAST | 13.94 | 3.24 | 0.39 | 0.495 | No | DINING_WALL_EAST
DINING_WALL_SOUTH_WINDOW | WINDOW_SOUTH | 19.3 | 3.24 | 0.39 | 0.495 | No | DINING_WALL_SOUTH
DINING_WALL_WEST_WINDOW | WINDOW_WEST | 13.94 | 3.24 | 0.39 | 0.495 | No | DINING_WALL_WEST
| Type | Nominal Capacity (W) | Nominal Efficiency (W/W)
PSZ-AC_1:1_COOLC DXCOIL | Coil:Cooling:DX:SingleSpeed | 69343.47 | 2.78
PSZ-AC_2:2_COOLC DXCOIL | Coil:Cooling:DX:SingleSpeed | 46874.36 | 2.78
| Type | Total Efficiency (W/W) | Delta Pressure (pa) | Max Flow Rate (m3/s) | Rated Power (W) | Motor Heat In Air Fraction | End Use
DINING EXHAUST FAN | Fan:ZoneExhaust | 1 | 0.01 | 2.67 | 0.03 | 1 | Zone Exhaust Fans
KITCHEN EXHAUST FAN | Fan:ZoneExhaust | 1 | 0.01 | 0.01 | 0 | 1 | Zone Exhaust Fans
PSZ-AC_1:1 FAN | Fan:ConstantVolume | 0.26 | 500 | 3.54 | 6713.87 | 1 | Fan Energy
PSZ-AC_2:2 FAN | Fan:ConstantVolume | 0.26 | 500 | 2.83 | 5369.58 | 1 | Fan Energy
Nominal Capacity [W]
PSZ-AC_1:1_HEATC | 56378.07
PSZ-AC_2:2_HEATC | 45089.74
| CO2:FACILITY [kg] | NOX:FACILITY [kg] | SO2:FACILITY [kg] | PM:FACILITY [kg] | HG:FACILITY [kg] | WATERENVIRONMENTALFACTORS:FACILITY [L] | CARBON EQUIVALENT:FACILITY [kg]
January | 16395.6833 | 18.4501 | 22.8463 | 0 | 0.0001 | 301224.2552 | 6056.6463
February | 13748.6435 | 15.7 | 20.6174 | 0 | 0.0001 | 271908.2738 | 5103.3005
March | 14933.2937 | 17.1212 | 22.8309 | 0 | 0.0001 | 301119.6677 | 5550.3553
April | 13200.6594 | 15.4313 | 22.0751 | 0 | 0.0001 | 291236.3438 | 4938.1329
May | 12447.9885 | 14.9446 | 23.3268 | 0 | 0.0001 | 307851.6031 | 4698.681
June | 11601.3702 | 14.1333 | 23.0503 | 0 | 0.0001 | 304250.4105 | 4401.087
July | 11927.1783 | 14.7405 | 25.0398 | 0 | 0.0001 | 330556.5075 | 4547.199
August | 11889.4875 | 14.7134 | 25.0855 | 0 | 0.0001 | 331164.0423 | 4534.9236
September | 11828.689 | 14.4371 | 23.6735 | 0 | 0.0001 | 312482.2053 | 4490.2001
October | 12838.6832 | 15.2503 | 23.016 | 0 | 0.0001 | 303712.2722 | 4828.6604
November | 14475.0541 | 16.5962 | 22.1324 | 0 | 0.0001 | 291907.9259 | 5380.0743
December | 16244.1959 | 18.3145 | 22.8574 | 0 | 0.0001 | 301382.1424 | 6004.414
Annual Sum or Average | 161530.9266 | 189.8326 | 276.5513 | 0 | 0.0013 | 3648795.6497 | 60533.6744
Minimum of Months | 11601.3702 | 14.1333 | 20.6174 | 0 | 0.0001 | 271908.2738 | 4401.087
Maximum of Months | 16395.6833 | 18.4501 | 25.0855 | 0 | 0.0001 | 331164.0423 | 6056.6463
| ELECTRICITY:FACILITY [J] | ELECTRICITY:FACILITY {Maximum}[W] | ELECTRICITY:FACILITY {TIMESTAMP} | INTERIORLIGHTS:ELECTRICITY {AT MAX/MIN} [W] | INTERIOREQUIPMENT:ELECTRICITY {AT MAX/MIN} [W] | FANS:ELECTRICITY {AT MAX/MIN} [W] | HEATING:ELECTRICITY {AT MAX/MIN} [W] | COOLING:ELECTRICITY {AT MAX/MIN} [W] | EXTERIORLIGHTS:ELECTRICITY {AT MAX/MIN} [W] | PUMPS:ELECTRICITY {AT MAX/MIN} [W] | HEATREJECTION:ELECTRICITY [Invalid/Undefined] | EXTERIOREQUIPMENT:ELECTRICITY [Invalid/Undefined] | HUMIDIFICATION:ELECTRICITY [Invalid/Undefined] | HEATRECOVERY:ELECTRICITY [Invalid/Undefined] | WATERSYSTEMS:ELECTRICITY [Invalid/Undefined] | REFRIGERATION:ELECTRICITY {AT MAX/MIN} [W] | GENERATORS:ELECTRICITY [Invalid/Undefined] | ELECTRICITYPRODUCED:FACILITY [Invalid/Undefined]
January | 106140000000 | 49055.472 | 28-JAN-19:10 | 9181.105 | 24042.957 | 12083.473 | 0 | 0 | 1483.493 | 0 | 0 | 0 | 0 | 0 | 0 | 2264.443 | 0 | 0
February | 95809800000 | 49045.105 | 04-FEB-19:10 | 9181.105 | 24042.957 | 12083.473 | 0 | 0 | 1483.493 | 0 | 0 | 0 | 0 | 0 | 0 | 2254.076 | 0 | 0
March | 106103000000 | 51063.395 | 29-MAR-16:10 | 9181.105 | 24042.957 | 12083.473 | 0 | 3715.953 | 0 | 0 | 0 | 0 | 0 | 0 | 0 | 2039.906 | 0 | 0
April | 102620000000 | 53474.88 | 29-APR-15:09 | 8160.982 | 24042.957 | 12083.473 | 0 | 7075.267 | 0 | 0 | 0 | 0 | 0 | 0 | 0 | 2112.199 | 0 | 0
May | 108475000000 | 65297.08 | 05-MAY-16:10 | 9181.105 | 24042.957 | 12083.473 | 0 | 17912.628 | 0 | 0 | 0 | 0 | 0 | 0 | 0 | 2076.916 | 0 | 0
June | 107206000000 | 70011.754 | 28-JUN-12:00 | 9181.105 | 24042.957 | 12083.473 | 0 | 22547.4 | 0 | 0 | 0 | 0 | 0 | 0 | 0 | 2156.818 | 0 | 0
July | 116475000000 | 74551.971 | 31-JUL-17:19 | 9181.105 | 24042.957 | 12083.473 | 0 | 27160.207 | 0 | 0 | 0 | 0 | 0 | 0 | 0 | 2084.229 | 0 | 0
August | 116689000000 | 73762.905 | 18-AUG-17:40 | 9181.105 | 24042.957 | 12083.473 | 0 | 26369.056 | 0 | 0 | 0 | 0 | 0 | 0 | 0 | 2086.314 | 0 | 0
September | 110106000000 | 82179.02 | 02-SEP-16:10 | 9181.105 | 24042.957 | 12083.473 | 0 | 34798.491 | 0 | 0 | 0 | 0 | 0 | 0 | 0 | 2072.993 | 0 | 0
October | 107016000000 | 56402.948 | 17-OCT-12:00 | 9181.105 | 24042.957 | 12083.473 | 0 | 8968.507 | 0 | 0 | 0 | 0 | 0 | 0 | 0 | 2126.906 | 0 | 0
November | 102857000000 | 49064.999 | 04-NOV-19:00 | 9181.105 | 24042.957 | 12083.473 | 0 | 0 | 1483.493 | 0 | 0 | 0 | 0 | 0 | 0 | 2273.971 | 0 | 0
December | 106195000000 | 49050.569 | 28-DEC-19:10 | 9181.105 | 24042.957 | 12083.473 | 0 | 0 | 1483.493 | 0 | 0 | 0 | 0 | 0 | 0 | 2259.541 | 0 | 0
Annual Sum or Average | 1285690000000 | [9 empty] | 0 | 0 | 0 | 0 | 0 |  | 0 | 0
Minimum of Months | 95809800000 | 49045.105 |  | 8160.982 | 24042.957 | 12083.473 | 0 | 0 | 0 | 0 | 0 | 0 | 0 | 0 | 0 | 2039.906 | 0 | 0
Maximum of Months | 116689000000 | 82179.02 |  | 9181.105 | 24042.957 | 12083.473 | 0 | 34798.491 | 1483.493 | 0 | 0 | 0 | 0 | 0 | 0 | 2273.971 | 0 | 0
| Electric | Gas | Other | Total
Cost ($) | 25778.22 | 15902.52 | 0 | 41680.74
Cost per Total Building Area ($/m2) | 50.43 | 31.11 | 0 | 81.54
Cost per Net Conditioned Building Area ($/m2) | 50.43 | 31.11 | 0 | 81.54
11-chicago
| Total Energy (GJ) | Energy Per Total Building Area (MJ/m2) | Energy Per Conditioned Building Area (MJ/m2)
Total Site Energy | 3598.23 | 7039.44 | 7039.44
Net Site Energy | 3598.23 | 7039.44 | 7039.44
Total Source Energy | 7354.25 | 14387.57 | 14387.57
Net Source Energy | 7354.25 | 14387.57 | 14387.57
Area (m2)
Total Building Area | 511.15
Net Conditioned Building Area | 511.15
| Electricity (GJ) | Natural Gas (GJ) | Other Fuel (GJ) | District Cooling (GJ) | District Heating (GJ) | Water (m3)
Heating | 0 | 774.76 | 0 | 0 | 0 | 0
Cooling | 136.63 | 0 | 0 | 0 | 0 | 0
Interior Lighting | 185.61 | 0 | 0 | 0 | 0 | 0
Exterior Lighting | 23.31 | 0 | 0 | 0 | 0 | 0
Interior Equipment | 652.32 | 1201.41 | 0 | 0 | 0 | 0
Exterior Equipment | 0 | 0 | 0 | 0 | 0 | 0
Fans | 331.73 | 0 | 0 | 0 | 0 | 0
Pumps | 0 | 0 | 0 | 0 | 0 | 0
Heat Rejection | 0 | 0 | 0 | 0 | 0 | 0
Humidification | 0 | 0 | 0 | 0 | 0 | 0
Heat Recovery | 0 | 0 | 0 | 0 | 0 | 0
Water Systems | 0 | 226.39 | 0 | 0 | 0 | 1375.88
Refrigeration | 66.08 | 0 | 0 | 0 | 0 | 0
Generators | 0 | 0 | 0 | 0 | 0 | 0
Total End Uses | 1395.67 | 2202.56 | 0 | 0 | 0 | 1375.88
| Electricity (GJ) | Percent Electricity (%)
Fuel-Fired Power Generation | 0 | 0
High Temperature Geothermal* | 0 | 0
Photovoltaic Power | 0 | 0
Wind Power* | 0 | 0
Net Decrease in On-Site Storage | 0 | 0
Total On-Site Electric Sources | 0 | 0
Electricity Coming From Utility | 1395.67 | 100
Surplus Electricity Going To Utility | 0 | 0
Net Electricity From Utility | 1395.67 | 100
Total On-Site and Utility Electric Sources | 1395.67 | 100
Total Electricity End Uses | 1395.67 | 100
| Construction | Reflectance | U-Factor with Film (W/m2-K) | U-Factor no Film (W/m2-K) | Gross Area (m2) | Azimuth (deg) | Tilt (deg) | Cardinal Direction
DINING_WALL_EAST | EXT-WALLS | 0.3 | 0.477 | 0.51 | 50.13 | 90 | 90 | E
DINING_WALL_SOUTH | EXT-WALLS | 0.3 | 0.477 | 0.51 | 68.93 | 180 | 90 | S
DINING_WALL_WEST | EXT-WALLS | 0.3 | 0.477 | 0.51 | 50.13 | 270 | 90 | W
DINING_FLOOR | EXT-SLAB | 0.3 | 1.627 | 2.69 | 371.75 | 0 | 180
KITCHEN_WALL_NORTH | EXT-WALLS | 0.3 | 0.477 | 0.51 | 68.93 | 0 | 90 | N
KITCHEN_WALL_EAST | EXT-WALLS | 0.3 | 0.477 | 0.51 | 18.8 | 90 | 90 | E
KITCHEN_WALL_WEST | EXT-WALLS | 0.3 | 0.477 | 0.51 | 18.8 | 270 | 90 | W
KITCHEN_FLOOR | EXT-SLAB | 0.3 | 1.627 | 2.69 | 139.41 | 0 | 180
SOUTH-ROOF | ROOFS | 0.22 | 0.194 | 0.2 | 60.26 | 180 | 45
NORTH-ROOF | ROOFS | 0.22 | 0.194 | 0.2 | 60.26 | 0 | 45
WEST-ROOF | ROOFS | 0.22 | 0.194 | 0.2 | 224.5 | 270 | 18.44
EAST-ROOF | ROOFS | 0.22 | 0.194 | 0.2 | 224.5 | 90 | 18.44
| Construction | Area of Opening (m2) | U-Factor | SHGC | Visible Transmittance | Shade Control | Parent Surface
DINING_WALL_EAST_WINDOW | WINDOW_EAST | 13.94 | 3.24 | 0.39 | 0.495 | No | DINING_WALL_EAST
DINING_WALL_SOUTH_WINDOW | WINDOW_SOUTH | 19.3 | 3.24 | 0.39 | 0.495 | No | DINING_WALL_SOUTH
DINING_WALL_WEST_WINDOW | WINDOW_WEST | 13.94 | 3.24 | 0.39 | 0.495 | No | DINING_WALL_WEST
| Type | Nominal Capacity (W) | Nominal Efficiency (W/W)
PSZ-AC_1:1_COOLC DXCOIL | Coil:Cooling:DX:SingleSpeed | 89571.85 | 2.73
PSZ-AC_2:2_COOLC DXCOIL | Coil:Cooling:DX:SingleSpeed | 70317.36 | 2.78
| Type | Total Efficiency (W/W) | Delta Pressure (pa) | Max Flow Rate (m3/s) | Rated Power (W) | Motor Heat In Air Fraction | End Use
DINING EXHAUST FAN | Fan:ZoneExhaust | 1 | 0.01 | 2.67 | 0.03 | 1 | Zone Exhaust Fans
KITCHEN EXHAUST FAN | Fan:ZoneExhaust | 1 | 0.01 | 0.01 | 0 | 1 | Zone Exhaust Fans
PSZ-AC_1:1 FAN | Fan:ConstantVolume | 0.26 | 500 | 3.61 | 6839.89 | 1 | Fan Energy
PSZ-AC_2:2 FAN | Fan:ConstantVolume | 0.26 | 500 | 2.83 | 5369.58 | 1 | Fan Energy
Nominal Capacity [W]
PSZ-AC_1:1_HEATC | 77586.41
PSZ-AC_2:2_HEATC | 60908.32
| CO2:FACILITY [kg] | NOX:FACILITY [kg] | SO2:FACILITY [kg] | PM:FACILITY [kg] | HG:FACILITY [kg] | WATERENVIRONMENTALFACTORS:FACILITY [L] | CARBON EQUIVALENT:FACILITY [kg]
January | 52038.7211 | 80.5055 | 199.6593 | 0 | 0.0006 | 45945.3386 | 21191.6247
February | 45817.8641 | 71.5096 | 179.5559 | 0 | 0.0006 | 41320.3339 | 18718.357
March | 48924.0928 | 77.6001 | 199.177 | 0 | 0.0006 | 45837.9024 | 20106.1615
April | 43896.5787 | 71.9632 | 192.7214 | 0 | 0.0006 | 44356.3175 | 18263.5031
May | 46918.0391 | 79.0674 | 218.8806 | 0 | 0.0007 | 50380.5474 | 19726.2518
June | 51692.7376 | 88.561 | 249.8312 | 0 | 0.0008 | 57506.7636 | 21872.1009
July | 57919.0076 | 99.8485 | 283.6428 | 0 | 0.0009 | 65290.4937 | 24565.8741
August | 55154.7279 | 94.8169 | 268.5097 | 0 | 0.0008 | 61806.6956 | 23367.9768
September | 46811.9511 | 79.6127 | 222.7266 | 0 | 0.0007 | 51266.8883 | 19750.8812
October | 45310.0374 | 75.3323 | 205.2329 | 0 | 0.0006 | 47237.6357 | 18952.157
November | 46273.2147 | 74.3677 | 194.2135 | 0 | 0.0006 | 44697.3091 | 19109.7
December | 50897.998 | 79.3842 | 199.1397 | 0 | 0.0006 | 45826.9759 | 20788.6081
Annual Sum or Average | 591654.9701 | 972.569 | 2613.2906 | 0 | 0.0081 | 601473.2015 | 246413.1961
Minimum of Months | 43896.5787 | 71.5096 | 179.5559 | 0 | 0.0006 | 41320.3339 | 18263.5031
Maximum of Months | 57919.0076 | 99.8485 | 283.6428 | 0 | 0.0009 | 65290.4937 | 24565.8741
| ELECTRICITY:FACILITY [J] | ELECTRICITY:FACILITY {Maximum}[W] | ELECTRICITY:FACILITY {TIMESTAMP} | INTERIORLIGHTS:ELECTRICITY {AT MAX/MIN} [W] | INTERIOREQUIPMENT:ELECTRICITY {AT MAX/MIN} [W] | FANS:ELECTRICITY {AT MAX/MIN} [W] | HEATING:ELECTRICITY {AT MAX/MIN} [W] | COOLING:ELECTRICITY {AT MAX/MIN} [W] | EXTERIORLIGHTS:ELECTRICITY {AT MAX/MIN} [W] | PUMPS:ELECTRICITY {AT MAX/MIN} [W] | HEATREJECTION:ELECTRICITY [Invalid/Undefined] | EXTERIOREQUIPMENT:ELECTRICITY [Invalid/Undefined] | HUMIDIFICATION:ELECTRICITY [Invalid/Undefined] | HEATRECOVERY:ELECTRICITY [Invalid/Undefined] | WATERSYSTEMS:ELECTRICITY [Invalid/Undefined] | REFRIGERATION:ELECTRICITY {AT MAX/MIN} [W] | GENERATORS:ELECTRICITY [Invalid/Undefined] | ELECTRICITYPRODUCED:FACILITY [Invalid/Undefined]
January | 106613000000 | 49203.001 | 28-JAN-19:30 | 9181.105 | 24042.957 | 12209.499 | 0 | 153.835 | 1483.493 | 0 | 0 | 0 | 0 | 0 | 0 | 2132.112 | 0 | 0
February | 95880700000 | 49167.731 | 18-FEB-19:10 | 9181.105 | 24042.957 | 12209.499 | 0 | 0 | 1483.493 | 0 | 0 | 0 | 0 | 0 | 0 | 2250.677 | 0 | 0
March | 106363000000 | 55628.986 | 31-MAR-14:00 | 9181.105 | 24042.957 | 12209.499 | 0 | 8073.698 | 0 | 0 | 0 | 0 | 0 | 0 | 0 | 2121.727 | 0 | 0
April | 102925000000 | 56435.183 | 07-APR-13:00 | 9181.105 | 24042.957 | 12209.499 | 0 | 8856.98 | 0 | 0 | 0 | 0 | 0 | 0 | 0 | 2144.641 | 0 | 0
May | 116904000000 | 83790.147 | 30-MAY-17:10 | 9181.105 | 24042.957 | 12209.499 | 0 | 36262.557 | 0 | 0 | 0 | 0 | 0 | 0 | 0 | 2094.029 | 0 | 0
June | 133440000000 | 95087.137 | 08-JUN-12:00 | 9181.105 | 24042.957 | 12209.499 | 0 | 47489.304 | 0 | 0 | 0 | 0 | 0 | 0 | 0 | 2164.272 | 0 | 0
July | 151502000000 | 96083.024 | 14-JUL-10:00 | 9181.105 | 24042.957 | 12209.499 | 0 | 47717.769 | 0 | 0 | 0 | 0 | 0 | 0 | 0 | 2931.693 | 0 | 0
August | 143418000000 | 96031.033 | 04-AUG-17:19 | 9181.105 | 24042.957 | 12209.499 | 0 | 48443.775 | 0 | 0 | 0 | 0 | 0 | 0 | 0 | 2153.697 | 0 | 0
September | 118961000000 | 83868.269 | 06-SEP-11:09 | 9181.105 | 24042.957 | 12209.499 | 0 | 36004.305 | 0 | 0 | 0 | 0 | 0 | 0 | 0 | 2430.402 | 0 | 0
October | 109611000000 | 72912.524 | 31-OCT-12:09 | 9181.105 | 24042.957 | 12209.499 | 0 | 25024.422 | 0 | 0 | 0 | 0 | 0 | 0 | 0 | 2454.54 | 0 | 0
November | 103717000000 | 72099.623 | 02-NOV-12:09 | 9181.105 | 24042.957 | 12209.499 | 0 | 24210.09 | 0 | 0 | 0 | 0 | 0 | 0 | 0 | 2455.971 | 0 | 0
December | 106338000000 | 49164.547 | 02-DEC-19:10 | 9181.105 | 24042.957 | 12209.499 | 0 | 0 | 1483.493 | 0 | 0 | 0 | 0 | 0 | 0 | 2247.493 | 0 | 0
Annual Sum or Average | 1395670000000 | [9 empty] | 0 | 0 | 0 | 0 | 0 |  | 0 | 0
Minimum of Months | 95880700000 | 49164.547 |  | 9181.105 | 24042.957 | 12209.499 | 0 | 0 | 0 | 0 | 0 | 0 | 0 | 0 | 0 | 2094.029 | 0 | 0
Maximum of Months | 151502000000 | 96083.024 |  | 9181.105 | 24042.957 | 12209.499 | 0 | 48443.775 | 1483.493 | 0 | 0 | 0 | 0 | 0 | 0 | 2931.693 | 0 | 0
| Electric | Gas | Other | Total
Cost ($) | 20033.11 | 19411.68 | 0 | 39444.79
Cost per Total Building Area ($/m2) | 39.19 | 37.98 | 0 | 77.17
Cost per Net Conditioned Building Area ($/m2) | 39.19 | 37.98 | 0 | 77.17
12-boulder
| Total Energy (GJ) | Energy Per Total Building Area (MJ/m2) | Energy Per Conditioned Building Area (MJ/m2)
Total Site Energy | 3330.39 | 6515.44 | 6515.44
Net Site Energy | 3330.39 | 6515.44 | 6515.44
Total Source Energy | 6733.47 | 13173.09 | 13173.09
Net Source Energy | 6733.47 | 13173.09 | 13173.09
Area (m2)
Total Building Area | 511.15
Net Conditioned Building Area | 511.15
| Electricity (GJ) | Natural Gas (GJ) | Other Fuel (GJ) | District Cooling (GJ) | District Heating (GJ) | Water (m3)
Heating | 0 | 512.52 | 0 | 0 | 0 | 0
Cooling | 100.86 | 0 | 0 | 0 | 0 | 0
Interior Lighting | 185.61 | 0 | 0 | 0 | 0 | 0
Exterior Lighting | 23.29 | 0 | 0 | 0 | 0 | 0
Interior Equipment | 652.32 | 1201.41 | 0 | 0 | 0 | 0
Exterior Equipment | 0 | 0 | 0 | 0 | 0 | 0
Fans | 362.94 | 0 | 0 | 0 | 0 | 0
Pumps | 0 | 0 | 0 | 0 | 0 | 0
Heat Rejection | 0 | 0 | 0 | 0 | 0 | 0
Humidification | 0 | 0 | 0 | 0 | 0 | 0
Heat Recovery | 0 | 0 | 0 | 0 | 0 | 0
Water Systems | 0 | 225.32 | 0 | 0 | 0 | 1375.88
Refrigeration | 66.13 | 0 | 0 | 0 | 0 | 0
Generators | 0 | 0 | 0 | 0 | 0 | 0
Total End Uses | 1391.14 | 1939.24 | 0 | 0 | 0 | 1375.88
| Electricity (GJ) | Percent Electricity (%)
Fuel-Fired Power Generation | 0 | 0
High Temperature Geothermal* | 0 | 0
Photovoltaic Power | 0 | 0
Wind Power* | 0 | 0
Net Decrease in On-Site Storage | 0 | 0
Total On-Site Electric Sources | 0 | 0
Electricity Coming From Utility | 1391.14 | 100
Surplus Electricity Going To Utility | 0 | 0
Net Electricity From Utility | 1391.14 | 100
Total On-Site and Utility Electric Sources | 1391.14 | 100
Total Electricity End Uses | 1391.14 | 100
| Construction | Reflectance | U-Factor with Film (W/m2-K) | U-Factor no Film (W/m2-K) | Gross Area (m2) | Azimuth (deg) | Tilt (deg) | Cardinal Direction
DINING_WALL_EAST | EXT-WALLS | 0.3 | 0.477 | 0.51 | 50.13 | 90 | 90 | E
DINING_WALL_SOUTH | EXT-WALLS | 0.3 | 0.477 | 0.51 | 68.93 | 180 | 90 | S
DINING_WALL_WEST | EXT-WALLS | 0.3 | 0.477 | 0.51 | 50.13 | 270 | 90 | W
DINING_FLOOR | EXT-SLAB | 0.3 | 1.627 | 2.69 | 371.75 | 0 | 180
KITCHEN_WALL_NORTH | EXT-WALLS | 0.3 | 0.477 | 0.51 | 68.93 | 0 | 90 | N
KITCHEN_WALL_EAST | EXT-WALLS | 0.3 | 0.477 | 0.51 | 18.8 | 90 | 90 | E
KITCHEN_WALL_WEST | EXT-WALLS | 0.3 | 0.477 | 0.51 | 18.8 | 270 | 90 | W
KITCHEN_FLOOR | EXT-SLAB | 0.3 | 1.627 | 2.69 | 139.41 | 0 | 180
SOUTH-ROOF | ROOFS | 0.22 | 0.194 | 0.2 | 60.26 | 180 | 45
NORTH-ROOF | ROOFS | 0.22 | 0.194 | 0.2 | 60.26 | 0 | 45
WEST-ROOF | ROOFS | 0.22 | 0.194 | 0.2 | 224.5 | 270 | 18.44
EAST-ROOF | ROOFS | 0.22 | 0.194 | 0.2 | 224.5 | 90 | 18.44
| Construction | Area of Opening (m2) | U-Factor | SHGC | Visible Transmittance | Shade Control | Parent Surface
DINING_WALL_EAST_WINDOW | WINDOW_EAST | 13.94 | 3.24 | 0.39 | 0.495 | No | DINING_WALL_EAST
DINING_WALL_SOUTH_WINDOW | WINDOW_SOUTH | 19.3 | 3.24 | 0.39 | 0.495 | No | DINING_WALL_SOUTH
DINING_WALL_WEST_WINDOW | WINDOW_WEST | 13.94 | 3.24 | 0.39 | 0.495 | No | DINING_WALL_WEST
| Type | Nominal Capacity (W) | Nominal Efficiency (W/W)
PSZ-AC_1:1_COOLC DXCOIL | Coil:Cooling:DX:SingleSpeed | 69644.66 | 2.78
PSZ-AC_2:2_COOLC DXCOIL | Coil:Cooling:DX:SingleSpeed | 47100.25 | 2.78
| Type | Total Efficiency (W/W) | Delta Pressure (pa) | Max Flow Rate (m3/s) | Rated Power (W) | Motor Heat In Air Fraction | End Use
DINING EXHAUST FAN | Fan:ZoneExhaust | 1 | 0.01 | 2.67 | 0.03 | 1 | Zone Exhaust Fans
KITCHEN EXHAUST FAN | Fan:ZoneExhaust | 1 | 0.01 | 0.01 | 0 | 1 | Zone Exhaust Fans
PSZ-AC_1:1 FAN | Fan:ConstantVolume | 0.26 | 500 | 4.21 | 7977.98 | 1 | Fan Energy
PSZ-AC_2:2 FAN | Fan:ConstantVolume | 0.26 | 500 | 2.85 | 5395.46 | 1 | Fan Energy
Nominal Capacity [W]
PSZ-AC_1:1_HEATC | 75229.28
PSZ-AC_2:2_HEATC | 50877.09
| CO2:FACILITY [kg] | NOX:FACILITY [kg] | SO2:FACILITY [kg] | PM:FACILITY [kg] | HG:FACILITY [kg] | WATERENVIRONMENTALFACTORS:FACILITY [L] | CARBON EQUIVALENT:FACILITY [kg]
January | 40827.2382 | 61.506 | 132.4928 | 0 | 0.0005 | 137708.0946 | 16528.3425
February | 36125.6448 | 54.8179 | 119.3721 | 0 | 0.0005 | 124074.4271 | 14663.6942
March | 39060.9283 | 60.0609 | 133.3416 | 0 | 0.0005 | 138601.1776 | 15932.5394
April | 36322.4998 | 57.1266 | 130.9015 | 0 | 0.0005 | 136075.6644 | 14940.7557
May | 37980.6393 | 60.6738 | 141.9615 | 0 | 0.0006 | 147580.4244 | 15714.95
June | 38718.5647 | 62.6734 | 149.1622 | 0 | 0.0006 | 155072.5064 | 16100.7866
July | 43636.3382 | 71.3481 | 171.9739 | 0 | 0.0007 | 178793.4479 | 18215.8654
August | 41868.3928 | 68.2458 | 163.8611 | 0 | 0.0007 | 170357.3469 | 17457.0868
September | 38047.7694 | 61.4029 | 145.5785 | 0 | 0.0006 | 151345.3386 | 15803.7274
October | 37780.8776 | 59.865 | 138.5644 | 0 | 0.0006 | 144044.9939 | 15584.2616
November | 37546.1852 | 57.7738 | 128.3981 | 0 | 0.0005 | 133463.0204 | 15318.8116
December | 40937.788 | 61.5833 | 132.3685 | 0 | 0.0005 | 137578.1454 | 16564.3434
Annual Sum or Average | 468852.8664 | 737.0775 | 1687.9762 | 0 | 0.0068 | 1754694.5875 | 192825.1646
Minimum of Months | 36125.6448 | 54.8179 | 119.3721 | 0 | 0.0005 | 124074.4271 | 14663.6942
Maximum of Months | 43636.3382 | 71.3481 | 171.9739 | 0 | 0.0007 | 178793.4479 | 18215.8654
| ELECTRICITY:FACILITY [J] | ELECTRICITY:FACILITY {Maximum}[W] | ELECTRICITY:FACILITY {TIMESTAMP} | INTERIORLIGHTS:ELECTRICITY {AT MAX/MIN} [W] | INTERIOREQUIPMENT:ELECTRICITY {AT MAX/MIN} [W] | FANS:ELECTRICITY {AT MAX/MIN} [W] | HEATING:ELECTRICITY {AT MAX/MIN} [W] | COOLING:ELECTRICITY {AT MAX/MIN} [W] | EXTERIORLIGHTS:ELECTRICITY {AT MAX/MIN} [W] | PUMPS:ELECTRICITY {AT MAX/MIN} [W] | HEATREJECTION:ELECTRICITY [Invalid/Undefined] | EXTERIOREQUIPMENT:ELECTRICITY [Invalid/Undefined] | HUMIDIFICATION:ELECTRICITY [Invalid/Undefined] | HEATRECOVERY:ELECTRICITY [Invalid/Undefined] | WATERSYSTEMS:ELECTRICITY [Invalid/Undefined] | REFRIGERATION:ELECTRICITY {AT MAX/MIN} [W] | GENERATORS:ELECTRICITY [Invalid/Undefined] | ELECTRICITYPRODUCED:FACILITY [Invalid/Undefined]
January | 109177000000 | 51213.017 | 19-JAN-19:10 | 9181.105 | 24042.957 | 13373.459 | 0 | 897.011 | 1483.493 | 0 | 0 | 0 | 0 | 0 | 0 | 2234.992 | 0 | 0
February | 98367700000 | 51191.03 | 18-FEB-19:10 | 9181.105 | 24042.957 | 13373.459 | 0 | 885.82 | 1483.493 | 0 | 0 | 0 | 0 | 0 | 0 | 2224.196 | 0 | 0
March | 109885000000 | 62985.893 | 26-MAR-17:10 | 6120.737 | 24042.957 | 13373.459 | 0 | 17500.811 | 0 | 0 | 0 | 0 | 0 | 0 | 0 | 1947.928 | 0 | 0
April | 107882000000 | 66253.931 | 26-APR-12:00 | 9181.105 | 24042.957 | 13373.459 | 0 | 17547.103 | 0 | 0 | 0 | 0 | 0 | 0 | 0 | 2109.306 | 0 | 0
May | 117004000000 | 73575.262 | 23-MAY-17:10 | 9181.105 | 24042.957 | 13373.459 | 0 | 24934.272 | 0 | 0 | 0 | 0 | 0 | 0 | 0 | 2043.468 | 0 | 0
June | 122943000000 | 80994.127 | 28-JUN-11:00 | 9181.105 | 24042.957 | 13373.459 | 0 | 32305.321 | 0 | 0 | 0 | 0 | 0 | 0 | 0 | 2091.284 | 0 | 0
July | 141750000000 | 82923.039 | 19-JUL-12:00 | 9181.105 | 24042.957 | 13373.459 | 0 | 34176.067 | 0 | 0 | 0 | 0 | 0 | 0 | 0 | 2149.45 | 0 | 0
August | 135061000000 | 82988.998 | 30-AUG-11:00 | 9181.105 | 24042.957 | 13373.459 | 0 | 34278.824 | 0 | 0 | 0 | 0 | 0 | 0 | 0 | 2112.652 | 0 | 0
September | 119988000000 | 76518.395 | 01-SEP-17:10 | 9181.105 | 24042.957 | 13373.459 | 0 | 27867.594 | 0 | 0 | 0 | 0 | 0 | 0 | 0 | 2053.279 | 0 | 0
October | 114201000000 | 70712.315 | 05-OCT-12:00 | 9181.105 | 24042.957 | 13373.459 | 0 | 22001.103 | 0 | 0 | 0 | 0 | 0 | 0 | 0 | 2113.69 | 0 | 0
November | 105811000000 | 58867.645 | 10-NOV-13:00 | 9181.105 | 24042.957 | 13373.459 | 0 | 10164.948 | 0 | 0 | 0 | 0 | 0 | 0 | 0 | 2105.175 | 0 | 0
December | 109074000000 | 51123.201 | 19-DEC-18:49 | 9181.105 | 24042.957 | 13373.459 | 0 | 1009.407 | 1483.493 | 0 | 0 | 0 | 0 | 0 | 0 | 2032.78 | 0 | 0
Annual Sum or Average | 1391140000000 | [9 empty] | 0 | 0 | 0 | 0 | 0 |  | 0 | 0
Minimum of Months | 98367700000 | 51123.201 |  | 6120.737 | 24042.957 | 13373.459 | 0 | 885.82 | 0 | 0 | 0 | 0 | 0 | 0 | 0 | 1947.928 | 0 | 0
Maximum of Months | 141750000000 | 82988.998 |  | 9181.105 | 24042.957 | 13373.459 | 0 | 34278.824 | 1483.493 | 0 | 0 | 0 | 0 | 0 | 0 | 2234.992 | 0 | 0
| Electric | Gas | Other | Total
Cost ($) | 14462.54 | 13902.38 | 0 | 28364.91
Cost per Total Building Area ($/m2) | 28.29 | 27.2 | 0 | 55.49
Cost per Net Conditioned Building Area ($/m2) | 28.29 | 27.2 | 0 | 55.49
13-minneapolis
| Total Energy (GJ) | Energy Per Total Building Area (MJ/m2) | Energy Per Conditioned Building Area (MJ/m2)
Total Site Energy | 3832.26 | 7497.28 | 7497.28
Net Site Energy | 3832.26 | 7497.28 | 7497.28
Total Source Energy | 7423.82 | 14523.66 | 14523.66
Net Source Energy | 7423.82 | 14523.66 | 14523.66
Area (m2)
Total Building Area | 511.15
Net Conditioned Building Area | 511.15
| Electricity (GJ) | Natural Gas (GJ) | Other Fuel (GJ) | District Cooling (GJ) | District Heating (GJ) | Water (m3)
Heating | 0 | 1005.39 | 0 | 0 | 0 | 0
Cooling | 120.66 | 0 | 0 | 0 | 0 | 0
Interior Lighting | 185.61 | 0 | 0 | 0 | 0 | 0
Exterior Lighting | 23.29 | 0 | 0 | 0 | 0 | 0
Interior Equipment | 652.32 | 1201.41 | 0 | 0 | 0 | 0
Exterior Equipment | 0 | 0 | 0 | 0 | 0 | 0
Fans | 333.83 | 0 | 0 | 0 | 0 | 0
Pumps | 0 | 0 | 0 | 0 | 0 | 0
Heat Rejection | 0 | 0 | 0 | 0 | 0 | 0
Humidification | 0 | 0 | 0 | 0 | 0 | 0
Heat Recovery | 0 | 0 | 0 | 0 | 0 | 0
Water Systems | 0 | 244.22 | 0 | 0 | 0 | 1375.88
Refrigeration | 65.52 | 0 | 0 | 0 | 0 | 0
Generators | 0 | 0 | 0 | 0 | 0 | 0
Total End Uses | 1381.23 | 2451.03 | 0 | 0 | 0 | 1375.88
| Electricity (GJ) | Percent Electricity (%)
Fuel-Fired Power Generation | 0 | 0
High Temperature Geothermal* | 0 | 0
Photovoltaic Power | 0 | 0
Wind Power* | 0 | 0
Net Decrease in On-Site Storage | 0 | 0
Total On-Site Electric Sources | 0 | 0
Electricity Coming From Utility | 1381.23 | 100
Surplus Electricity Going To Utility | 0 | 0
Net Electricity From Utility | 1381.23 | 100
Total On-Site and Utility Electric Sources | 1381.23 | 100
Total Electricity End Uses | 1381.23 | 100
| Construction | Reflectance | U-Factor with Film (W/m2-K) | U-Factor no Film (W/m2-K) | Gross Area (m2) | Azimuth (deg) | Tilt (deg) | Cardinal Direction
DINING_WALL_EAST | EXT-WALLS | 0.3 | 0.477 | 0.51 | 50.13 | 90 | 90 | E
DINING_WALL_SOUTH | EXT-WALLS | 0.3 | 0.477 | 0.51 | 68.93 | 180 | 90 | S
DINING_WALL_WEST | EXT-WALLS | 0.3 | 0.477 | 0.51 | 50.13 | 270 | 90 | W
DINING_FLOOR | EXT-SLAB | 0.3 | 1.627 | 2.69 | 371.75 | 0 | 180
KITCHEN_WALL_NORTH | EXT-WALLS | 0.3 | 0.477 | 0.51 | 68.93 | 0 | 90 | N
KITCHEN_WALL_EAST | EXT-WALLS | 0.3 | 0.477 | 0.51 | 18.8 | 90 | 90 | E
KITCHEN_WALL_WEST | EXT-WALLS | 0.3 | 0.477 | 0.51 | 18.8 | 270 | 90 | W
KITCHEN_FLOOR | EXT-SLAB | 0.3 | 1.627 | 2.69 | 139.41 | 0 | 180
SOUTH-ROOF | ROOFS | 0.22 | 0.154 | 0.16 | 60.26 | 180 | 45
NORTH-ROOF | ROOFS | 0.22 | 0.154 | 0.16 | 60.26 | 0 | 45
WEST-ROOF | ROOFS | 0.22 | 0.154 | 0.16 | 224.5 | 270 | 18.44
EAST-ROOF | ROOFS | 0.22 | 0.154 | 0.16 | 224.5 | 90 | 18.44
| Construction | Area of Opening (m2) | U-Factor | SHGC | Visible Transmittance | Shade Control | Parent Surface
DINING_WALL_EAST_WINDOW | WINDOW_EAST | 13.94 | 3.24 | 0.39 | 0.495 | No | DINING_WALL_EAST
DINING_WALL_SOUTH_WINDOW | WINDOW_SOUTH | 19.3 | 3.24 | 0.39 | 0.495 | No | DINING_WALL_SOUTH
DINING_WALL_WEST_WINDOW | WINDOW_WEST | 13.94 | 3.24 | 0.39 | 0.495 | No | DINING_WALL_WEST
| Type | Nominal Capacity (W) | Nominal Efficiency (W/W)
PSZ-AC_1:1_COOLC DXCOIL | Coil:Cooling:DX:SingleSpeed | 89958.75 | 2.73
PSZ-AC_2:2_COOLC DXCOIL | Coil:Cooling:DX:SingleSpeed | 70317.36 | 2.78
| Type | Total Efficiency (W/W) | Delta Pressure (pa) | Max Flow Rate (m3/s) | Rated Power (W) | Motor Heat In Air Fraction | End Use
DINING EXHAUST FAN | Fan:ZoneExhaust | 1 | 0.01 | 2.67 | 0.03 | 1 | Zone Exhaust Fans
KITCHEN EXHAUST FAN | Fan:ZoneExhaust | 1 | 0.01 | 0.01 | 0 | 1 | Zone Exhaust Fans
PSZ-AC_1:1 FAN | Fan:ConstantVolume | 0.26 | 500 | 3.62 | 6869.44 | 1 | Fan Energy
PSZ-AC_2:2 FAN | Fan:ConstantVolume | 0.26 | 500 | 2.83 | 5369.58 | 1 | Fan Energy
Nominal Capacity [W]
PSZ-AC_1:1_HEATC | 84210.27
PSZ-AC_2:2_HEATC | 65823.99
| CO2:FACILITY [kg] | NOX:FACILITY [kg] | SO2:FACILITY [kg] | PM:FACILITY [kg] | HG:FACILITY [kg] | WATERENVIRONMENTALFACTORS:FACILITY [L] | CARBON EQUIVALENT:FACILITY [kg]
January | 42637.1883 | 60.2822 | 70.4651 | 0 | 0.0006 | 46255.268 | 16819.58
February | 36833.6733 | 52.8048 | 63.2439 | 0 | 0.0005 | 41519.9519 | 14599.7773
March | 36550.3592 | 54.5704 | 69.8289 | 0 | 0.0005 | 45856.9931 | 14695.0672
April | 31732.853 | 49.7376 | 68.3092 | 0 | 0.0005 | 44872.6083 | 12983.7596
May | 33401.0066 | 54.4597 | 78.7622 | 0 | 0.0006 | 51750.0528 | 13867.7402
June | 34821.4472 | 57.8799 | 85.7074 | 0 | 0.0006 | 56318.447 | 14563.0432
July | 38025.4271 | 63.6694 | 95.104 | 0 | 0.0007 | 62495.0852 | 15947.3573
August | 37362.0544 | 62.4872 | 93.2121 | 0 | 0.0007 | 61251.5422 | 15662.314
September | 30789.5757 | 50.3454 | 73.0719 | 0 | 0.0005 | 48011.941 | 12797.2297
October | 32613.1764 | 51.3503 | 70.9626 | 0 | 0.0005 | 46616.8539 | 13366.2151
November | 35067.372 | 52.5333 | 67.5723 | 0 | 0.0005 | 44376.0674 | 14115.7583
December | 40630.5898 | 58.3066 | 69.9538 | 0 | 0.0005 | 45925.3735 | 16110.3544
Annual Sum or Average | 430464.723 | 668.4268 | 906.1934 | 0 | 0.0069 | 595250.1843 | 175528.1962
Minimum of Months | 30789.5757 | 49.7376 | 63.2439 | 0 | 0.0005 | 41519.9519 | 12797.2297
Maximum of Months | 42637.1883 | 63.6694 | 95.104 | 0 | 0.0007 | 62495.0852 | 16819.58
| ELECTRICITY:FACILITY [J] | ELECTRICITY:FACILITY {Maximum}[W] | ELECTRICITY:FACILITY {TIMESTAMP} | INTERIORLIGHTS:ELECTRICITY {AT MAX/MIN} [W] | INTERIOREQUIPMENT:ELECTRICITY {AT MAX/MIN} [W] | FANS:ELECTRICITY {AT MAX/MIN} [W] | HEATING:ELECTRICITY {AT MAX/MIN} [W] | COOLING:ELECTRICITY {AT MAX/MIN} [W] | EXTERIORLIGHTS:ELECTRICITY {AT MAX/MIN} [W] | PUMPS:ELECTRICITY {AT MAX/MIN} [W] | HEATREJECTION:ELECTRICITY [Invalid/Undefined] | EXTERIOREQUIPMENT:ELECTRICITY [Invalid/Undefined] | HUMIDIFICATION:ELECTRICITY [Invalid/Undefined] | HEATRECOVERY:ELECTRICITY [Invalid/Undefined] | WATERSYSTEMS:ELECTRICITY [Invalid/Undefined] | REFRIGERATION:ELECTRICITY {AT MAX/MIN} [W] | GENERATORS:ELECTRICITY [Invalid/Undefined] | ELECTRICITYPRODUCED:FACILITY [Invalid/Undefined]
January | 107332000000 | 49174.736 | 14-JAN-18:30 | 9181.105 | 24042.957 | 12239.044 | 0 | 281.489 | 1483.493 | 0 | 0 | 0 | 0 | 0 | 0 | 1946.649 | 0 | 0
February | 96343900000 | 49193.991 | 04-FEB-19:30 | 9181.105 | 24042.957 | 12239.044 | 0 | 145.456 | 1483.493 | 0 | 0 | 0 | 0 | 0 | 0 | 2101.936 | 0 | 0
March | 106408000000 | 49209.38 | 25-MAR-18:00 | 9181.105 | 24042.957 | 12239.044 | 0 | 0 | 1483.493 | 0 | 0 | 0 | 0 | 0 | 0 | 2262.781 | 0 | 0
April | 104124000000 | 65958.894 | 01-APR-17:10 | 9181.105 | 24042.957 | 12239.044 | 0 | 18407.4 | 0 | 0 | 0 | 0 | 0 | 0 | 0 | 2088.387 | 0 | 0
May | 120082000000 | 91148.658 | 27-MAY-15:09 | 8160.982 | 24042.957 | 12239.044 | 0 | 44567.163 | 0 | 0 | 0 | 0 | 0 | 0 | 0 | 2138.512 | 0 | 0
June | 130683000000 | 92738.302 | 29-JUN-17:40 | 9181.105 | 24042.957 | 12239.044 | 0 | 45177.756 | 0 | 0 | 0 | 0 | 0 | 0 | 0 | 2097.44 | 0 | 0
July | 145015000000 | 95485.969 | 13-JUL-17:00 | 9181.105 | 24042.957 | 12239.044 | 0 | 47913.284 | 0 | 0 | 0 | 0 | 0 | 0 | 0 | 2109.579 | 0 | 0
August | 142130000000 | 93658.539 | 25-AUG-17:30 | 9181.105 | 24042.957 | 12239.044 | 0 | 46089.293 | 0 | 0 | 0 | 0 | 0 | 0 | 0 | 2106.139 | 0 | 0
September | 111408000000 | 78870.511 | 14-SEP-12:00 | 9181.105 | 24042.957 | 12239.044 | 0 | 31248.813 | 0 | 0 | 0 | 0 | 0 | 0 | 0 | 2158.591 | 0 | 0
October | 108171000000 | 70283.191 | 08-OCT-14:00 | 7140.86 | 24042.957 | 12239.044 | 0 | 24761.195 | 0 | 0 | 0 | 0 | 0 | 0 | 0 | 2099.135 | 0 | 0
November | 102971000000 | 49199.161 | 02-NOV-19:10 | 9181.105 | 24042.957 | 12239.044 | 0 | 0 | 1483.493 | 0 | 0 | 0 | 0 | 0 | 0 | 2252.562 | 0 | 0
December | 106566000000 | 49187.917 | 02-DEC-19:10 | 9181.105 | 24042.957 | 12239.044 | 0 | 0 | 1483.493 | 0 | 0 | 0 | 0 | 0 | 0 | 2241.319 | 0 | 0
Annual Sum or Average | 1381230000000 | [9 empty] | 0 | 0 | 0 | 0 | 0 |  | 0 | 0
Minimum of Months | 96343900000 | 49174.736 |  | 7140.86 | 24042.957 | 12239.044 | 0 | 0 | 0 | 0 | 0 | 0 | 0 | 0 | 0 | 1946.649 | 0 | 0
Maximum of Months | 145015000000 | 95485.969 |  | 9181.105 | 24042.957 | 12239.044 | 0 | 47913.284 | 1483.493 | 0 | 0 | 0 | 0 | 0 | 0 | 2262.781 | 0 | 0
| Electric | Gas | Other | Total
Cost ($) | 20174.82 | 19490.72 | 0 | 39665.55
Cost per Total Building Area ($/m2) | 39.47 | 38.13 | 0 | 77.6
Cost per Net Conditioned Building Area ($/m2) | 39.47 | 38.13 | 0 | 77.6
14-helena
| Total Energy (GJ) | Energy Per Total Building Area (MJ/m2) | Energy Per Conditioned Building Area (MJ/m2)
Total Site Energy | 3577.77 | 6999.41 | 6999.41
Net Site Energy | 3577.77 | 6999.41 | 6999.41
Total Source Energy | 7092.39 | 13875.26 | 13875.26
Net Source Energy | 7092.39 | 13875.26 | 13875.26
Area (m2)
Total Building Area | 511.15
Net Conditioned Building Area | 511.15
| Electricity (GJ) | Natural Gas (GJ) | Other Fuel (GJ) | District Cooling (GJ) | District Heating (GJ) | Water (m3)
Heating | 0 | 792.72 | 0 | 0 | 0 | 0
Cooling | 59.49 | 0 | 0 | 0 | 0 | 0
Interior Lighting | 185.61 | 0 | 0 | 0 | 0 | 0
Exterior Lighting | 23.28 | 0 | 0 | 0 | 0 | 0
Interior Equipment | 652.32 | 1201.41 | 0 | 0 | 0 | 0
Exterior Equipment | 0 | 0 | 0 | 0 | 0 | 0
Fans | 349.82 | 0 | 0 | 0 | 0 | 0
Pumps | 0 | 0 | 0 | 0 | 0 | 0
Heat Rejection | 0 | 0 | 0 | 0 | 0 | 0
Humidification | 0 | 0 | 0 | 0 | 0 | 0
Heat Recovery | 0 | 0 | 0 | 0 | 0 | 0
Water Systems | 0 | 247.46 | 0 | 0 | 0 | 1375.88
Refrigeration | 65.66 | 0 | 0 | 0 | 0 | 0
Generators | 0 | 0 | 0 | 0 | 0 | 0
Total End Uses | 1336.18 | 2241.59 | 0 | 0 | 0 | 1375.88
| Electricity (GJ) | Percent Electricity (%)
Fuel-Fired Power Generation | 0 | 0
High Temperature Geothermal* | 0 | 0
Photovoltaic Power | 0 | 0
Wind Power* | 0 | 0
Net Decrease in On-Site Storage | 0 | 0
Total On-Site Electric Sources | 0 | 0
Electricity Coming From Utility | 1336.18 | 100
Surplus Electricity Going To Utility | 0 | 0
Net Electricity From Utility | 1336.18 | 100
Total On-Site and Utility Electric Sources | 1336.18 | 100
Total Electricity End Uses | 1336.18 | 100
| Construction | Reflectance | U-Factor with Film (W/m2-K) | U-Factor no Film (W/m2-K) | Gross Area (m2) | Azimuth (deg) | Tilt (deg) | Cardinal Direction
DINING_WALL_EAST | EXT-WALLS | 0.3 | 0.477 | 0.51 | 50.13 | 90 | 90 | E
DINING_WALL_SOUTH | EXT-WALLS | 0.3 | 0.477 | 0.51 | 68.93 | 180 | 90 | S
DINING_WALL_WEST | EXT-WALLS | 0.3 | 0.477 | 0.51 | 50.13 | 270 | 90 | W
DINING_FLOOR | EXT-SLAB | 0.3 | 1.627 | 2.69 | 371.75 | 0 | 180
KITCHEN_WALL_NORTH | EXT-WALLS | 0.3 | 0.477 | 0.51 | 68.93 | 0 | 90 | N
KITCHEN_WALL_EAST | EXT-WALLS | 0.3 | 0.477 | 0.51 | 18.8 | 90 | 90 | E
KITCHEN_WALL_WEST | EXT-WALLS | 0.3 | 0.477 | 0.51 | 18.8 | 270 | 90 | W
KITCHEN_FLOOR | EXT-SLAB | 0.3 | 1.627 | 2.69 | 139.41 | 0 | 180
SOUTH-ROOF | ROOFS | 0.22 | 0.154 | 0.16 | 60.26 | 180 | 45
NORTH-ROOF | ROOFS | 0.22 | 0.154 | 0.16 | 60.26 | 0 | 45
WEST-ROOF | ROOFS | 0.22 | 0.154 | 0.16 | 224.5 | 270 | 18.44
EAST-ROOF | ROOFS | 0.22 | 0.154 | 0.16 | 224.5 | 90 | 18.44
| Construction | Area of Opening (m2) | U-Factor | SHGC | Visible Transmittance | Shade Control | Parent Surface
DINING_WALL_EAST_WINDOW | WINDOW_EAST | 13.94 | 3.24 | 0.39 | 0.495 | No | DINING_WALL_EAST
DINING_WALL_SOUTH_WINDOW | WINDOW_SOUTH | 19.3 | 3.24 | 0.39 | 0.495 | No | DINING_WALL_SOUTH
DINING_WALL_WEST_WINDOW | WINDOW_WEST | 13.94 | 3.24 | 0.39 | 0.495 | No | DINING_WALL_WEST
| Type | Nominal Capacity (W) | Nominal Efficiency (W/W)
PSZ-AC_1:1_COOLC DXCOIL | Coil:Cooling:DX:SingleSpeed | 65814.63 | 2.78
PSZ-AC_2:2_COOLC DXCOIL | Coil:Cooling:DX:SingleSpeed | 46874.36 | 2.78
| Type | Total Efficiency (W/W) | Delta Pressure (pa) | Max Flow Rate (m3/s) | Rated Power (W) | Motor Heat In Air Fraction | End Use
DINING EXHAUST FAN | Fan:ZoneExhaust | 1 | 0.01 | 2.67 | 0.03 | 1 | Zone Exhaust Fans
KITCHEN EXHAUST FAN | Fan:ZoneExhaust | 1 | 0.01 | 0.01 | 0 | 1 | Zone Exhaust Fans
PSZ-AC_1:1 FAN | Fan:ConstantVolume | 0.26 | 500 | 3.98 | 7539.24 | 1 | Fan Energy
PSZ-AC_2:2 FAN | Fan:ConstantVolume | 0.26 | 500 | 2.83 | 5369.58 | 1 | Fan Energy
Nominal Capacity [W]
PSZ-AC_1:1_HEATC | 84218.06
PSZ-AC_2:2_HEATC | 59981.61
| CO2:FACILITY [kg] | NOX:FACILITY [kg] | SO2:FACILITY [kg] | PM:FACILITY [kg] | HG:FACILITY [kg] | WATERENVIRONMENTALFACTORS:FACILITY [L] | CARBON EQUIVALENT:FACILITY [kg]
January | 41210.8784 | 59.6223 | 80.528 | 0 | 0.0006 | 1908489.1337 | 16410.5309
February | 36079.8594 | 52.7596 | 72.5295 | 0 | 0.0005 | 1719053.1407 | 14421.5124
March | 36665.6408 | 55.4211 | 80.2343 | 0 | 0.0006 | 1902066.2106 | 14830.1205
April | 33796.2459 | 52.0255 | 77.3606 | 0 | 0.0006 | 1834131.1899 | 13760.5575
May | 33700.1153 | 53.1697 | 81.8137 | 0 | 0.0006 | 1939957.0269 | 13846.3213
June | 34451.6194 | 55.478 | 87.698 | 0 | 0.0006 | 2079690.1532 | 14263.6063
July | 37095.1622 | 60.3596 | 96.6862 | 0 | 0.0007 | 2292948.2329 | 15418.4619
August | 35895.2433 | 58.1853 | 92.7564 | 0 | 0.0007 | 2199713.8904 | 14898.2761
September | 33223.0964 | 53.1702 | 83.3793 | 0 | 0.0006 | 1977219.8013 | 13723.1312
October | 34295.7079 | 53.4291 | 80.7992 | 0 | 0.0006 | 1915777.5342 | 14025.2684
November | 35710.8213 | 53.8167 | 77.562 | 0 | 0.0006 | 1838683.0506 | 14428.3454
December | 40135.2622 | 58.5845 | 80.3009 | 0 | 0.0006 | 1903224.8069 | 16032.32
Annual Sum or Average | 432259.6527 | 666.0217 | 991.6482 | 0 | 0.0071 | 23511000 | 176058.4519
Minimum of Months | 33223.0964 | 52.0255 | 72.5295 | 0 | 0.0005 | 1719053.1407 | 13723.1312
Maximum of Months | 41210.8784 | 60.3596 | 96.6862 | 0 | 0.0007 | 2292948.2329 | 16410.5309
| ELECTRICITY:FACILITY [J] | ELECTRICITY:FACILITY {Maximum}[W] | ELECTRICITY:FACILITY {TIMESTAMP} | INTERIORLIGHTS:ELECTRICITY {AT MAX/MIN} [W] | INTERIOREQUIPMENT:ELECTRICITY {AT MAX/MIN} [W] | FANS:ELECTRICITY {AT MAX/MIN} [W] | HEATING:ELECTRICITY {AT MAX/MIN} [W] | COOLING:ELECTRICITY {AT MAX/MIN} [W] | EXTERIORLIGHTS:ELECTRICITY {AT MAX/MIN} [W] | PUMPS:ELECTRICITY {AT MAX/MIN} [W] | HEATREJECTION:ELECTRICITY [Invalid/Undefined] | EXTERIOREQUIPMENT:ELECTRICITY [Invalid/Undefined] | HUMIDIFICATION:ELECTRICITY [Invalid/Undefined] | HEATRECOVERY:ELECTRICITY [Invalid/Undefined] | WATERSYSTEMS:ELECTRICITY [Invalid/Undefined] | REFRIGERATION:ELECTRICITY {AT MAX/MIN} [W] | GENERATORS:ELECTRICITY [Invalid/Undefined] | ELECTRICITYPRODUCED:FACILITY [Invalid/Undefined]
January | 108464000000 | 50365.709 | 27-JAN-18:00 | 9181.105 | 24042.957 | 12908.844 | 0 | 717.894 | 1483.493 | 0 | 0 | 0 | 0 | 0 | 0 | 2031.417 | 0 | 0
February | 97697900000 | 50205.628 | 16-FEB-19:10 | 9181.105 | 24042.957 | 12908.844 | 0 | 356.133 | 1483.493 | 0 | 0 | 0 | 0 | 0 | 0 | 2233.096 | 0 | 0
March | 108099000000 | 57123.49 | 30-MAR-17:10 | 9181.105 | 24042.957 | 12908.844 | 0 | 8964.286 | 0 | 0 | 0 | 0 | 0 | 0 | 0 | 2026.299 | 0 | 0
April | 104238000000 | 53822.738 | 06-APR-17:10 | 9181.105 | 24042.957 | 12908.844 | 0 | 5664.514 | 0 | 0 | 0 | 0 | 0 | 0 | 0 | 2025.318 | 0 | 0
May | 110252000000 | 68383.849 | 16-MAY-17:10 | 9181.105 | 24042.957 | 12908.844 | 0 | 20206.994 | 0 | 0 | 0 | 0 | 0 | 0 | 0 | 2043.948 | 0 | 0
June | 118194000000 | 81420.251 | 30-JUN-12:00 | 9181.105 | 24042.957 | 12908.844 | 0 | 33129.068 | 0 | 0 | 0 | 0 | 0 | 0 | 0 | 2158.277 | 0 | 0
July | 130314000000 | 80381.314 | 21-JUL-17:19 | 9181.105 | 24042.957 | 12908.844 | 0 | 32199.273 | 0 | 0 | 0 | 0 | 0 | 0 | 0 | 2049.134 | 0 | 0
August | 125015000000 | 78902.978 | 09-AUG-17:10 | 9181.105 | 24042.957 | 12908.844 | 0 | 30715.195 | 0 | 0 | 0 | 0 | 0 | 0 | 0 | 2054.877 | 0 | 0
September | 112370000000 | 74976.458 | 01-SEP-17:10 | 9181.105 | 24042.957 | 12908.844 | 0 | 26788.606 | 0 | 0 | 0 | 0 | 0 | 0 | 0 | 2054.945 | 0 | 0
October | 108878000000 | 63174.917 | 06-OCT-17:10 | 9181.105 | 24042.957 | 12908.844 | 0 | 15007.503 | 0 | 0 | 0 | 0 | 0 | 0 | 0 | 2034.508 | 0 | 0
November | 104497000000 | 50493.473 | 22-NOV-19:10 | 9181.105 | 24042.957 | 12908.844 | 0 | 656.334 | 1483.493 | 0 | 0 | 0 | 0 | 0 | 0 | 2220.74 | 0 | 0
December | 108165000000 | 50207.346 | 05-DEC-18:00 | 9181.105 | 24042.957 | 12908.844 | 0 | 560.955 | 1483.493 | 0 | 0 | 0 | 0 | 0 | 0 | 2029.992 | 0 | 0
Annual Sum or Average | 1336180000000 | [9 empty] | 0 | 0 | 0 | 0 | 0 |  | 0 | 0
Minimum of Months | 97697900000 | 50205.628 |  | 9181.105 | 24042.957 | 12908.844 | 0 | 356.133 | 0 | 0 | 0 | 0 | 0 | 0 | 0 | 2025.318 | 0 | 0
Maximum of Months | 130314000000 | 81420.251 |  | 9181.105 | 24042.957 | 12908.844 | 0 | 33129.068 | 1483.493 | 0 | 0 | 0 | 0 | 0 | 0 | 2233.096 | 0 | 0
| Electric | Gas | Other | Total
Cost ($) | 25275.1 | 19376.42 | 0 | 44651.52
Cost per Total Building Area ($/m2) | 49.45 | 37.91 | 0 | 87.35
Cost per Net Conditioned Building Area ($/m2) | 49.45 | 37.91 | 0 | 87.35
15-duluth
| Total Energy (GJ) | Energy Per Total Building Area (MJ/m2) | Energy Per Conditioned Building Area (MJ/m2)
Total Site Energy | 4012.73 | 7850.34 | 7850.34
Net Site Energy | 4012.73 | 7850.34 | 7850.34
Total Source Energy | 7432.31 | 14540.27 | 14540.27
Net Source Energy | 7432.31 | 14540.27 | 14540.27
Area (m2)
Total Building Area | 511.15
Net Conditioned Building Area | 511.15
| Electricity (GJ) | Natural Gas (GJ) | Other Fuel (GJ) | District Cooling (GJ) | District Heating (GJ) | Water (m3)
Heating | 0 | 1236.86 | 0 | 0 | 0 | 0
Cooling | 42.77 | 0 | 0 | 0 | 0 | 0
Interior Lighting | 185.61 | 0 | 0 | 0 | 0 | 0
Exterior Lighting | 23.27 | 0 | 0 | 0 | 0 | 0
Interior Equipment | 652.32 | 1201.41 | 0 | 0 | 0 | 0
Exterior Equipment | 0 | 0 | 0 | 0 | 0 | 0
Fans | 331.82 | 0 | 0 | 0 | 0 | 0
Pumps | 0 | 0 | 0 | 0 | 0 | 0
Heat Rejection | 0 | 0 | 0 | 0 | 0 | 0
Humidification | 0 | 0 | 0 | 0 | 0 | 0
Heat Recovery | 0 | 0 | 0 | 0 | 0 | 0
Water Systems | 0 | 273.64 | 0 | 0 | 0 | 1375.88
Refrigeration | 65.02 | 0 | 0 | 0 | 0 | 0
Generators | 0 | 0 | 0 | 0 | 0 | 0
Total End Uses | 1300.81 | 2711.91 | 0 | 0 | 0 | 1375.88
| Electricity (GJ) | Percent Electricity (%)
Fuel-Fired Power Generation | 0 | 0
High Temperature Geothermal* | 0 | 0
Photovoltaic Power | 0 | 0
Wind Power* | 0 | 0
Net Decrease in On-Site Storage | 0 | 0
Total On-Site Electric Sources | 0 | 0
Electricity Coming From Utility | 1300.81 | 100
Surplus Electricity Going To Utility | 0 | 0
Net Electricity From Utility | 1300.81 | 100
Total On-Site and Utility Electric Sources | 1300.81 | 100
Total Electricity End Uses | 1300.81 | 100
| Construction | Reflectance | U-Factor with Film (W/m2-K) | U-Factor no Film (W/m2-K) | Gross Area (m2) | Azimuth (deg) | Tilt (deg) | Cardinal Direction
DINING_WALL_EAST | EXT-WALLS | 0.3 | 0.364 | 0.38 | 50.13 | 90 | 90 | E
DINING_WALL_SOUTH | EXT-WALLS | 0.3 | 0.364 | 0.38 | 68.93 | 180 | 90 | S
DINING_WALL_WEST | EXT-WALLS | 0.3 | 0.364 | 0.38 | 50.13 | 270 | 90 | W
DINING_FLOOR | EXT-SLAB | 0.3 | 1.627 | 2.69 | 371.75 | 0 | 180
KITCHEN_WALL_NORTH | EXT-WALLS | 0.3 | 0.364 | 0.38 | 68.93 | 0 | 90 | N
KITCHEN_WALL_EAST | EXT-WALLS | 0.3 | 0.364 | 0.38 | 18.8 | 90 | 90 | E
KITCHEN_WALL_WEST | EXT-WALLS | 0.3 | 0.364 | 0.38 | 18.8 | 270 | 90 | W
KITCHEN_FLOOR | EXT-SLAB | 0.3 | 1.627 | 2.69 | 139.41 | 0 | 180
SOUTH-ROOF | ROOFS | 0.22 | 0.154 | 0.16 | 60.26 | 180 | 45
NORTH-ROOF | ROOFS | 0.22 | 0.154 | 0.16 | 60.26 | 0 | 45
WEST-ROOF | ROOFS | 0.22 | 0.154 | 0.16 | 224.5 | 270 | 18.44
EAST-ROOF | ROOFS | 0.22 | 0.154 | 0.16 | 224.5 | 90 | 18.44
| Construction | Area of Opening (m2) | U-Factor | SHGC | Visible Transmittance | Shade Control | Parent Surface
DINING_WALL_EAST_WINDOW | WINDOW_EAST | 13.94 | 3.24 | 0.49 | 0.49 | No | DINING_WALL_EAST
DINING_WALL_SOUTH_WINDOW | WINDOW_SOUTH | 19.3 | 3.24 | 0.49 | 0.49 | No | DINING_WALL_SOUTH
DINING_WALL_WEST_WINDOW | WINDOW_WEST | 13.94 | 3.24 | 0.49 | 0.49 | No | DINING_WALL_WEST
| Type | Nominal Capacity (W) | Nominal Efficiency (W/W)
PSZ-AC_1:1_COOLC DXCOIL | Coil:Cooling:DX:SingleSpeed | 89763.84 | 2.73
PSZ-AC_2:2_COOLC DXCOIL | Coil:Cooling:DX:SingleSpeed | 54955.8 | 2.78
| Type | Total Efficiency (W/W) | Delta Pressure (pa) | Max Flow Rate (m3/s) | Rated Power (W) | Motor Heat In Air Fraction | End Use
DINING EXHAUST FAN | Fan:ZoneExhaust | 1 | 0.01 | 2.67 | 0.03 | 1 | Zone Exhaust Fans
KITCHEN EXHAUST FAN | Fan:ZoneExhaust | 1 | 0.01 | 0.01 | 0 | 1 | Zone Exhaust Fans
PSZ-AC_1:1 FAN | Fan:ConstantVolume | 0.26 | 500 | 3.61 | 6854.55 | 1 | Fan Energy
PSZ-AC_2:2 FAN | Fan:ConstantVolume | 0.26 | 500 | 2.83 | 5369.58 | 1 | Fan Energy
Nominal Capacity [W]
PSZ-AC_1:1_HEATC | 86008.87
PSZ-AC_2:2_HEATC | 67375.87
| CO2:FACILITY [kg] | NOX:FACILITY [kg] | SO2:FACILITY [kg] | PM:FACILITY [kg] | HG:FACILITY [kg] | WATERENVIRONMENTALFACTORS:FACILITY [L] | CARBON EQUIVALENT:FACILITY [kg]
January | 42730.536 | 60.3099 | 70.2799 | 0 | 0.0006 | 46132.9951 | 16846.4382
February | 37859.8533 | 53.7809 | 63.394 | 0 | 0.0005 | 41615.2905 | 14959.2063
March | 39147.9713 | 56.9455 | 69.8972 | 0 | 0.0005 | 45893.1804 | 15595.7591
April | 33786.1961 | 51.2632 | 67.2175 | 0 | 0.0005 | 44146.7964 | 13662.0999
May | 32096.844 | 50.6561 | 70.2259 | 0 | 0.0005 | 46133.5107 | 13165.9556
June | 30963.443 | 50.4196 | 72.8003 | 0 | 0.0005 | 47832.528 | 12849.4097
July | 34333.0648 | 56.6528 | 83.1528 | 0 | 0.0006 | 54638.0064 | 14319.0897
August | 33194.1552 | 54.3925 | 79.154 | 0 | 0.0006 | 52008.7232 | 13807.6771
September | 30713.2512 | 49.1539 | 69.4175 | 0 | 0.0005 | 45605.8779 | 12663.5476
October | 33572.3153 | 51.9755 | 70.1679 | 0 | 0.0005 | 46090.2921 | 13674.7151
November | 36359.8856 | 53.7502 | 67.7204 | 0 | 0.0005 | 44469.243 | 14567.2736
December | 41671.7149 | 59.2991 | 70.1133 | 0 | 0.0005 | 46026.8867 | 16475.2314
Annual Sum or Average | 426429.2306 | 648.5993 | 853.5408 | 0 | 0.0065 | 560593.3303 | 172586.4035
Minimum of Months | 30713.2512 | 49.1539 | 63.394 | 0 | 0.0005 | 41615.2905 | 12663.5476
Maximum of Months | 42730.536 | 60.3099 | 83.1528 | 0 | 0.0006 | 54638.0064 | 16846.4382
| ELECTRICITY:FACILITY [J] | ELECTRICITY:FACILITY {Maximum}[W] | ELECTRICITY:FACILITY {TIMESTAMP} | INTERIORLIGHTS:ELECTRICITY {AT MAX/MIN} [W] | INTERIOREQUIPMENT:ELECTRICITY {AT MAX/MIN} [W] | FANS:ELECTRICITY {AT MAX/MIN} [W] | HEATING:ELECTRICITY {AT MAX/MIN} [W] | COOLING:ELECTRICITY {AT MAX/MIN} [W] | EXTERIORLIGHTS:ELECTRICITY {AT MAX/MIN} [W] | PUMPS:ELECTRICITY {AT MAX/MIN} [W] | HEATREJECTION:ELECTRICITY [Invalid/Undefined] | EXTERIOREQUIPMENT:ELECTRICITY [Invalid/Undefined] | HUMIDIFICATION:ELECTRICITY [Invalid/Undefined] | HEATRECOVERY:ELECTRICITY [Invalid/Undefined] | WATERSYSTEMS:ELECTRICITY [Invalid/Undefined] | REFRIGERATION:ELECTRICITY {AT MAX/MIN} [W] | GENERATORS:ELECTRICITY [Invalid/Undefined] | ELECTRICITYPRODUCED:FACILITY [Invalid/Undefined]
January | 107048000000 | 49222.271 | 12-JAN-19:10 | 9181.105 | 24042.957 | 12224.159 | 0 | 176.805 | 1483.493 | 0 | 0 | 0 | 0 | 0 | 0 | 2113.751 | 0 | 0
February | 96565100000 | 49166.7 | 23-FEB-19:10 | 9181.105 | 24042.957 | 12224.159 | 0 | 0 | 1483.493 | 0 | 0 | 0 | 0 | 0 | 0 | 2234.985 | 0 | 0
March | 106492000000 | 49173.556 | 30-MAR-18:30 | 9181.105 | 24042.957 | 12224.159 | 0 | 0 | 1483.493 | 0 | 0 | 0 | 0 | 0 | 0 | 2241.842 | 0 | 0
April | 102439000000 | 49186.45 | 08-APR-18:00 | 9181.105 | 24042.957 | 12224.159 | 0 | 0 | 1483.493 | 0 | 0 | 0 | 0 | 0 | 0 | 2254.736 | 0 | 0
May | 107049000000 | 62964.391 | 31-MAY-17:10 | 9181.105 | 24042.957 | 12224.159 | 0 | 15481.408 | 0 | 0 | 0 | 0 | 0 | 0 | 0 | 2034.761 | 0 | 0
June | 110992000000 | 81813.462 | 14-JUN-17:19 | 9181.105 | 24042.957 | 12224.159 | 0 | 34275.033 | 0 | 0 | 0 | 0 | 0 | 0 | 0 | 2090.208 | 0 | 0
July | 126783000000 | 87084.48 | 06-JUL-17:49 | 9181.105 | 24042.957 | 12224.159 | 0 | 39545.606 | 0 | 0 | 0 | 0 | 0 | 0 | 0 | 2090.652 | 0 | 0
August | 120682000000 | 84472.877 | 11-AUG-17:40 | 9181.105 | 24042.957 | 12224.159 | 0 | 36930.262 | 0 | 0 | 0 | 0 | 0 | 0 | 0 | 2094.393 | 0 | 0
September | 105825000000 | 71600.974 | 07-SEP-14:00 | 9181.105 | 24042.957 | 12224.159 | 0 | 23991.412 | 0 | 0 | 0 | 0 | 0 | 0 | 0 | 2161.34 | 0 | 0
October | 106949000000 | 65074.36 | 07-OCT-14:00 | 8160.982 | 24042.957 | 12224.159 | 0 | 18531.582 | 0 | 0 | 0 | 0 | 0 | 0 | 0 | 2114.679 | 0 | 0
November | 103188000000 | 49200.092 | 08-NOV-19:00 | 9181.105 | 24042.957 | 12224.159 | 0 | 0 | 1483.493 | 0 | 0 | 0 | 0 | 0 | 0 | 2268.378 | 0 | 0
December | 106802000000 | 49164.848 | 02-DEC-19:10 | 9181.105 | 24042.957 | 12224.159 | 0 | 0 | 1483.493 | 0 | 0 | 0 | 0 | 0 | 0 | 2233.133 | 0 | 0
Annual Sum or Average | 1300810000000 | [9 empty] | 0 | 0 | 0 | 0 | 0 |  | 0 | 0
Minimum of Months | 96565100000 | 49164.848 |  | 8160.982 | 24042.957 | 12224.159 | 0 | 0 | 0 | 0 | 0 | 0 | 0 | 0 | 0 | 2034.761 | 0 | 0
Maximum of Months | 126783000000 | 87084.48 |  | 9181.105 | 24042.957 | 12224.159 | 0 | 39545.606 | 1483.493 | 0 | 0 | 0 | 0 | 0 | 0 | 2268.378 | 0 | 0
| Electric | Gas | Other | Total
Cost ($) | 18620.78 | 21532.38 | 0 | 40153.17
Cost per Total Building Area ($/m2) | 36.43 | 42.13 | 0 | 78.55
Cost per Net Conditioned Building Area ($/m2) | 36.43 | 42.13 | 0 | 78.55
16-fairbanks
| Total Energy (GJ) | Energy Per Total Building Area (MJ/m2) | Energy Per Conditioned Building Area (MJ/m2)
Total Site Energy | 4784.48 | 9360.17 | 9360.17
Net Site Energy | 4784.48 | 9360.17 | 9360.17
Total Source Energy | 8376.12 | 16386.72 | 16386.72
Net Source Energy | 8376.12 | 16386.72 | 16386.72
Area (m2)
Total Building Area | 511.15
Net Conditioned Building Area | 511.15
| Electricity (GJ) | Natural Gas (GJ) | Other Fuel (GJ) | District Cooling (GJ) | District Heating (GJ) | Water (m3)
Heating | 0 | 2003.09 | 0 | 0 | 0 | 0
Cooling | 16.06 | 0 | 0 | 0 | 0 | 0
Interior Lighting | 185.61 | 0 | 0 | 0 | 0 | 0
Exterior Lighting | 23.13 | 0 | 0 | 0 | 0 | 0
Interior Equipment | 652.32 | 1201.41 | 0 | 0 | 0 | 0
Exterior Equipment | 0 | 0 | 0 | 0 | 0 | 0
Fans | 330.16 | 0 | 0 | 0 | 0 | 0
Pumps | 0 | 0 | 0 | 0 | 0 | 0
Heat Rejection | 0 | 0 | 0 | 0 | 0 | 0
Humidification | 0 | 0 | 0 | 0 | 0 | 0
Heat Recovery | 0 | 0 | 0 | 0 | 0 | 0
Water Systems | 0 | 309.23 | 0 | 0 | 0 | 1375.88
Refrigeration | 63.48 | 0 | 0 | 0 | 0 | 0
Generators | 0 | 0 | 0 | 0 | 0 | 0
Total End Uses | 1270.75 | 3513.73 | 0 | 0 | 0 | 1375.88
| Electricity (GJ) | Percent Electricity (%)
Fuel-Fired Power Generation | 0 | 0
High Temperature Geothermal* | 0 | 0
Photovoltaic Power | 0 | 0
Wind Power* | 0 | 0
Net Decrease in On-Site Storage | 0 | 0
Total On-Site Electric Sources | 0 | 0
Electricity Coming From Utility | 1270.75 | 100
Surplus Electricity Going To Utility | 0 | 0
Net Electricity From Utility | 1270.75 | 100
Total On-Site and Utility Electric Sources | 1270.75 | 100
Total Electricity End Uses | 1270.75 | 100
| Construction | Reflectance | U-Factor with Film (W/m2-K) | U-Factor no Film (W/m2-K) | Gross Area (m2) | Azimuth (deg) | Tilt (deg) | Cardinal Direction
DINING_WALL_EAST | EXT-WALLS | 0.3 | 0.364 | 0.38 | 50.13 | 90 | 90 | E
DINING_WALL_SOUTH | EXT-WALLS | 0.3 | 0.364 | 0.38 | 68.93 | 180 | 90 | S
DINING_WALL_WEST | EXT-WALLS | 0.3 | 0.364 | 0.38 | 50.13 | 270 | 90 | W
DINING_FLOOR | EXT-SLAB | 0.3 | 1.627 | 2.69 | 371.75 | 0 | 180
KITCHEN_WALL_NORTH | EXT-WALLS | 0.3 | 0.364 | 0.38 | 68.93 | 0 | 90 | N
KITCHEN_WALL_EAST | EXT-WALLS | 0.3 | 0.364 | 0.38 | 18.8 | 90 | 90 | E
KITCHEN_WALL_WEST | EXT-WALLS | 0.3 | 0.364 | 0.38 | 18.8 | 270 | 90 | W
KITCHEN_FLOOR | EXT-SLAB | 0.3 | 1.627 | 2.69 | 139.41 | 0 | 180
SOUTH-ROOF | ROOFS | 0.22 | 0.154 | 0.16 | 60.26 | 180 | 45
NORTH-ROOF | ROOFS | 0.22 | 0.154 | 0.16 | 60.26 | 0 | 45
WEST-ROOF | ROOFS | 0.22 | 0.154 | 0.16 | 224.5 | 270 | 18.44
EAST-ROOF | ROOFS | 0.22 | 0.154 | 0.16 | 224.5 | 90 | 18.44
| Construction | Area of Opening (m2) | U-Factor | SHGC | Visible Transmittance | Shade Control | Parent Surface
DINING_WALL_EAST_WINDOW | WINDOW_EAST | 13.94 | 2.62 | 0.49 | 0.49 | No | DINING_WALL_EAST
DINING_WALL_SOUTH_WINDOW | WINDOW_SOUTH | 19.3 | 2.62 | 0.49 | 0.49 | No | DINING_WALL_SOUTH
DINING_WALL_WEST_WINDOW | WINDOW_WEST | 13.94 | 2.62 | 0.49 | 0.49 | No | DINING_WALL_WEST
| Type | Nominal Capacity (W) | Nominal Efficiency (W/W)
PSZ-AC_1:1_COOLC DXCOIL | Coil:Cooling:DX:SingleSpeed | 58306.13 | 2.78
PSZ-AC_2:2_COOLC DXCOIL | Coil:Cooling:DX:SingleSpeed | 46874.36 | 2.78
| Type | Total Efficiency (W/W) | Delta Pressure (pa) | Max Flow Rate (m3/s) | Rated Power (W) | Motor Heat In Air Fraction | End Use
DINING EXHAUST FAN | Fan:ZoneExhaust | 1 | 0.01 | 2.67 | 0.03 | 1 | Zone Exhaust Fans
KITCHEN EXHAUST FAN | Fan:ZoneExhaust | 1 | 0.01 | 0.01 | 0 | 1 | Zone Exhaust Fans
PSZ-AC_1:1 FAN | Fan:ConstantVolume | 0.26 | 500 | 3.52 | 6679.12 | 1 | Fan Energy
PSZ-AC_2:2 FAN | Fan:ConstantVolume | 0.26 | 500 | 2.83 | 5369.58 | 1 | Fan Energy
Nominal Capacity [W]
PSZ-AC_1:1_HEATC | 103782.53
PSZ-AC_2:2_HEATC | 83434.45
| CO2:FACILITY [kg] | NOX:FACILITY [kg] | SO2:FACILITY [kg] | PM:FACILITY [kg] | HG:FACILITY [kg] | WATERENVIRONMENTALFACTORS:FACILITY [L] | CARBON EQUIVALENT:FACILITY [kg]
January | 46659.6918 | 49.6714 | 153.1842 | 0 | 0.0006 | 30718.8823 | 17274.7207
February | 41544.3129 | 44.286 | 137.6484 | 0 | 0.0005 | 27603.7962 | 15390.1182
March | 41080.2929 | 44.4909 | 150.7454 | 0 | 0.0006 | 30234.8225 | 15325.8665
April | 33971.8032 | 37.7109 | 143.881 | 0 | 0.0005 | 28863.4424 | 12815.2718
May | 29517.8401 | 33.9207 | 149.16 | 0 | 0.0005 | 29928.3335 | 11312.6763
June | 28132.9496 | 32.7972 | 151.9514 | 0 | 0.0005 | 30490.4068 | 10853.926
July | 29407.0609 | 34.4335 | 161.9914 | 0 | 0.0006 | 32505.6274 | 11368.7197
August | 28917.8075 | 33.6308 | 154.4886 | 0 | 0.0005 | 30999.2055 | 11144.2122
September | 29713.2132 | 33.8948 | 144.9077 | 0 | 0.0005 | 29074.0553 | 11349.0129
October | 35975.9444 | 39.8144 | 149.8321 | 0 | 0.0005 | 30056.6446 | 13552.6375
November | 41617.3695 | 44.799 | 146.9941 | 0 | 0.0005 | 29480.812 | 15484.1446
December | 45340.5972 | 48.4655 | 153.0029 | 0 | 0.0006 | 30683.8387 | 16816.8758
Annual Sum or Average | 431878.8832 | 477.9153 | 1797.7872 | 0 | 0.0065 | 360639.8673 | 162688.182
Minimum of Months | 28132.9496 | 32.7972 | 137.6484 | 0 | 0.0005 | 27603.7962 | 10853.926
Maximum of Months | 46659.6918 | 49.6714 | 161.9914 | 0 | 0.0006 | 32505.6274 | 17274.7207
| ELECTRICITY:FACILITY [J] | ELECTRICITY:FACILITY {Maximum}[W] | ELECTRICITY:FACILITY {TIMESTAMP} | INTERIORLIGHTS:ELECTRICITY {AT MAX/MIN} [W] | INTERIOREQUIPMENT:ELECTRICITY {AT MAX/MIN} [W] | FANS:ELECTRICITY {AT MAX/MIN} [W] | HEATING:ELECTRICITY {AT MAX/MIN} [W] | COOLING:ELECTRICITY {AT MAX/MIN} [W] | EXTERIORLIGHTS:ELECTRICITY {AT MAX/MIN} [W] | PUMPS:ELECTRICITY {AT MAX/MIN} [W] | HEATREJECTION:ELECTRICITY [Invalid/Undefined] | EXTERIOREQUIPMENT:ELECTRICITY [Invalid/Undefined] | HUMIDIFICATION:ELECTRICITY [Invalid/Undefined] | HEATRECOVERY:ELECTRICITY [Invalid/Undefined] | WATERSYSTEMS:ELECTRICITY [Invalid/Undefined] | REFRIGERATION:ELECTRICITY {AT MAX/MIN} [W] | GENERATORS:ELECTRICITY [Invalid/Undefined] | ELECTRICITYPRODUCED:FACILITY [Invalid/Undefined]
January | 108241000000 | 49974.795 | 03-JAN-11:09 | 9181.105 | 24042.957 | 12048.725 | 0 | 0 | 1483.493 | 0 | 0 | 0 | 0 | 0 | 0 | 3218.515 | 0 | 0
February | 97265000000 | 48955.628 | 27-FEB-19:10 | 9181.105 | 24042.957 | 12048.725 | 0 | 0 | 1483.493 | 0 | 0 | 0 | 0 | 0 | 0 | 2199.348 | 0 | 0
March | 106536000000 | 48976.858 | 30-MAR-19:30 | 9181.105 | 24042.957 | 12048.725 | 0 | 0 | 1483.493 | 0 | 0 | 0 | 0 | 0 | 0 | 2220.578 | 0 | 0
April | 101703000000 | 48924.404 | 05-APR-19:49 | 9181.105 | 24042.957 | 12048.725 | 0 | 0 | 1483.493 | 0 | 0 | 0 | 0 | 0 | 0 | 2168.124 | 0 | 0
May | 105456000000 | 54014.442 | 30-MAY-17:10 | 9181.105 | 24042.957 | 12048.725 | 0 | 6701.41 | 0 | 0 | 0 | 0 | 0 | 0 | 0 | 2040.245 | 0 | 0
June | 107436000000 | 70435.866 | 20-JUN-17:00 | 9181.105 | 24042.957 | 12048.725 | 0 | 23104.911 | 0 | 0 | 0 | 0 | 0 | 0 | 0 | 2058.167 | 0 | 0
July | 114537000000 | 73273.146 | 29-JUL-18:10 | 9181.105 | 24042.957 | 12048.725 | 0 | 25722.902 | 0 | 0 | 0 | 0 | 0 | 0 | 0 | 2277.457 | 0 | 0
August | 109229000000 | 69518.166 | 15-AUG-17:10 | 9181.105 | 24042.957 | 12048.725 | 0 | 22174.273 | 0 | 0 | 0 | 0 | 0 | 0 | 0 | 2071.106 | 0 | 0
September | 102446000000 | 49014.732 | 20-SEP-18:00 | 9181.105 | 24042.957 | 12048.725 | 0 | 0 | 1483.493 | 0 | 0 | 0 | 0 | 0 | 0 | 2258.452 | 0 | 0
October | 105908000000 | 49006.511 | 02-OCT-18:19 | 9181.105 | 24042.957 | 12048.725 | 0 | 0 | 1483.493 | 0 | 0 | 0 | 0 | 0 | 0 | 2250.231 | 0 | 0
November | 103879000000 | 49035.269 | 06-NOV-20:40 | 9181.105 | 24042.957 | 12048.725 | 0 | 207.005 | 1483.493 | 0 | 0 | 0 | 0 | 0 | 0 | 2071.984 | 0 | 0
December | 108118000000 | 50107.97 | 18-DEC-11:09 | 9181.105 | 24042.957 | 12048.725 | 0 | 0 | 1483.493 | 0 | 0 | 0 | 0 | 0 | 0 | 3351.69 | 0 | 0
Annual Sum or Average | 1270750000000 | [9 empty] | 0 | 0 | 0 | 0 | 0 |  | 0 | 0
Minimum of Months | 97265000000 | 48924.404 |  | 9181.105 | 24042.957 | 12048.725 | 0 | 0 | 0 | 0 | 0 | 0 | 0 | 0 | 0 | 2040.245 | 0 | 0
Maximum of Months | 114537000000 | 73273.146 |  | 9181.105 | 24042.957 | 12048.725 | 0 | 25722.902 | 1483.493 | 0 | 0 | 0 | 0 | 0 | 0 | 3351.69 | 0 | 0
| Electric | Gas | Other | Total
Cost ($) | 30424.62 | 14668.3 | 0 | 45092.92
Cost per Total Building Area ($/m2) | 59.52 | 28.7 | 0 | 88.22
Cost per Net Conditioned Building Area ($/m2) | 59.52 | 28.7 | 0 | 88.22

## LocationSummary
Location Summary
|  | Miami | Houston | Phoenix | Atlanta | Los Angeles | Las Vegas | San Francisco | Baltimore | Albuquerque | Seattle | Chicago-O'Hare | Boulder | Minneapolis | Helena | Duluth | Fairbanks
Program
| ASHRAE 90.1-2004 Climate Zone | 1A | 2A | 2B | 3A | 3B | 3B | 3C | 4A | 4B | 4C | 5A | 5B | 6A | 6B | 7A | 8A
| Available Fuel Types | gas, electricity | gas, electricity | gas, electricity | gas, electricity | gas, electricity | gas, electricity | gas, electricity | gas, electricity | gas, electricity | gas, electricity | gas, electricity | gas, electricity | gas, electricity | gas, electricity | gas, electricity | gas, electricity
| Weighting Factor | 0 | 0 | 0 | 0 | 0 | 0 | 0 | 0 | 0 | 0 | 0 | 0 | 0 | 0 | 0 | 0
Fabric
Exterior walls
| Construction Type | Steel Framed | Steel Framed | Steel Framed | Steel Framed | Steel Framed | Steel Framed | Steel Framed | Steel Framed | Steel Framed | Steel Framed | Steel Framed | Steel Framed | Steel Framed | Steel Framed | Steel Framed | Steel Framed
| R-value (m2·K / W) | 1.4205 | 1.4205 | 1.4205 | 1.4205 | 1.4205 | 1.4205 | 1.4205 | 1.4205 | 1.4205 | 1.4205 | 2.0964 | 2.0964 | 2.0964 | 2.0964 | 2.7473 | 2.7473
Roof
| Construction Type | Insulation Entirely Above Deck | Insulation Entirely Above Deck | Insulation Entirely Above Deck | Insulation Entirely Above Deck | Insulation Entirely Above Deck | Insulation Entirely Above Deck | Insulation Entirely Above Deck | Insulation Entirely Above Deck | Insulation Entirely Above Deck | Insulation Entirely Above Deck | Insulation Entirely Above Deck | Insulation Entirely Above Deck | Insulation Entirely Above Deck | Insulation Entirely Above Deck | Insulation Entirely Above Deck | Insulation Entirely Above Deck
| R-value (m2·K / W) | 5.1546 | 5.1546 | 5.1546 | 5.1546 | 5.1546 | 5.1546 | 5.1546 | 5.1546 | 5.1546 | 5.1546 | 5.1546 | 5.1546 | 6.4935 | 6.4935 | 6.4935 | 6.4935
Window
| U-Factor (W / m2·K) | 6.88 | 6.88 | 6.88 | 3.24 | 3.24 | 3.24 | 6.88 | 3.24 | 3.24 | 3.24 | 3.24 | 3.24 | 3.24 | 3.24 | 3.24 | 2.62
| SHGC | 0.25 | 0.25 | 0.25 | 0.25 | 0.25 | 0.25 | 0.39 | 0.39 | 0.39 | 0.39 | 0.39 | 0.39 | 0.39 | 0.39 | 0.49 | 0.49
| Visible transmittance | 0.25 | 0.25 | 0.25 | 0.318 | 0.318 | 0.318 | 0.39 | 0.495 | 0.495 | 0.495 | 0.495 | 0.495 | 0.495 | 0.495 | 0.49 | 0.49
Skylights/TDD
| U-Factor (W / m2·K) | n/a | n/a | n/a | n/a | n/a | n/a | n/a | n/a | n/a | n/a | n/a | n/a | n/a | n/a | n/a | n/a
| SHGC | n/a | n/a | n/a | n/a | n/a | n/a | n/a | n/a | n/a | n/a | n/a | n/a | n/a | n/a | n/a | n/a
| Visible transmittance | n/a | n/a | n/a | n/a | n/a | n/a | n/a | n/a | n/a | n/a | n/a | n/a | n/a | n/a | n/a | n/a
Foundation
| Foundation Type | Mass Floor | Mass Floor | Mass Floor | Mass Floor | Mass Floor | Mass Floor | Mass Floor | Mass Floor | Mass Floor | Mass Floor | Mass Floor | Mass Floor | Mass Floor | Mass Floor | Mass Floor | Mass Floor
| Construction | 10 cm slab-on-grade | 10 cm slab-on-grade | 10 cm slab-on-grade | 10 cm slab-on-grade | 10 cm slab-on-grade | 10 cm slab-on-grade | 10 cm slab-on-grade | 10 cm slab-on-grade | 10 cm slab-on-grade | 10 cm slab-on-grade | 10 cm slab-on-grade | 10 cm slab-on-grade | 10 cm slab-on-grade | 10 cm slab-on-grade | 10 cm slab-on-grade | 10 cm slab-on-grade
| R-value (m2·K / W) | 0.61463 | 0.61463 | 0.61463 | 0.61463 | 0.61463 | 0.61463 | 0.61463 | 0.61463 | 0.61463 | 0.61463 | 0.61463 | 0.61463 | 0.61463 | 0.61463 | 0.61463 | 0.61463
HVAC
HVAC Sizing
Air Conditioning (kW)
| PSZ-AC_1:1_COOLC DXCOIL | 87.757 | 87.9499 | 98.6122 | 89.0332 | 61.3375 | 92.9057 | 56.6443 | 89.8342 | 70.7549 | 69.3435 | 89.5718 | 69.6447 | 89.9587 | 65.8146 | 89.7638 | 58.3061
| PSZ-AC_2:2_COOLC DXCOIL | 70.3174 | 70.3174 | 53.753 | 70.3174 | 46.8744 | 46.8744 | 46.8744 | 70.3174 | 47.2899 | 46.8744 | 70.3174 | 47.1003 | 70.3174 | 46.8744 | 54.9558 | 46.8744
Heating (kW)
| PSZ-AC_1:1_HEATC | 41.0463 | 54.3059 | 51.3722 | 59.3036 | 40.2579 | 56.1447 | 45.6417 | 66.6095 | 62.532 | 56.3781 | 77.5864 | 75.2293 | 84.2103 | 84.2181 | 86.0089 | 103.7825
| PSZ-AC_2:2_HEATC | 32.8893 | 43.4184 | 36.6319 | 46.8373 | 34.2063 | 39.6001 | 37.8093 | 52.1383 | 41.794 | 45.0897 | 60.9083 | 50.8771 | 65.824 | 59.9816 | 67.3759 | 83.4344
HVAC Efficiency
Air Conditioning (COP)
| PSZ-AC_1:1_COOLC DXCOIL | 2.73 | 2.73 | 2.73 | 2.73 | 2.78 | 2.73 | 2.78 | 2.73 | 2.73 | 2.78 | 2.73 | 2.78 | 2.73 | 2.78 | 2.73 | 2.78
| PSZ-AC_2:2_COOLC DXCOIL | 2.78 | 2.78 | 2.78 | 2.78 | 2.78 | 2.78 | 2.78 | 2.78 | 2.78 | 2.78 | 2.78 | 2.78 | 2.78 | 2.78 | 2.78 | 2.78
| Heating Efficiency (%) | 80 | 80 | 80 | 80 | 80 | 80 | 80 | 80 | 80 | 80 | 80 | 80 | 80 | 80 | 80 | 80
HVAC Control
| Economizer | None | None | Fixed Dry Bulb | None | Fixed Dry Bulb | Fixed Dry Bulb | Fixed Dry Bulb | None | Fixed Dry Bulb | Fixed Dry Bulb | Fixed Dry Bulb | Fixed Dry Bulb | Fixed Dry Bulb | Fixed Dry Bulb | Fixed Dry Bulb | Fixed Dry Bulb
Fan Max Flow Rate (m3/s )
| DINING EXHAUST FAN | 2.67 | 2.67 | 2.67 | 2.67 | 2.67 | 2.67 | 2.67 | 2.67 | 2.67 | 2.67 | 2.67 | 2.67 | 2.67 | 2.67 | 2.67 | 2.67
| KITCHEN EXHAUST FAN | 0.01 | 0.01 | 0.01 | 0.01 | 0.01 | 0.01 | 0.01 | 0.01 | 0.01 | 0.01 | 0.01 | 0.01 | 0.01 | 0.01 | 0.01 | 0.01
| PSZ-AC_1:1 FAN | 3.53 | 3.54 | 3.97 | 3.59 | 3.33 | 4.01 | 3.42 | 3.62 | 4.27 | 3.54 | 3.61 | 4.21 | 3.62 | 3.98 | 3.61 | 3.52
| PSZ-AC_2:2 FAN | 2.83 | 2.83 | 2.83 | 2.83 | 2.83 | 2.83 | 2.83 | 2.83 | 2.86 | 2.83 | 2.83 | 2.85 | 2.83 | 2.83 | 2.83 | 2.83
Utility Costs
Electric Utility Rates
| Average Annual Rate ($/kWh) | 0.076244 | 0.10699 | 0.09266 | 0.10254 | 0.12425 | 0.093836 | 0.1449 | 0.066747 | 0.037406 | 0.07218 | 0.051674 | 0.037426 | 0.052583 | 0.068097 | 0.051533 | 0.086192
| Total Cost ($/m2) | 82.5 | 103.43 | 86.13 | 88.44 | 89.05 | 81.1 | 99.91 | 54.84 | 29.49 | 50.43 | 39.19 | 28.29 | 39.47 | 49.45 | 36.43 | 59.52
Gas Utility Rates
| Average Annual Rate ($/MJ) | 0.011469 | 0.0081982 | 0.0086057 | 0.010725 | 0.0084034 | 0.0081635 | 0.0084219 | 0.010037 | 0.0071869 | 0.0083067 | 0.0088132 | 0.007169 | 0.0079521 | 0.0086441 | 0.0079399 | 0.0041746
| Total Cost ($/m2) | 29.88 | 24.3 | 24.18 | 35.43 | 23.72 | 24.31 | 27.15 | 38.56 | 24.39 | 31.11 | 37.98 | 27.2 | 38.13 | 37.91 | 42.13 | 28.7
Total Utility Costs
| Cost Intensity ($/m2) | 112.38 | 127.73 | 110.32 | 123.87 | 112.77 | 105.41 | 127.06 | 93.4 | 53.89 | 81.54 | 77.17 | 55.49 | 77.6 | 87.35 | 78.55 | 88.22
Energy - End Uses
Electricity (kWh)
| Heating | 0 | 0 | 0 | 0 | 0 | 0 | 0 | 0 | 0 | 0 | 0 | 0 | 0 | 0 | 0 | 0
| Cooling | 200575 | 142886.1111 | 118138.8889 | 90077.7778 | 17847.2222 | 85075 | 4844.4444 | 69827.7778 | 43141.6667 | 8680.5556 | 37952.7778 | 28016.6667 | 33516.6667 | 16525 | 11880.5556 | 4461.1111
| Interior Lighting | 51558.3333 | 51558.3333 | 51558.3333 | 51558.3333 | 51558.3333 | 51558.3333 | 51558.3333 | 51558.3333 | 51558.3333 | 51558.3333 | 51558.3333 | 51558.3333 | 51558.3333 | 51558.3333 | 51558.3333 | 51558.3333
| Exterior Lighting | 6483.3333 | 6480.5556 | 6480.5556 | 6480.5556 | 6475 | 6472.2222 | 6477.7778 | 6472.2222 | 6475 | 6461.1111 | 6475 | 6469.4444 | 6469.4444 | 6466.6667 | 6463.8889 | 6425
| Interior Equipment | 181200 | 181200 | 181200 | 181200 | 181200 | 181200 | 181200 | 181200 | 181200 | 181200 | 181200 | 181200 | 181200 | 181200 | 181200 | 181200
| Exterior Equipment | 0 | 0 | 0 | 0 | 0 | 0 | 0 | 0 | 0 | 0 | 0 | 0 | 0 | 0 | 0 | 0
| Fans | 94333.3333 | 93208.3333 | 99211.1111 | 92933.3333 | 90538.8889 | 99016.6667 | 89763.8889 | 92475 | 102252.7778 | 90769.4444 | 92147.2222 | 100816.6667 | 92730.5556 | 97172.2222 | 92172.2222 | 91711.1111
| Pumps | 0 | 0 | 0 | 0 | 0 | 0 | 0 | 0 | 0 | 0 | 0 | 0 | 0 | 0 | 0 | 0
| Heat Rejection | 0 | 0 | 0 | 0 | 0 | 0 | 0 | 0 | 0 | 0 | 0 | 0 | 0 | 0 | 0 | 0
| Humidification | 0 | 0 | 0 | 0 | 0 | 0 | 0 | 0 | 0 | 0 | 0 | 0 | 0 | 0 | 0 | 0
| Heat Recovery | 0 | 0 | 0 | 0 | 0 | 0 | 0 | 0 | 0 | 0 | 0 | 0 | 0 | 0 | 0 | 0
| Water Systems | 0 | 0 | 0 | 0 | 0 | 0 | 0 | 0 | 0 | 0 | 0 | 0 | 0 | 0 | 0 | 0
| Refrigeration | 18963.8889 | 18822.2222 | 18561.1111 | 18625 | 18736.1111 | 18433.3333 | 18588.8889 | 18447.2222 | 18425 | 18466.6667 | 18355.5556 | 18369.4444 | 18200 | 18238.8889 | 18061.1111 | 17633.3333
| Generators | 0 | 0 | 0 | 0 | 0 | 0 | 0 | 0 | 0 | 0 | 0 | 0 | 0 | 0 | 0 | 0
| Total End Uses | 553116.6667 | 494155.5556 | 475152.7778 | 440875 | 366355.5556 | 441758.3333 | 352433.3333 | 419977.7778 | 403052.7778 | 357136.1111 | 387686.1111 | 386427.7778 | 383675 | 371161.1111 | 361336.1111 | 352986.1111
Gas (MJ)
| Heating | 8820 | 161330 | 100530 | 304800 | 64830 | 164900 | 244400 | 556690 | 332210 | 495000 | 774760 | 512520 | 1005390 | 792720 | 1236860 | 2003090
| Cooling | 0 | 0 | 0 | 0 | 0 | 0 | 0 | 0 | 0 | 0 | 0 | 0 | 0 | 0 | 0 | 0
| Interior Lighting | 0 | 0 | 0 | 0 | 0 | 0 | 0 | 0 | 0 | 0 | 0 | 0 | 0 | 0 | 0 | 0
| Exterior Lighting | 0 | 0 | 0 | 0 | 0 | 0 | 0 | 0 | 0 | 0 | 0 | 0 | 0 | 0 | 0 | 0
| Interior Equipment | 1201410 | 1201410 | 1201410 | 1201410 | 1201410 | 1201410 | 1201410 | 1201410 | 1201410 | 1201410 | 1201410 | 1201410 | 1201410 | 1201410 | 1201410 | 1201410
| Exterior Equipment | 0 | 0 | 0 | 0 | 0 | 0 | 0 | 0 | 0 | 0 | 0 | 0 | 0 | 0 | 0 | 0
| Fans | 0 | 0 | 0 | 0 | 0 | 0 | 0 | 0 | 0 | 0 | 0 | 0 | 0 | 0 | 0 | 0
| Pumps | 0 | 0 | 0 | 0 | 0 | 0 | 0 | 0 | 0 | 0 | 0 | 0 | 0 | 0 | 0 | 0
| Heat Rejection | 0 | 0 | 0 | 0 | 0 | 0 | 0 | 0 | 0 | 0 | 0 | 0 | 0 | 0 | 0 | 0
| Humidification | 0 | 0 | 0 | 0 | 0 | 0 | 0 | 0 | 0 | 0 | 0 | 0 | 0 | 0 | 0 | 0
| Heat Recovery | 0 | 0 | 0 | 0 | 0 | 0 | 0 | 0 | 0 | 0 | 0 | 0 | 0 | 0 | 0 | 0
| Water Systems | 121290 | 152330 | 134480 | 182240 | 176440 | 155980 | 202040 | 205750 | 201290 | 217990 | 226390 | 225320 | 244220 | 247460 | 273640 | 309230
| Refrigeration | 0 | 0 | 0 | 0 | 0 | 0 | 0 | 0 | 0 | 0 | 0 | 0 | 0 | 0 | 0 | 0
| Generators | 0 | 0 | 0 | 0 | 0 | 0 | 0 | 0 | 0 | 0 | 0 | 0 | 0 | 0 | 0 | 0
| Total End Uses | 1331520 | 1515070 | 1436420 | 1688440 | 1442690 | 1522280 | 1647850 | 1963850 | 1734910 | 1914410 | 2202560 | 1939240 | 2451030 | 2241590 | 2711910 | 3513730
Purchased Cooling (MJ)
| Heating | 0 | 0 | 0 | 0 | 0 | 0 | 0 | 0 | 0 | 0 | 0 | 0 | 0 | 0 | 0 | 0
| Cooling | 0 | 0 | 0 | 0 | 0 | 0 | 0 | 0 | 0 | 0 | 0 | 0 | 0 | 0 | 0 | 0
| Interior Lighting | 0 | 0 | 0 | 0 | 0 | 0 | 0 | 0 | 0 | 0 | 0 | 0 | 0 | 0 | 0 | 0
| Exterior Lighting | 0 | 0 | 0 | 0 | 0 | 0 | 0 | 0 | 0 | 0 | 0 | 0 | 0 | 0 | 0 | 0
| Interior Equipment | 0 | 0 | 0 | 0 | 0 | 0 | 0 | 0 | 0 | 0 | 0 | 0 | 0 | 0 | 0 | 0
| Exterior Equipment | 0 | 0 | 0 | 0 | 0 | 0 | 0 | 0 | 0 | 0 | 0 | 0 | 0 | 0 | 0 | 0
| Fans | 0 | 0 | 0 | 0 | 0 | 0 | 0 | 0 | 0 | 0 | 0 | 0 | 0 | 0 | 0 | 0
| Pumps | 0 | 0 | 0 | 0 | 0 | 0 | 0 | 0 | 0 | 0 | 0 | 0 | 0 | 0 | 0 | 0
| Heat Rejection | 0 | 0 | 0 | 0 | 0 | 0 | 0 | 0 | 0 | 0 | 0 | 0 | 0 | 0 | 0 | 0
| Humidification | 0 | 0 | 0 | 0 | 0 | 0 | 0 | 0 | 0 | 0 | 0 | 0 | 0 | 0 | 0 | 0
| Heat Recovery | 0 | 0 | 0 | 0 | 0 | 0 | 0 | 0 | 0 | 0 | 0 | 0 | 0 | 0 | 0 | 0
| Water Systems | 0 | 0 | 0 | 0 | 0 | 0 | 0 | 0 | 0 | 0 | 0 | 0 | 0 | 0 | 0 | 0
| Refrigeration | 0 | 0 | 0 | 0 | 0 | 0 | 0 | 0 | 0 | 0 | 0 | 0 | 0 | 0 | 0 | 0
| Generators | 0 | 0 | 0 | 0 | 0 | 0 | 0 | 0 | 0 | 0 | 0 | 0 | 0 | 0 | 0 | 0
| Total End Uses | 0 | 0 | 0 | 0 | 0 | 0 | 0 | 0 | 0 | 0 | 0 | 0 | 0 | 0 | 0 | 0
Purchased Heating (MJ)
| Heating | 0 | 0 | 0 | 0 | 0 | 0 | 0 | 0 | 0 | 0 | 0 | 0 | 0 | 0 | 0 | 0
| Cooling | 0 | 0 | 0 | 0 | 0 | 0 | 0 | 0 | 0 | 0 | 0 | 0 | 0 | 0 | 0 | 0
| Interior Lighting | 0 | 0 | 0 | 0 | 0 | 0 | 0 | 0 | 0 | 0 | 0 | 0 | 0 | 0 | 0 | 0
| Exterior Lighting | 0 | 0 | 0 | 0 | 0 | 0 | 0 | 0 | 0 | 0 | 0 | 0 | 0 | 0 | 0 | 0
| Interior Equipment | 0 | 0 | 0 | 0 | 0 | 0 | 0 | 0 | 0 | 0 | 0 | 0 | 0 | 0 | 0 | 0
| Exterior Equipment | 0 | 0 | 0 | 0 | 0 | 0 | 0 | 0 | 0 | 0 | 0 | 0 | 0 | 0 | 0 | 0
| Fans | 0 | 0 | 0 | 0 | 0 | 0 | 0 | 0 | 0 | 0 | 0 | 0 | 0 | 0 | 0 | 0
| Pumps | 0 | 0 | 0 | 0 | 0 | 0 | 0 | 0 | 0 | 0 | 0 | 0 | 0 | 0 | 0 | 0
| Heat Rejection | 0 | 0 | 0 | 0 | 0 | 0 | 0 | 0 | 0 | 0 | 0 | 0 | 0 | 0 | 0 | 0
| Humidification | 0 | 0 | 0 | 0 | 0 | 0 | 0 | 0 | 0 | 0 | 0 | 0 | 0 | 0 | 0 | 0
| Heat Recovery | 0 | 0 | 0 | 0 | 0 | 0 | 0 | 0 | 0 | 0 | 0 | 0 | 0 | 0 | 0 | 0
| Water Systems | 0 | 0 | 0 | 0 | 0 | 0 | 0 | 0 | 0 | 0 | 0 | 0 | 0 | 0 | 0 | 0
| Refrigeration | 0 | 0 | 0 | 0 | 0 | 0 | 0 | 0 | 0 | 0 | 0 | 0 | 0 | 0 | 0 | 0
| Generators | 0 | 0 | 0 | 0 | 0 | 0 | 0 | 0 | 0 | 0 | 0 | 0 | 0 | 0 | 0 | 0
| Total End Uses | 0 | 0 | 0 | 0 | 0 | 0 | 0 | 0 | 0 | 0 | 0 | 0 | 0 | 0 | 0 | 0
| Total Building (MJ) | 3322740 | 3294030 | 3146970 | 3275590 | 2761570 | 3112620 | 2916610 | 3475770 | 3185900 | 3200100 | 3598230 | 3330390 | 3832260 | 3577770 | 4012730 | 4784480
| On-Site Production (MJ) | 0 | 0 | 0 | 0 | 0 | 0 | 0 | 0 | 0 | 0 | 0 | 0 | 0 | 0 | 0 | 0
Energy - End Use Intensities
Electricity (MJ/m2)
| Heating (elec) | 0 | 0 | 0 | 0 | 0 | 0 | 0 | 0 | 0 | 0 | 0 | 0 | 0 | 0 | 0 | 0
| Cooling (elec) | 1412.6382 | 1006.3386 | 832.0454 | 634.4126 | 125.697 | 599.1783 | 34.1191 | 491.793 | 303.8443 | 61.1367 | 267.2992 | 197.3198 | 236.056 | 116.3846 | 83.6741 | 31.4193
| Interior Lighting (elec) | 363.1224 | 363.1224 | 363.1224 | 363.1224 | 363.1224 | 363.1224 | 363.1224 | 363.1224 | 363.1224 | 363.1224 | 363.1224 | 363.1224 | 363.1224 | 363.1224 | 363.1224 | 363.1224
| Exterior Lighting (elec) | 45.6617 | 45.6422 | 45.6422 | 45.6422 | 45.6031 | 45.5835 | 45.6226 | 45.5835 | 45.6031 | 45.5052 | 45.6031 | 45.5639 | 45.5639 | 45.5444 | 45.5248 | 45.2509
| Interior Equipment (elec) | 1276.1812 | 1276.1812 | 1276.1812 | 1276.1812 | 1276.1812 | 1276.1812 | 1276.1812 | 1276.1812 | 1276.1812 | 1276.1812 | 1276.1812 | 1276.1812 | 1276.1812 | 1276.1812 | 1276.1812 | 1276.1812
| Exterior Equipment (elec) | 0 | 0 | 0 | 0 | 0 | 0 | 0 | 0 | 0 | 0 | 0 | 0 | 0 | 0 | 0 | 0
| Fans (elec) | 664.3842 | 656.4609 | 698.7381 | 654.5241 | 637.6602 | 697.3687 | 632.2019 | 651.2961 | 720.1604 | 639.284 | 648.9876 | 710.046 | 653.096 | 684.3784 | 649.1637 | 645.9161
| Pumps (elec) | 0 | 0 | 0 | 0 | 0 | 0 | 0 | 0 | 0 | 0 | 0 | 0 | 0 | 0 | 0 | 0
| Heat Rejection (elec) | 0 | 0 | 0 | 0 | 0 | 0 | 0 | 0 | 0 | 0 | 0 | 0 | 0 | 0 | 0 | 0
| Humidification (elec) | 0 | 0 | 0 | 0 | 0 | 0 | 0 | 0 | 0 | 0 | 0 | 0 | 0 | 0 | 0 | 0
| Heat Recovery (elec) | 0 | 0 | 0 | 0 | 0 | 0 | 0 | 0 | 0 | 0 | 0 | 0 | 0 | 0 | 0 | 0
| Water Systems (elec) | 0 | 0 | 0 | 0 | 0 | 0 | 0 | 0 | 0 | 0 | 0 | 0 | 0 | 0 | 0 | 0
| Refrigeration (elec) | 133.5616 | 132.5638 | 130.7248 | 131.1748 | 131.9574 | 129.8249 | 130.9205 | 129.9227 | 129.7662 | 130.0597 | 129.2771 | 129.3749 | 128.1816 | 128.4554 | 127.2034 | 124.1906
| Generators (elec) | 0 | 0 | 0 | 0 | 0 | 0 | 0 | 0 | 0 | 0 | 0 | 0 | 0 | 0 | 0 | 0
| Total End Uses | 3895.5688 | 3480.3091 | 3346.4736 | 3105.0572 | 2580.2211 | 3111.2785 | 2482.1677 | 2957.8793 | 2838.6775 | 2515.2891 | 2730.4509 | 2721.5886 | 2702.2009 | 2614.0663 | 2544.8694 | 2486.0608
| Gas (MJ/m2) | 0 | 0 | 0 | 0 | 0 | 0 | 0 | 0 | 0 | 0 | 0 | 0 | 0 | 0 | 0 | 0
| Heating (gas) | 17.2552 | 315.6216 | 196.6742 | 596.3025 | 126.8317 | 322.6059 | 478.1375 | 1089.0932 | 649.9266 | 968.4046 | 1515.7195 | 1002.6802 | 1966.9177 | 1550.8559 | 2419.7594 | 3918.791
| Cooling (gas) | 0 | 0 | 0 | 0 | 0 | 0 | 0 | 0 | 0 | 0 | 0 | 0 | 0 | 0 | 0 | 0
| Interior Lighting (gas) | 0 | 0 | 0 | 0 | 0 | 0 | 0 | 0 | 0 | 0 | 0 | 0 | 0 | 0 | 0 | 0
| Exterior Lighting (gas) | 0 | 0 | 0 | 0 | 0 | 0 | 0 | 0 | 0 | 0 | 0 | 0 | 0 | 0 | 0 | 0
| Interior Equipment (gas) | 2350.4059 | 2350.4059 | 2350.4059 | 2350.4059 | 2350.4059 | 2350.4059 | 2350.4059 | 2350.4059 | 2350.4059 | 2350.4059 | 2350.4059 | 2350.4059 | 2350.4059 | 2350.4059 | 2350.4059 | 2350.4059
| Exterior Equipment (gas) | 0 | 0 | 0 | 0 | 0 | 0 | 0 | 0 | 0 | 0 | 0 | 0 | 0 | 0 | 0 | 0
| Fans (gas) | 0 | 0 | 0 | 0 | 0 | 0 | 0 | 0 | 0 | 0 | 0 | 0 | 0 | 0 | 0 | 0
| Pumps (gas) | 0 | 0 | 0 | 0 | 0 | 0 | 0 | 0 | 0 | 0 | 0 | 0 | 0 | 0 | 0 | 0
| Heat Rejection (gas) | 0 | 0 | 0 | 0 | 0 | 0 | 0 | 0 | 0 | 0 | 0 | 0 | 0 | 0 | 0 | 0
| Humidification (gas) | 0 | 0 | 0 | 0 | 0 | 0 | 0 | 0 | 0 | 0 | 0 | 0 | 0 | 0 | 0 | 0
| Heat Recovery (gas) | 0 | 0 | 0 | 0 | 0 | 0 | 0 | 0 | 0 | 0 | 0 | 0 | 0 | 0 | 0 | 0
| Water Systems (gas) | 237.2885 | 298.0143 | 263.093 | 356.5294 | 345.1824 | 305.155 | 395.2656 | 402.5237 | 393.7983 | 426.4697 | 442.9033 | 440.8099 | 477.7854 | 484.124 | 535.3419 | 604.9692
| Refrigeration (gas) | 0 | 0 | 0 | 0 | 0 | 0 | 0 | 0 | 0 | 0 | 0 | 0 | 0 | 0 | 0 | 0
| Generators (gas) | 0 | 0 | 0 | 0 | 0 | 0 | 0 | 0 | 0 | 0 | 0 | 0 | 0 | 0 | 0 | 0
| Total End Uses | 2604.9496 | 2964.0419 | 2810.1731 | 3303.2182 | 2822.4396 | 2978.1473 | 3223.8091 | 3842.0229 | 3394.1309 | 3745.2998 | 4309.0287 | 3793.8766 | 4795.1286 | 4385.3859 | 5305.5072 | 6874.1661
| Purchased Cooling (MJ/m2) | 0 | 0 | 0 | 0 | 0 | 0 | 0 | 0 | 0 | 0 | 0 | 0 | 0 | 0 | 0 | 0
| Heating | 0 | 0 | 0 | 0 | 0 | 0 | 0 | 0 | 0 | 0 | 0 | 0 | 0 | 0 | 0 | 0
| Cooling | 0 | 0 | 0 | 0 | 0 | 0 | 0 | 0 | 0 | 0 | 0 | 0 | 0 | 0 | 0 | 0
| Interior Lighting | 0 | 0 | 0 | 0 | 0 | 0 | 0 | 0 | 0 | 0 | 0 | 0 | 0 | 0 | 0 | 0
| Exterior Lighting | 0 | 0 | 0 | 0 | 0 | 0 | 0 | 0 | 0 | 0 | 0 | 0 | 0 | 0 | 0 | 0
| Interior Equipment | 0 | 0 | 0 | 0 | 0 | 0 | 0 | 0 | 0 | 0 | 0 | 0 | 0 | 0 | 0 | 0
| Exterior Equipment | 0 | 0 | 0 | 0 | 0 | 0 | 0 | 0 | 0 | 0 | 0 | 0 | 0 | 0 | 0 | 0
| Fans | 0 | 0 | 0 | 0 | 0 | 0 | 0 | 0 | 0 | 0 | 0 | 0 | 0 | 0 | 0 | 0
| Pumps | 0 | 0 | 0 | 0 | 0 | 0 | 0 | 0 | 0 | 0 | 0 | 0 | 0 | 0 | 0 | 0
| Heat Rejection | 0 | 0 | 0 | 0 | 0 | 0 | 0 | 0 | 0 | 0 | 0 | 0 | 0 | 0 | 0 | 0
| Humidification | 0 | 0 | 0 | 0 | 0 | 0 | 0 | 0 | 0 | 0 | 0 | 0 | 0 | 0 | 0 | 0
| Heat Recovery | 0 | 0 | 0 | 0 | 0 | 0 | 0 | 0 | 0 | 0 | 0 | 0 | 0 | 0 | 0 | 0
| Water Systems | 0 | 0 | 0 | 0 | 0 | 0 | 0 | 0 | 0 | 0 | 0 | 0 | 0 | 0 | 0 | 0
| Refrigeration | 0 | 0 | 0 | 0 | 0 | 0 | 0 | 0 | 0 | 0 | 0 | 0 | 0 | 0 | 0 | 0
| Generators | 0 | 0 | 0 | 0 | 0 | 0 | 0 | 0 | 0 | 0 | 0 | 0 | 0 | 0 | 0 | 0
| Total End Uses | 0 | 0 | 0 | 0 | 0 | 0 | 0 | 0 | 0 | 0 | 0 | 0 | 0 | 0 | 0 | 0
| Purchased Heating (MJ/m2) | 0 | 0 | 0 | 0 | 0 | 0 | 0 | 0 | 0 | 0 | 0 | 0 | 0 | 0 | 0 | 0
| Heating | 0 | 0 | 0 | 0 | 0 | 0 | 0 | 0 | 0 | 0 | 0 | 0 | 0 | 0 | 0 | 0
| Cooling | 0 | 0 | 0 | 0 | 0 | 0 | 0 | 0 | 0 | 0 | 0 | 0 | 0 | 0 | 0 | 0
| Interior Lighting | 0 | 0 | 0 | 0 | 0 | 0 | 0 | 0 | 0 | 0 | 0 | 0 | 0 | 0 | 0 | 0
| Exterior Lighting | 0 | 0 | 0 | 0 | 0 | 0 | 0 | 0 | 0 | 0 | 0 | 0 | 0 | 0 | 0 | 0
| Interior Equipment | 0 | 0 | 0 | 0 | 0 | 0 | 0 | 0 | 0 | 0 | 0 | 0 | 0 | 0 | 0 | 0
| Exterior Equipment | 0 | 0 | 0 | 0 | 0 | 0 | 0 | 0 | 0 | 0 | 0 | 0 | 0 | 0 | 0 | 0
| Fans | 0 | 0 | 0 | 0 | 0 | 0 | 0 | 0 | 0 | 0 | 0 | 0 | 0 | 0 | 0 | 0
| Pumps | 0 | 0 | 0 | 0 | 0 | 0 | 0 | 0 | 0 | 0 | 0 | 0 | 0 | 0 | 0 | 0
| Heat Rejection | 0 | 0 | 0 | 0 | 0 | 0 | 0 | 0 | 0 | 0 | 0 | 0 | 0 | 0 | 0 | 0
| Humidification | 0 | 0 | 0 | 0 | 0 | 0 | 0 | 0 | 0 | 0 | 0 | 0 | 0 | 0 | 0 | 0
| Heat Recovery | 0 | 0 | 0 | 0 | 0 | 0 | 0 | 0 | 0 | 0 | 0 | 0 | 0 | 0 | 0 | 0
| Water Systems | 0 | 0 | 0 | 0 | 0 | 0 | 0 | 0 | 0 | 0 | 0 | 0 | 0 | 0 | 0 | 0
| Refrigeration | 0 | 0 | 0 | 0 | 0 | 0 | 0 | 0 | 0 | 0 | 0 | 0 | 0 | 0 | 0 | 0
| Generators | 0 | 0 | 0 | 0 | 0 | 0 | 0 | 0 | 0 | 0 | 0 | 0 | 0 | 0 | 0 | 0
| Total End Uses | 0 | 0 | 0 | 0 | 0 | 0 | 0 | 0 | 0 | 0 | 0 | 0 | 0 | 0 | 0 | 0
| Total Building (MJ/m2) | 6500.5184 | 6444.351 | 6156.6468 | 6408.2755 | 5402.6607 | 6089.4454 | 5705.9767 | 6799.9022 | 6232.8084 | 6260.5889 | 7039.4796 | 6515.4847 | 7497.3296 | 6999.4522 | 7850.3962 | 9360.2269
| On-Site Production (MJ/m2) | 0 | 0 | 0 | 0 | 0 | 0 | 0 | 0 | 0 | 0 | 0 | 0 | 0 | 0 | 0 | 0
Peak Energy Demand
Electricity Peak Demand (kW)
| Jan | 85.7033 | 82.0129 | 64.5458 | 58.1342 | 67.7103 | 52.0234 | 48.8396 | 53.0469 | 51.1856 | 49.0555 | 49.203 | 51.213 | 49.1747 | 50.3657 | 49.2223 | 49.9748
| Feb | 86.8034 | 75.9463 | 69.1614 | 60.3858 | 66.4403 | 56.2006 | 54.6047 | 50.6168 | 55.7816 | 49.0451 | 49.1677 | 51.191 | 49.194 | 50.2056 | 49.1667 | 48.9556
| Mar | 86.962 | 83.3146 | 79.131 | 68.502 | 65.2037 | 66.4124 | 48.8338 | 70.7237 | 58.3275 | 51.0634 | 55.629 | 62.9859 | 49.2094 | 57.1235 | 49.1736 | 48.9769
| Apr | 89.3023 | 86.9719 | 81.9063 | 79.2567 | 69.1492 | 80.2176 | 59.2849 | 71.623 | 71.9645 | 53.4749 | 56.4352 | 66.2539 | 65.9589 | 53.8227 | 49.1865 | 48.9244
| May | 92.8083 | 93.904 | 95.0316 | 88.4944 | 69.9221 | 86.9068 | 63.6488 | 84.6755 | 77.7161 | 65.2971 | 83.7901 | 73.5753 | 91.1487 | 68.3838 | 62.9644 | 54.0144
| Jun | 98.276 | 94.3012 | 110.2017 | 90.7483 | 68.7261 | 102.3557 | 67.5551 | 98.127 | 82.2387 | 70.0118 | 95.0871 | 80.9941 | 92.7383 | 81.4203 | 81.8135 | 70.4359
| Jul | 96.1991 | 100.4923 | 109.5922 | 96.9151 | 71.0864 | 99.9435 | 74.8245 | 100.7474 | 84.6554 | 74.552 | 96.083 | 82.923 | 95.486 | 80.3813 | 87.0845 | 73.2731
| Aug | 96.1653 | 97.8585 | 108.5609 | 93.0358 | 77.156 | 98.5576 | 70.9679 | 99.6383 | 84.5442 | 73.7629 | 96.031 | 82.989 | 93.6585 | 78.903 | 84.4729 | 69.5182
| Sep | 93.8693 | 95.6591 | 98.4907 | 86.5295 | 76.1687 | 92.9049 | 75.1008 | 84.7515 | 76.719 | 82.179 | 83.8683 | 76.5184 | 78.8705 | 74.9765 | 71.601 | 49.0147
| Oct | 92.7274 | 89.4913 | 83.0513 | 80.2646 | 71.8209 | 80.6339 | 64.2871 | 81.007 | 71.3892 | 56.4029 | 72.9125 | 70.7123 | 70.2832 | 63.1749 | 65.0744 | 49.0065
| Nov | 89.2628 | 86.5078 | 75.3947 | 67.1475 | 67.7378 | 60.0965 | 48.845 | 74.7794 | 52.613 | 49.065 | 72.0996 | 58.8676 | 49.1992 | 50.4935 | 49.2001 | 49.0353
| Dec | 84.4653 | 85.9512 | 62.5489 | 60.358 | 68.4137 | 59.5588 | 48.8381 | 51.7029 | 51.0207 | 49.0506 | 49.1645 | 51.1232 | 49.1879 | 50.2073 | 49.1648 | 50.108
Time of Peak Electrical Demand
| Jan | 06-JAN-12:09 | 03-JAN-12:09 | 28-JAN-14:00 | 24-JAN-18:00 | 26-JAN-12:00 | 18-JAN-13:00 | 05-JAN-19:10 | 09-JAN-11:00 | 31-JAN-18:00 | 28-JAN-19:10 | 28-JAN-19:30 | 19-JAN-19:10 | 14-JAN-18:30 | 27-JAN-18:00 | 12-JAN-19:10 | 03-JAN-11:09
| Feb | 23-FEB-12:09 | 21-FEB-12:09 | 28-FEB-17:10 | 18-FEB-13:00 | 13-FEB-11:00 | 08-FEB-13:00 | 14-FEB-12:00 | 15-FEB-13:00 | 14-FEB-15:00 | 04-FEB-19:10 | 18-FEB-19:10 | 18-FEB-19:10 | 04-FEB-19:30 | 16-FEB-19:10 | 23-FEB-19:10 | 27-FEB-19:10
| Mar | 14-MAR-10:39 | 25-MAR-18:10 | 17-MAR-17:10 | 28-MAR-17:19 | 31-MAR-11:09 | 31-MAR-16:10 | 27-MAR-18:30 | 09-MAR-13:00 | 02-MAR-14:00 | 29-MAR-16:10 | 31-MAR-14:00 | 26-MAR-17:10 | 25-MAR-18:00 | 30-MAR-17:10 | 30-MAR-18:30 | 30-MAR-19:30
| Apr | 01-APR-18:40 | 29-APR-18:10 | 01-APR-17:10 | 14-APR-17:19 | 11-APR-17:10 | 21-APR-17:10 | 29-APR-12:00 | 04-APR-17:10 | 21-APR-17:10 | 29-APR-15:09 | 07-APR-13:00 | 26-APR-12:00 | 01-APR-17:10 | 06-APR-17:10 | 08-APR-18:00 | 05-APR-19:49
| May | 23-MAY-11:00 | 18-MAY-17:30 | 27-MAY-17:10 | 31-MAY-17:49 | 30-MAY-11:09 | 31-MAY-16:10 | 17-MAY-13:00 | 15-MAY-17:10 | 31-MAY-17:10 | 05-MAY-16:10 | 30-MAY-17:10 | 23-MAY-17:10 | 27-MAY-15:09 | 16-MAY-17:10 | 31-MAY-17:10 | 30-MAY-17:10
| Jun | 27-JUN-17:49 | 13-JUN-17:30 | 28-JUN-17:49 | 08-JUN-18:00 | 28-JUN-12:00 | 27-JUN-16:19 | 16-JUN-11:09 | 30-JUN-17:30 | 29-JUN-13:00 | 28-JUN-12:00 | 08-JUN-12:00 | 28-JUN-11:00 | 29-JUN-17:40 | 30-JUN-12:00 | 14-JUN-17:19 | 20-JUN-17:00
| Jul | 13-JUL-11:00 | 18-JUL-12:30 | 19-JUL-17:30 | 03-JUL-17:00 | 29-JUL-10:39 | 24-JUL-16:30 | 02-JUL-13:09 | 25-JUL-11:00 | 31-JUL-17:30 | 31-JUL-17:19 | 14-JUL-10:00 | 19-JUL-12:00 | 13-JUL-17:00 | 21-JUL-17:19 | 06-JUL-17:49 | 29-JUL-18:10
| Aug | 21-AUG-15:20 | 31-AUG-11:39 | 01-AUG-17:19 | 17-AUG-12:09 | 09-AUG-11:09 | 04-AUG-16:10 | 15-AUG-11:00 | 09-AUG-17:00 | 01-AUG-17:10 | 18-AUG-17:40 | 04-AUG-17:19 | 30-AUG-11:00 | 25-AUG-17:30 | 09-AUG-17:10 | 11-AUG-17:40 | 15-AUG-17:10
| Sep | 01-SEP-11:00 | 16-SEP-18:30 | 12-SEP-17:10 | 01-SEP-17:00 | 24-SEP-10:00 | 01-SEP-14:00 | 28-SEP-15:30 | 05-SEP-11:09 | 02-SEP-17:10 | 02-SEP-16:10 | 06-SEP-11:09 | 01-SEP-17:10 | 14-SEP-12:00 | 01-SEP-17:10 | 07-SEP-14:00 | 20-SEP-18:00
| Oct | 06-OCT-18:10 | 31-OCT-12:09 | 13-OCT-17:10 | 21-OCT-18:10 | 19-OCT-10:00 | 06-OCT-12:00 | 31-OCT-12:00 | 03-OCT-11:09 | 11-OCT-16:30 | 17-OCT-12:00 | 31-OCT-12:09 | 05-OCT-12:00 | 08-OCT-14:00 | 06-OCT-17:10 | 07-OCT-14:00 | 02-OCT-18:19
| Nov | 01-NOV-12:09 | 27-NOV-18:19 | 13-NOV-13:00 | 22-NOV-12:00 | 20-NOV-12:00 | 10-NOV-12:00 | 16-NOV-19:10 | 04-NOV-11:00 | 01-NOV-13:00 | 04-NOV-19:00 | 02-NOV-12:09 | 10-NOV-13:00 | 02-NOV-19:10 | 22-NOV-19:10 | 08-NOV-19:00 | 06-NOV-20:40
| Dec | 15-DEC-18:19 | 02-DEC-19:10 | 09-DEC-15:39 | 13-DEC-12:00 | 19-DEC-12:00 | 05-DEC-13:00 | 14-DEC-19:10 | 23-DEC-11:00 | 14-DEC-18:19 | 28-DEC-19:10 | 02-DEC-19:10 | 19-DEC-18:49 | 02-DEC-19:10 | 05-DEC-18:00 | 02-DEC-19:10 | 18-DEC-11:09
Water Consumption (m3)
| Cooling | 0 | 0 | 0 | 0 | 0 | 0 | 0 | 0 | 0 | 0 | 0 | 0 | 0 | 0 | 0 | 0
| Heat Rejection | 0 | 0 | 0 | 0 | 0 | 0 | 0 | 0 | 0 | 0 | 0 | 0 | 0 | 0 | 0 | 0
| Water Systems | 1375.88 | 1375.88 | 1375.88 | 1375.88 | 1375.88 | 1375.88 | 1375.88 | 1375.88 | 1375.88 | 1375.88 | 1375.88 | 1375.88 | 1375.88 | 1375.88 | 1375.88 | 1375.88
| Total Building | 1375.88 | 1375.88 | 1375.88 | 1375.88 | 1375.88 | 1375.88 | 1375.88 | 1375.88 | 1375.88 | 1375.88 | 1375.88 | 1375.88 | 1375.88 | 1375.88 | 1375.88 | 1375.88
Emissions
| Carbon Equivalent (kg) | 175702.7808 | 192152.1746 | 169339.2461 | 166252.7677 | 68830.1117 | 176445.3014 | 70902.5023 | 148746.9637 | 195931.5085 | 60533.6744 | 246413.1961 | 192825.1646 | 175528.1962 | 176058.4519 | 172586.4035 | 162688.182
| CO2 (kg) | 420622.8287 | 492544.243 | 412157.3135 | 396192.1847 | 189471.6123 | 432206.002 | 195816.1072 | 356470.5826 | 474030.8238 | 161530.9266 | 591654.9701 | 468852.8664 | 430464.723 | 432259.6527 | 426429.2306 | 431878.8832
| NOX (kg) | 682.4485 | 615.3142 | 638.0679 | 675.0441 | 166.0607 | 650.7265 | 172.047 | 601.0471 | 755.176 | 189.8326 | 972.569 | 737.0775 | 668.4268 | 666.0217 | 648.5993 | 477.9153
| SO2 (kg) | 2367.9143 | 2357.533 | 1911.0657 | 1547.9222 | 1066.4404 | 2430.4383 | 1025.9778 | 1533.6156 | 1760.5174 | 276.5513 | 2613.2906 | 1687.9762 | 906.1934 | 991.6482 | 853.5408 | 1797.7872
| PM (kg) | 0 | 0 | 0 | 0 | 0 | 0 | 0 | 0 | 0 | 0 | 0 | 0 | 0 | 0 | 0 | 0
| Hg (kg) | 0.0109 | 0.0068 | 0.0053 | 0.0058 | 0.0006 | 0.0047 | 0.0006 | 0.0064 | 0.007 | 0.0013 | 0.0081 | 0.0068 | 0.0069 | 0.0071 | 0.0065 | 0.0065
| Water Environmental Factors (m3) | 293.0176 | 804.0507 | 14114.1 | 2752.6439 | 6432.4009 | 12119.2 | 6187.9242 | 95.3509 | 1830.1832 | 3648.7956 | 601.4732 | 1754.6946 | 595.2502 | 23511 | 560.5933 | 360.6399

## Picture
DOE Commercial Building Benchmark - Sit Down Restaurant

## Schedules
Schedule | Type | Through | Day of Week | 1 | 2 | 3 | 4 | 5 | 6 | 7 | 8 | 9 | 10 | 11 | 12 | 13 | 14 | 15 | 16 | 17 | 18 | 19 | 20 | 21 | 22 | 23 | 24 | Hours Per Day | Hours Per Week | Hours Per Year
BLDG_LIGHT_SCH | Fraction | Through 12/31 | Weekday | 0.15 | 0.15 | 0.15 | 0.15 | 0.15 | 0.2 | 0.4 | 0.4 | 0.6 | 0.6 | 0.9 | 0.9 | 0.9 | 0.9 | 0.9 | 0.9 | 0.9 | 0.9 | 0.9 | 0.9 | 0.9 | 0.9 | 0.5 | 0.3 | 14.55 | 53.9 | 2810.5
|  |  | Sat | 0.2 | 0.15 | 0.15 | 0.15 | 0.15 | 0.15 | 0.3 | 0.3 | 0.6 | 0.6 | 0.8 | 0.8 | 0.8 | 0.8 | 0.8 | 0.8 | 0.8 | 0.9 | 0.9 | 0.9 | 0.9 | 0.9 | 0.5 | 0.3 | 13.65
|  |  | SummerDesign | [24 empty] | 24 | bar: 1 to 24
|  |  | WinterDesign | 0 | 0 | 0 | 0 | 0 | 0 | 0 | 0 | 0 | 0 | 0 | 0 | 0 | 0 | 0 | 0 | 0 | 0 | 0 | 0 | 0 | 0 | 0 | 0 | 0
|  |  | Sun, Hol, Other | 0.2 | 0.15 | 0.15 | 0.15 | 0.15 | 0.15 | 0.3 | 0.3 | 0.5 | 0.5 | 0.7 | 0.7 | 0.7 | 0.7 | 0.7 | 0.7 | 0.6 | 0.6 | 0.6 | 0.6 | 0.6 | 0.6 | 0.5 | 0.3 | 11.15
BLDG_EQUIP_SCH | Fraction | Through 12/31 | Weekday | 0.15 | 0.15 | 0.15 | 0.15 | 0.15 | 0.15 | 0.25 | 0.3 | 0.3 | 0.3 | 0.3 | 0.3 | 0.3 | 0.3 | 0.3 | 0.3 | 0.3 | 0.3 | 0.3 | 0.3 | 0.3 | 0.3 | 0.3 | 0.3 | 6.25 | 25 | 1303.57
|  |  | Sat | 0.15 | 0.15 | 0.15 | 0.15 | 0.15 | 0.15 | 0.25 | 0.3 | 0.3 | 0.3 | 0.3 | 0.3 | 0.3 | 0.3 | 0.3 | 0.3 | 0.3 | 0.3 | 0.3 | 0.3 | 0.3 | 0.3 | 0.3 | 0.3 | 6.25
|  |  | SummerDesign | 0.3 | 0.3 | 0.3 | 0.3 | 0.3 | 0.3 | 0.3 | 0.3 | 0.3 | 0.3 | 0.3 | 0.3 | 0.3 | 0.3 | 0.3 | 0.3 | 0.3 | 0.3 | 0.3 | 0.3 | 0.3 | 0.3 | 0.3 | 0.3 | 7.2
|  |  | WinterDesign | 0 | 0 | 0 | 0 | 0 | 0 | 0 | 0 | 0 | 0 | 0 | 0 | 0 | 0 | 0 | 0 | 0 | 0 | 0 | 0 | 0 | 0 | 0 | 0 | 0
|  |  | Sun, Hol, Other | 0.15 | 0.15 | 0.15 | 0.15 | 0.15 | 0.15 | 0.25 | 0.3 | 0.3 | 0.3 | 0.3 | 0.3 | 0.3 | 0.3 | 0.3 | 0.3 | 0.3 | 0.3 | 0.3 | 0.3 | 0.3 | 0.3 | 0.3 | 0.3 | 6.25
FF_GAS_EQUIP_SCH | Fraction | Through 12/31 | WD, Sat | 0.02 | 0.02 | 0.02 | 0.02 | 0.02 | 0.05 | 0.1 | 0.15 | 0.2 | 0.15 | 0.25 | 0.25 | 0.25 | 0.2 | 0.15 | 0.15 | 0.15 | 0.15 | 0.15 | 0.15 | 0.15 | 0.15 | 0.1 | 0.05 | 3.05 | 18.3 | 954.21
|  |  | SummerDesign | 0.25 | 0.25 | 0.25 | 0.25 | 0.25 | 0.25 | 0.25 | 0.25 | 0.25 | 0.25 | 0.25 | 0.25 | 0.25 | 0.25 | 0.25 | 0.25 | 0.25 | 0.25 | 0.25 | 0.25 | 0.25 | 0.25 | 0.25 | 0.25 | 6
|  |  | WinterDesign | 0 | 0 | 0 | 0 | 0 | 0 | 0 | 0 | 0 | 0 | 0 | 0 | 0 | 0 | 0 | 0 | 0 | 0 | 0 | 0 | 0 | 0 | 0 | 0 | 0
|  |  | Sun, Hol, Other | 0.02 | 0.02 | 0.02 | 0.02 | 0.02 | 0.05 | 0.1 | 0.15 | 0.2 | 0.15 | 0.25 | 0.25 | 0.25 | 0.2 | 0.15 | 0.15 | 0.15 | 0.15 | 0.15 | 0.15 | 0.15 | 0.15 | 0.1 | 0.05 | 3.05
Rest_GAS_EQUIP_SCH | Fraction | Through 12/31 | WD, Sat | 0.02 | 0.02 | 0.02 | 0.02 | 0.02 | 0.05 | 0.1 | 0.15 | 0.2 | 0.15 | 0.25 | 0.25 | 0.25 | 0.2 | 0.15 | 0.2 | 0.3 | 0.3 | 0.3 | 0.2 | 0.2 | 0.15 | 0.1 | 0.05 | 3.65 | 21.9 | 1141.93
|  |  | SummerDesign | 0.25 | 0.25 | 0.25 | 0.25 | 0.25 | 0.25 | 0.25 | 0.25 | 0.25 | 0.25 | 0.25 | 0.25 | 0.25 | 0.25 | 0.25 | 0.25 | 0.25 | 0.25 | 0.25 | 0.25 | 0.25 | 0.25 | 0.25 | 0.25 | 6
|  |  | WinterDesign | 0 | 0 | 0 | 0 | 0 | 0 | 0 | 0 | 0 | 0 | 0 | 0 | 0 | 0 | 0 | 0 | 0 | 0 | 0 | 0 | 0 | 0 | 0 | 0 | 0
|  |  | Sun, Hol, Other | 0.02 | 0.02 | 0.02 | 0.02 | 0.02 | 0.05 | 0.1 | 0.15 | 0.2 | 0.15 | 0.25 | 0.25 | 0.25 | 0.2 | 0.15 | 0.2 | 0.3 | 0.3 | 0.3 | 0.2 | 0.2 | 0.15 | 0.1 | 0.05 | 3.65
BLDG_OCC_SCH | Fraction | Through 12/31 | WD | 0.05 | 0 | 0 | 0 | 0 | 0.05 | 0.1 | 0.4 | 0.4 | 0.4 | 0.2 | 0.5 | 0.8 | 0.7 | 0.4 | 0.2 | 0.25 | 0.5 | 0.8 | 0.8 | 0.8 | 0.5 | 0.35 | 0.2 | 8.4 | 56.8 | 2961.71
|  |  | SummerDesign | [24 empty] | 24 | bar: 1 to 24
|  |  | WinterDesign | 0 | 0 | 0 | 0 | 0 | 0 | 0 | 0 | 0 | 0 | 0 | 0 | 0 | 0 | 0 | 0 | 0 | 0 | 0 | 0 | 0 | 0 | 0 | 0 | 0
|  |  | Sat | 0.05 | 0 | 0 | 0 | 0 | 0 | 0.05 | 0.5 | 0.5 | 0.4 | 0.2 | 0.45 | 0.5 | 0.5 | 0.35 | 0.3 | 0.3 | 0.3 | 0.7 | 0.9 | 0.7 | 0.65 | 0.55 | 0.35 | 8.25
|  |  | Sun, Hol, Other | 0.05 | 0 | 0 | 0 | 0 | 0 | 0.05 | 0.5 | 0.5 | 0.2 | 0.2 | 0.3 | 0.5 | 0.5 | 0.3 | 0.2 | 0.25 | 0.35 | 0.55 | 0.65 | 0.7 | 0.35 | 0.2 | 0.2 | 6.55
INFIL_SCH | fraction | Through 12/31 | WD, SummerDesign | 1 | 1 | 1 | 1 | 1 | 0 | 0 | 0 | 0 | 0 | 0 | 0 | 0 | 0 | 0 | 0 | 0 | 0 | 0 | 0 | 0 | 0 | 0 | 0 | 5 | 35 | 1825
|  |  | Sat, WinterDesign | 1 | 1 | 1 | 1 | 1 | 0 | 0 | 0 | 0 | 0 | 0 | 0 | 0 | 0 | 0 | 0 | 0 | 0 | 0 | 0 | 0 | 0 | 0 | 0 | 5
|  |  | Sun, Hol, Other | 1 | 1 | 1 | 1 | 1 | 0 | 0 | 0 | 0 | 0 | 0 | 0 | 0 | 0 | 0 | 0 | 0 | 0 | 0 | 0 | 0 | 0 | 0 | 0 | 5
INFIL_HALF_ON_SCH | fraction | Through 12/31 | WD, SummerDesign | 1 | 1 | 1 | 1 | 1 | 0.5 | 0.5 | 0.5 | 0.5 | 0.5 | 0.5 | 0.5 | 0.5 | 0.5 | 0.5 | 0.5 | 0.5 | 0.5 | 0.5 | 0.5 | 0.5 | 0.5 | 0.5 | 0.5 | 14.5 | 101.5 | 5292.5
|  |  | Sat, WinterDesign | 1 | 1 | 1 | 1 | 1 | 0.5 | 0.5 | 0.5 | 0.5 | 0.5 | 0.5 | 0.5 | 0.5 | 0.5 | 0.5 | 0.5 | 0.5 | 0.5 | 0.5 | 0.5 | 0.5 | 0.5 | 0.5 | 0.5 | 14.5
|  |  | Sun, Hol, Other | 1 | 1 | 1 | 1 | 1 | 0.5 | 0.5 | 0.5 | 0.5 | 0.5 | 0.5 | 0.5 | 0.5 | 0.5 | 0.5 | 0.5 | 0.5 | 0.5 | 0.5 | 0.5 | 0.5 | 0.5 | 0.5 | 0.5 | 14.5
BLDG_SWH_SCH | Fraction | Through 12/31 | WD, SummerDesign | 0.2 | 0 | 0 | 0 | 0 | 0 | 0.15 | 0.6 | 0.55 | 0.45 | 0.4 | 0.45 | 0.4 | 0.35 | 0.3 | 0.3 | 0.3 | 0.4 | 0.55 | 0.6 | 0.5 | 0.55 | 0.45 | 0.25 | 7.75 | 52.65 | 2745.32
|  |  | Sat, WinterDesign | 0.2 | 0 | 0 | 0 | 0 | 0 | 0.15 | 0.15 | 0.15 | 0.5 | 0.45 | 0.5 | 0.5 | 0.45 | 0.4 | 0.4 | 0.35 | 0.4 | 0.55 | 0.55 | 0.5 | 0.55 | 0.4 | 0.3 | 7.45
|  |  | Sun, Hol, Other | 0.25 | 0 | 0 | 0 | 0 | 0 | 0.15 | 0.15 | 0.15 | 0.15 | 0.5 | 0.5 | 0.4 | 0.4 | 0.3 | 0.3 | 0.3 | 0.4 | 0.5 | 0.5 | 0.4 | 0.5 | 0.4 | 0.2 | 6.45
Hours_of_operation | on/off | Through 12/31 | Weekday, SummerDesign | 1 | 0 | 0 | 0 | 0 | 1 | 1 | 1 | 1 | 1 | 1 | 1 | 1 | 1 | 1 | 1 | 1 | 1 | 1 | 1 | 1 | 1 | 1 | 1 | 20 | 80 | 4171.43
|  |  | Sat, WinterDesign | 1 | 0 | 0 | 0 | 0 | 1 | 1 | 1 | 1 | 1 | 1 | 1 | 1 | 1 | 1 | 1 | 1 | 1 | 1 | 1 | 1 | 1 | 1 | 1 | 20
|  |  | Sun, Hol, Other | 1 | 0 | 0 | 0 | 0 | 1 | 1 | 1 | 1 | 1 | 1 | 1 | 1 | 1 | 1 | 1 | 1 | 1 | 1 | 1 | 1 | 1 | 1 | 1 | 20
PlantOnSched | On/Off | Through 12/31 | All | [24 empty] | 24 | 168 | 8760 | bar: 1 to 24
ALWAYS_ON | Fraction | Through 12/31 | All | [24 empty] | 24 | 168 | 8760 | bar: 1 to 24
ALWAYS_OFF | Fraction | Through 12/31 | All | 0 | 0 | 0 | 0 | 0 | 0 | 0 | 0 | 0 | 0 | 0 | 0 | 0 | 0 | 0 | 0 | 0 | 0 | 0 | 0 | 0 | 0 | 0 | 0 | 0 | 0 | 0
HVACOperationSchd | on/off | Through 12/31 | Weekday, SummerDesign | 1 | 0 | 0 | 0 | 0 | 1 | 1 | 1 | 1 | 1 | 1 | 1 | 1 | 1 | 1 | 1 | 1 | 1 | 1 | 1 | 1 | 1 | 1 | 1 | 20 | 80 | 4171.43
|  |  | Sat, WinterDesign | 1 | 0 | 0 | 0 | 0 | 1 | 1 | 1 | 1 | 1 | 1 | 1 | 1 | 1 | 1 | 1 | 1 | 1 | 1 | 1 | 1 | 1 | 1 | 1 | 20
|  |  | Sun, Hol, Other | 1 | 0 | 0 | 0 | 0 | 1 | 1 | 1 | 1 | 1 | 1 | 1 | 1 | 1 | 1 | 1 | 1 | 1 | 1 | 1 | 1 | 1 | 1 | 1 | 20
FAN_SCH | Fraction | Through 12/31 | All | [24 empty] | 24 | 168 | 8760 | bar: 1 to 24
Kitchen_Exhaust_SCH | on/off | Through 12/31 | Weekday, SummerDesign | 0 | 0 | 0 | 0 | 0 | 0 | 1 | 1 | 1 | 1 | 1 | 1 | 1 | 1 | 1 | 1 | 1 | 1 | 1 | 1 | 1 | 1 | 1 | 1 | 18 | 72 | 3754.29
|  |  | Sat, WinterDesign | 0 | 0 | 0 | 0 | 0 | 0 | 1 | 1 | 1 | 1 | 1 | 1 | 1 | 1 | 1 | 1 | 1 | 1 | 1 | 1 | 1 | 1 | 1 | 1 | 18
|  |  | Sun, Hol, Other | 0 | 0 | 0 | 0 | 0 | 0 | 1 | 1 | 1 | 1 | 1 | 1 | 1 | 1 | 1 | 1 | 1 | 1 | 1 | 1 | 1 | 1 | 1 | 1 | 18
CoolingCoilAvailSched | Fraction | Through 12/31 | All | [24 empty] | 24 | 168 | 8760 | bar: 1 to 24
HTGSETP_SCH | Temperature | Through 12/31 | WD, WinterDesign | 15.6 | 15.6 | 15.6 | 15.6 | 15.6 | 21 | 21 | 21 | 21 | 21 | 21 | 21 | 21 | 21 | 21 | 21 | 21 | 21 | 21 | 21 | 21 | 21 | 21 | 21 | 477 | 3339 | 174105
|  |  | SummerDesign | 15.6 | 15.6 | 15.6 | 15.6 | 15.6 | 15.6 | 15.6 | 15.6 | 15.6 | 15.6 | 15.6 | 15.6 | 15.6 | 15.6 | 15.6 | 15.6 | 15.6 | 15.6 | 15.6 | 15.6 | 15.6 | 15.6 | 15.6 | 15.6 | 374.4
|  |  | Sat | 15.6 | 15.6 | 15.6 | 15.6 | 15.6 | 21 | 21 | 21 | 21 | 21 | 21 | 21 | 21 | 21 | 21 | 21 | 21 | 21 | 21 | 21 | 21 | 21 | 21 | 21 | 477
|  |  | Sun, Hol, Other | 15.6 | 15.6 | 15.6 | 15.6 | 15.6 | 21 | 21 | 21 | 21 | 21 | 21 | 21 | 21 | 21 | 21 | 21 | 21 | 21 | 21 | 21 | 21 | 21 | 21 | 21 | 477
CLGSETP_SCH | Temperature | Through 12/31 | WD, SummerDesign | 30 | 30 | 30 | 30 | 30 | 24 | 24 | 24 | 24 | 24 | 24 | 24 | 24 | 24 | 24 | 24 | 24 | 24 | 24 | 24 | 24 | 24 | 24 | 24 | 606 | 4248 | 221502.86
|  |  | Sat | 30 | 30 | 30 | 30 | 30 | 24 | 24 | 24 | 24 | 24 | 24 | 24 | 24 | 24 | 24 | 24 | 24 | 24 | 24 | 24 | 24 | 24 | 24 | 24 | 606
|  |  | WinterDesign | 30 | 30 | 30 | 30 | 30 | 30 | 30 | 30 | 30 | 30 | 30 | 30 | 30 | 30 | 30 | 30 | 30 | 30 | 30 | 30 | 30 | 30 | 30 | 30 | 720
|  |  | Sun, Hol, Other | 24 | 24 | 24 | 30 | 30 | 30 | 30 | 30 | 30 | 24 | 24 | 24 | 24 | 24 | 24 | 24 | 24 | 24 | 24 | 24 | 24 | 24 | 24 | 24 | 612
HTGSETP_KITCHEN_SCH | Temperature | Through 12/31 | WD, WinterDesign | 19 | 15.6 | 15.6 | 15.6 | 15.6 | 19 | 19 | 19 | 19 | 19 | 19 | 19 | 19 | 19 | 19 | 19 | 19 | 19 | 19 | 19 | 19 | 19 | 19 | 19 | 442.4 | 3096.8 | 161476
|  |  | SummerDesign | 15.6 | 15.6 | 15.6 | 15.6 | 15.6 | 15.6 | 15.6 | 15.6 | 15.6 | 15.6 | 15.6 | 15.6 | 15.6 | 15.6 | 15.6 | 15.6 | 15.6 | 15.6 | 15.6 | 15.6 | 15.6 | 15.6 | 15.6 | 15.6 | 374.4
|  |  | Sat | 19 | 15.6 | 15.6 | 15.6 | 15.6 | 19 | 19 | 19 | 19 | 19 | 19 | 19 | 19 | 19 | 19 | 19 | 19 | 19 | 19 | 19 | 19 | 19 | 19 | 19 | 442.4
|  |  | Sun, Hol, Other | 19 | 15.6 | 15.6 | 15.6 | 15.6 | 19 | 19 | 19 | 19 | 19 | 19 | 19 | 19 | 19 | 19 | 19 | 19 | 19 | 19 | 19 | 19 | 19 | 19 | 19 | 442.4
CLGSETP_KITCHEN_SCH | Temperature | Through 12/31 | WD, SummerDesign | 26 | 30 | 30 | 30 | 30 | 26 | 26 | 26 | 26 | 26 | 26 | 26 | 26 | 26 | 26 | 26 | 26 | 26 | 26 | 26 | 26 | 26 | 26 | 26 | 640 | 4480 | 233600
|  |  | Sat | 26 | 30 | 30 | 30 | 30 | 26 | 26 | 26 | 26 | 26 | 26 | 26 | 26 | 26 | 26 | 26 | 26 | 26 | 26 | 26 | 26 | 26 | 26 | 26 | 640
|  |  | WinterDesign | 30 | 30 | 30 | 30 | 30 | 30 | 30 | 30 | 30 | 30 | 30 | 30 | 30 | 30 | 30 | 30 | 30 | 30 | 30 | 30 | 30 | 30 | 30 | 30 | 720
|  |  | Sun, Hol, Other | 26 | 30 | 30 | 30 | 30 | 26 | 26 | 26 | 26 | 26 | 26 | 26 | 26 | 26 | 26 | 26 | 26 | 26 | 26 | 26 | 26 | 26 | 26 | 26 | 640
Humidity Setpoint Schedule | Humidity | Through 12/31 | WD, SummerDesign | 50 | 50 | 50 | 50 | 50 | 50 | 50 | 50 | 50 | 50 | 50 | 50 | 50 | 50 | 50 | 50 | 50 | 50 | 50 | 50 | 50 | 50 | 50 | 50 | 1200 | 8400 | 438000
|  |  | Sat, WinterDesign | 50 | 50 | 50 | 50 | 50 | 50 | 50 | 50 | 50 | 50 | 50 | 50 | 50 | 50 | 50 | 50 | 50 | 50 | 50 | 50 | 50 | 50 | 50 | 50 | 1200
|  |  | Sun, Hol, Other | 50 | 50 | 50 | 50 | 50 | 50 | 50 | 50 | 50 | 50 | 50 | 50 | 50 | 50 | 50 | 50 | 50 | 50 | 50 | 50 | 50 | 50 | 50 | 50 | 1200
MinOA_MotorizedDamper_Sched | Fraction | Through 12/31 | WD, SummerDesign | 1 | 0 | 0 | 0 | 0 | 0 | 1 | 1 | 1 | 1 | 1 | 1 | 1 | 1 | 1 | 1 | 1 | 1 | 1 | 1 | 1 | 1 | 1 | 1 | 19 | 133 | 6935
|  |  | Sat | 1 | 0 | 0 | 0 | 0 | 0 | 1 | 1 | 1 | 1 | 1 | 1 | 1 | 1 | 1 | 1 | 1 | 1 | 1 | 1 | 1 | 1 | 1 | 1 | 19
|  |  | WinterDesign | [24 empty] | 24 | bar: 1 to 24
|  |  | Sun, Hol, Other | 1 | 0 | 0 | 0 | 0 | 0 | 1 | 1 | 1 | 1 | 1 | 1 | 1 | 1 | 1 | 1 | 1 | 1 | 1 | 1 | 1 | 1 | 1 | 1 | 19
MinOA_Sched | Fraction | Through 12/31 | All | [24 empty] | 24 | 168 | 8760 | bar: 1 to 24
MinOA_SDKitch_Sched | On/Off | Through 12/31 | WD, SummerDesign | 0 | 0 | 0 | 0 | 0 | 0 | 0.06 | 0.06 | 0.06 | 0.06 | 0.06 | 0.06 | 0.06 | 0.06 | 0.06 | 0.06 | 0.06 | 0.06 | 0.06 | 0.06 | 0.06 | 0.06 | 0.06 | 0.06 | 1.08 | 7.56 | 394.2
|  |  | Sat | 0 | 0 | 0 | 0 | 0 | 0 | 0.06 | 0.06 | 0.06 | 0.06 | 0.06 | 0.06 | 0.06 | 0.06 | 0.06 | 0.06 | 0.06 | 0.06 | 0.06 | 0.06 | 0.06 | 0.06 | 0.06 | 0.06 | 1.08
|  |  | WinterDesign | 0.06 | 0.06 | 0.06 | 0.06 | 0.06 | 0.06 | 0.06 | 0.06 | 0.06 | 0.06 | 0.06 | 0.06 | 0.06 | 0.06 | 0.06 | 0.06 | 0.06 | 0.06 | 0.06 | 0.06 | 0.06 | 0.06 | 0.06 | 0.06 | 1.44
|  |  | Sun, Hol, Other | 0 | 0 | 0 | 0 | 0 | 0 | 0.06 | 0.06 | 0.06 | 0.06 | 0.06 | 0.06 | 0.06 | 0.06 | 0.06 | 0.06 | 0.06 | 0.06 | 0.06 | 0.06 | 0.06 | 0.06 | 0.06 | 0.06 | 1.08
MinOA_FFKitch_Sched | On/Off | Through 12/31 | WD, SummerDesign | 0 | 0 | 0 | 0 | 0 | 0 | 0.65 | 0.65 | 0.65 | 0.65 | 0.65 | 0.65 | 0.65 | 0.65 | 0.65 | 0.65 | 0.65 | 0.65 | 0.65 | 0.65 | 0.65 | 0.65 | 0.65 | 0.65 | 11.7 | 81.9 | 4270.5
|  |  | Sat | 0 | 0 | 0 | 0 | 0 | 0 | 0.65 | 0.65 | 0.65 | 0.65 | 0.65 | 0.65 | 0.65 | 0.65 | 0.65 | 0.65 | 0.65 | 0.65 | 0.65 | 0.65 | 0.65 | 0.65 | 0.65 | 0.65 | 11.7
|  |  | WinterDesign | 0.65 | 0.65 | 0.65 | 0.65 | 0.65 | 0.65 | 0.65 | 0.65 | 0.65 | 0.65 | 0.65 | 0.65 | 0.65 | 0.65 | 0.65 | 0.65 | 0.65 | 0.65 | 0.65 | 0.65 | 0.65 | 0.65 | 0.65 | 0.65 | 15.6
|  |  | Sun, Hol, Other | 0 | 0 | 0 | 0 | 0 | 0 | 0.65 | 0.65 | 0.65 | 0.65 | 0.65 | 0.65 | 0.65 | 0.65 | 0.65 | 0.65 | 0.65 | 0.65 | 0.65 | 0.65 | 0.65 | 0.65 | 0.65 | 0.65 | 11.7
Dual Zone Control Type Sched | Control Type | Through 12/31 | All | 4 | 4 | 4 | 4 | 4 | 4 | 4 | 4 | 4 | 4 | 4 | 4 | 4 | 4 | 4 | 4 | 4 | 4 | 4 | 4 | 4 | 4 | 4 | 4 | 96 | 672 | 35040
Seasonal-Reset-Supply-Air-Temp-Sch | Temperature | Through 3/31 | All | 13 | 13 | 13 | 13 | 13 | 13 | 13 | 13 | 13 | 13 | 13 | 13 | 13 | 13 | 13 | 13 | 13 | 13 | 13 | 13 | 13 | 13 | 13 | 13 | 312 | 2184 | 113880
|  | Through 9/30 | All | 13 | 13 | 13 | 13 | 13 | 13 | 13 | 13 | 13 | 13 | 13 | 13 | 13 | 13 | 13 | 13 | 13 | 13 | 13 | 13 | 13 | 13 | 13 | 13 | 312 | 2184
|  | Through 12/31 | All | 13 | 13 | 13 | 13 | 13 | 13 | 13 | 13 | 13 | 13 | 13 | 13 | 13 | 13 | 13 | 13 | 13 | 13 | 13 | 13 | 13 | 13 | 13 | 13 | 312 | 2184
Heating-Supply-Air-Temp-Sch | Temperature | Through 12/31 | All | 16 | 16 | 16 | 16 | 16 | 16 | 16 | 16 | 16 | 16 | 16 | 16 | 16 | 16 | 16 | 16 | 16 | 16 | 16 | 16 | 16 | 16 | 16 | 16 | 384 | 2688 | 140160
ACTIVITY_SCH | Any Number | Through 12/31 | All | 120 | 120 | 120 | 120 | 120 | 120 | 120 | 120 | 120 | 120 | 120 | 120 | 120 | 120 | 120 | 120 | 120 | 120 | 120 | 120 | 120 | 120 | 120 | 120 | 2880 | 20160 | 1051200
WORK_EFF_SCH | Fraction | Through 12/31 | All | 0 | 0 | 0 | 0 | 0 | 0 | 0 | 0 | 0 | 0 | 0 | 0 | 0 | 0 | 0 | 0 | 0 | 0 | 0 | 0 | 0 | 0 | 0 | 0 | 0 | 0 | 0
AIR_VELO_SCH | Any Number | Through 12/31 | All | 0.2 | 0.2 | 0.2 | 0.2 | 0.2 | 0.2 | 0.2 | 0.2 | 0.2 | 0.2 | 0.2 | 0.2 | 0.2 | 0.2 | 0.2 | 0.2 | 0.2 | 0.2 | 0.2 | 0.2 | 0.2 | 0.2 | 0.2 | 0.2 | 4.8 | 33.6 | 1752
CLOTHING_SCH | Any Number | Through 04/30 | All | [24 empty] | 24 | 168 | 6924 | bar: 1 to 24
|  | Through 09/30 | All | 0.5 | 0.5 | 0.5 | 0.5 | 0.5 | 0.5 | 0.5 | 0.5 | 0.5 | 0.5 | 0.5 | 0.5 | 0.5 | 0.5 | 0.5 | 0.5 | 0.5 | 0.5 | 0.5 | 0.5 | 0.5 | 0.5 | 0.5 | 0.5 | 12 | 84
|  | Through 12/31 | All | [24 empty] | 24 | 168 | bar: 1 to 24
SHADING_SCH | Any Number | Through 12/31 | All | 0 | 0 | 0 | 0 | 0 | 0 | 0 | 0 | 0 | 0 | 0 | 0 | 0 | 0 | 0 | 0 | 0 | 0 | 0 | 0 | 0 | 0 | 0 | 0 | 0 | 0 | 0
Kitchen Water Equipment Latent fract sched | Fraction | Through 12/31 | All | 0.05 | 0.05 | 0.05 | 0.05 | 0.05 | 0.05 | 0.05 | 0.05 | 0.05 | 0.05 | 0.05 | 0.05 | 0.05 | 0.05 | 0.05 | 0.05 | 0.05 | 0.05 | 0.05 | 0.05 | 0.05 | 0.05 | 0.05 | 0.05 | 1.2 | 8.4 | 438
Kitchen Water Equipment Sensible fract sched | Fraction | Through 12/31 | All | 0.2 | 0.2 | 0.2 | 0.2 | 0.2 | 0.2 | 0.2 | 0.2 | 0.2 | 0.2 | 0.2 | 0.2 | 0.2 | 0.2 | 0.2 | 0.2 | 0.2 | 0.2 | 0.2 | 0.2 | 0.2 | 0.2 | 0.2 | 0.2 | 4.8 | 33.6 | 1752
Kitchen Water Equipment Temp Sched | Temperature | Through 12/31 | All | 43.3 | 43.3 | 43.3 | 43.3 | 43.3 | 43.3 | 43.3 | 43.3 | 43.3 | 43.3 | 43.3 | 43.3 | 43.3 | 43.3 | 43.3 | 43.3 | 43.3 | 43.3 | 43.3 | 43.3 | 43.3 | 43.3 | 43.3 | 43.3 | 1039.2 | 7274.4 | 379308
Kitchen Water Equipment Hot Supply Temp Sched | Temperature | Through 12/31 | All | 55 | 55 | 55 | 55 | 55 | 55 | 55 | 55 | 55 | 55 | 55 | 55 | 55 | 55 | 55 | 55 | 55 | 55 | 55 | 55 | 55 | 55 | 55 | 55 | 1320 | 9240 | 481800
Kitchen_Case:1_WALKINFREEZER_CaseDefrost2aDaySched | ON/OFF | Through 12/31 | All | 0 | 0 | 0 | 0 | 0 | 0 | 0 | 0 | 0 | 0 | 0 | 0 | 0 | 0 | 0 | 0 | 0 | 0 | 0 | 0 | 0 | 0 | 0 | 0 | 0.67 | 4.67 | 243.33
Kitchen_Case:1_WALKINFREEZER_CaseDripDown2aDaySched | ON/OFF | Through 12/31 | All | 0 | 0 | 0 | 0 | 0 | 0 | 0 | 0 | 0 | 0 | 0 | 0 | 0 | 0 | 0 | 0 | 0 | 0 | 0 | 0 | 0 | 0 | 0 | 0 | 1 | 7 | 365
Kitchen_Case:1_WALKINFREEZER_WalkInStockingSched | Any Number | Through 12/31 | Tue, Fri | 0 | 0 | 0 | 0 | 725 | 417 | 290 | 0 | 0 | 0 | 0 | 0 | 0 | 0 | 0 | 0 | 0 | 0 | 0 | 0 | 0 | 0 | 0 | 0 | 1432 | 1432 | 74668.57
|  |  | Other | 0 | 0 | 0 | 0 | 125 | 117 | 90 | 0 | 0 | 0 | 0 | 0 | 0 | 0 | 0 | 0 | 0 | 0 | 0 | 125 | 117 | 90 | 0 | 0 | 664
Kitchen_Case:1_WALKINFREEZER_CaseCreditReduxSched | Fraction | Through 12/31 | All | 0.2 | 0.2 | 0.2 | 0.2 | 0.2 | 0.2 | 0.2 | 0.4 | 0.4 | 0.4 | 0.4 | 0.4 | 0.4 | 0.4 | 0.4 | 0.4 | 0.4 | 0.4 | 0.4 | 0.4 | 0.4 | 0.2 | 0.2 | 0.2 | 7.6 | 53.2 | 2774
Kitchen_Case:2_SELFCONTAINEDDISPLAYCASE_CaseStockingSched | Any Number | Through 12/31 | All | 0 | 0 | 0 | 0 | 0 | 0 | 50 | 70 | 70 | 80 | 70 | 50 | 50 | 80 | 90 | 80 | 0 | 0 | 0 | 0 | 0 | 0 | 0 | 0 | 690 | 4830 | 251850
SHWSys1-Loop-Temp-Schedule | Temperature | Through 12/31 | All | 60 | 60 | 60 | 60 | 60 | 60 | 60 | 60 | 60 | 60 | 60 | 60 | 60 | 60 | 60 | 60 | 60 | 60 | 60 | 60 | 60 | 60 | 60 | 60 | 1440 | 10080 | 525600
SHWSys1 Water Heater Setpoint Temperature Schedule Name | Temperature | Through 12/31 | All | 60 | 60 | 60 | 60 | 60 | 60 | 60 | 60 | 60 | 60 | 60 | 60 | 60 | 60 | 60 | 60 | 60 | 60 | 60 | 60 | 60 | 60 | 60 | 60 | 1440 | 10080 | 525600
SHWSys1 Water Heater Ambient Temperature Schedule Name | Temperature | Through 12/31 | All | 22 | 22 | 22 | 22 | 22 | 22 | 22 | 22 | 22 | 22 | 22 | 22 | 22 | 22 | 22 | 22 | 22 | 22 | 22 | 22 | 22 | 22 | 22 | 22 | 528 | 3696 | 192720