2021 | VA | Chesapeake | 3803 | SRVC | SERC Virginia/Carolina | DFO | 67.4 |  | 115.999 | 2224.001 | 0.0183 | 0.31552 | 0.016457 | NEI avg EF - PM, fuel type, firing type | 2224.001 | 0.0183
2021 | VA | Chesterfield Landfill Gas | 56684 | SRVC | SERC Virginia/Carolina | LFG | 14.4 |  | 66187.008 | 783060 | 5.7555 | 0.17392 | 0.0147 | Estimated using an emission factor | 783060 | 5.7555
2021 | VA | Chesterfield Power Station | 3797 | SRVC | SERC Virginia/Carolina | NG | 1499.5 |  | 3037850 | 26316936.184 | 78.7858 | 0.051869 | 0.0059875 | EPA/NEI | 26316936.184 | 78.7858
2021 | VA | Church Street Plant | 7438 | SRVC | SERC Virginia/Carolina | DFO | 4.3 |  | 170 | 1775 | 0.27513 | 3.2368 | 0.31 | Estimated using an emission factor | 1775 | 0.27513
2021 | VA | Claytor | 3774 | RFCW | RFC West | WAT | 74.8 |  | 234609 |  |  | 0 |  |  |  | 0
2021 | VA | Clinch River | 3775 | RFCW | RFC West | NG | 475 |  | 133136 | 1688040.479 | 9.68 | 0.14542 | 0.011469 | EPA/NEI | 1688040.479 | 9.68
2021 | VA | Clover Power Station | 7213 | SRVC | SERC Virginia/Carolina | BIT | 848 |  | 892660 | 10263990.484 | 146.0282 | 0.32718 | 0.028454 | EPA/NEI | 10263990.484 | 146.0282
2021 | VA | Coastal Virginia Offshore Wind (CVOW) pilot project | 59693 | SRVC | SERC Virginia/Carolina | WND | 12 |  | 49583 |  |  | 0 |  |  |  | 0
2021 | VA | Coleman Falls | 56313 | RFCW | RFC West | WAT | 1.5 |  | 0
2021 | VA | Colonial Trail West | 61985 | SRVC | SERC Virginia/Carolina | SUN | 142.4 |  | 271236 |  |  | 0 |  |  |  | 0
2021 | VA | Commonwealth Chesapeake | 55381 | RFCE | RFC East | DFO | 402.5 |  | 37803.997 | 386836.408 | 14.6255 | 0.77375 | 0.075616 | EPA/NEI | 386836.408 | 14.6255
2021 | VA | Correctional Solar LLC | 60915 | SRVC | SERC Virginia/Carolina | SUN | 20 |  | 33968 |  |  | 0 |  |  |  | 0
2021 | VA | Covanta Alexandria/Arlington Energy | 50663 | SRVC | SERC Virginia/Carolina | MSW | 29 |  | 147065 | 3391099.814 |  |  |  |  | 3391099.814
2021 | VA | Covanta Fairfax Energy | 50658 | SRVC | SERC Virginia/Carolina | MSW | 124 |  | 693204 | 11815283.741 |  |  |  |  | 11815283.741
2021 | VA | Cushaw | 3798 | SRVC | SERC Virginia/Carolina | WAT | 7.5 |  | 12480 |  |  | 0 |  |  |  | 0
2021 | VA | Danville | 61849 | SRVC | SERC Virginia/Carolina | SUN | 6 |  | 0
2021 | VA | Danville Farm, LLC | 63965 | SRVC | SERC Virginia/Carolina | SUN | 12 |  | 22550 |  |  | 0 |  |  |  | 0
2021 | VA | Danville Kentuck Road Plant | 56364 | SRVC | SERC Virginia/Carolina | DFO | 1.8 |  | 116.62 | 1006 | 0.15593 | 2.6742 | 0.31 | Estimated using an emission factor | 1006 | 0.15593
2021 | VA | Danville New Design Plant | 56363 | SRVC | SERC Virginia/Carolina | DFO | 1.8 |  | 109.76 | 1190 | 0.18445 | 3.361 | 0.31 | Estimated using an emission factor | 1190 | 0.18445
2021 | VA | Darbytown Combustion Turbine | 7212 | SRVC | SERC Virginia/Carolina | NG | 368.4 |  | 50237 | 657384.5 | 4.1637 | 0.16576 | 0.012667 | EPA/NEI; Estimated using an emission factor | 657384.5 | 4.1637
2021 | VA | Desper Solar | 62730 | SRVC | SERC Virginia/Carolina | SUN | 88.2 |  | 94031 |  |  | 0 |  |  |  | 0
2021 | VA | DG AMP Solar Front Royal | 61055 | SRVC | SERC Virginia/Carolina | SUN | 2.5 |  | 4363 |  |  | 0 |  |  |  | 0
2021 | VA | Dominion/Lo Mar | 7797 | SRVC | SERC Virginia/Carolina | DFO | 19.2 |  | 498 | 6902 | 0.82294 | 3.305 | 0.23846 | EPA/NEI; Estimated using an emission factor | 6902 | 0.82294
2021 | VA | Doswell Limited Partnership | 52019 | SRVC | SERC Virginia/Carolina | NG | 1313 |  | 4583061.001 | 42276742.848 | 519.4092 | 0.22666 | 0.024572 | EPA/NEI | 42276742.848 | 519.4092
2021 | VA | Downtown | 55954 | SRVC | SERC Virginia/Carolina | DFO | 3.2 |  | 209 | 1883 | 0.29186 | 2.793 | 0.31 | Estimated using an emission factor | 1883 | 0.29186
2021 | VA | Eastern Shore Solar, LLC | 60127 | RFCE | RFC East | SUN | 80 |  | 156228 |  |  | 0 |  |  |  | 0
2021 | VA | Electric Avenue Facility | 56367 | SRVC | SERC Virginia/Carolina | DFO | 6.9 |  | 475 | 4904.999 | 0.76027 | 3.2012 | 0.31 | Estimated using an emission factor | 4904.999 | 0.76027
2021 | VA | Elizabeth River Combustion Turbine Sta | 52087 | SRVC | SERC Virginia/Carolina | NG | 388.8 |  | 43910.001 | 549292.1 | 2.302 | 0.10485 | 0.0083817 | EPA/NEI | 549292.1 | 2.302
2021 | VA | Elkton | 52148 | SRVC | SERC Virginia/Carolina | NG | 12.3 | 0.077517 | 10585 | 60411.156 | 0.28918 | 0.05464 | 0.0095738 | EPA/NEI; Estimated using an emission factor | 779329.999 | 3.7306
2021 | VA | Emporia | 50175 | SRVC | SERC Virginia/Carolina | WAT | 2.5 |  | 7280 |  |  | 0 |  |  |  | 0
2021 | VA | Energix Buckingham, LLC | 64015 | SRVC | SERC Virginia/Carolina | SUN | 20 |  | 14273 |  |  | 0 |  |  |  | 0
2021 | VA | Energix Hollyfield, LLC | 64010 | SRVC | SERC Virginia/Carolina | SUN | 13 |  | 9104 |  |  | 0 |  |  |  | 0
2021 | VA | Energix Leatherwood, LLC | 64817 | RFCW | RFC West | SUN | 20 |  | 12648 |  |  | 0 |  |  |  | 0
2021 | VA | Essex Solar Center | 61406 | SRVC | SERC Virginia/Carolina | SUN | 20 |  | 41385 |  |  | 0 |  |  |  | 0
2021 | VA | Frederick County LFGTE Facility | 57754 | SRVC | SERC Virginia/Carolina | LFG | 2 |  | 11674 | 119269 | 0.87663 | 0.15018 | 0.0147 | Estimated using an emission factor | 119269 | 0.87663
2021 | VA | Fries Hydroelectric Project | 10798 | RFCW | RFC West | WAT | 5.4 |  | 17907 |  |  | 0 |  |  |  | 0
2021 | VA | Gardy's Mill Solar | 65016 | SRVC | SERC Virginia/Carolina | SUN | 14 |  | 6108 |  |  | 0 |  |  |  | 0
2021 | VA | Gateway Gen | 7798 | SRVC | SERC Virginia/Carolina | DFO | 3.6 |  | 277 | 1968 | 0.30504 | 2.2025 | 0.31 | Estimated using an emission factor | 1968 | 0.30504
2021 | VA | Gloucester Solar | 63031 | SRVC | SERC Virginia/Carolina | SUN | 19.9 |  | 40126 |  |  | 0 |  |  |  | 0
2021 | VA | Godwin Drive Plant | 7439 | SRVC | SERC Virginia/Carolina | DFO | 6.3 |  | 570 | 5870.001 | 0.90985 | 3.1925 | 0.31 | Estimated using an emission factor | 5870.001 | 0.90985
2021 | VA | Gordonsville Power Station | 54844 | SRVC | SERC Virginia/Carolina | NG | 300.4 |  | 998419 | 8350722.324 | 22.4365 | 0.044944 | 0.0053736 | NEI avg EF - PM, fuel type, firing type | 8350722.324 | 22.4365
2021 | VA | GP Big Island, LLC | 50479 | RFCW | RFC West | NG | 7.9 | 0.15709 | 54239 | 265233.113 | 0.56054 | 0.020669 | 0.0042268 | EPA/NEI; Estimated using an emission factor | 1688398.9 | 3.5683
2021 | VA | Grasshopper Solar | 62813 | SRVC | SERC Virginia/Carolina | SUN | 80 |  | 173511 |  |  | 0 |  |  |  | 0
2021 | VA | Gravel Neck Combustion Turbine | 7032 | SRVC | SERC Virginia/Carolina | NG | 407.7 |  | 25323.001 | 334158.1 | 4.65 | 0.36726 | 0.027831 | EPA/NEI | 334158.1 | 4.65
2021 | VA | Greensville County Power Station | 59913 | SRVC | SERC Virginia/Carolina | NG | 1773.3 |  | 11513187 | 75049279.826 | 118.9109 | 0.020656 | 0.0031689 | EPA/NEI | 75049279.826 | 118.9109
2021 | VA | Greensville County Solar Project, LLC | 63745 | SRVC | SERC Virginia/Carolina | SUN | 80 |  | 154650 |  |  | 0 |  |  |  | 0
2021 | VA | Halifax | 50178 | SRVC | SERC Virginia/Carolina | WAT | 1.6 |  | 3150 |  |  | 0 |  |  |  | 0
2021 | VA | Halifax County Biomass | 58560 | SRVC | SERC Virginia/Carolina | WDS | 49.9 |  | 244812 | 3656945.49 | 18.9784 | 0.15504 | 0.010379 | NEI avg EF - PM, fuel type | 3656945.49 | 18.9784
2021 | VA | Hecate Energy Cherrydale LLC | 61375 | RFCE | RFC East | SUN | 20 |  | 37992 |  |  | 0 |  |  |  | 0
2021 | VA | Hecate Energy Clarke County LLC | 61374 | SRVC | SERC Virginia/Carolina | SUN | 10 |  | 16955 |  |  | 0 |  |  |  | 0
2021 | VA | Henrico | 57356 | SRVC | SERC Virginia/Carolina | LFG | 3.6 |  | 8991 | 111269.004 | 0.81783 | 0.18192 | 0.0147 | Estimated using an emission factor | 111269.004 | 0.81783
2021 | VA | Highlander Solar Energy Station 1 | 62014 | SRVC | SERC Virginia/Carolina | SUN | 165 |  | 295319 |  |  | 0 |  |  |  | 0
2021 | VA | Holcomb Rock | 56314 | RFCW | RFC West | WAT | 1.8 |  | 0
2021 | VA | Hollyfield | 61023 | SRVC | SERC Virginia/Carolina | SUN | 17 |  | 30074 |  |  | 0 |  |  |  | 0
2021 | VA | Hopewell Cogeneration Facility | 10633 | SRVC | SERC Virginia/Carolina | NG | 399 | 0.89791 | 959580 | 7646287.466 | 6.5417 | 0.013635 | 0.0017111 | EPA/NEI | 8515664.3 | 7.2855
2021 | VA | Hopewell Mill | 50813 | SRVC | SERC Virginia/Carolina | BLQ | 47.6 | 0.23378 | 281923 | 2054470.925 | 9.9477 | 0.070571 | 0.009684 | NEI avg EF - PM, fuel type | 8788217.2 | 42.5524
2021 | VA | Hopewell Power Station | 10771 | SRVC | SERC Virginia/Carolina | WDS | 71.1 | 1 | 276498 | 4703874.032 | 19.4532 | 0.14071 | 0.0082712 | EPA/NEI | 4703874.032 | 19.4532
2021 | VA | HP Hood CT | 59860 | RFCW | RFC West | NG | 15 | 0.45885 | 93312 | 465395.198 | 1.8654 | 0.039982 | 0.0080165 | NEI avg EF - PM, fuel type | 1014267 | 4.0654
2021 | VA | I 95 Landfill Phase II | 54723 | SRVC | SERC Virginia/Carolina | LFG | 3.2 |  | 22830 | 305539 | 2.2457 | 0.19673 | 0.0147 | Estimated using an emission factor | 305539 | 2.2457
2021 | VA | IKEA Norfolk Rooftop PV System | 62355 | SRVC | SERC Virginia/Carolina | SUN | 1.3 |  | 1673 |  |  | 0 |  |  |  | 0
2021 | VA | International Paper Franklin Mill | 52152 | SRVC | SERC Virginia/Carolina | BLQ | 82.5 | 0.20033 | 245414.12 | 0 | 0 | 0 |  | EPA/NEI; Estimated using an emission factor | 0 | 0
2021 | VA | John H Kerr | 3833 | SRVC | SERC Virginia/Carolina | WAT | 296.8 |  | 523828.002 |  |  | 0 |  |  |  | 0
2021 | VA | King & Queen | 56686 | SRVC | SERC Virginia/Carolina | LFG | 10.8 |  | 59684.004 | 708413.004 | 5.2068 | 0.17448 | 0.0147 | Estimated using an emission factor | 708413.004 | 5.2068
2021 | VA | Ladysmith Combustion Turbine Sta | 7839 | SRVC | SERC Virginia/Carolina | NG | 892.5 |  | 475467 | 4846898.377 | 20.034 | 0.084271 | 0.0082667 | EPA/NEI | 4846898.377 | 20.034
2021 | VA | Leesville | 3777 | RFCW | RFC West | WAT | 40 |  | 61018 |  |  | 0 |  |  |  | 0
2021 | VA | Louisa Generation Facility | 7837 | SRVC | SERC Virginia/Carolina | NG | 509.1 |  | 479108.998 | 5370564.877 | 30.5742 | 0.12763 | 0.011386 | EPA/NEI | 5370564.877 | 30.5742
2021 | VA | Low Moor | 3799 | SRVC | SERC Virginia/Carolina | DFO | 82.8 |  | 996 | 17384 | 0.14304 | 0.28723 | 0.016457 | NEI avg EF - PM, fuel type, firing type | 17384 | 0.14304
2021 | VA | Luray Hydro Station | 3789 | RFCW | RFC West | WAT | 1.6 |  | 3949 |  |  | 0 |  |  |  | 0
2021 | VA | Marsh Run Generation Facility | 7836 | SRVC | SERC Virginia/Carolina | NG | 513.3 |  | 672609 | 6928418.768 | 40.392 | 0.12011 | 0.01166 | EPA/NEI | 6928418.768 | 40.392
2021 | VA | Martin Solar Center | 61458 | SRVC | SERC Virginia/Carolina | SUN | 5 |  | 9706 |  |  | 0 |  |  |  | 0
2021 | VA | Martinsville | 3826 | RFCW | RFC West | WAT | 1.3 |  | 412 |  |  | 0 |  |  |  | 0
2021 | VA | Martinsville LFG Generator | 57893 | RFCW | RFC West | LFG | 1.1 |  | 0
2021 | VA | Mas Suffolk RNG, LLC | 54781 | SRVC | SERC Virginia/Carolina | LFG | 3.2 |  | 3222 | 95881 | 0.70473 | 0.43745 | 0.0147 | Estimated using an emission factor | 95881 | 0.70473
2021 | VA | Mechanicsville Solar | 64158 | SRVC | SERC Virginia/Carolina | SUN | 25 |  | 57366 |  |  | 0 |  |  |  | 0
2021 | VA | Merck | 59905 | SRVC | SERC Virginia/Carolina | SUN | 2.1 |  | 2482 |  |  | 0 |  |  |  | 0
2021 | VA | MM Prince William Energy | 55156 | SRVC | SERC Virginia/Carolina | LFG | 6.6 |  | 50518 | 595840.001 | 4.3794 | 0.17338 | 0.0147 | Estimated using an emission factor | 595840.001 | 4.3794
2021 | VA | Molson Coors Shenandoah Brewery | 58057 | RFCW | RFC West | OBG | 1.4 |  | 5830 | 54723 | 0.59101 | 0.20275 | 0.0216 | Estimated using an emission factor | 54723 | 0.59101
2021 | VA | Monterey Diesel Generation Facility | 59614 | RFCW | RFC West | DFO | 6 |  | 188 | 1855 | 0.28752 | 3.0588 | 0.31 | Estimated using an emission factor | 1855 | 0.28752
2021 | VA | Montross Solar | 64093 | SRVC | SERC Virginia/Carolina | SUN | 20 |  | 38830 |  |  | 0 |  |  |  | 0
2021 | VA | Mount Clinton | 56004 | SRVC | SERC Virginia/Carolina | DFO | 24 |  | 1811 | 24279 | 1.4989 | 1.6553 | 0.12347 | EPA/NEI; Estimated using an emission factor | 24279 | 1.4989
2021 | VA | Mt. Jackson Solar | 61318 | SRVC | SERC Virginia/Carolina | SUN | 15.7 |  | 14649 |  |  | 0 |  |  |  | 0
2021 | VA | NASA Wallops Flight Facility Solar | 62948 | RFCE | RFC East | SUN | 4.3 |  | 5604.001 |  |  | 0 |  |  |  | 0
2021 | VA | New River | 59845 | SRVC | SERC Virginia/Carolina | LFG | 5.4 |  | 17665.002 | 203889.996 | 1.4986 | 0.16967 | 0.0147 | Estimated using an emission factor | 203889.996 | 1.4986
2021 | VA | Newport Hydro Station | 3790 | RFCW | RFC West | WAT | 1.4 |  | 4243.999 |  |  | 0 |  |  |  | 0
2021 | VA | Niagara | 3778 | RFCW | RFC West | WAT | 3.6 |  | 8947 |  |  | 0 |  |  |  | 0
2021 | VA | North Anna | 6168 | SRVC | SERC Virginia/Carolina | NUC | 1960.4 |  | 15371765 |  |  | 0 |  |  |  | 0
2021 | VA | Northern Neck | 3800 | SRVC | SERC Virginia/Carolina | DFO | 82.8 |  | 6142 | 107595 | 0.88534 | 0.28829 | 0.016457 | NEI avg EF - PM, fuel type, firing type | 107595 | 0.88534
2021 | VA | Nottoway Diesel Generating Facility | 7941 | SRVC | SERC Virginia/Carolina | DFO | 4 |  | 703 | 6728 | 1.0428 | 2.9668 | 0.31 | Estimated using an emission factor | 6728 | 1.0428
2021 | VA | Oceana Solar | 60584 | SRVC | SERC Virginia/Carolina | SUN | 17.6 |  | 33701 |  |  | 0 |  |  |  | 0
2021 | VA | Onancock Diesel Generation Facility | 60236 | RFCE | RFC East | DFO | 4 |  | 455 | 4312 | 0.66836 | 2.9378 | 0.31 | Estimated using an emission factor | 4312 | 0.66836
2021 | VA | Orange Street G1 | 63173 | RFCW | RFC West | DFO | 1.8 |  | 134 | 1273 | 0.19731 | 2.945 | 0.31 | Estimated using an emission factor | 1273 | 0.19731
2021 | VA | Palmer Solar Center | 61457 | SRVC | SERC Virginia/Carolina | SUN | 5 |  | 11417 |  |  | 0 |  |  |  | 0
2021 | VA | Park 500 Philip Morris USA | 50275 | SRVC | SERC Virginia/Carolina | NG | 13 | 0.19422 | 16843.662 | 115948.387 | 0.55132 | 0.065464 | 0.0095098 | NEI avg EF - PM, fuel type | 597001.91 | 2.8387
2021 | VA | Perdue Diesel Generation Facility | 60235 | RFCE | RFC East | DFO | 4 |  | 464 | 4484 | 0.69502 | 2.9958 | 0.31 | Estimated using an emission factor | 4484 | 0.69502
2021 | VA | Philip Morris | 59911 | SRVC | SERC Virginia/Carolina | SUN | 2 |  | 3088 |  |  | 0 |  |  |  | 0
2021 | VA | Philpott Lake | 3834 | RFCW | RFC West | WAT | 14
2021 | VA | Pinnacles | 3825 | SRVC | SERC Virginia/Carolina | WAT | 11.1 |  | 24501.999 |  |  | 0 |  |  |  | 0
2021 | VA | Pleasant Valley (VA) | 56005 | SRVC | SERC Virginia/Carolina | DFO | 20.5 |  | 1202 | 17380 | 0.65788 | 1.0946 | 0.075706 | EPA/NEI; Estimated using an emission factor | 17380 | 0.65788
2021 | VA | Pleinmont Solar 1 | 62012 | SRVC | SERC Virginia/Carolina | SUN | 75 |  | 157076 |  |  | 0 |  |  |  | 0
2021 | VA | Pleinmont Solar 2 | 62013 | SRVC | SERC Virginia/Carolina | SUN | 240 |  | 116566 |  |  | 0 |  |  |  | 0
2021 | VA | Ponton Diesel Generating Facility | 7940 | SRVC | SERC Virginia/Carolina | DFO | 4 |  | 517 | 5103 | 0.79097 | 3.0598 | 0.31 | Estimated using an emission factor | 5103 | 0.79097
2021 | VA | Possum Point Power Station | 3804 | SRVC | SERC Virginia/Carolina | NG | 709 |  | 2316932.998 | 16908716.194 | 61.25 | 0.052872 | 0.0072448 | EPA/NEI | 16908716.194 | 61.25
2021 | VA | Potomac Energy Center, LLC | 59004 | SRVC | SERC Virginia/Carolina | NG | 812 |  | 5060915 | 35323696.289 | 51.94 | 0.020526 | 0.0029408 | EPA/NEI | 35323696.289 | 51.94
2021 | VA | Pretlow | 55953 | SRVC | SERC Virginia/Carolina | DFO | 3.2 |  | 286 | 2764 | 0.42842 | 2.9959 | 0.31 | Estimated using an emission factor | 2764 | 0.42842
2021 | VA | Puller Solar | 62140 | SRVC | SERC Virginia/Carolina | SUN | 15 |  | 29558 |  |  | 0 |  |  |  | 0
2021 | VA | Radford | 3827 | RFCW | RFC West | WAT | 1 |  | 2166 |  |  | 0 |  |  |  | 0
2021 | VA | Radford Army Ammunition Plant | 52072 | RFCW | RFC West | NG | 18 | 1 | 32129 | 2800859.763 | 13.3178 | 0.82902 | 0.0095098 | NEI avg EF - PM, fuel type | 2800859.763 | 13.3178
2021 | VA | Rappahannock Solar, LLC | 62780 | SRVC | SERC Virginia/Carolina | SUN | 1.5 |  | 228 |  |  | 0 |  |  |  | 0
2021 | VA | Remington Combustion Turbine Station | 7838 | SRVC | SERC Virginia/Carolina | NG | 705.5 |  | 498678.999 | 5123664.057 | 14.9986 | 0.060153 | 0.0058547 | EPA/NEI | 5123664.057 | 14.9986
2021 | VA | Remington Solar Facility | 59685 | SRVC | SERC Virginia/Carolina | SUN | 20 |  | 35725 |  |  | 0 |  |  |  | 0
2021 | VA | Reusens | 3779 | RFCW | RFC West | WAT | 12.5 |  | 26179 |  |  | 0 |  |  |  | 0
2021 | VA | Richmond Energy | 57897 | SRVC | SERC Virginia/Carolina | LFG | 6.4 |  | 0
2021 | VA | Richmond Spider Solar | 62011 | SRVC | SERC Virginia/Carolina | SUN | 20 |  | 35403 |  |  | 0 |  |  |  | 0
2021 | VA | Rochambeau Solar | 65321 | SRVC | SERC Virginia/Carolina | SUN | 19.9 |  | 52 |  |  | 0 |  |  |  | 0
2021 | VA | RockTenn West Point Mill | 10017 | SRVC | SERC Virginia/Carolina | BIT | 101 | 0.16712 | 520975.867 | 1868886.567 | 13.2875 | 0.05101 | 0.01422 | NEI avg EF - PM, fuel type, firing type | 11182617.44 | 79.507
2021 | VA | Rockville 1 & 2 | 56692 | SRVC | SERC Virginia/Carolina | DFO | 10.8 | 1 | 15.984 | 572.004 | 0.088661 | 11.0937 | 0.31 | Estimated using an emission factor | 572.004 | 0.088661
2021 | VA | Sadler Solar | 62814 | SRVC | SERC Virginia/Carolina | SUN | 100 |  | 88590 |  |  | 0 |  |  |  | 0
2021 | VA | Salem Electric Department | 56519 | RFCW | RFC West | DFO | 1.3 |  | 67 | 684 | 0.10602 | 3.1648 | 0.31 | Estimated using an emission factor | 684 | 0.10602
2021 | VA | Salem Street Dept | 56289 | RFCW | RFC West | DFO | 1.8 |  | 116 | 1200 | 0.186 | 3.2069 | 0.31 | Estimated using an emission factor | 1200 | 0.186
2021 | VA | Salem Water Plant | 56288 | RFCW | RFC West | DFO | 2 |  | 86 | 840 | 0.1302 | 3.0279 | 0.31 | Estimated using an emission factor | 840 | 0.1302
2021 | VA | Schoolfield Dam | 54655 | SRVC | SERC Virginia/Carolina | WAT | 4.5 |  | 14541 |  |  | 0 |  |  |  | 0
2021 | VA | Scott Solar Farm | 60316 | SRVC | SERC Virginia/Carolina | SUN | 17 |  | 29481 |  |  | 0 |  |  |  | 0
2021 | VA | Scott-II Solar LLC | 60968 | SRVC | SERC Virginia/Carolina | SUN | 20 |  | 41568 |  |  | 0 |  |  |  | 0
2021 | VA | Smith Mountain | 3780 | RFCW | RFC West | WAT | 547.5 |  | -21344 |  |  | 0 |  |  |  | 0
2021 | VA | Snowden | 3821 | RFCW | RFC West | WAT | 5 |  | 8762 |  |  | 0 |  |  |  | 0
2021 | VA | Southampton Power Station | 10774 | SRVC | SERC Virginia/Carolina | WDS | 71.1 | 1 | 318779 | 5028545.915 | 14.7477 | 0.092526 | 0.0058656 | EPA/NEI | 5028545.915 | 14.7477
2021 | VA | Southampton Solar, LLC | 61422 | SRVC | SERC Virginia/Carolina | SUN | 100 |  | 189319 |  |  | 0 |  |  |  | 0
2021 | VA | Spring Grove I | 61986 | SRVC | SERC Virginia/Carolina | SUN | 97.9 |  | 216384 |  |  | 0 |  |  |  | 0
2021 | VA | Spruance Genco, LLC | 54081 | SRVC | SERC Virginia/Carolina | NG | 229.6 | 0.051513 | 52526 | 308935.921 | 1.3578 | 0.051699 | 0.00879 | EPA/NEI; Estimated using an emission factor | 5997217.422 | 26.358
2021 | VA | Surry | 3806 | SRVC | SERC Virginia/Carolina | NUC | 1695 |  | 13199870 |  |  | 0 |  |  |  | 0
2021 | VA | Sussex Drive, LLC | 60916 | SRVC | SERC Virginia/Carolina | SUN | 20 |  | 38440 |  |  | 0 |  |  |  | 0
2021 | VA | Tangier | 6390 | RFCE | RFC East | DFO | 2.4 |  | 243 | 2559 | 0.39665 | 3.2646 | 0.31 | Estimated using an emission factor | 2559 | 0.39665
2021 | VA | Tasley Energy Center | 3785 | RFCE | RFC East | DFO | 27 |  | 291 | 10441.2 | 0.011627 | 0.079909 | 0.0022271 | EPA/NEI | 10441.2 | 0.011627
2021 | VA | Tenaska Virginia Generating Station | 55439 | SRVC | SERC Virginia/Carolina | NG | 1011.4 |  | 3648718 | 26022441.035 | 20.2318 | 0.01109 | 0.001555 | EPA/NEI | 26022441.035 | 20.2318
2021 | VA | TWE Myrtle Solar Farm, LLC | 63746 | SRVC | SERC Virginia/Carolina | SUN | 15 |  | 32550 |  |  | 0 |  |  |  | 0
2021 | VA | Twittys Creek Solar, LLC | 63077 | SRVC | SERC Virginia/Carolina | SUN | 13.8 |  | 26853 |  |  | 0 |  |  |  | 0
2021 | VA | Virginia Beach | 56693 | SRVC | SERC Virginia/Carolina | LFG | 10.8 |  | 1262.016 | 19161 | 0.14083 | 0.22319 | 0.0147 | Estimated using an emission factor | 19161 | 0.14083
2021 | VA | Virginia City Hybrid Energy Center | 56808 | RFCW | RFC West | BIT | 668 |  | 953703 | 10588581.32 | 69.6856 | 0.14614 | 0.013162 | EPA/NEI | 10588581.32 | 69.6856
2021 | VA | Virginia Tech Power Plant | 56785 | RFCW | RFC West | NG | 6.3 | 0 | -4330 | 0 | 0 | 0 |  | NEI avg EF - PM, fuel type | 982306 | 4.6708
2021 | VA | VMEA 1 Credit Gen | 7440 | SRVC | SERC Virginia/Carolina | DFO | 13.2 |  | 71 | 967.998 | 0.15004 | 4.2265 | 0.31 | Estimated using an emission factor | 967.998 | 0.15004
2021 | VA | VMEA Peaking Gen | 7441 | SRVC | SERC Virginia/Carolina | DFO | 6.4 |  | 895 | 9447 | 1.4643 | 3.2721 | 0.31 | Estimated using an emission factor | 9447 | 1.4643
2021 | VA | Warren County Power Station | 55939 | SRVC | SERC Virginia/Carolina | NG | 1472.2 |  | 7109295 | 49380568.996 | 41.8972 | 0.011787 | 0.0016969 | EPA/NEI | 49380568.996 | 41.8972
2021 | VA | Waste Management Bethel LFGTE | 56531 | SRVC | SERC Virginia/Carolina | LFG | 4.8 |  | 35869.002 | 436096.998 | 3.2053 | 0.17872 | 0.0147 | Estimated using an emission factor | 436096.998 | 3.2053
2021 | VA | Waste Management King George LFGTE | 57022 | SRVC | SERC Virginia/Carolina | LFG | 13.2 |  | 67534 | 1265628 | 13.6688 | 0.4048 | 0.0216 | Estimated using an emission factor | 1265628 | 13.6688
2021 | VA | Waste Management Middle Peninsula LFGTE | 57018 | SRVC | SERC Virginia/Carolina | LFG | 6.4 |  | 49705 | 558528 | 4.1052 | 0.16518 | 0.0147 | Estimated using an emission factor | 558528 | 4.1052
2021 | VA | Water Strider Solar | 63549 | SRVC | SERC Virginia/Carolina | SUN | 80 |  | 117815 |  |  | 0 |  |  |  | 0
2021 | VA | Water Treatment Plant Generators | 56368 | SRVC | SERC Virginia/Carolina | DFO | 1.8 |  | 1 | 6 | 0.00093 | 1.86 | 0.31 | Estimated using an emission factor | 6 | 0.00093
2021 | VA | Western Branch High School | 59904 | SRVC | SERC Virginia/Carolina | SUN | 1 |  | 1404 |  |  | 0 |  |  |  | 0
2021 | VA | Westmoreland County Solar Project | 63696 | SRVC | SERC Virginia/Carolina | SUN | 19.9 |  | 11228 |  |  | 0 |  |  |  | 0
2021 | VA | WestRock Virginia Corp Covington Ops | 50900 | SRVC | SERC Virginia/Carolina | BLQ | 160.9 | 0.18622 | 875859 | 5510472.511 | 29.6182 | 0.067632 | 0.01075 | EPA/NEI; Estimated using an emission factor | 29591051.993 | 159.0489
2021 | VA | Wheelabrator Portsmouth | 54998 | SRVC | SERC Virginia/Carolina | MSW | 60 | 0.20518 | 172106 | 1531456.1 |  |  |  |  | 7463804.481
2021 | VA | Whitehorn Solar | 62959 | SRVC | SERC Virginia/Carolina | SUN | 50 |  | 15089 |  |  | 0 |  |  |  | 0
2021 | VA | Whitehouse Solar Farm | 60319 | SRVC | SERC Virginia/Carolina | SUN | 20 |  | 37320 |  |  | 0 |  |  |  | 0
2021 | VA | Wolf Hills Energy | 55285 | RFCW | RFC West | NG | 285 |  | 58017 | 698294.4 | 4.6 | 0.15857 | 0.013175 | EPA/NEI | 698294.4 | 4.6
2021 | VA | Woodland Solar Farm | 60318 | SRVC | SERC Virginia/Carolina | SUN | 19 |  | 36964 |  |  | 0 |  |  |  | 0
2021 | VA | Yorktown Power Station | 3809 | SRVC | SERC Virginia/Carolina | RFO | 882 |  | 49228 | 598522.219 | 4.7271 | 0.19205 | 0.015796 | EPA/NEI | 598522.219 | 4.7271
2021 | VT | 158th Fighter Wing Solar Farm | 60542 | NEWE | NPCC New England | SUN | 1.3 |  | 882 |  |  | 0 |  |  |  | 0
2021 | VT | Ascutney | 3708 | NEWE | NPCC New England | DFO | 13.2 |  | 269 | 7788 | 0.064083 | 0.47645 | 0.016457 | NEI avg EF - PM, fuel type, firing type | 7788 | 0.064083
2021 | VT | Ball Mountain Hydro | 59040 | NEWE | NPCC New England | WAT | 2.4 |  | 2276.004 |  |  | 0 |  |  |  | 0
2021 | VT | Barton Solar Farm | 59741 | NEWE | NPCC New England | SUN | 1.9 |  | 2533 |  |  | 0 |  |  |  | 0
2021 | VT | Battle Creek Solar | 63212 | NEWE | NPCC New England | SUN | 2.2 |  | 3349 |  |  | 0 |  |  |  | 0
2021 | VT | Beldens | 6451 | NEWE | NPCC New England | WAT | 5.7 |  | 8724 |  |  | 0 |  |  |  | 0
2021 | VT | Bellows Falls | 3745 | NEWE | NPCC New England | WAT | 40.8 |  | 226953.999 |  |  | 0 |  |  |  | 0
2021 | VT | Berlin 5 | 3734 | NEWE | NPCC New England | DFO | 41.8 |  | 1325 | 29667.4 | 0.36754 | 0.55478 | 0.024777 | NEI avg EF - PM, fuel type, firing type | 29667.4 | 0.36754
2021 | VT | Billings Road | 64860 | NEWE | NPCC New England | SUN | 1.7 |  | 58 |  |  | 0 |  |  |  | 0
2021 | VT | Bolton Falls | 7056 | NEWE | NPCC New England | WAT | 8.8 |  | 8457 |  |  | 0 |  |  |  | 0
2021 | VT | Boltonville Hydro Associates | 50539 | NEWE | NPCC New England | WAT | 1.1 |  | 2172.999 |  |  | 0 |  |  |  | 0
2021 | VT | Cadys Falls | 3765 | NEWE | NPCC New England | WAT | 1.6 |  | 1132 |  |  | 0 |  |  |  | 0
2021 | VT | Canaan | 3750 | NEWE | NPCC New England | WAT | 1.1 |  | 4118 |  |  | 0 |  |  |  | 0
2021 | VT | Cavendish | 3710 | NEWE | NPCC New England | WAT | 1.7 |  | 4102.001 |  |  | 0 |  |  |  | 0
2021 | VT | Chace Mill Winooski One | 54355 | NEWE | NPCC New England | WAT | 7.5 |  | 24789 |  |  | 0 |  |  |  | 0
2021 | VT | Charlotte Solar LLC VT | 59719 | NEWE | NPCC New England | SUN | 2 |  | 2794 |  |  | 0 |  |  |  | 0
2021 | VT | Chester Power Partners | 59755 | NEWE | NPCC New England | SUN | 2.2 |  | 2481 |  |  | 0 |  |  |  | 0
2021 | VT | Chittenden County Solar Partners | 57481 | NEWE | NPCC New England | SUN | 2.2 |  | 2991 |  |  | 0 |  |  |  | 0
2021 | VT | Claire Solar Farm | 59477 | NEWE | NPCC New England | SUN | 2.2 |  | 3211 |  |  | 0 |  |  |  | 0
2021 | VT | Clarendon Solar Farm | 59476 | NEWE | NPCC New England | SUN | 2 |  | 2750 |  |  | 0 |  |  |  | 0
2021 | VT | Clark Falls | 3711 | NEWE | NPCC New England | WAT | 3 |  | 12186 |  |  | 0 |  |  |  | 0
2021 | VT | Colchester 16 | 3735 | NEWE | NPCC New England | DFO | 18 |  | 147 | 4659 | 0.038336 | 0.52158 | 0.016457 | NEI avg EF - PM, fuel type, firing type | 4659 | 0.038336
2021 | VT | Cold River Road Solar | 60912 | NEWE | NPCC New England | SUN | 2.3 |  | 3291 |  |  | 0 |  |  |  | 0
2021 | VT | Coolidge Solar 1, LLC | 61959 | NEWE | NPCC New England | SUN | 19.6 |  | 25958 |  |  | 0 |  |  |  | 0
2021 | VT | Coventry Clean Energy Corporation | 62859 | NEWE | NPCC New England | LFG | 8 |  | 53646 | 565764 | 4.1584 | 0.15503 | 0.0147 | Estimated using an emission factor | 565764 | 4.1584
2021 | VT | Coventry Photovoltaic, LLC | 60411 | NEWE | NPCC New England | SUN | 2.2 |  | 2622 |  |  | 0 |  |  |  | 0
2021 | VT | Deerfield Wind LLC | 61039 | NEWE | NPCC New England | WND | 30 |  | 93411 |  |  | 0 |  |  |  | 0
2021 | VT | Deweys Mill | 10137 | NEWE | NPCC New England | WAT | 3 |  | 533 |  |  | 0 |  |  |  | 0
2021 | VT | East Barnet | 788 | NEWE | NPCC New England | WAT | 2.2 |  | 1208 |  |  | 0 |  |  |  | 0
2021 | VT | Elizabeth Mines Solar 1 | 61124 | NEWE | NPCC New England | SUN | 5 |  | 8633 |  |  | 0 |  |  |  | 0
2021 | VT | ER Salvage Yard | 64863 | NEWE | NPCC New England | SUN | 2.1 |  | 78 |  |  | 0 |  |  |  | 0
2021 | VT | Essex Junction 19 | 3737 | NEWE | NPCC New England | WAT | 16 |  | 34540 | 1306 | 0.20243 | 0.011721 | 0.31 | EPA/NEI; Estimated using an emission factor | 1306 | 0.20243
2021 | VT | Fairfax Falls | 3712 | NEWE | NPCC New England | WAT | 3.5 |  | 16603 |  |  | 0 |  |  |  | 0
2021 | VT | Georgia Mountain Community Wind Farm | 58238 | NEWE | NPCC New England | WND | 10 |  | 21096 |  |  | 0 |  |  |  | 0
2021 | VT | Gilman Mill | 10608 | NEWE | NPCC New England | WAT | 4.8 |  | 19356 |  |  | 0 |  |  |  | 0
2021 | VT | Glen | 3714 | NEWE | NPCC New England | WAT | 2 |  | 6438 |  |  | 0 |  |  |  | 0
2021 | VT | GMP Solar - Hartford | 60874 | NEWE | NPCC New England | SUN | 5 |  | 7265 |  |  | 0 |  |  |  | 0
2021 | VT | GMP Solar - Panton Hybrid | 60562 | NEWE | NPCC New England | SUN | 5.9 |  | 8036 | 0 |  | 0 |  |  | 0 | 0
2021 | VT | GMP Solar - Richmond | 60547 | NEWE | NPCC New England | SUN | 1.9 |  | 2820 |  |  | 0 |  |  |  | 0
2021 | VT | GMP Solar - Williamstown | 60877 | NEWE | NPCC New England | SUN | 5 |  | 6925 |  |  | 0 |  |  |  | 0
2021 | VT | GMP Solar - Williston | 60875 | NEWE | NPCC New England | SUN | 4.7 |  | 6830 |  |  | 0 |  |  |  | 0
2021 | VT | GMP Solar/Storage-Essex Hybrid | 62383 | NEWE | NPCC New England | SUN | 6.5 |  | 7746 | 0 |  | 0 |  |  | 0 | 0
2021 | VT | GMP Solar/Storage-Ferrisburgh Hybrid | 62382 | NEWE | NPCC New England | SUN | 7 |  | 8373 | 0 |  | 0 |  |  | 0 | 0
2021 | VT | GMP Solar/Storage-Milton Hybrid | 62381 | NEWE | NPCC New England | SUN | 7 |  | 7367 | 0 |  | 0 |  |  | 0 | 0
2021 | VT | Golden Solar | 64443 | NEWE | NPCC New England | SUN | 2.2 |  | 332 |  |  | 0 |  |  |  | 0
2021 | VT | Gorge 18 | 6475 | NEWE | NPCC New England | WAT | 3 |  | 10665 |  |  | 0 |  |  |  | 0
2021 | VT | Great Falls (VT) | 3762 | NEWE | NPCC New England | WAT | 1.9 |  | 2170.001 |  |  | 0 |  |  |  | 0
2021 | VT | GSPP Gilman, LLC | 63368 | NEWE | NPCC New England | SUN | 2.1 |  | 3127 |  |  | 0 |  |  |  | 0
2021 | VT | Harriman | 3746 | NEWE | NPCC New England | WAT | 33.6 |  | 111822 |  |  | 0 |  |  |  | 0
2021 | VT | Highgate Falls | 6618 | NEWE | NPCC New England | WAT | 11.6 |  | 29409 |  |  | 0 |  |  |  | 0
2021 | VT | Hinesburg | 62907 | NEWE | NPCC New England | MWH | 1.9 |  | -323 | 0 |  | 0 |  |  | 0 | 0
2021 | VT | Huntington Falls | 50713 | NEWE | NPCC New England | WAT | 5.7 |  | 21904.001 |  |  | 0 |  |  |  | 0
2021 | VT | J C McNeil | 589 | NEWE | NPCC New England | WDS | 59.5 |  | 273355 | 4327733.4 | 43.775 | 0.32028 | 0.02023 | EPA/NEI | 4327733.4 | 43.775
2021 | VT | Kingdom Community Wind | 57979 | NEWE | NPCC New England | WND | 65 |  | 151245 |  |  | 0 |  |  |  | 0
2021 | VT | Lawrence Brook | 64268 | NEWE | NPCC New England | SUN | 2.2 |  | 2951 |  |  | 0 |  |  |  | 0
2021 | VT | Limerick Road Solar Farm | 60537 | NEWE | NPCC New England | SUN | 2.2 |  | 3243 |  |  | 0 |  |  |  | 0
2021 | VT | Lower Middlebury | 3716 | NEWE | NPCC New England | WAT | 2.4 |  | 6318 |  |  | 0 |  |  |  | 0
2021 | VT | MacKinnon Solar | 65352 | NEWE | NPCC New England | SUN | 2.2 |  | 946 |  |  | 0 |  |  |  | 0
2021 | VT | Main Street Solar Project | 59682 | NEWE | NPCC New England | SUN | 1.5 |  | 2133 |  |  | 0 |  |  |  | 0
2021 | VT | Marshfield 6 | 3739 | NEWE | NPCC New England | WAT | 5 |  | 6204 |  |  | 0 |  |  |  | 0
2021 | VT | Mcindoes | 6483 | NEWE | NPCC New England | WAT | 10.4 |  | 35415 |  |  | 0 |  |  |  | 0
2021 | VT | MHG Wallingford | 62728 | NEWE | NPCC New England | SUN | 2.2 |  | 3419 |  |  | 0 |  |  |  | 0
2021 | VT | Middlebury College | 57804 | NEWE | NPCC New England | WDS | 1.4 | 0.074709 | 3140.86 | 17617.383 | 0.091428 | 0.058219 | 0.010379 | NEI avg EF - PM, fuel type | 235813 | 1.2238
2021 | VT | Middlesex 2 | 3740 | NEWE | NPCC New England | WAT | 3.2 |  | 8590 |  |  | 0 |  |  |  | 0
2021 | VT | Milton | 3717 | NEWE | NPCC New England | WAT | 7.4 |  | 26755 |  |  | 0 |  |  |  | 0
2021 | VT | Moretown | 56891 | NEWE | NPCC New England | LFG | 1.6 |  | 6683 | 78483 | 0.57685 | 0.17263 | 0.0147 | Estimated using an emission factor | 78483 | 0.57685
2021 | VT | Moretown Generating Station | 52033 | NEWE | NPCC New England | WAT | 1.2
2021 | VT | Morrisville | 3764 | NEWE | NPCC New England | WAT | 1.8 |  | 2294 |  |  | 0 |  |  |  | 0
2021 | VT | Nebraska Valley Solar Farm | 61125 | NEWE | NPCC New England | SUN | 1 |  | 1236 |  |  | 0 |  |  |  | 0
2021 | VT | Newport | 3731 | NEWE | NPCC New England | WAT | 4 |  | 8618 |  |  | 0 |  |  |  | 0
2021 | VT | Next Generation Solar Farm | 61340 | NEWE | NPCC New England | SUN | 2.2 |  | 4061 |  |  | 0 |  |  |  | 0
2021 | VT | Open View Solar Farm | 58935 | NEWE | NPCC New England | SUN | 2 |  | 2771 |  |  | 0 |  |  |  | 0
2021 | VT | Ottauquechee Hydro | 50126 | NEWE | NPCC New England | WAT | 1.8 |  | 2439 |  |  | 0 |  |  |  | 0
2021 | VT | Park St | 64975 | NEWE | NPCC New England | SUN | 1.8 |  | 654 |  |  | 0 |  |  |  | 0
2021 | VT | Penny Lane Gas Turbine | 3754 | NEWE | NPCC New England | DFO | 25.5 |  | 375 | 8102 | 0.10037 | 0.53532 | 0.024777 | NEI avg EF - PM, fuel type, firing type | 8102 | 0.10037
2021 | VT | Peterson | 3720 | NEWE | NPCC New England | WAT | 6.3 |  | 17028 |  |  | 0 |  |  |  | 0
2021 | VT | Pittsford | 3722 | NEWE | NPCC New England | WAT | 3.6 |  | 7908.001 |  |  | 0 |  |  |  | 0
2021 | VT | Proctor | 6450 | NEWE | NPCC New England | WAT | 6.9 |  | 33579.999 |  |  | 0 |  |  |  | 0
2021 | VT | Rutland | 3723 | NEWE | NPCC New England | DFO | 13.2 |  | 172 | 5359 | 0.044096 | 0.51274 | 0.016457 | NEI avg EF - PM, fuel type, firing type | 5359 | 0.044096
2021 | VT | Ryegate Associates | 51026 | NEWE | NPCC New England | WDS | 21.5 |  | 161549 |  | 0.6828 | 0.0084532 |  | EPA/NEI |  | 0.6828
2021 | VT | Saint Albans Solar | 61928 | NEWE | NPCC New England | SUN | 4.9 |  | 7334 |  |  | 0 |  |  |  | 0
2021 | VT | Salisbury | 3724 | NEWE | NPCC New England | WAT | 1.3 |  | 2669 |  |  | 0 |  |  |  | 0
2021 | VT | Searsburg | 6529 | NEWE | NPCC New England | WAT | 4 |  | 19839 |  |  | 0 |  |  |  | 0
2021 | VT | Searsburg Wind Turbine | 7381 | NEWE | NPCC New England | WND | 6 |  | 10970 |  |  | 0 |  |  |  | 0
2021 | VT | Sheffield Wind | 57080 | NEWE | NPCC New England | WND | 40 |  | 61466 |  |  | 0 |  |  |  | 0
2021 | VT | Sheldon Solar | 58824 | NEWE | NPCC New England | SUN | 2.3 |  | 584 |  |  | 0 |  |  |  | 0
2021 | VT | Sheldon Springs Hydroelectric | 10494 | NEWE | NPCC New England | WAT | 25.2 |  | 38904 |  |  | 0 |  |  |  | 0
2021 | VT | Silver Lake (VT) | 3725 | NEWE | NPCC New England | WAT | 2.2 |  | 4909 |  |  | 0 |  |  |  | 0
2021 | VT | Smith (VT) | 3709 | NEWE | NPCC New England | WAT | 1.5 |  | 2259 |  |  | 0 |  |  |  | 0
2021 | VT | St. Albans SPEED Project | 59445 | NEWE | NPCC New England | SUN | 2 |  | 2673 |  |  | 0 |  |  |  | 0
2021 | VT | Stafford Hill Solar Hybrid | 60518 | NEWE | NPCC New England | SUN | 4 |  | 1609 | 0 |  | 0 |  |  | 0 | 0
2021 | VT | Sudbury Solar | 60344 | NEWE | NPCC New England | SUN | 2 |  | 2951 |  |  | 0 |  |  |  | 0
2021 | VT | SunGen Sharon 1 LLC | 58541 | NEWE | NPCC New England | SUN | 1.8 |  | 2628 |  |  | 0 |  |  |  | 0
2021 | VT | SVEP Solar Project Company | 58144 | NEWE | NPCC New England | SUN | 2 |  | 2340 |  |  | 0 |  |  |  | 0
2021 | VT | Technology Drive Solar | 58964 | NEWE | NPCC New England | SUN | 2 |  | 2804 |  |  | 0 |  |  |  | 0
2021 | VT | VEC Alburgh Array | 60860 | NEWE | NPCC New England | SUN | 1 |  | 1429 |  |  | 0 |  |  |  | 0
2021 | VT | VEC Magee Hill Solar | 60954 | NEWE | NPCC New England | SUN | 1.3 |  | 1619 |  |  | 0 |  |  |  | 0
2021 | VT | Vergennes 9 | 6519 | NEWE | NPCC New England | WAT | 6.4 |  | 11691.001 | 825 | 0.12787 | 0.021876 | 0.31 | EPA/NEI; Estimated using an emission factor | 825 | 0.12787
2021 | VT | Vernon Dam | 2352 | NEWE | NPCC New England | WAT | 35.9 |  | 151703.001 |  |  | 0 |  |  |  | 0
2021 | VT | VPPSA Project 10 | 63203 | NEWE | NPCC New England | DFO | 47.2 |  | 393 | 7254 | 0.059689 | 0.30376 | 0.016457 | NEI avg EF - PM, fuel type, firing type | 7254 | 0.059689
2021 | VT | W K Sanders | 678 | NEWE | NPCC New England | WAT | 1.8 |  | 395 |  |  | 0 |  |  |  | 0
2021 | VT | Waterbury 22 | 6520 | NEWE | NPCC New England | WAT | 5.5 |  | 10626 |  |  | 0 |  |  |  | 0
2021 | VT | West Charleston | 3753 | NEWE | NPCC New England | WAT | 1.4 |  | 4109 |  |  | 0 |  |  |  | 0
2021 | VT | West Danville 15 | 3743 | NEWE | NPCC New England | WAT | 1 |  | 2268 |  |  | 0 |  |  |  | 0
2021 | VT | Westminster | 62443 | NEWE | NPCC New England | SUN | 1.8 |  | 2712 |  |  | 0 |  |  |  | 0
2021 | VT | Weybridge | 3728 | NEWE | NPCC New England | WAT | 3 |  | 14349 |  |  | 0 |  |  |  | 0
2021 | VT | Whitcomb Solar Farm | 59049 | NEWE | NPCC New England | SUN | 2.2 |  | 3337 |  |  | 0 |  |  |  | 0
2021 | VT | Wilder | 2353 | NEWE | NPCC New England | WAT | 35.6 |  | 122710 |  |  | 0 |  |  |  | 0
2021 | VT | Williamstown Solar | 58145 | NEWE | NPCC New England | SUN | 2 |  | 1922 |  |  | 0 |  |  |  | 0
2021 | VT | Wrightsville Hydro Plant | 7051 | NEWE | NPCC New England | WAT | 1 |  | 1836 |  |  | 0 |  |  |  | 0
2021 | WA | Adams Nielson Solar | 61933 | NWPP | WECC Northwest | SUN | 19.2 |  | 43424 |  |  | 0 |  |  |  | 0
2021 | WA | Alder | 3913 | NWPP | WECC Northwest | WAT | 50 |  | 208234 |  |  | 0 |  |  |  | 0
2021 | WA | Arlington Microgrid | 64446 | NWPP | WECC Northwest | SUN | 1.5 |  | 546 | 0 |  | 0 |  |  | 0 | 0
2021 | WA | Big Horn Wind II | 57319 | NWPP | WECC Northwest | WND | 50 |  | 128599 |  |  | 0 |  |  |  | 0
2021 | WA | Big Horn Wind Project | 56361 | NWPP | WECC Northwest | WND | 199 |  | 556990 |  |  | 0 |  |  |  | 0
2021 | WA | Biotech LS 0836 | 56932 | NWPP | WECC Northwest | DFO | 1 |  | 0
2021 | WA | Black Creek | 54860 | NWPP | WECC Northwest | WAT | 3.7 |  | 11163 |  |  | 0 |  |  |  | 0
2021 | WA | Boulder Park | 8022 | NWPP | WECC Northwest | NG | 24.6 |  | 69727.002 | 643789.002 | 0.13584 | 0.0038963 | 0.000422 | Estimated using an emission factor | 643789.002 | 0.13584
2021 | WA | Boundary | 6433 | NWPP | WECC Northwest | WAT | 1118.6 |  | 3204939.002 |  |  | 0 |  |  |  | 0
2021 | WA | Box Canyon | 3891 | NWPP | WECC Northwest | WAT | 90 |  | 475133 |  |  | 0 |  |  |  | 0
2021 | WA | Calligan Creek Hydroelectric Project | 60418 | NWPP | WECC Northwest | WAT | 6 |  | 19481 |  |  | 0 |  |  |  | 0
2021 | WA | Cedar Falls (WA) | 6430 | NWPP | WECC Northwest | WAT | 30 |  | 82958 |  |  | 0 |  |  |  | 0
2021 | WA | Cedar Hills | 57298 | NWPP | WECC Northwest | LFG | 5.4 | 1 | 14893.992 | 115610.004 | 0.84973 | 0.1141 | 0.0147 | Estimated using an emission factor | 115610.004 | 0.84973
2021 | WA | Centralia | 3845 | NWPP | WECC Northwest | RC | 729.9 |  | 3114315 | 36310041.653 | 155.5 | 0.099861 | 0.0085651 | EPA/NEI | 36310041.653 | 155.5
2021 | WA | Chandler | 6406 | NWPP | WECC Northwest | WAT | 12 |  | 49619 |  |  | 0 |  |  |  | 0
2021 | WA | Chehalis Generation Facility | 55662 | NWPP | WECC Northwest | NG | 698 |  | 2248237 | 16838130.946 | 48.05 | 0.042745 | 0.0057073 | EPA/NEI | 16838130.946 | 48.05
2021 | WA | Chelan | 6424 | NWPP | WECC Northwest | WAT | 59.2 |  | 405553 |  |  | 0 |  |  |  | 0
2021 | WA | Chief Joseph | 3921 | NWPP | WECC Northwest | WAT | 2456.2 |  | 10981266.013 |  |  | 0 |  |  |  | 0
2021 | WA | Coastal Energy Project | 57756 | NWPP | WECC Northwest | WND | 6 |  | 13944 |  |  | 0 |  |  |  | 0
2021 | WA | Columbia Generating Station | 371 | NWPP | WECC Northwest | NUC | 1200 |  | 8511288 |  |  | 0 |  |  |  | 0
2021 | WA | Cosmo Specialty Fibers Plant | 50185 | NWPP | WECC Northwest | WDS | 15 | 0.11339 | 90194 | 501405.195 | 0.7905 | 0.017529 | 0.0031531 | EPA/NEI; Estimated using an emission factor | 4422109.764 | 6.9718
2021 | WA | Cowiche | 50423 | NWPP | WECC Northwest | WAT | 1.7 |  | 3358 |  |  | 0 |  |  |  | 0
2021 | WA | Cowlitz Falls | 7427 | NWPP | WECC Northwest | WAT | 70 |  | 236996 |  |  | 0 |  |  |  | 0
2021 | WA | Crystal Mountain | 3853 | NWPP | WECC Northwest | DFO | 2.7 |  | 525 | 5940 | 0.9207 | 3.5074 | 0.31 | Estimated using an emission factor | 5940 | 0.9207
2021 | WA | Cushman 1 | 3914 | NWPP | WECC Northwest | WAT | 43.2 |  | 136514 |  |  | 0 |  |  |  | 0
2021 | WA | Cushman 2 | 3915 | NWPP | WECC Northwest | WAT | 84.6 |  | 208785.001 |  |  | 0 |  |  |  | 0
2021 | WA | Darrington | 57969 | NWPP | WECC Northwest | WDS | 4.5 | 0.13958 | 15510 | 86463.831 | 0.44872 | 0.057862 | 0.010379 | NEI avg EF - PM, fuel type | 619452 | 3.2148
2021 | WA | Diablo | 6432 | NWPP | WECC Northwest | WAT | 182.4 |  | 845622 |  |  | 0 |  |  |  | 0
2021 | WA | Drop 2 (WA) | 6507 | NWPP | WECC Northwest | WAT | 2.5
2021 | WA | Drop 3 (WA) | 6508 | NWPP | WECC Northwest | WAT | 1.6
2021 | WA | Electron | 3854 | NWPP | WECC Northwest | WAT | 22.8 |  | 0
2021 | WA | Eltopia Branch Canal 4.6 | 56696 | NWPP | WECC Northwest | WAT | 2.2 |  | 8194 |  |  | 0 |  |  |  | 0
2021 | WA | Encogen Generating Station | 7870 | NWPP | WECC Northwest | NG | 176.4 |  | 530479 | 4772574.795 | 16.32 | 0.061529 | 0.0068391 | EPA/NEI | 4772574.795 | 16.32
2021 | WA | Ferndale Generating Station | 54537 | NWPP | WECC Northwest | NG | 285.5 | 0.86602 | 1361002 | 10218865.406 | 33.974 | 0.049925 | 0.0066493 | EPA/NEI | 11799808.927 | 39.23
2021 | WA | FPL Energy Vansycle LLC (WA) | 55560 | NWPP | WECC Northwest | WND | 176.9 |  | 179237 |  |  | 0 |  |  |  | 0
2021 | WA | Frederickson | 99 | NWPP | WECC Northwest | NG | 177.8 |  | 54103 | 781627 | 3.133 | 0.11581 | 0.0080165 | NEI avg EF - PM, fuel type | 781627 | 3.133
2021 | WA | Frederickson Power LP | 55818 | NWPP | WECC Northwest | NG | 318.3 |  | 1289676 | 9145167.886 | 42.8904 | 0.066513 | 0.0093799 | EPA/NEI | 9145167.886 | 42.8904
2021 | WA | Fredonia Generating Station | 607 | NWPP | WECC Northwest | NG | 376 |  | 386409 | 1900481.428 | 4.6 | 0.023809 | 0.0048409 | EPA/NEI | 1900481.428 | 4.6
2021 | WA | Glacier Battery Storage | 60444 | NWPP | WECC Northwest | MWH | 2 |  | -106 | 0 |  | 0 |  |  | 0 | 0
2021 | WA | Goldendale Generating Station | 55482 | NWPP | WECC Northwest | NG | 302.8 |  | 1997686 | 13804824.056 | 8.1 | 0.0081094 | 0.0011735 | EPA/NEI | 13804824.056 | 8.1
2021 | WA | Goodnoe Hills | 56666 | NWPP | WECC Northwest | WND | 103.4 |  | 296244 |  |  | 0 |  |  |  | 0
2021 | WA | Gorge | 6431 | NWPP | WECC Northwest | WAT | 207.3 |  | 987701 |  |  | 0 |  |  |  | 0
2021 | WA | Grand Coulee | 6163 | NWPP | WECC Northwest | WAT | 6809 |  | 18325317.999 |  |  | 0 |  |  |  | 0
2021 | WA | Grays Harbor Energy Center | 7999 | NWPP | WECC Northwest | NG | 714.9 |  | 3540862 | 25343185.067 | 67.8 | 0.038296 | 0.0053506 | EPA/NEI | 25343185.067 | 67.8
2021 | WA | Grimes Way | 56016 | NWPP | WECC Northwest | DFO | 4 |  | 294 | 4316 | 0.30154 | 2.0513 | 0.13973 | Estimated using an emission factor | 4316 | 0.30154
2021 | WA | H M Jackson | 7588 | NWPP | WECC Northwest | WAT | 111.8 |  | 443226 |  |  | 0 |  |  |  | 0
2021 | WA | Hancock Creek Hydroelectric Project | 60517 | NWPP | WECC Northwest | WAT | 6 |  | 19712 |  |  | 0 |  |  |  | 0
2021 | WA | Harvest Wind Project | 57152 | NWPP | WECC Northwest | WND | 98.9 |  | 270055 |  |  | 0 |  |  |  | 0
2021 | WA | Hopkins Ridge Wind | 56255 | NWPP | WECC Northwest | WND | 156.6 |  | 416138 |  |  | 0 |  |  |  | 0
2021 | WA | Horn Rapids Solar, Storage and Training | 64198 | NWPP | WECC Northwest | SUN | 4.2 |  | 5584 | 0 |  | 0 |  |  | 0 | 0
2021 | WA | Ice Harbor | 3925 | NWPP | WECC Northwest | WAT | 603 |  | 1405794.999 |  |  | 0 |  |  |  | 0
2021 | WA | Juniper Canyon I Wind Project | 57320 | NWPP | WECC Northwest | WND | 151.2 |  | 348328 |  |  | 0 |  |  |  | 0
2021 | WA | Kettle Falls Generating Station | 550 | NWPP | WECC Northwest | WDS | 57.9 |  | 325931 | 4594759.814 | 23.7999 | 0.14604 | 0.01036 | NEI avg EF - PM, fuel type | 4594759.814 | 23.7999
2021 | WA | Koma Kulshan Associates | 54267 | NWPP | WECC Northwest | WAT | 12 |  | 40459 |  |  | 0 |  |  |  | 0
2021 | WA | LaGrande | 3916 | NWPP | WECC Northwest | WAT | 64 |  | 336641.001 |  |  | 0 |  |  |  | 0
2021 | WA | Lilliwaup Falls Generating | 50700 | NWPP | WECC Northwest | WAT | 1.4 |  | 5552.001 |  |  | 0 |  |  |  | 0
2021 | WA | Linden Wind Energy Project | 57635 | NWPP | WECC Northwest | WND | 50 |  | 122562 |  |  | 0 |  |  |  | 0
2021 | WA | Little Falls (WA) | 3866 | NWPP | WECC Northwest | WAT | 43.2 |  | 207022 |  |  | 0 |  |  |  | 0
2021 | WA | Little Goose | 3926 | NWPP | WECC Northwest | WAT | 810 |  | 1345999.002 |  |  | 0 |  |  |  | 0
2021 | WA | Long Lake | 3867 | NWPP | WECC Northwest | WAT | 70 |  | 478013 |  |  | 0 |  |  |  | 0
2021 | WA | Longview Fibre | 54562 | NWPP | WECC Northwest | BLQ | 45 | 0.077625 | 248599 | 1414082.034 | 6.717 | 0.054039 | 0.0095001 | NEI avg EF - PM, fuel type | 18216863.46 | 86.5312
2021 | WA | Lower Baker | 3855 | NWPP | WECC Northwest | WAT | 111.2 |  | 376417 |  |  | 0 |  |  |  | 0
2021 | WA | Lower Granite | 6175 | NWPP | WECC Northwest | WAT | 810 |  | 1347643.002 |  |  | 0 |  |  |  | 0
2021 | WA | Lower Monumental | 3927 | NWPP | WECC Northwest | WAT | 810 |  | 1338468 |  |  | 0 |  |  |  | 0
2021 | WA | Lower Snake River Wind Energy Project | 57195 | NWPP | WECC Northwest | WND | 342.7 |  | 934208 |  |  | 0 |  |  |  | 0
2021 | WA | LRI LFGTE Facility | 58688 | NWPP | WECC Northwest | LFG | 4.5 |  | 27195.999 | 303729 | 2.2324 | 0.16417 | 0.0147 | Estimated using an emission factor | 303729 | 2.2324
2021 | WA | Main Canal Headworks | 56698 | NWPP | WECC Northwest | WAT | 26.8 |  | 107292 |  |  | 0 |  |  |  | 0
2021 | WA | Marengo Wind Plant | 56466 | NWPP | WECC Northwest | WND | 234 |  | 732284 |  |  | 0 |  |  |  | 0
2021 | WA | Mayfield | 3917 | NWPP | WECC Northwest | WAT | 162 |  | 724784 |  |  | 0 |  |  |  | 0
2021 | WA | McNary Dam Fish Attraction Project | 7511 | NWPP | WECC Northwest | WAT | 10 |  | 39718 |  |  | 0 |  |  |  | 0
2021 | WA | Merwin | 3847 | NWPP | WECC Northwest | WAT | 136 |  | 465719.999 |  |  | 0 |  |  |  | 0
2021 | WA | MESA 1 | 60016 | NWPP | WECC Northwest | MWH | 2 |  | 0
2021 | WA | Meyers Falls | 3868 | NWPP | WECC Northwest | WAT | 1.6 |  | 7009.001 |  |  | 0 |  |  |  | 0
2021 | WA | Mint Farm Generating Station | 55700 | NWPP | WECC Northwest | NG | 319 |  | 1796461 | 13557819.808 | 27.17 | 0.030248 | 0.004008 | EPA/NEI | 13557819.808 | 27.17
2021 | WA | Monroe Street | 9095 | NWPP | WECC Northwest | WAT | 14.8 |  | 89308 |  |  | 0 |  |  |  | 0
2021 | WA | Mossyrock | 3918 | NWPP | WECC Northwest | WAT | 300 |  | 1048628 |  |  | 0 |  |  |  | 0
2021 | WA | Newhalem | 9842 | NWPP | WECC Northwest | WAT | 2.3
2021 | WA | Nine Canyon | 7936 | NWPP | WECC Northwest | WND | 95.9 |  | 243643 |  |  | 0 |  |  |  | 0
2021 | WA | Nine Mile | 3869 | NWPP | WECC Northwest | WAT | 37.6 |  | 131047 |  |  | 0 |  |  |  | 0
2021 | WA | Nippon Dynawave Packaging Longview WA | 50187 | NWPP | WECC Northwest | BLQ | 62.4 | 0.097283 | 302573.766 | 1703452.319 | 8.0779 | 0.053395 | 0.0094842 | NEI avg EF - PM, fuel type | 17510253.4 | 83.0352
2021 | WA | Nooksack Hydro | 58696 | NWPP | WECC Northwest | WAT | 1.5 |  | 22656 |  |  | 0 |  |  |  | 0
2021 | WA | Northeast (WA) | 6210 | NWPP | WECC Northwest | NG | 61.8 |  | 1668 | 20803 | 0.083384 | 0.09998 | 0.0080165 | NEI avg EF - PM, fuel type | 20803 | 0.083384
2021 | WA | Orchard Avenue 1 | 50421 | NWPP | WECC Northwest | WAT | 1.6 |  | 1736 |  |  | 0 |  |  |  | 0
2021 | WA | Packwood | 3929 | NWPP | WECC Northwest | WAT | 27.5 |  | 88203 |  |  | 0 |  |  |  | 0
2021 | WA | Palouse | 57530 | NWPP | WECC Northwest | WND | 105.3 |  | 360783 |  |  | 0 |  |  |  | 0
2021 | WA | PEC Headworks | 7113 | NWPP | WECC Northwest | WAT | 6.6 |  | 17212 |  |  | 0 |  |  |  | 0
2021 | WA | Port Townsend Paper | 50544 | NWPP | WECC Northwest | BLQ | 7.9 | 0.028819 | 30542.343 | 172843.036 | 0.83275 | 0.054531 | 0.009636 | EPA/NEI; Estimated using an emission factor | 5997634 | 28.896
2021 | WA | Potholes East Canal 66.0 | 56697 | NWPP | WECC Northwest | WAT | 2.3 |  | 6326 |  |  | 0 |  |  |  | 0
2021 | WA | Priest Rapids | 3887 | NWPP | WECC Northwest | WAT | 955.6 |  | 4540764.998 |  |  | 0 |  |  |  | 0
2021 | WA | Puget Sound Refinery | 54268 | NWPP | WECC Northwest | NG | 139.8 | 0.49357 | 948561.999 | 5429626.261 | 21.7633 | 0.045887 | 0.0080165 | NEI avg EF - PM, fuel type | 11000774.001 | 44.0938
2021 | WA | Quincy Chute | 917 | NWPP | WECC Northwest | WAT | 9.4 |  | 11457 |  |  | 0 |  |  |  | 0
2021 | WA | Rattlesnake Flat | 62936 | NWPP | WECC Northwest | WND | 144 |  | 426502 |  |  | 0 |  |  |  | 0
2021 | WA | River Road | 7605 | NWPP | WECC Northwest | NG | 248 |  | 1942569 | 13659324.515 | 35.52 | 0.03657 | 0.0052008 | EPA/NEI | 13659324.515 | 35.52
2021 | WA | Rock Island | 6200 | NWPP | WECC Northwest | WAT | 629.4 |  | 2382768.002 |  |  | 0 |  |  |  | 0
2021 | WA | Rocky Brook Hydroelectric | 50228 | NWPP | WECC Northwest | WAT | 1.6 |  | 0
2021 | WA | Rocky Reach | 3883 | NWPP | WECC Northwest | WAT | 1299.6 |  | 5728929.004 |  |  | 0 |  |  |  | 0
2021 | WA | Ross | 6202 | NWPP | WECC Northwest | WAT | 450 |  | 822307 |  |  | 0 |  |  |  | 0
2021 | WA | Roza | 6407 | NWPP | WECC Northwest | WAT | 12.9 |  | 62571 |  |  | 0 |  |  |  | 0
2021 | WA | Russell D Smith | 56694 | NWPP | WECC Northwest | WAT | 6.1 |  | 15819 |  |  | 0 |  |  |  | 0
2021 | WA | Sagebrush Power Partners | 56858 | NWPP | WECC Northwest | WND | 100.7 |  | 289851 |  |  | 0 |  |  |  | 0
2021 | WA | SDS Lumber Gorge Energy Division | 50231 | NWPP | WECC Northwest | WDS | 10 | 0 | 0 | 0 | 0 |  |  | NEI avg EF - PM, fuel type | 454766.4 | 2.3601
2021 | WA | Sheep Creek Hydro | 50091 | NWPP | WECC Northwest | WAT | 1.6 |  | 7411 |  |  | 0 |  |  |  | 0
2021 | WA | Sierra Pacific Aberdeen | 55882 | NWPP | WECC Northwest | WDS | 18 | 0.28465 | 123122 | 659705.139 | 3.4237 | 0.055614 | 0.010379 | NEI avg EF - PM, fuel type | 2317626 | 12.0277
2021 | WA | Sierra Pacific Burlington Facility | 56406 | NWPP | WECC Northwest | WDS | 28 | 0.25643 | 153223 | 826614.021 | 4.2899 | 0.055995 | 0.010379 | NEI avg EF - PM, fuel type | 3223584 | 16.7294
2021 | WA | Skookumchuck | 7259 | NWPP | WECC Northwest | WAT | 1 |  | 4559 |  |  | 0 |  |  |  | 0
2021 | WA | Skookumchuck Wind Facility | 63205 | NWPP | WECC Northwest | WND | 136 |  | 414262 |  |  | 0 |  |  |  | 0
2021 | WA | Snoqualmie | 3860 | NWPP | WECC Northwest | WAT | 12.8 |  | 32622.002 |  |  | 0 |  |  |  | 0
2021 | WA | Snoqualmie 2 | 7867 | NWPP | WECC Northwest | WAT | 38.7 |  | 178081 |  |  | 0 |  |  |  | 0
2021 | WA | South Fork Tolt | 622 | NWPP | WECC Northwest | WAT | 16.8 |  | 54388 |  |  | 0 |  |  |  | 0
2021 | WA | Spokane Waste to Energy | 50886 | NWPP | WECC Northwest | MSW | 26 |  | 119619 | 2629768.483 | 205.1219 | 3.4296 | 0.156 | Estimated using an emission factor | 2629768.483 | 205.1219
2021 | WA | Sumas Generating Station | 54476 | NWPP | WECC Northwest | NG | 125.5 | 0.91323 | 517542 | 4177697.361 | 11.2327 | 0.043408 | 0.0053775 | EPA/NEI | 4574644.762 | 12.3
2021 | WA | Summer Falls Power Plant | 56695 | NWPP | WECC Northwest | WAT | 92 |  | 396937 |  |  | 0 |  |  |  | 0
2021 | WA | Swauk Wind LLC | 58441 | NWPP | WECC Northwest | WND | 4.3 |  | 11791 |  |  | 0 |  |  |  | 0
2021 | WA | Swift 1 | 3850 | NWPP | WECC Northwest | WAT | 240 |  | 591285 |  |  | 0 |  |  |  | 0
2021 | WA | Swift 2 | 6265 | NWPP | WECC Northwest | WAT | 72
2021 | WA | Tieton Dam Hydro Electric Project | 57496 | NWPP | WECC Northwest | WAT | 13.8 |  | 42915 |  |  | 0 |  |  |  | 0
2021 | WA | Tucannon River Wind Farm | 58571 | NWPP | WECC Northwest | WND | 266.8 |  | 866065 |  |  | 0 |  |  |  | 0
2021 | WA | Tuolumne Wind Project | 56702 | NWPP | WECC Northwest | WND | 136.3 |  | 401250 |  |  | 0 |  |  |  | 0
2021 | WA | Twin Falls Hydro | 50827 | NWPP | WECC Northwest | WAT | 24 |  | 78613 |  |  | 0 |  |  |  | 0
2021 | WA | Twin Reservoirs | 50382 | NWPP | WECC Northwest | WAT | 2.2 |  | 10883 |  |  | 0 |  |  |  | 0
2021 | WA | University of Washington Power Plant | 54809 | NWPP | WECC Northwest | NG | 15 | 0.044514 | 12731.5 | 71688.854 | 0.34986 | 0.054959 | 0.0097604 | EPA/NEI; Estimated using an emission factor | 1610490 | 7.8595
2021 | WA | Upper Baker | 3861 | NWPP | WECC Northwest | WAT | 104.8 |  | 370699 |  |  | 0 |  |  |  | 0
2021 | WA | Upper Falls | 9096 | NWPP | WECC Northwest | WAT | 10 |  | 56179 |  |  | 0 |  |  |  | 0
2021 | WA | Upriver Dam Hydro Plant | 50380 | NWPP | WECC Northwest | WAT | 17.6 |  | 50794.999 |  |  | 0 |  |  |  | 0
2021 | WA | Vantage Wind Energy LLC | 57188 | NWPP | WECC Northwest | WND | 90 |  | 287627 |  |  | 0 |  |  |  | 0
2021 | WA | Wanapum | 3888 | NWPP | WECC Northwest | WAT | 1220 |  | 4968662 |  |  | 0 |  |  |  | 0
2021 | WA | Weeks Falls | 54387 | NWPP | WECC Northwest | WAT | 4.3 |  | 14405 |  |  | 0 |  |  |  | 0
2021 | WA | Wells | 3886 | NWPP | WECC Northwest | WAT | 774 |  | 4074325 |  |  | 0 |  |  |  | 0
2021 | WA | West Point Treatment Plant | 50329 | NWPP | WECC Northwest | OBG | 4.6 | 0.5393 | 10657 | 63840.435 | 0.46923 | 0.08806 | 0.0147 | Estimated using an emission factor | 118376 | 0.87006
2021 | WA | WestRock (WA) | 57099 | NWPP | WECC Northwest | BLQ | 64 | 0.20038 | 275632 | 1883560.664 | 8.9719 | 0.065101 | 0.0095265 | NEI avg EF - PM, fuel type | 9400022.6 | 44.7749
2021 | WA | White Creek Wind Farm | 56487 | NWPP | WECC Northwest | WND | 204 |  | 578028 |  |  | 0 |  |  |  | 0
2021 | WA | Whitehorn | 6120 | NWPP | WECC Northwest | NG | 169.2 |  | 17540 | 261853 | 1.0496 | 0.11968 | 0.0080165 | NEI avg EF - PM, fuel type | 261853 | 1.0496
2021 | WA | Wild Horse | 56322 | NWPP | WECC Northwest | WND | 273.1 |  | 714507 |  |  | 0 |  |  |  | 0
2021 | WA | Windy Flats Wind Project | 57159 | NWPP | WECC Northwest | WND | 262.2 |  | 705342 |  |  | 0 |  |  |  | 0
2021 | WA | Wynoochee | 7127 | NWPP | WECC Northwest | WAT | 12.8 |  | 35008 |  |  | 0 |  |  |  | 0
2021 | WA | Yale | 3852 | NWPP | WECC Northwest | WAT | 134 |  | 514935 |  |  | 0 |  |  |  | 0
2021 | WA | Yelm | 3878 | NWPP | WECC Northwest | WAT | 12 |  | 30763 |  |  | 0 |  |  |  | 0
2021 | WA | Youngs Creek Hydroelectric Project | 57763 | NWPP | WECC Northwest | WAT | 7.5 |  | 17842 |  |  | 0 |  |  |  | 0
2021 | WI | Alexander | 4060 | MROE | MRO East | WAT | 4.2 |  | 22796.001 |  |  | 0 |  |  |  | 0
2021 | WI | Ameresco Janesville | 56427 | MROE | MRO East | LFG | 3 |  | 9015.999 | 139011 | 1.0217 | 0.22665 | 0.0147 | Estimated using an emission factor | 139011 | 1.0217
2021 | WI | Apple River | 6231 | MROW | MRO West | WAT | 2.4 |  | 13485.999 |  |  | 0 |  |  |  | 0
2021 | WI | Appleton | 4043 | RFCW | RFC West | WAT | 2.2 |  | 6864 |  |  | 0 |  |  |  | 0
2021 | WI | Appleton Property Ventures LLC | 55558 | RFCW | RFC West | NG | 66.5 | 0.78784 | 393170 | 3001083.577 | 9.656 | 0.049119 | 0.006435 | EPA/NEI | 3809270.544 | 12.2563
2021 | WI | Arcadia Electric | 4100 | MROW | MRO West | NG | 16.9 |  | 283.998 | 7488.001 | 0.74914 | 5.2757 | 0.20009 | Estimated using an emission factor | 7488.001 | 0.74914
2021 | WI | Arcadia Solar | 62744 | MROW | MRO West | SUN | 5 |  | 8824 |  |  | 0 |  |  |  | 0
2021 | WI | Argyle | 7810 | MROW | MRO West | WAT | 2.3 |  | 217 | 230 | 0.03565 | 0.32857 | 0.31 | EPA/NEI; Estimated using an emission factor | 230 | 0.03565
2021 | WI | Arpin Dam | 3995 | MROW | MRO West | WAT | 1.4 |  | 6868.001 |  |  | 0 |  |  |  | 0
2021 | WI | Badger Hollow I | 62955 | MROE | MRO East | SUN | 150 |  | 8249 |  |  | 0 |  |  |  | 0
2021 | WI | Barron | 4102 | MROW | MRO West | WAT | 8.6 |  | 347 |  |  | 0 |  |  |  | 0
2021 | WI | Barron Solar Array | 64969 | MROW | MRO West | SUN | 3 |  | 2843 |  |  | 0 |  |  |  | 0
2021 | WI | Bay Front | 3982 | MROW | MRO West | WDS | 47.2 |  | 186423 | 3059517.149 | 8.4228 | 0.090362 | 0.005506 | EPA/NEI; Estimated using an emission factor | 3059517.149 | 8.4228
2021 | WI | Beloit Memorial Hospital Power Plant | 62117 | MROE | MRO East | NG | 3 | 1 | 73.5 | 730 | 0.00015403 | 0.0041913 | 0.000422 | Estimated using an emission factor | 730 | 0.00015403
2021 | WI | Berlin Landfill Gas | 56069 | MROE | MRO East | LFG | 2.4 |  | 13299.999 | 164787.999 | 1.2112 | 0.18213 | 0.0147 | Estimated using an emission factor | 164787.999 | 1.2112
2021 | WI | Big Falls | 3983 | MROW | MRO West | WAT | 7.7 |  | 37091.999 |  |  | 0 |  |  |  | 0
2021 | WI | Biron | 3971 | MROE | MRO East | WAT | 5.6 |  | 34477.001 |  |  | 0 |  |  |  | 0
2021 | WI | Biron Mill | 10234 | MROE | MRO East | NG | 61.6 | 0.39222 | 217119.03 | 1759210.527 | 10.0892 | 0.092937 | 0.01147 | NEI avg EF - PM, fuel type | 4485271.229 | 25.7235
2021 | WI | Blount Street | 3992 | MROE | MRO East | NG | 100 |  | 5260 | 141002.182 | 0.50324 | 0.19135 | 0.0071381 | EPA/NEI; Estimated using an emission factor | 141002.182 | 0.50324
2021 | WI | Blue Prairie Solar, LLC | 64698 | MROW | MRO West | SUN | 2.5 |  | 655 |  |  | 0 |  |  |  | 0
2021 | WI | Blue Sky Green Field Wind Project | 56391 | RFCW | RFC West | WND | 145.2 |  | 299631 |  |  | 0 |  |  |  | 0
2021 | WI | Brule | 1775 | RFCW | RFC West | WAT | 5.3 |  | 16475 |  |  | 0 |  |  |  | 0
2021 | WI | Butler Ridge | 56647 | MROE | MRO East | WND | 54 |  | 131642 |  |  | 0 |  |  |  | 0
2021 | WI | Caldron Falls | 4061 | MROE | MRO East | WAT | 6.4 |  | 14592 |  |  | 0 |  |  |  | 0
2021 | WI | Capitol Heat and Power | 54406 | MROE | MRO East | DFO | 2 |  | 0
2021 | WI | Cashton | 4107 | MROW | MRO West | DFO | 3.5 |  | 0
2021 | WI | Cashton Greens Wind Farm | 57968 | MROW | MRO West | WND | 5 |  | 10548 |  |  | 0 |  |  |  | 0
2021 | WI | Cashton Solar | 62858 | MROW | MRO West | SUN | 2 |  | 2877 |  |  | 0 |  |  |  | 0
2021 | WI | Castle Rock | 4079 | MROE | MRO East | WAT | 15 |  | 95874 |  |  | 0 |  |  |  | 0
2021 | WI | Cedar Falls (WI) | 3998 | MROW | MRO West | WAT | 6 |  | 35100 |  |  | 0 |  |  |  | 0
2021 | WI | Cedar Ridge | 56347 | MROE | MRO East | WND | 67.7 |  | 164637 |  |  | 0 |  |  |  | 0
2021 | WI | Chippewa Falls | 4000 | MROW | MRO West | WAT | 21.6 |  | 62131.002 |  |  | 0 |  |  |  | 0
2021 | WI | Clam River Dam | 4018 | MROW | MRO West | WAT | 1.2 |  | 4488.999 |  |  | 0 |  |  |  | 0
2021 | WI | Columbia | 8023 | MROE | MRO East | RC | 1112 |  | 5906813 | 66731055.04 | 207.4977 | 0.070257 | 0.0062189 | EPA/NEI | 66731055.04 | 207.4977
2021 | WI | Combined Locks | 4201 | RFCW | RFC West | WAT | 6.2 |  | 40375 |  |  | 0 |  |  |  | 0
2021 | WI | Concord | 7159 | RFCW | RFC West | NG | 381.6 |  | 142894 | 1997591.339 | 6.5664 | 0.091906 | 0.0065743 | EPA/NEI | 1997591.339 | 6.5664
2021 | WI | Conrath DPC Solar | 60889 | MROW | MRO West | SUN | 1 |  | 1548 |  |  | 0 |  |  |  | 0
2021 | WI | Consumer Operations LLC | 10360 | MROE | MRO East | NG | 90.8 | 0.30503 | 217075 | 1173620.234 | 5.0531 | 0.046556 | 0.0086111 | EPA/NEI; Estimated using an emission factor | 3847532.102 | 16.5657
2021 | WI | Cornell | 6086 | MROW | MRO West | WAT | 35.3 |  | 81851 |  |  | 0 |  |  |  | 0
2021 | WI | Cumberland (WI) | 4112 | MROW | MRO West | DFO | 21.9 |  | 230.001 | 2316 | 0.16091 | 1.3992 | 0.13895 | Estimated using an emission factor | 2316 | 0.16091
2021 | WI | Cumberland Solar | 62849 | MROW | MRO West | SUN | 2.5 |  | 4448 |  |  | 0 |  |  |  | 0
2021 | WI | Custer Energy Center | 7795 | MROE | MRO East | NG | 24.5 |  | 2277 | 40877 | 0.16385 | 0.14391 | 0.0080165 | NEI avg EF - PM, fuel type | 40877 | 0.16385
2021 | WI | Dairyland WTE Plant | 59810 | MROE | MRO East | OBG | 1.4 |  | 0
2021 | WI | Danbury Dam | 4019 | MROW | MRO West | WAT | 1 |  | 1050 |  |  | 0 |  |  |  | 0
2021 | WI | Danbury Diesel | 55998 | MROW | MRO West | DFO | 7.8 |  | 0
2021 | WI | Dane County Airport Solar | 64080 | MROE | MRO East | SUN | 10.8 |  | 16693 |  |  | 0 |  |  |  | 0
2021 | WI | Deertrack Park Gas Recovery | 56520 | RFCW | RFC West | LFG | 6.4 |  | 34544 | 425426 | 3.1269 | 0.18104 | 0.0147 | Estimated using an emission factor | 425426 | 3.1269
2021 | WI | Dells | 4002 | MROW | MRO West | WAT | 12.3 |  | 40346.001 |  |  | 0 |  |  |  | 0
2021 | WI | Depere Energy Center | 55029 | MROE | MRO East | NG | 192.3 | 1 | 175023 | 2013315.73 | 6.5437 | 0.074775 | 0.0065004 | EPA/NEI | 2013315.73 | 6.5437
2021 | WI | Diesel Generators | 56070 | MROE | MRO East | DFO | 54 |  | 885 | 7900 | 1.2245 | 2.7672 | 0.31 | Estimated using an emission factor | 7900 | 1.2245
2021 | WI | Domtar Paper Company Rothschild | 50190 | MROE | MRO East | WAT | 4.4 | 1 | 6212 |  |  | 0 |  |  |  | 0
2021 | WI | Downsville DPC Solar | 60892 | MROW | MRO West | SUN | 1 |  | 1784 |  |  | 0 |  |  |  | 0
2021 | WI | Du Bay | 3972 | MROE | MRO East | WAT | 7.2 |  | 43512.001 |  |  | 0 |  |  |  | 0
2021 | WI | Edgewater (4050) | 4050 | MROE | MRO East | SUB | 413.7 |  | 2310548 | 25629492.093 | 195.313 | 0.16906 | 0.015241 | EPA/NEI | 25629492.093 | 195.313
2021 | WI | Elk Mound Generating Station | 7863 | MROW | MRO West | NG | 71 |  | 63189 | 803923 | 5.0946 | 0.16125 | 0.012674 | EPA/NEI | 803923 | 5.0946
2021 | WI | Elm Road Generating Station | 56068 | RFCW | RFC West | RC | 1402.6 |  | 7703887 | 73935049.769 | 86.708 | 0.02251 | 0.0023455 | EPA/NEI | 73935049.769 | 86.708
2021 | WI | Elroy | 4113 | MROW | MRO West | DFO | 6.6 |  | 91 | 910 | 0.14105 | 3.1 | 0.31 | Estimated using an emission factor | 910 | 0.14105
2021 | WI | Elroy Solar | 62868 | MROW | MRO West | SUN | 1.5 |  | 2300 |  |  | 0 |  |  |  | 0
2021 | WI | ENGIE 2020 ProjectCo-WI1 LLC | 65659 | MROE | MRO East | SUN | 1 |  | 0
2021 | WI | Epic Verona | 62676 | MROE | MRO East | SUN | 43.2 |  | 2711 | 3198.996 | 0.49584 | 0.3658 | 0.31 | EPA/NEI; Estimated using an emission factor | 3198.996 | 0.49584
2021 | WI | Fairbanks Morse Engine | 56937 | MROE | MRO East | DFO | 1.5 |  | 10 | 78 | 0.01209 | 2.418 | 0.31 | Estimated using an emission factor | 78 | 0.01209
2021 | WI | FCPC Renewable Generation | 59931 | RFCW | RFC West | OBG | 2.2 | 0.61458 | 5242 | 23842.552 | 0.17524 | 0.066861 | 0.0147 | Estimated using an emission factor | 38795 | 0.28514
2021 | WI | Fennimore | 4114 | MROW | MRO West | DFO | 7.4 |  | 46 | 442.002 | 0.06851 | 2.9787 | 0.31 | Estimated using an emission factor | 442.002 | 0.06851
2021 | WI | Fennimore Solar | 62847 | MROW | MRO West | SUN | 3 |  | 4193 |  |  | 0 |  |  |  | 0
2021 | WI | Fiber Recovery, Inc. | 61652 | MROE | MRO East | LFG | 2.4 | 1 | 15762 | 173343.999 | 1.2741 | 0.16166 | 0.0147 | Estimated using an emission factor | 173343.999 | 1.2741
2021 | WI | Fitchburg Generating Station | 3991 | MROE | MRO East | NG | 57.6 |  | 586 | 13838.4 | 0.055468 | 0.18931 | 0.0080165 | NEI avg EF - PM, fuel type, firing type | 13838.4 | 0.055468
2021 | WI | Flambeau Crowley Rapids Project | 55684 | MROW | MRO West | WAT | 1.5 |  | 4634 |  |  | 0 |  |  |  | 0
2021 | WI | Flambeau Hydroelectric Station | 4142 | MROW | MRO West | WAT | 22 |  | 60473.001 |  |  | 0 |  |  |  | 0
2021 | WI | Flambeau Lower Project | 55685 | MROW | MRO West | WAT | 1.2 |  | 3485.001 |  |  | 0 |  |  |  | 0
2021 | WI | Flambeau Solar Partners | 61595 | MROW | MRO West | SUN | 2.5 |  | 4655 |  |  | 0 |  |  |  | 0
2021 | WI | Forward Wind Energy Center | 56942 | RFCW | RFC West | WND | 129 |  | 127648 |  |  | 0 |  |  |  | 0
2021 | WI | Fox Energy Center | 56031 | RFCW | RFC West | NG | 618.8 |  | 4165517 | 28884960.669 | 47.5301 | 0.022821 | 0.003291 | EPA/NEI | 28884960.669 | 47.5301
2021 | WI | Frederic Diesel | 4020 | MROW | MRO West | DFO | 13.7 |  | 0
2021 | WI | French Island | 4005 | MROW | MRO West | DFO | 188 |  | 62886 | 74389.3 | 1.5219 | 0.048403 | 0.040918 | EPA/NEI | 74389.3 | 1.5219
2021 | WI | Galactic Wind | 62161 | MROE | MRO East | WND | 9.9 |  | 20717 |  |  | 0 |  |  |  | 0
2021 | WI | Genoa | 4143 | MROW | MRO West | SUB | 345.6 |  | 406868 | 4451182.138 | 3.6191 | 0.01779 | 0.0016261 | EPA/NEI | 4451182.138 | 3.6191
2021 | WI | Georgia-Pacific Corp - Nekoosa Mill | 50395 | MROE | MRO East | BLQ | 39 | 0.42567 | 163636 | 799025.314 | 3.6854 | 0.045044 | 0.0092247 | EPA/NEI; Estimated using an emission factor | 1877090.783 | 8.6578
2021 | WI | Germantown Power Plant | 6253 | RFCW | RFC West | NG | 335.7 |  | 27222.001 | 488929.561 | 1.7881 | 0.13137 | 0.0073141 | EPA/NEI | 488929.561 | 1.7881
2021 | WI | GL Dairy Biogas | 58219 | MROE | MRO East | OBG | 2 |  | 8488 | 99667 | 0.73255 | 0.17261 | 0.0147 | Estimated using an emission factor | 99667 | 0.73255
2021 | WI | Glacier Hills | 57199 | RFCW | RFC West | WND | 162 |  | 348064 |  |  | 0 |  |  |  | 0
2021 | WI | Gordon | 3976 | MROW | MRO West | DFO | 7 |  | 0
2021 | WI | Grandfather Falls | 4063 | MROE | MRO East | WAT | 17.2 |  | 92306 |  |  | 0 |  |  |  | 0
2021 | WI | Grantsburg Diesel | 4021 | MROW | MRO West | DFO | 6.4 |  | 64.999 | 656.999 | 0.10183 | 3.1334 | 0.31 | Estimated using an emission factor | 656.999 | 0.10183
2021 | WI | Hat Rapids | 4064 | MROE | MRO East | WAT | 1.7 |  | 8217.001 |  |  | 0 |  |  |  | 0
2021 | WI | High Falls (WI) | 4065 | MROE | MRO East | WAT | 7 |  | 28028 |  |  | 0 |  |  |  | 0
2021 | WI | Holcombe | 4007 | MROW | MRO West | WAT | 33.9 |  | 93198 |  |  | 0 |  |  |  | 0
2021 | WI | HQC Rock River Solar Power Gen Station | 60573 | MROE | MRO East | SUN | 2.1 |  | 2991 |  |  | 0 |  |  |  | 0
2021 | WI | IKEA Oak Creek Rooftop PV System | 61816 | RFCW | RFC West | SUN | 1.2 |  | 1380 |  |  | 0 |  |  |  | 0
2021 | WI | Island Street Peaking Plant | 55836 | RFCW | RFC West | NG | 60.5 |  | 12814 | 159715.405 | 1.6998 | 0.26531 | 0.021285 | EPA/NEI | 159715.405 | 1.6998
2021 | WI | J P Madgett | 4271 | MROW | MRO West | SUB | 387 |  | 1721629 | 20454087.517 | 14.8217 | 0.017218 | 0.0014493 | EPA/NEI | 20454087.517 | 14.8217
2021 | WI | Jefferson Solar Park | 59771 | RFCW | RFC West | SUN | 1 |  | 1115 |  |  | 0 |  |  |  | 0
2021 | WI | Jim Falls | 4008 | MROW | MRO West | WAT | 59.8 |  | 123451.001 |  |  | 0 |  |  |  | 0
2021 | WI | Johnson Falls | 4067 | MROE | MRO East | WAT | 3.4 |  | 10826 |  |  | 0 |  |  |  | 0
2021 | WI | Kaukauna City Hydro | 7822 | RFCW | RFC West | WAT | 4.8 |  | 36491 |  |  | 0 |  |  |  | 0
2021 | WI | Kaukauna Gas Turbine | 4118 | RFCW | RFC West | NG | 18 |  | 2268 | 38235 | 0.15326 | 0.13515 | 0.0080165 | NEI avg EF - PM, fuel type | 38235 | 0.15326
2021 | WI | Kaukauna Paper Mill | 54098 | RFCW | RFC West | BIT | 44.6 | 0.14351 | 188330 | 1057980.694 | 6.5329 | 0.069377 | 0.01235 | NEI avg EF - PM, fuel type | 7371964.23 | 45.5211
2021 | WI | Kilbourn | 4053 | MROE | MRO East | WAT | 9.7 |  | 63786.001 |  |  | 0 |  |  |  | 0
2021 | WI | Kimberly Mill | 54885 | RFCW | RFC West | WAT | 2.1 |  | 13956.999 |  |  | 0 |  |  |  | 0
2021 | WI | La Farge | 4124 | MROW | MRO West | DFO | 1.5 |  | 6 | 118 | 0.01829 | 6.0967 | 0.31 | Estimated using an emission factor | 118 | 0.01829
2021 | WI | LAC Courte Oreilles Hydroelect | 10453 | MROW | MRO West | WAT | 3.4 |  | 7109.999 |  |  | 0 |  |  |  | 0
2021 | WI | Ladysmith Dam | 3986 | MROW | MRO West | WAT | 3.4 |  | 11048.001 |  |  | 0 |  |  |  | 0
2021 | WI | Lafayette DPC Solar | 60888 | MROW | MRO West | SUN | 1 |  | 1668 |  |  | 0 |  |  |  | 0
2021 | WI | Liberty Pole DPC Solar | 60891 | MROW | MRO West | SUN | 1.1 |  | 2143 |  |  | 0 |  |  |  | 0
2021 | WI | Little Chute | 4119 | RFCW | RFC West | WAT | 3.3 |  | 24903.999 |  |  | 0 |  |  |  | 0
2021 | WI | Little Quinnesec Falls Hydro Project | 57190 | MROE | MRO East | WAT | 9 |  | 61642.999 |  |  | 0 |  |  |  | 0
2021 | WI | Manitowoc | 4125 | MROE | MRO East | PC | 117.4 | 0.763 | 238526 | 2389999.449 | 13.3854 | 0.11223 | 0.011201 | EPA/NEI | 3132359.943 | 17.543
2021 | WI | Marathon Electric | 50990 | MROE | MRO East | DFO | 1.8 |  | 0
2021 | WI | Marshfield Utilities Combustion Turbine | 56480 | MROE | MRO East | NG | 60.4 |  | 7126 | 80187.325 | 1.3441 | 0.37723 | 0.033523 | EPA/NEI | 80187.325 | 1.3441
2021 | WI | Medford DPC Solar | 60894 | MROW | MRO West | SUN | 2 |  | 2939 |  |  | 0 |  |  |  | 0
2021 | WI | Menomonie | 4009 | MROW | MRO West | WAT | 5.4 |  | 24541 |  |  | 0 |  |  |  | 0
2021 | WI | Merrill | 4068 | MROE | MRO East | WAT | 2.3 |  | 9283 |  |  | 0 |  |  |  | 0
2021 | WI | Metro Gas Recovery | 50576 | RFCW | RFC West | LFG | 9.2 |  | 38932 | 606086 | 5.7354 | 0.29464 | 0.018926 | Estimated using an emission factor | 606086 | 5.7354
2021 | WI | Middleton Airport Solar | 62731 | MROE | MRO East | SUN | 5 |  | 8270 |  |  | 0 |  |  |  | 0
2021 | WI | MMSD Jones Island Wastewater | 54851 | RFCW | RFC West | NG | 31.3 | 0.4838 | 81340.999 | 445611.905 | 2.6757 | 0.06579 | 0.012009 | EPA/NEI; Estimated using an emission factor | 921067.999 | 5.5306
2021 | WI | MMSD South Shore Wastewater | 55525 | RFCW | RFC West | OBG | 5.1 | 0.69094 | 33911 | 183754.517 | 1.3506 | 0.079655 | 0.0147 | Estimated using an emission factor | 265948.998 | 1.9547
2021 | WI | Montfort Wind Energy Center | 55742 | RFCW | RFC West | WND | 30 |  | 52038 |  |  | 0 |  |  |  | 0
2021 | WI | Mosinee Mill | 50614 | MROE | MRO East | BLQ | 23.4 | 0.18033 | 126960.001 | 689786.152 | 4.7378 | 0.074634 | 0.013737 | EPA/NEI; Estimated using an emission factor | 3825018.744 | 26.2721
2021 | WI | Mt. Hope DPC Solar | 60893 | MROE | MRO East | SUN | 1 |  | 1903 |  |  | 0 |  |  |  | 0
2021 | WI | Neenah Energy Facility | 55135 | RFCW | RFC West | NG | 371 |  | 463276 | 5249117.1 | 13.1558 | 0.056795 | 0.0050126 | EPA/NEI | 5249117.1 | 13.1558
2021 | WI | New Auburn DPC Solar | 60936 | MROW | MRO West | SUN | 2.5 |  | 4946 |  |  | 0 |  |  |  | 0
2021 | WI | New Badger | 4120 | RFCW | RFC West | WAT | 8.2 |  | 34036 |  |  | 0 |  |  |  | 0
2021 | WI | New Lisbon | 4130 | MROW | MRO West | DFO | 8.3 |  | 46 | 458.001 | 0.07099 | 3.0865 | 0.31 | Estimated using an emission factor | 458.001 | 0.07099
2021 | WI | New Lisbon Solar | 62848 | MROW | MRO West | SUN | 2.5 |  | 3751 |  |  | 0 |  |  |  | 0
2021 | WI | Nine Springs | 9674 | MROE | MRO East | NG | 16.2 |  | 12 | 354 | 0.0014189 | 0.23649 | 0.0080165 | NEI avg EF - PM, fuel type | 354 | 0.0014189
2021 | WI | O'Brien Solar Fields | 64590 | MROE | MRO East | SUN | 22.1 |  | 22728 |  |  | 0 |  |  |  | 0
2021 | WI | Oconto Falls Lower | 50439 | RFCW | RFC West | WAT | 2 |  | 8478 |  |  | 0 |  |  |  | 0
2021 | WI | Oconto Falls Upper | 4044 | RFCW | RFC West | WAT | 1.1 |  | 7382.001 |  |  | 0 |  |  |  | 0
2021 | WI | Omega Hills Gas Recovery | 50577 | RFCW | RFC West | LFG | 12.8 |  | 78672 | 1412654 | 15.2567 | 0.38785 | 0.0216 | Estimated using an emission factor | 1412654 | 15.2567
2021 | WI | Onalaska Campus Landfill Biogas | 57824 | MROW | MRO West | LFG | 1.1 |  | 4355 | 50129 | 0.36845 | 0.16921 | 0.0147 | Estimated using an emission factor | 50129 | 0.36845
2021 | WI | Packaging of America Tomahawk Mill | 50476 | MROE | MRO East | WDS | 18.7 | 0.10168 | 109495.175 | 608436.251 | 2.9123 | 0.053195 | 0.009573 | EPA/NEI; Estimated using an emission factor | 5983549.455 | 28.6403
2021 | WI | Paris | 7270 | RFCW | RFC West | NG | 381.6 |  | 146646 | 2074006.606 | 6.7805 | 0.092474 | 0.0065386 | EPA/NEI | 2074006.606 | 6.7805
2021 | WI | Park Mill | 50408 | MROE | MRO East | WAT | 2.1 |  | 13476 |  |  | 0 |  |  |  | 0
2021 | WI | Petenwell | 4080 | MROE | MRO East | WAT | 20 |  | 108240 |  |  | 0 |  |  |  | 0
2021 | WI | Pheasant Run Landfill Gas Recovery | 54661 | RFCW | RFC West | LFG | 8.8 |  | 41058.996 | 501270 | 3.6843 | 0.17947 | 0.0147 | Estimated using an emission factor | 501270 | 3.6843
2021 | WI | Pine | 4045 | RFCW | RFC West | WAT | 3.2 |  | 12773 |  |  | 0 |  |  |  | 0
2021 | WI | Point Beach Nuclear Plant | 4046 | RFCW | RFC West | NUC | 1311 |  | 9969968 | 3613 | 0.029729 | 5.9638e-06 | 0.016457 | EPA/NEI; Estimated using an emission factor | 3613 | 0.029729
2021 | WI | Point Beach Solar | 64431 | MROE | MRO East | SUN | 100 |  | 38481 |  |  | 0 |  |  |  | 0
2021 | WI | Port Edwards Mill | 54103 | MROE | MRO East | WAT | 6.7 |  | 31041 |  |  | 0 |  |  |  | 0
2021 | WI | Port Washington Generating Station | 4040 | RFCW | RFC West | NG | 1208.8 |  | 7039522 | 48959594.298 | 47.9345 | 0.013619 | 0.0019581 | EPA/NEI | 48959594.298 | 47.9345
2021 | WI | Potato Rapids | 4071 | MROE | MRO East | WAT | 1.3 |  | 5087.999 |  |  | 0 |  |  |  | 0
2021 | WI | Prairie Du Sac | 4056 | MROE | MRO East | WAT | 33.4 |  | 145117.998 |  |  | 0 |  |  |  | 0
2021 | WI | Pulliam | 4072 | MROE | MRO East | NG | 91 |  | 90526 | 1115466.666 | 3.2959 | 0.072816 | 0.0059094 | EPA/NEI | 1115466.666 | 3.2959
2021 | WI | Quilt Block Wind Farm LLC | 57116 | MROE | MRO East | WND | 98 |  | 363612 |  |  | 0 |  |  |  | 0
2021 | WI | Rapide Croche | 4122 | RFCW | RFC West | WAT | 2.4 |  | 18044 |  |  | 0 |  |  |  | 0
2021 | WI | Rhinelander Mill | 50933 | MROE | MRO East | BIT | 21.3 | 0.048773 | 22354 | 124814.977 | 0.88413 | 0.079103 | 0.014167 | EPA/NEI; Estimated using an emission factor | 2559115.795 | 18.1275
2021 | WI | Rice Lake Solar Array | 64714 | MROW | MRO West | SUN | 3.8 |  | 3533 |  |  | 0 |  |  |  | 0
2021 | WI | Richland Center Renewable Energy LLC | 58834 | MROE | MRO East | OBG | 1.8 | 0.73649 | 8116 | 77955.25 | 0.57297 | 0.1412 | 0.0147 | Estimated using an emission factor | 105847 | 0.77798
2021 | WI | Ridgeview | 55925 | RFCW | RFC West | LFG | 4.8 |  | 33319.998 | 420772.002 | 3.0927 | 0.18563 | 0.0147 | Estimated using an emission factor | 420772.002 | 3.0927
2021 | WI | Riverside Energy Center | 55641 | MROE | MRO East | NG | 674.9 |  | 3226607 | 35811598.427 | 40.2032 | 0.02492 | 0.0022453 | EPA/NEI | 35811598.427 | 40.2032
2021 | WI | Rockgen Energy Center | 55391 | MROE | MRO East | NG | 561 |  | 682743.999 | 7875029.975 | 14.6203 | 0.042828 | 0.0037131 | EPA/NEI | 7875029.975 | 14.6203
2021 | WI | Rothschild Biomass Cogeneration Facility | 58124 | MROE | MRO East | WDS | 57.5 | 0.15878 | 113128 | 674812.226 | 0.67481 | 0.01193 | 0.002 | EPA/NEI | 4249970.779 | 4.25
2021 | WI | Sand Lake DPC Solar | 60957 | MROW | MRO West | SUN | 1 |  | 2383 |  |  | 0 |  |  |  | 0
2021 | WI | Sandstone Rapids | 4074 | MROE | MRO East | WAT | 3.8 |  | 11162 |  |  | 0 |  |  |  | 0
2021 | WI | Sauk DPC Solar | 60887 | MROW | MRO West | SUN | 1 |  | 1487 |  |  | 0 |  |  |  | 0
2021 | WI | Saxon Falls | 1756 | MROW | MRO West | WAT | 1.6 |  | 6592 |  |  | 0 |  |  |  | 0
2021 | WI | Shamrock Solar LLC | 65087 | MROW | MRO West | SUN | 3 |  | 0
2021 | WI | Sheboygan Falls Energy Facility | 56166 | MROE | MRO East | NG | 346.8 |  | 358209 | 4071859.984 | 5.3586 | 0.029919 | 0.002632 | EPA/NEI | 4071859.984 | 5.3586
2021 | WI | Shirley Wind | 57553 | MROE | MRO East | WND | 20 |  | 53160 |  |  | 0 |  |  |  | 0
2021 | WI | Solon Diesel | 7058 | MROW | MRO West | DFO | 8 |  | 0
2021 | WI | South Fond Du Lac | 7203 | MROE | MRO East | NG | 381.6 |  | 31919 | 1141851.286 | 4.0016 | 0.25073 | 0.0070089 | EPA/NEI | 1141851.286 | 4.0016
2021 | WI | South Oak Creek | 4041 | RFCW | RFC West | RC | 1240 |  | 4475795 | 49970794.749 | 72.796 | 0.032529 | 0.0029135 | EPA/NEI | 49970794.749 | 72.796
2021 | WI | Spooner Solar Array | 64976 | MROW | MRO West | SUN | 2 |  | 1774 |  |  | 0 |  |  |  | 0
2021 | WI | St Croix Falls | 4011 | MROW | MRO West | WAT | 23.2 |  | 95667 |  |  | 0 |  |  |  | 0
2021 | WI | Stevens Point | 3973 | MROE | MRO East | WAT | 4.8 |  | 29923.998 |  |  | 0 |  |  |  | 0
2021 | WI | Stevens Point Mill | 55861 | MROE | MRO East | NG | 7.6 | 0.08628 | 16991 | 104984.742 | 0.49919 | 0.05876 | 0.0095098 | NEI avg EF - PM, fuel type | 1216790 | 5.7857
2021 | WI | Stiles | 4147 | MROE | MRO East | WAT | 1 |  | 4155 |  |  | 0 |  |  |  | 0
2021 | WI | Strobus | 64862 | MROW | MRO West | SUN | 1.5 |  | 80 |  |  | 0 |  |  |  | 0
2021 | WI | Stromland Solar | 65088 | MROW | MRO West | SUN | 3 |  | 0
2021 | WI | Sycamore (WI) | 3993 | MROE | MRO East | NG | 41.6 |  | -165 | 1021 | 0.0040924 | 0 | 0.0080165 | NEI avg EF - PM, fuel type | 1021 | 0.0040924
2021 | WI | Thornapple | 3988 | MROW | MRO West | WAT | 1.4 |  | 3482 |  |  | 0 |  |  |  | 0
2021 | WI | Timberline Trail Gas Recovery | 56525 | MROW | MRO West | LFG | 3.2 |  | 18471 | 245107 | 1.8015 | 0.19507 | 0.0147 | Estimated using an emission factor | 245107 | 1.8015
2021 | WI | Tomahawk | 4075 | MROE | MRO East | WAT | 2.6 |  | 13473 |  |  | 0 |  |  |  | 0
2021 | WI | Trego | 4012 | MROW | MRO West | WAT | 1.2 |  | 7721 |  |  | 0 |  |  |  | 0
2021 | WI | Twin Falls (WI) | 59836 | RFCW | RFC West | WAT | 9.2 |  | 37996 |  |  | 0 |  |  |  | 0
2021 | WI | Two Creeks Solar | 63105 | MROE | MRO East | SUN | 150 |  | 196818 |  |  | 0 |  |  |  | 0
2021 | WI | UW Madison Charter Street Plant | 54408 | MROE | MRO East | NG | 11 | 0.014064 | 7934.6 | 47496.419 | 0.22585 | 0.056927 | 0.00951 | EPA/NEI; Estimated using an emission factor | 3377233.258 | 16.0584
2021 | WI | Valley (WEPCO) | 4042 | RFCW | RFC West | NG | 274.7 | 0.31212 | 318670 | 2310093.17 | 3.4173 | 0.021447 | 0.0029586 | EPA/NEI | 7401354.484 | 10.9486
2021 | WI | Viola | 4139 | MROW | MRO West | DFO | 1.8 |  | 9 | 102 | 0.01581 | 3.5133 | 0.31 | Estimated using an emission factor | 102 | 0.01581
2021 | WI | Viresco Turtle Lake | 58747 | MROW | MRO West | OBG | 3.2 | 0.41719 | 8636 | 43265.277 | 0.318 | 0.073645 | 0.0147 | Estimated using an emission factor | 103707 | 0.76225
2021 | WI | Warren DPC Solar | 60890 | MROW | MRO West | SUN | 2.2 |  | 3955 |  |  | 0 |  |  |  | 0
2021 | WI | Washington Island | 4148 | MROE | MRO East | DFO | 5 |  | 15 | 216 | 0.03348 | 4.464 | 0.31 | Estimated using an emission factor | 216 | 0.03348
2021 | WI | Waupun Correctional Central Heating Plt | 54407 | MROE | MRO East | NG | 4.3 | 0 | 0
2021 | WI | Wausau | 4077 | MROE | MRO East | WAT | 5.4 |  | 30489.999 |  |  | 0 |  |  |  | 0
2021 | WI | Waxdale | 59448 | RFCW | RFC West | NG | 10 | 0.41912 | 37798 | 196371.988 | 1.454 | 0.076933 | 0.014808 | EPA/NEI; Estimated using an emission factor | 468533 | 3.4691
2021 | WI | West Campus Cogeneration Facility | 7991 | MROE | MRO East | NG | 169.3 | 0.70904 | 339690 | 2625858.302 | 1.2955 | 0.0076276 | 0.00098673 | EPA/NEI | 3703384.728 | 1.8271
2021 | WI | West Marinette | 4076 | MROE | MRO East | NG | 270.1 |  | 122744 | 1683538.839 | 6.614 | 0.10777 | 0.0078572 | EPA/NEI | 1683538.839 | 6.614
2021 | WI | West Riverside Energy Center | 64020 | MROE | MRO East | NG | 727.6 |  | 1971841 | 13362531.445 | 35.9022 | 0.036415 | 0.0053736 | EPA/NEI; Estimated using an emission factor | 13362531.445 | 35.9022
2021 | WI | Weston | 4078 | MROE | MRO East | RC | 1103.4 |  | 4766844 | 44027588.893 | 114.7821 | 0.048159 | 0.0052141 | EPA/NEI | 44027588.893 | 114.7821
2021 | WI | Wheaton Generating Plant | 4014 | MROW | MRO West | NG | 247.1 |  | 135822 | 1937750.7 | 30.5956 | 0.45053 | 0.031579 | EPA/NEI; Estimated using an emission factor | 1937750.7 | 30.5956
2021 | WI | Whistling Winds DPC Solar | 60895 | MROE | MRO East | SUN | 1.5 |  | 2848 |  |  | 0 |  |  |  | 0
2021 | WI | White River (WI) | 3989 | MROW | MRO West | WAT | 1 |  | 4362 |  |  | 0 |  |  |  | 0
2021 | WI | Whitewater Cogeneration Facility | 55011 | RFCW | RFC West | NG | 283.5 | 0.82031 | 868516.66 | 5913433.386 | 15.8881 | 0.036587 | 0.0053736 | NEI avg EF - PM, fuel type, firing type | 7208780.177 | 19.3684
2021 | WI | Whiting | 3975 | MROE | MRO East | WAT | 5.1 |  | 24847.997 |  |  | 0 |  |  |  | 0
2021 | WI | Wind Turbine | 7886 | MROE | MRO East | WND | 11 |  | 14911 |  |  | 0 |  |  |  | 0
2021 | WI | Winnebago County Landfill Gas | 50936 | MROE | MRO East | LFG | 3.9 | 0.5525 | 14800.001 | 99837.813 | 0.73381 | 0.099163 | 0.0147 | Estimated using an emission factor | 180702.001 | 1.3282
2021 | WI | Winter | 8013 | MROW | MRO West | DFO | 5.6 |  | -81 | 0 | 0 | 0 |  | Estimated using an emission factor | 0 | 0
2021 | WI | Wisconsin Rapids | 3974 | MROE | MRO East | WAT | 8.8 |  | 51468.002 |  |  | 0 |  |  |  | 0
2021 | WI | Wisconsin Rapids Pulp Mill | 10477 | MROE | MRO East | NG | 72.3 | 0 | 0 | 0 | 0 |  |  | NEI avg EF - PM, fuel type | 579879.749 | 2.7573
2021 | WI | Wissota | 4015 | MROW | MRO West | WAT | 39.4 |  | 127832 |  |  | 0 |  |  |  | 0
2021 | WV | AEP Milton NaS | 59995 | RFCW | RFC West | MWH | 2 |  | 0
2021 | WV | Axiall Corporation Natrium Plant | 50491 | RFCW | RFC West | NG | 115.5 | 0.44581 | 752589.99 | 5068136.579 | 19.6627 | 0.052254 | 0.0077594 | EPA/NEI; Estimated using an emission factor | 11368350.625 | 44.1055
2021 | WV | Beech Ridge Energy LLC | 57151 | RFCW | RFC West | WND | 100.5 |  | 253731 |  |  | 0 |  |  |  | 0
2021 | WV | Beech Ridge Energy Storage | 60390 | RFCW | RFC West | MWH | 31.5 |  | -12339 | 0 |  | 0 |  |  | 0 | 0
2021 | WV | Beech Ridge II Wind Energy Center | 62482 | RFCW | RFC West | WND | 56.2 |  | 154660 |  |  | 0 |  |  |  | 0
2021 | WV | Belleville Dam | 7594 | RFCW | RFC West | WAT | 42 |  | 316597 |  |  | 0 |  |  |  | 0
2021 | WV | Big Sandy Peaker Plant | 55284 | RFCW | RFC West | NG | 353.4 |  | 286954.002 | 3282138.8 | 10.8311 | 0.07549 | 0.0066 | EPA/NEI | 3282138.8 | 10.8311
2021 | WV | Ceredo Generating Station | 55276 | RFCW | RFC West | NG | 519 |  | 331153.998 | 4020478.1 | 16.1151 | 0.097327 | 0.0080165 | NEI avg EF - PM, fuel type, firing type | 4020478.1 | 16.1151
2021 | WV | Dam No. 4 Hydro Station | 6543 | RFCW | RFC West | WAT | 1.9 |  | 7358 |  |  | 0 |  |  |  | 0
2021 | WV | Dam No. 5 Hydro Station | 6544 | RFCW | RFC West | WAT | 1 |  | 6288 |  |  | 0 |  |  |  | 0
2021 | WV | Fort Martin Power Station | 3943 | RFCW | RFC West | BIT | 1152 |  | 5208498 | 51562038.246 | 689.8219 | 0.26488 | 0.026757 | EPA/NEI | 51562038.246 | 689.8219
2021 | WV | Gauley River Power Partners | 56333 | RFCW | RFC West | WAT | 80 |  | 139455 |  |  | 0 |  |  |  | 0
2021 | WV | Glen Ferris Hydro | 50010 | RFCW | RFC West | WAT | 6.2 |  | 17898.998 |  |  | 0 |  |  |  | 0
2021 | WV | Grant Town Power Plant | 10151 | RFCW | RFC West | WC | 95.7 | 1 | 631409 | 8224031.037 | 197.3742 | 0.62519 | 0.047999 | EPA/NEI | 8224031.037 | 197.3742
2021 | WV | Harrison Power Station | 3944 | RFCW | RFC West | RC | 2052 |  | 11494151 | 117051969.934 | 1432.1099 | 0.24919 | 0.02447 | EPA/NEI | 117051969.934 | 1432.1099
2021 | WV | Hawks Nest Hydro | 50011 | RFCW | RFC West | WAT | 102 |  | 498329 |  |  | 0 |  |  |  | 0
2021 | WV | John E Amos | 3935 | RFCW | RFC West | BIT | 2932.6 |  | 12011111 | 122752259.516 | 240.6703 | 0.040075 | 0.0039212 | EPA/NEI | 122752259.516 | 240.6703
2021 | WV | Laurel Mountain Hybrid | 57447 | RFCW | RFC West | WND | 113.6 |  | 181816 | 0 |  | 0 |  |  | 0 | 0
2021 | WV | London | 6560 | RFCW | RFC West | WAT | 14.4 |  | 59697.999 |  |  | 0 |  |  |  | 0
2021 | WV | Longview Power | 56671 | RFCW | RFC West | BIT | 807.5 |  | 5551798 | 51226202.146 | 579.6382 | 0.20881 | 0.022631 | NEI avg EF - PM, fuel type, firing type | 51226202.146 | 579.6382
2021 | WV | Marmet | 6561 | RFCW | RFC West | WAT | 14.4 |  | 50153.001 |  |  | 0 |  |  |  | 0
2021 | WV | Millville Hydro Station | 6546 | RFCW | RFC West | WAT | 2.8 |  | 10339 |  |  | 0 |  |  |  | 0
2021 | WV | Mitchell (WV) | 3948 | RFCW | RFC West | BIT | 1632.6 |  | 4769104 | 49696485.85 | 54.4402 | 0.02283 | 0.0021909 | EPA/NEI | 49696485.85 | 54.4402
2021 | WV | Morgantown Energy Facility | 10743 | RFCW | RFC West | NG | 68.9 |  |  |  | 12.7845 |  |  | EPA/NEI | 89018.847 | 12.7845
2021 | WV | Mount Storm Power Station | 3954 | SRVC | SERC Virginia/Carolina | BIT | 1680.9 |  | 5508707 | 57367773.104 | 754.4136 | 0.2739 | 0.026301 | EPA/NEI | 57367773.104 | 754.4136
2021 | WV | Mountaineer (1301) | 6264 | RFCW | RFC West | BIT | 1300 |  | 7132758 | 71684682.282 | 103.2944 | 0.028963 | 0.0028819 | EPA/NEI; Estimated using an emission factor | 71684682.282 | 103.2944
2021 | WV | Mountaineer Wind Energy Center | 55986 | RFCW | RFC West | WND | 66 |  | 91219 |  |  | 0 |  |  |  | 0
2021 | WV | NedPower Mount Storm | 56495 | SRVC | SERC Virginia/Carolina | WND | 264 |  | 566802 |  |  | 0 |  |  |  | 0
2021 | WV | New Creek Wind | 60132 | SRVC | SERC Virginia/Carolina | WND | 103 |  | 303345 |  |  | 0 |  |  |  | 0
2021 | WV | New Martinsville Hannibal Hydro | 50036 | RFCW | RFC West | WAT | 37.4 |  | 228487 |  |  | 0 |  |  |  | 0
2021 | WV | New River Clean Energy | 63246 | RFCW | RFC West | LFG | 3.2 |  | 10166 | 45293 | 0.3329 | 0.065494 | 0.0147 | Estimated using an emission factor | 45293 | 0.3329
2021 | WV | Pinnacle Wind Force LLC | 57595 | RFCW | RFC West | WND | 53.7 |  | 68631 |  |  | 0 |  |  |  | 0
2021 | WV | Pleasants Energy, LLC | 55349 | RFCW | RFC West | NG | 344 |  | 1252463 | 13022036.672 | 38.5396 | 0.061542 | 0.0059191 | EPA/NEI | 13022036.672 | 38.5396
2021 | WV | Pleasants Power Station | 6004 | RFCW | RFC West | RC | 1368 |  | 7582771 | 79542656.228 | 1267.9754 | 0.33444 | 0.031882 | EPA/NEI | 79542656.228 | 1267.9754
2021 | WV | Willow Island Hydroelectric Plant | 57401 | RFCW | RFC West | WAT | 44 |  | 265570 |  |  | 0 |  |  |  | 0
2021 | WV | Winfield | 6562 | RFCW | RFC West | WAT | 24.5 |  | 104391 |  |  | 0 |  |  |  | 0
2021 | WY | Alcova | 6409 | RMPA | WECC Rockies | WAT | 41.4 |  | 78280 |  |  | 0 |  |  |  | 0
2021 | WY | Arvada | 8028 | RMPA | WECC Rockies | NG | 22.5 |  | 870.999 | 14034.999 | 0.056256 | 0.12918 | 0.0080165 | NEI avg EF - PM, fuel type | 14034.999 | 0.056256
2021 | WY | Barber Creek | 8030 | RMPA | WECC Rockies | NG | 22.5 |  | 585 | 9707.001 | 0.038908 | 0.13302 | 0.0080165 | NEI avg EF - PM, fuel type | 9707.001 | 0.038908
2021 | WY | Beaver Creek Gas Plant | 55278 | RMPA | WECC Rockies | NG | 5.9 | 0.33271 | 25692 | 155852.158 | 0.62469 | 0.04863 | 0.0080165 | EPA/NEI; Estimated using an emission factor | 468437 | 1.8776
2021 | WY | Big Sand Draw Plant | 60130 | RMPA | WECC Rockies | NG | 8 |  | 25126 | 262617 | 0.055412 | 0.0044107 | 0.000422 | Estimated using an emission factor | 262617 | 0.055412
2021 | WY | Boysen | 505 | RMPA | WECC Rockies | WAT | 15 |  | 47525 |  |  | 0 |  |  |  | 0
2021 | WY | Buffalo Bill | 7317 | RMPA | WECC Rockies | WAT | 18 |  | 61050 |  |  | 0 |  |  |  | 0
2021 | WY | Campbell Hill Windpower | 57090 | NWPP | WECC Northwest | WND | 99 |  | 301532 |  |  | 0 |  |  |  | 0
2021 | WY | Casper Wind Farm | 57093 | NWPP | WECC Northwest | WND | 17 |  | 14685 |  |  | 0 |  |  |  | 0
2021 | WY | Cedar Springs I | 63914 | NWPP | WECC Northwest | WND | 200 |  | 760259 |  |  | 0 |  |  |  | 0
2021 | WY | Cedar Springs II | 63915 | NWPP | WECC Northwest | WND | 200 |  | 670071 |  |  | 0 |  |  |  | 0
2021 | WY | Cedar Springs III | 63916 | NWPP | WECC Northwest | WND | 133 |  | 528032 |  |  | 0 |  |  |  | 0
2021 | WY | Cheyenne Prairie Generating Station | 57703 | RMPA | WECC Rockies | NG | 140 |  | 364840 | 2819392.158 | 7.9525 | 0.043594 | 0.0056413 | EPA/NEI | 2819392.158 | 7.9525
2021 | WY | Corriedale Wind Energy | 63436 | RMPA | WECC Rockies | WND | 52.5 |  | 218461 |  |  | 0 |  |  |  | 0
2021 | WY | Dave Johnston | 4158 | NWPP | WECC Northwest | RC | 922.2 |  | 3601242 | 43573373.173 | 196.6 | 0.10918 | 0.0090239 | EPA/NEI | 43573373.173 | 196.6
2021 | WY | Dry Fork Station | 56609 | MROW | MRO West | SUB | 483.7 |  | 2943791 | 30505918.737 | 265.8689 | 0.18063 | 0.017431 | NEI avg EF - PM, fuel type, firing type | 30505918.737 | 265.8689
2021 | WY | Dunlap | 57299 | NWPP | WECC Northwest | WND | 129.5 |  | 435043 |  |  | 0 |  |  |  | 0
2021 | WY | Ekola Flats | 62591 | NWPP | WECC Northwest | WND | 250.9 |  | 736904 |  |  | 0 |  |  |  | 0
2021 | WY | Elk Basin Gasoline Plant | 52127 | NWPP | WECC Northwest | OG | 2 | 0.082886 | 8814.39 | 49320.842 | 0.41684 | 0.094581 | 0.016903 | NEI avg EF - PM, fuel type | 595046 | 5.029
2021 | WY | Fontenelle | 4185 | RMPA | WECC Rockies | WAT | 10 |  | 34081 |  |  | 0 |  |  |  | 0
2021 | WY | Foote Creek I | 55607 | NWPP | WECC Northwest | WND | 41.4 |  | 154512 |  |  | 0 |  |  |  | 0
2021 | WY | Fremont Canyon | 4176 | RMPA | WECC Rockies | WAT | 66.8 |  | 191665 |  |  | 0 |  |  |  | 0
2021 | WY | Garland Canal Power Plant | 57551 | NWPP | WECC Northwest | WAT | 2.9 |  | 9080 |  |  | 0 |  |  |  | 0
2021 | WY | General Chemical | 54318 | NWPP | WECC Northwest | BIT | 30 | 0.097775 | 203415 | 1142304.681 | 9.5225 | 0.093626 | 0.016672 | NEI avg EF - PM, fuel type | 11683035.222 | 97.3919
2021 | WY | Genesis Alkali | 57915 | NWPP | WECC Northwest | SUB | 41 | 0.097426 | 244436 | 1357822.822 | 9.1063 | 0.074509 | 0.013413 | NEI avg EF - PM, fuel type | 13937025.027 | 93.4694
2021 | WY | Glendo | 4177 | RMPA | WECC Rockies | WAT | 38 |  | 69829 |  |  | 0 |  |  |  | 0
2021 | WY | Glenrock | 56841 | NWPP | WECC Northwest | WND | 165.6 |  | 466623 |  |  | 0 |  |  |  | 0
2021 | WY | Guernsey | 4178 | RMPA | WECC Rockies | WAT | 6.4 |  | 14692 |  |  | 0 |  |  |  | 0
2021 | WY | Happy Jack Windpower Project | 56960 | RMPA | WECC Rockies | WND | 29.4 |  | 67746 |  |  | 0 |  |  |  | 0
2021 | WY | Hartzog | 8026 | RMPA | WECC Rockies | NG | 22.5 |  | 630.999 | 6287.001 | 0.0252 | 0.079873 | 0.0080165 | NEI avg EF - PM, fuel type | 6287.001 | 0.0252
2021 | WY | Heart Mountain | 6408 | RMPA | WECC Rockies | WAT | 5 |  | 14277 |  |  | 0 |  |  |  | 0
2021 | WY | High Plains | 57040 | NWPP | WECC Northwest | WND | 122.1 |  | 333898 |  |  | 0 |  |  |  | 0
2021 | WY | Jim Bridger | 8066 | NWPP | WECC Northwest | SUB | 2441.9 |  | 10342840 | 112929790.769 | 725.68 | 0.14033 | 0.012852 | EPA/NEI | 112929790.769 | 725.68
2021 | WY | Kortes | 4180 | RMPA | WECC Rockies | WAT | 36 |  | 129453.999 |  |  | 0 |  |  |  | 0
2021 | WY | Lake (WY) | 7039 | NWPP | WECC Northwest | DFO | 2.7 |  | 328 | 4007 | 0.62108 | 3.7871 | 0.31 | Estimated using an emission factor | 4007 | 0.62108
2021 | WY | Laramie River | 6204 | MROW | MRO West | RC | 1863 |  | 8314552 | 102906028.94 | 83.4848 | 0.020082 | 0.0016225 | EPA/NEI | 102906028.94 | 83.4848
2021 | WY | McFadden Ridge | 57039 | NWPP | WECC Northwest | WND | 35.2 |  | 102523 |  |  | 0 |  |  |  | 0
2021 | WY | Medicine Bow | 692 | RMPA | WECC Rockies | WND | 6.2 |  | 18094 |  |  | 0 |  |  |  | 0
2021 | WY | Mountain Wind Power II LLC | 56753 | NWPP | WECC Northwest | WND | 80 |  | 160538 |  |  | 0 |  |  |  | 0
2021 | WY | Mountain Wind Power LLC | 56752 | NWPP | WECC Northwest | WND | 61 |  | 207903 |  |  | 0 |  |  |  | 0
2021 | WY | Naughton | 4162 | NWPP | WECC Northwest | SUB | 832 |  | 2596446 | 29591899.331 | 62.73 | 0.04832 | 0.0042397 | EPA/NEI | 29591899.331 | 62.73
2021 | WY | Neil Simpson II | 7504 | RMPA | WECC Rockies | SUB | 130 |  | 702029 | 8854407.77 | 77.4684 | 0.2207 | 0.017498 | EPA/NEI; Estimated using an emission factor | 8854407.77 | 77.4684
2021 | WY | Neil Simpson II (CT2) | 55477 | RMPA | WECC Rockies | NG | 40 |  | 16321 | 170712.784 | 1.7848 | 0.21871 | 0.020909 | EPA/NEI | 170712.784 | 1.7848
2021 | WY | Old Faithful | 2196 | NWPP | WECC Northwest | DFO | 2 |  | 361 | 3516 | 0.54498 | 3.0193 | 0.31 | Estimated using an emission factor | 3516 | 0.54498
2021 | WY | Pilot Butte | 674 | RMPA | WECC Rockies | WAT | 1.6
2021 | WY | Pioneer Wind Park, LLC | 60259 | NWPP | WECC Northwest | WND | 80 |  | 242742 |  |  | 0 |  |  |  | 0
2021 | WY | Rock River I LLC | 55740 | NWPP | WECC Northwest | WND | 50 |  | 107328 |  |  | 0 |  |  |  | 0
2021 | WY | Rolling Hills | 56842 | NWPP | WECC Northwest | WND | 115.8 |  | 296559 |  |  | 0 |  |  |  | 0
2021 | WY | Roundhouse Wind Energy Project | 63133 | RMPA | WECC Rockies | WND | 226 |  | 842304 |  |  | 0 |  |  |  | 0
2021 | WY | Seminoe | 4182 | RMPA | WECC Rockies | WAT | 51.6 |  | 91095.999 |  |  | 0 |  |  |  | 0
2021 | WY | Seven Mile Hill | 56843 | NWPP | WECC Northwest | WND | 146.2 |  | 478659 |  |  | 0 |  |  |  | 0
2021 | WY | Shoshone (WY) | 4183 | RMPA | WECC Rockies | WAT | 3 |  | 18874 |  |  | 0 |  |  |  | 0
2021 | WY | Shute Creek Facility | 56312 | NWPP | WECC Northwest | NG | 144 | 0.52376 | 836261.001 | 5147191.797 | 20.6312 | 0.049342 | 0.0080165 | NEI avg EF - PM, fuel type | 9827327.001 | 39.3904
2021 | WY | Silver Sage Windpower | 57091 | RMPA | WECC Rockies | WND | 42 |  | 102892 |  |  | 0 |  |  |  | 0
2021 | WY | Simplot Phosphates | 54472 | NWPP | WECC Northwest | OTH | 11.5 | 0.16087 | 87728.74 | 476474.865 | 0.19236 | 0.0043853 | 0.00080743 | EPA/NEI; Estimated using an emission factor | 2961794.372 | 1.1957
2021 | WY | Sinclair Oil Refinery | 54374 | NWPP | WECC Northwest | OG | 6.7 | 0.018296 | 9794.75 | 56785.653 | 0.54201 | 0.11067 | 0.01909 | EPA/NEI; Estimated using an emission factor | 3103649 | 29.6247
2021 | WY | Spirit Mountain | 7541 | RMPA | WECC Rockies | WAT | 4.5 |  | 15584 |  |  | 0 |  |  |  | 0
2021 | WY | Strawberry Creek | 6393 | NWPP | WECC Northwest | WAT | 1.5 |  | 8832.999 |  |  | 0 |  |  |  | 0
2021 | WY | Sweetwater Solar | 61369 | NWPP | WECC Northwest | SUN | 92 |  | 179072 |  |  | 0 |  |  |  | 0
2021 | WY | Swift Creek | 6394 | NWPP | WECC Northwest | WAT | 1.7 |  | 6125 |  |  | 0 |  |  |  | 0
2021 | WY | TB Flats | 62516 | NWPP | WECC Northwest | WND | 503.2 |  | 443268 |  |  | 0 |  |  |  | 0
2021 | WY | Top of the World Windpower Project | 57327 | NWPP | WECC Northwest | WND | 200 |  | 401313 |  |  | 0 |  |  |  | 0
2021 | WY | TransAlta Wyoming Wind | 56093 | NWPP | WECC Northwest | WND | 144 |  | 355971 |  |  | 0 |  |  |  | 0
2021 | WY | Wygen I | 55479 | RMPA | WECC Rockies | SUB | 90 |  | 521516 | 6749283.359 | 58.8222 | 0.22558 | 0.017431 | NEI avg EF - PM, fuel type, firing type | 6749283.359 | 58.8222
2021 | WY | Wygen II | 56319 | RMPA | WECC Rockies | SUB | 95 |  | 649020 | 8165012.805 | 71.1607 | 0.21929 | 0.017431 | NEI avg EF - PM, fuel type, firing type | 8165012.805 | 71.1607
2021 | WY | Wygen III | 56596 | RMPA | WECC Rockies | SUB | 116 |  | 831903 | 9493686.327 | 82.7405 | 0.19892 | 0.017431 | NEI avg EF - PM, fuel type, firing type | 9493686.327 | 82.7405
2021 | WY | Wyodak | 6101 | NWPP | WECC Northwest | SUB | 402.3 |  | 1714823 | 22133741.191 | 81.9 | 0.09552 | 0.0074005 | EPA/NEI | 22133741.191 | 81.9

## 2021 PM State-level Data
Data year | Plant state abbreviation | State annual net generation (MWh) | State annual PM2.5 emissions (tons) | State annual PM2.5 total output emission rate (lb/MWh)
YEAR | PSTATABB | STNGENAN | STPM25AN | STPM25RTA
2021 | AK | 6595817.773 | 1151.2665 | 0.34909
2021 | AL | 142731860.61 | 1550.4332 | 0.021725
2021 | AR | 61100068.005 | 2153.9335 | 0.070505
2021 | AZ | 108500973.376 | 1833.871 | 0.033804
2021 | CA | 196943760.108 | 1997.2951 | 0.020283
2021 | CO | 56832574.334 | 1046.9777 | 0.036844
2021 | CT | 44079943.539 | 256.5364 | 0.01164
2021 | DC | 184480.001 | 8.7684 | 0.095061
2021 | DE | 4305126 | 197.4999 | 0.091751
2021 | FL | 246185265.397 | 8147.6372 | 0.066191
2021 | GA | 124199775.463 | 1684.4142 | 0.027124
2021 | HI | 9180590.002 | 3076.5347 | 0.67023
2021 | IA | 67198724.482 | 1413.8955 | 0.042081
2021 | ID | 16834399.801 | 140.9853 | 0.01675
2021 | IL | 181296445.222 | 3637.2457 | 0.040125
2021 | IN | 94126667.181 | 5619.0471 | 0.11939
2021 | KS | 56573059.816 | 1078.6961 | 0.038135
2021 | KY | 69904814.122 | 19134.5727 | 0.54745
2021 | LA | 97167796.19 | 2767.7022 | 0.056967
2021 | MA | 19429416.602 | 1122.2328 | 0.11552
2021 | MD | 38166718.985 | 642.968 | 0.033693
2021 | ME | 10900945.883 | 411.3679 | 0.075474
2021 | MI | 115299089.641 | 2199.9145 | 0.03816
2021 | MN | 59157704.839 | 903.733 | 0.030553
2021 | MO | 76941409.993 | 3864.0541 | 0.10044
2021 | MS | 67723496.549 | 1549.1602 | 0.04575
2021 | MT | 24947923.138 | 1268.5144 | 0.10169
2021 | NC | 129730297.061 | 3528.135 | 0.054392
2021 | ND | 43032366.995 | 2580.4023 | 0.11993
2021 | NE | 37910897.991 | 606.1274 | 0.031976
2021 | NH | 17193229.589 | 165.7994 | 0.019287
2021 | NJ | 61421799.863 | 859.7753 | 0.027996
2021 | NM | 35073356.999 | 1420.7983 | 0.081019
2021 | NV | 41723320.004 | 1225.2721 | 0.058733
2021 | NY | 123769709.506 | 2762.7027 | 0.044643
2021 | OH | 125609191.275 | 4756.1118 | 0.075729
2021 | OK | 80754585.812 | 1083.8721 | 0.026844
2021 | OR | 61016874.601 | 395.4171 | 0.012961
2021 | PA | 241279607.04 | 4655.6931 | 0.038592
2021 | PR | 18578947.002 | 974.6537 | 0.10492
2021 | RI | 9314561.279 | 175.8255 | 0.037753
2021 | SC | 98113946.629 | 2149.023 | 0.043807
2021 | SD | 17322408.875 | 48.2874 | 0.0055751
2021 | TN | 79057209.281 | 2396.8108 | 0.060635
2021 | TX | 480614368.135 | 11311.8261 | 0.047072
2021 | UT | 42560373.008 | 1980.5146 | 0.093068
2021 | VA | 93103269.048 | 1695.2577 | 0.036417
2021 | VT | 2107702.867 | 50.2889 | 0.047719
2021 | WA | 110808400.626 | 744.9197 | 0.013445
2021 | WI | 64242541.956 | 1112.0732 | 0.034621
2021 | WV | 65836062.988 | 5418.0041 | 0.16459
2021 | WY | 43460743.876 | 1758.5705 | 0.080927

## 2021 Subregion Rates
Data Year | eGRID subregion acronym | eGRID subregion name | Subregion annual net generation (MWh) | PM2.5 Emissions (tons) | PM2.5 Total Output Emission rate (lb/MWh)
YEAR | SUBRGN | SRNAME | SRNGENAN | SRPM25AN | SRPM25RTA
2021 | AKGD | ASCC Alaska Grid | 4923740 | 537 | 0.2182
2021 | AKMS | ASCC Miscellaneous | 1672078 | 614 | 0.7344
2021 | AZNM | WECC Southwest | 167984970 | 4144 | 0.0493
2021 | CAMX | WECC California | 204553916 | 2874 | 0.0281
2021 | ERCT | ERCOT All | 421638208 | 10117 | 0.048
2021 | FRCC | FRCC All | 237351634 | 7903 | 0.0666
2021 | HIMS | HICC Miscellaneous | 2616354 | 1329 | 1.0158
2021 | HIOA | HICC Oahu | 6564236 | 1748 | 0.5325
2021 | MROE | MRO East | 24114781 | 701 | 0.0581
2021 | MROW | MRO West | 242821306 | 6000 | 0.0494
2021 | NEWE | NPCC New England | 103068944 | 2182 | 0.0423
2021 | NWPP | WECC Northwest | 282815849 | 5064 | 0.0358
2021 | NYCW | NPCC NYC/Westchester | 32499681 | 924 | 0.0568
2021 | NYLI | NPCC Long Island | 11938038 | 1302 | 0.2181
2021 | NYUP | NPCC Upstate NY | 85506174 | 678 | 0.0159
2021 | PRMS | Puerto Rico Miscellaneous | 18578947 | 975 | 0.1049
2021 | RFCE | RFC East | 290415250 | 4990 | 0.0344
2021 | RFCM | RFC Michigan | 94434454 | 2161 | 0.0458
2021 | RFCW | RFC West | 521426350 | 18446 | 0.0708
2021 | RMPA | WECC Rockies | 66044054 | 1349 | 0.0409
2021 | SPNO | SPP North | 73370171 | 1393 | 0.038
2021 | SPSO | SPP South | 148803953 | 3440 | 0.0462
2021 | SRMV | SERC Mississippi Valley | 171263642 | 4350 | 0.0508
2021 | SRMW | SERC Midwest | 114130604 | 5658 | 0.0991
2021 | SRSO | SERC South | 253393159 | 3984 | 0.0314
2021 | SRTV | SERC Tennessee Valley | 214888097 | 21880 | 0.2036
2021 | SRVC | SERC Virginia/Carolina | 323326029 | 7976 | 0.0493
2021 | U.S. |  | 4120144619 | 122719 | 0.05957

## Graphs
2018 |  |  |  |  | 2019 | 2020 | 2021
| AKGD | 4923740 | 537 | 0.2182
| AKMS | 1672078 | 614 | 0.7344
| AZNM | 167984970 | 4144 | 0.0493
| CAMX | 204553916 | 2874 | 0.0281
| ERCT | 421638208 | 10117 | 0.048
| FRCC | 237351634 | 7903 | 0.0666
| HIMS | 2616354 | 1329 | 1.0158
| HIOA | 6564236 | 1748 | 0.5325
| MROE | 24114781 | 701 | 0.0581
| MROW | 242821306 | 6000 | 0.0494
| NEWE | 103068944 | 2182 | 0.0423
| NWPP | 282815849 | 5064 | 0.0358
| NYCW | 32499681 | 924 | 0.0568
| NYLI | 11938038 | 1302 | 0.2181
| NYUP | 85506174 | 678 | 0.0159
| PRMS | 18578947 | 975 | 0.1049
| RFCE | 290415250 | 4990 | 0.0344
| RFCM | 94434454 | 2161 | 0.0458
| RFCW | 521426350 | 18446 | 0.0708
| RMPA | 66044054 | 1349 | 0.0409
| SPNO | 73370171 | 1393 | 0.038
| SPSO | 148803953 | 3440 | 0.0462
| SRMV | 171263642 | 4350 | 0.0508
| SRMW | 114130604 | 5658 | 0.0991
| SRSO | 253393159 | 3984 | 0.0314
| SRTV | 214888097 | 21880 | 0.2036
| SRVC | 323326029 | 7976 | 0.0493
PM2.5 Emissions
PM2.5 Emission Rates
Generation
PM2.5 Emissions
PM2.5 Emission Rates
Generation
Generation
PM2.5 Emissions
PM2.5 Emission Rates
PM2.5 Emission Rates
PM2.5 Emissions

## eGRID-NEI Crosswalk
Plant state abbreviation | Plant name | DOE/EIA ORIS plant or facility code | Unit ID | EIS Facility ID | EIS Unit ID
PSTATABB | PNAME | ORISPL | UNITID | EISFID | EISUID
AL | Barry | 3 | 1 | 1056111 | 47671513
AL | Barry | 3 | 2 | 1056111 | 47671213
AL | Barry | 3 | 3 | 1056111 | 47671313
AL | Barry | 3 | 4 | 1056111 | 47671413
AL | Barry | 3 | 5 | 1056111 | 47671613
AL | Barry | 3 | 6A | 1056111 | 47671913
AL | Barry | 3 | 6B | 1056111 | 47672013
AL | Barry | 3 | 7A | 1056111 | 47671713
AL | Barry | 3 | 7B | 1056111 | 47671813
AL | Gadsden | 7 | 1 | 1021011 | 47695513
AL | Gadsden | 7 | 2 | 1021011 | 47695413
AL | Greene County | 10 | 1 | 1036811 | 47690913
AL | Greene County | 10 | 2 | 1036811 | 47691613
AL | Greene County | 10 | CT10 | 1036811 | 47691513
AL | Greene County | 10 | CT2 | 1036811 | 47691413
AL | Greene County | 10 | CT3 | 1036811 | 47690813
AL | Greene County | 10 | CT4 | 1036811 | 47691013
AL | Greene County | 10 | CT5 | 1036811 | 47691713
AL | Greene County | 10 | CT6 | 1036811 | 47691813
AL | Greene County | 10 | CT7 | 1036811 | 47691113
AL | Greene County | 10 | CT8 | 1036811 | 47691913
AL | Greene County | 10 | CT9 | 1036811 | 47691213
AL | E C Gaston | 26 | 1 | 949211 | 47874813
AL | E C Gaston | 26 | 2 | 949211 | 47874513
AL | E C Gaston | 26 | 3 | 949211 | 47875013
AL | E C Gaston | 26 | 4 | 949211 | 47875113
AL | E C Gaston | 26 | 5 | 949211 | 47874613
AL | Colbert | 47 | 1 | 7212811 | 10817613
AL | Colbert | 47 | 2 | 7212811 | 10818413
AL | Colbert | 47 | 3 | 7212811 | 10818313
AL | Colbert | 47 | 4 | 7212811 | 10817313
AL | Colbert | 47 | 5 | 7212811 | 10818213
AL | Colbert | 47 | CCT1 | 7212811 | 10817713
AL | Colbert | 47 | CCT2 | 7212811 | 10817213
AL | Colbert | 47 | CCT3 | 7212811 | 10817813
AL | Colbert | 47 | CCT4 | 7212811 | 10817913
AL | Colbert | 47 | CCT5 | 7212811 | 10818013
AL | Colbert | 47 | CCT6 | 7212811 | 10818113
AL | Colbert | 47 | CCT7 | 7212811 | 10817413
AL | Colbert | 47 | CCT8 | 7212811 | 10817513
AL | McWilliams | 533 | **4 | 967611 | 47843913
AL | McWilliams | 533 | **V1 | 967611 | 47844013
AL | McWilliams | 533 | **V2 | 967611 | 47844113
AL | James H Miller Jr | 6002 | 1 | 1003111 | 62941313
AL | James H Miller Jr | 6002 | 2 | 1003111 | 62941413
AL | James H Miller Jr | 6002 | 3 | 1003111 | 62941513
AL | James H Miller Jr | 6002 | 4 | 1003111 | 62941613
AL | McIntosh (7063) | 7063 | **1 | 1028911 | 46967313
AL | McIntosh (7063) | 7063 | **2 | 1028911 | 83310513
AL | McIntosh (7063) | 7063 | **3 | 1028911 | 83310613
AL | McIntosh (7063) | 7063 | **4 | 1028911 | 95199013
AL | McIntosh (7063) | 7063 | **5 | 1028911 | 95199113
AL | Washington County Cogen (Olin) | 7697 | CC1 | 949511 | 47870713
AL | SABIC Innovative Plastics - Burkville | 7698 | CC1 | 1020111 | 47700413
AL | Plant H. Allen Franklin | 7710 | 1A | 953511 | 47373413
AL | Plant H. Allen Franklin | 7710 | 1B | 953511 | 47373513
AL | Plant H. Allen Franklin | 7710 | 2A | 953511 | 83316413
AL | Plant H. Allen Franklin | 7710 | 2B | 953511 | 83316513
AL | Plant H. Allen Franklin | 7710 | 3A | 953511 | 83316613
AL | Plant H. Allen Franklin | 7710 | 3B | 953511 | 83316713
AL | Theodore Cogeneration | 7721 | CC1 | 1062911 | 47282613
AL | E B Harris Generating Plant | 7897 | 1A | 10583111 | 52263713
AL | E B Harris Generating Plant | 7897 | 1B | 10583111 | 52263813
AL | E B Harris Generating Plant | 7897 | 2A | 10583111 | 52263913
AL | E B Harris Generating Plant | 7897 | 2B | 10583111 | 52264013
AL | International Paper-Prattville Mill | 52140 | Z006 | 7212311 | 10826613
AL | International Paper-Prattville Mill | 52140 | Z008 | 7212311 | 10823813
AL | International Paper-Riverdale Mill | 54096 | X026 | 7213511 | 10806813
AL | International Paper-Riverdale Mill | 54096 | Z007 | 7213511 | 10807613
AL | U S Alliance Coosa Pines | 54216 | AOW#1 | 7441011 | 10860213
AL | U S Alliance Coosa Pines | 54216 | AOW#2 | 7441011 | 10860313
AL | U S Alliance Coosa Pines | 54216 | AOW#3 | 7441011 | 10860413
AL | U S Alliance Coosa Pines | 54216 | AOW#4 | 7441011 | 10860513
AL | WestRock Coated Board | 54802 | X022 | 1000211 | 47796313
AL | WestRock Coated Board | 54802 | Z008 | 1000211 | 47794913
AL | Walton Discover Power Facility | 55138 | 1A | 953311 | 47374313
AL | Walton Discover Power Facility | 55138 | 1B | 953311 | 47374213
AL | Walton Discover Power Facility | 55138 | 2A | 953311 | 47374113
AL | Walton Discover Power Facility | 55138 | 2B | 953311 | 47374013
AL | Hog Bayou Energy Center | 55241 | COG01 | 10560211 | 52352413
AL | Tenaska Lindsay Hill Generating Station | 55271 | CT1 | 560011 | 48133813
AL | Tenaska Lindsay Hill Generating Station | 55271 | CT2 | 560011 | 48133913
AL | Tenaska Lindsay Hill Generating Station | 55271 | CT3 | 560011 | 48134013
AL | Decatur Energy Center | 55292 | CTG-1 | 7916011 | 3536613
AL | Decatur Energy Center | 55292 | CTG-2 | 7916011 | 3536713
AL | Decatur Energy Center | 55292 | CTG-3 | 7916011 | 83264213
AL | Morgan Energy Center | 55293 | CT-1 | 10552611 | 52214513
AL | Morgan Energy Center | 55293 | CT-2 | 10552611 | 52214613
AL | Morgan Energy Center | 55293 | CT-3 | 10552611 | 52214713
AL | Calhoun Generating Facility | 55409 | CT1 | 10569911 | 52269913
AL | Calhoun Generating Facility | 55409 | CT2 | 10569911 | 52270013
AL | Calhoun Generating Facility | 55409 | CT3 | 10569911 | 52270113
AL | Calhoun Generating Facility | 55409 | CT4 | 10569911 | 52270213
AL | Hillabee Energy Center | 55411 | CT1 | 14803411 | 91070013
AL | Hillabee Energy Center | 55411 | CT2 | 14803411 | 91070113
AL | Central Alabama Gen Station | 55440 | CTGDB1 | 10708711 | 58649613
AL | Central Alabama Gen Station | 55440 | CTGDB2 | 10708711 | 58649713
AL | Central Alabama Gen Station | 55440 | CTGDB3 | 10708711 | 58649813
AL | AMEA Sylacauga Plant | 56018 | 1 | 10535111 | 52230213
AL | AMEA Sylacauga Plant | 56018 | 2 | 10535111 | 52230313
AR | Lake Catherine | 170 | 1 | 658911 | 63320213
AR | Lake Catherine | 170 | 2 | 658911 | 63320213
AR | Lake Catherine | 170 | 3 | 658911 | 63320313
AR | Lake Catherine | 170 | 4 | 658911 | 63320413
AR | Thomas Fitzhugh | 201 | 1 | 1117411 | 46792213
AR | Thomas Fitzhugh | 201 | 2 | 1117411 | 46792013
AR | Carl Bailey | 202 | 1 | 1050611 | 63391413
AR | McClellan | 203 | 1 | 976411 | 47097013
AR | White Bluff | 6009 | 1 | 893911 | 46642113
AR | White Bluff | 6009 | 2 | 893911 | 46642213
AR | Flint Creek Power Plant | 6138 | 1 | 1015511 | 48088413
AR | Independence | 6641 | 1 | 1083411 | 46911413
AR | Independence | 6641 | 2 | 1083411 | 46911013
AR | Fulton | 7825 | CT1 | 909411 | 46559713
AR | Pine Bluff Energy Center | 55075 | CT-1 | 7785211 | 2877713
AR | Oswald Generating Station | 55221 | G1 | 210811 | 63446713
AR | Oswald Generating Station | 55221 | G2 | 210811 | 63446813
AR | Oswald Generating Station | 55221 | G3 | 210811 | 63446913
AR | Oswald Generating Station | 55221 | G4 | 210811 | 63447013
AR | Oswald Generating Station | 55221 | G5 | 210811 | 63447113
AR | Oswald Generating Station | 55221 | G6 | 210811 | 63447213
AR | Oswald Generating Station | 55221 | G7 | 210811 | 63447313
AR | Dell Power Plant | 55340 | 1 | 10642211 | 63353913
AR | Dell Power Plant | 55340 | 2 | 10642211 | 63353913
AR | Union Power Station | 55380 | CTG-1 | 1016511 | 48086313
AR | Union Power Station | 55380 | CTG-2 | 1016511 | 48086313
AR | Union Power Station | 55380 | CTG-3 | 1016511 | 48086313
AR | Union Power Station | 55380 | CTG-4 | 1016511 | 48086313
AR | Union Power Station | 55380 | CTG-5 | 1016511 | 48086313
AR | Union Power Station | 55380 | CTG-6 | 1016511 | 48086313
AR | Union Power Station | 55380 | CTG-7 | 1016511 | 48086313
AR | Union Power Station | 55380 | CTG-8 | 1016511 | 48086313
AR | Hot Spring Energy Facility | 55418 | CT-1 | 1119311 | 46771013
AR | Hot Spring Energy Facility | 55418 | CT-2 | 1119311 | 46771113
AR | Magnet Cove Generating Station | 55714 | SN-01 | 10504211 | 52356613
AR | Magnet Cove Generating Station | 55714 | SN-02 | 10504211 | 52356613
AR | Harry D. Mattison Power Plant | 56328 | 1 | 10642811 | 63390213
AR | Harry D. Mattison Power Plant | 56328 | 2 | 10642811 | 63390313
AR | Harry D. Mattison Power Plant | 56328 | 3 | 10642811 | 63390413
AR | Harry D. Mattison Power Plant | 56328 | 4 | 10642811 | 63390513
AR | Harry D. Mattison Power Plant | 56328 | 5 | 10642811 | 63390613
AR | Harry D. Mattison Power Plant | 56328 | 6 | 10642811 | 63390713
AR | Plum Point Energy Station | 56456 | 1 | 15259811 | 95994413
AR | City Water & Light - City of Jonesboro | 56505 | SN04 | 976311 | 112830813
AR | City Water & Light - City of Jonesboro | 56505 | SN06 | 976311 | 112831013
AR | City Water & Light - City of Jonesboro | 56505 | SN07 | 976311 | 112831313
AR | John W. Turk Jr. Power Plant | 56564 | SN-01 | 16584111 | 105991513
AZ | Cholla | 113 | 1 | 863011 | 111574513
AZ | Cholla | 113 | 2 | 863011 | 111574613
AZ | Cholla | 113 | 3 | 863011 | 111574713
AZ | Cholla | 113 | 4 | 863011 | 111574813
AZ | Ocotillo Power Plant | 116 | 1 | 547311 | 48303013
AZ | Ocotillo Power Plant | 116 | 2 | 547311 | 48303113
AZ | APS West Phoenix Power Plant | 117 | CC4 | 1139111 | 46679113
AZ | APS West Phoenix Power Plant | 117 | CC5A | 1139111 | 105572013
AZ | APS West Phoenix Power Plant | 117 | CC5B | 1139111 | 105572113
AZ | APS Saguaro Power Plant | 118 | 1 | 998011 | 48101913
AZ | APS Saguaro Power Plant | 118 | 2 | 998011 | 48102013
AZ | APS Saguaro Power Plant | 118 | CT3 | 998011 | 67644213
AZ | Yucca Power Plant | 120 | 1 | 1013411 | 88710513
AZ | Yucca Power Plant | 120 | CT5 | 1013411 | 88712013
AZ | Yucca Power Plant | 120 | CT6 | 1013411 | 88712113
AZ | Irvington Generating Station | 126 | 1 | 977911 | 48108713
AZ | Irvington Generating Station | 126 | 1 | 977911 | 48108913
AZ | Irvington Generating Station | 126 | 2 | 977911 | 48108813
AZ | Irvington Generating Station | 126 | 3 | 977911 | 48109013
AZ | Irvington Generating Station | 126 | 3 | 977911 | 48108913
AZ | Irvington Generating Station | 126 | 4 | 977911 | 48108713
AZ | Irvington Generating Station | 126 | 4 | 977911 | 48109013
AZ | Agua Fria Generating Station | 141 | 1 | 1139311 | 142939613
AZ | Agua Fria Generating Station | 141 | 1 | 1139311 | 46676013
AZ | Agua Fria Generating Station | 141 | 2 | 1139311 | 142939713
AZ | Agua Fria Generating Station | 141 | 2 | 1139311 | 46675013
AZ | Agua Fria Generating Station | 141 | 3 | 1139311 | 142939813
AZ | Agua Fria Generating Station | 141 | 3 | 1139311 | 46675913
AZ | Kyrene Generating Station | 147 | K-1 | 1139411 | 46674113
AZ | Kyrene Generating Station | 147 | K-2 | 1139411 | 46674413
AZ | Kyrene Generating Station | 147 | K-7 | 1139411 | 46673513
AZ | Apache Station | 160 | 1 | 862811 | 47506113
AZ | Apache Station | 160 | 2 | 862811 | 47506113
AZ | Apache Station | 160 | 3 | 862811 | 47506113
AZ | Apache Station | 160 | 4 | 862811 | 47506213
AZ | Coronado Generating Station | 6177 | U1B | 7735011 | 2903213
AZ | Coronado Generating Station | 6177 | U2B | 7735011 | 2903013
AZ | Santan | 8068 | 5A | 1139211 | 105573113
AZ | Santan | 8068 | 5B | 1139211 | 105573213
AZ | Santan | 8068 | 6A | 1139211 | 105573313
AZ | Springerville Generating Station | 8223 | 1 | 7735111 | 2902713
AZ | Springerville Generating Station | 8223 | 2 | 7735111 | 2902613
AZ | Springerville Generating Station | 8223 | 4 | 7735111 | 90849013
AZ | Springerville Generating Station | 8223 | TS3 | 7735111 | 2902913
AZ | Yuma Cogeneration Associates | 54694 | 4101 | 1013311 | 48095013
AZ | Griffith Energy Project | 55124 | P1 | 16323811 | 103915413
AZ | Griffith Energy Project | 55124 | P2 | 16323811 | 103915513
AZ | Desert Basin Generating Station | 55129 | DBG1 | 998111 | 48101813
AZ | Desert Basin Generating Station | 55129 | DBG2 | 998111 | 48101713
AZ | South Point Energy Center, LLC | 55177 | A | 8264011 | 17613
AZ | South Point Energy Center, LLC | 55177 | B | 8264011 | 17713
AZ | Arlington Valley Energy Facility | 55282 | CTG1 | 546011 | 48316913
AZ | Arlington Valley Energy Facility | 55282 | CTG2 | 546011 | 48317013
AZ | Gila River Power Station | 55306 | 1CTGA | 10704411 | 58713913
AZ | Gila River Power Station | 55306 | 1CTGB | 10704411 | 58714513
AZ | Gila River Power Station | 55306 | 2CTGA | 10704411 | 58714613
AZ | Gila River Power Station | 55306 | 2CTGB | 10704411 | 58714713
AZ | Gila River Power Station | 55306 | 3CTGA | 10704411 | 58714813
AZ | Gila River Power Station | 55306 | 3CTGB | 10704411 | 58714913
AZ | Gila River Power Station | 55306 | 4CTGA | 10704411 | 58715013
AZ | Gila River Power Station | 55306 | 4CTGB | 10704411 | 58715113
AZ | New Harquahala Generating Company | 55372 | CTG1 | 10704011 | 58571513
AZ | New Harquahala Generating Company | 55372 | CTG2 | 10704011 | 58571613
AZ | New Harquahala Generating Company | 55372 | CTG3 | 10704011 | 58571713
AZ | Redhawk Generating Facility | 55455 | CC1A | 545911 | 48317613
AZ | Redhawk Generating Facility | 55455 | CC1B | 545911 | 48318013
AZ | Redhawk Generating Facility | 55455 | CC2A | 545911 | 48318413
AZ | Redhawk Generating Facility | 55455 | CC2B | 545911 | 48317513
AZ | Mesquite Generating Station | 55481 | 1 | 10704311 | 58618813
AZ | Mesquite Generating Station | 55481 | 2 | 10704311 | 58618913
AZ | Mesquite Generating Station | 55481 | 5 | 10704311 | 58713613
AZ | Mesquite Generating Station | 55481 | 6 | 10704311 | 58713713
AZ | Sundance Power Plant | 55522 | CT01 | 1032711 | 62911013
AZ | Sundance Power Plant | 55522 | CT02 | 1032711 | 48098813
AZ | Sundance Power Plant | 55522 | CT03 | 1032711 | 62911113
AZ | Sundance Power Plant | 55522 | CT04 | 1032711 | 62911213
AZ | Sundance Power Plant | 55522 | CT05 | 1032711 | 62911313
AZ | Sundance Power Plant | 55522 | CT06 | 1032711 | 62911413
AZ | Sundance Power Plant | 55522 | CT07 | 1032711 | 62911513
AZ | Sundance Power Plant | 55522 | CT08 | 1032711 | 62911613
AZ | Sundance Power Plant | 55522 | CT09 | 1032711 | 62911713
AZ | Sundance Power Plant | 55522 | CT10 | 1032711 | 62911813
AZ | Black Mountain Generating Station | 56482 | 1 | 13414311 | 88717213
AZ | Black Mountain Generating Station | 56482 | 2 | 13414311 | 86200113
AZ | Coolidge Generating Station | 56948 | CT01 | 11310611 | 118549313
AZ | Coolidge Generating Station | 56948 | CT02 | 11310611 | 118549413
AZ | Coolidge Generating Station | 56948 | CT03 | 11310611 | 118549513
AZ | Coolidge Generating Station | 56948 | CT04 | 11310611 | 118550413
AZ | Coolidge Generating Station | 56948 | CT05 | 11310611 | 118550313
AZ | Coolidge Generating Station | 56948 | CT06 | 11310611 | 118550213
AZ | Coolidge Generating Station | 56948 | CT07 | 11310611 | 118550113
AZ | Coolidge Generating Station | 56948 | CT08 | 11310611 | 118550013
AZ | Coolidge Generating Station | 56948 | CT09 | 11310611 | 118549913
AZ | Coolidge Generating Station | 56948 | CT10 | 11310611 | 118549813
AZ | Coolidge Generating Station | 56948 | CT11 | 11310611 | 118549713
AZ | Coolidge Generating Station | 56948 | CT12 | 11310611 | 118549613
CA | Humboldt Bay | 246 | 1 | 155111 | 84665913
CA | Humboldt Bay | 246 | 2 | 155111 | 84665813
CA | Moss Landing Power Plant | 260 | 45078 | 5684111 | 20546913
CA | Moss Landing Power Plant | 260 | 45108 | 5684111 | 20546713
CA | Moss Landing Power Plant | 260 | 1A | 5684111 | 20546813
CA | Moss Landing Power Plant | 260 | 2A | 5684111 | 20546613
CA | Moss Landing Power Plant | 260 | 3A | 5684111 | 20546513
CA | Moss Landing Power Plant | 260 | 4A | 5684111 | 20546413
CA | Cabrillo Power I Encina Power Station | 302 | 1 | 5003711 | 86059413
CA | Cabrillo Power I Encina Power Station | 302 | 2 | 5003711 | 86059313
CA | Cabrillo Power I Encina Power Station | 302 | 3 | 5003711 | 86059213
CA | Cabrillo Power I Encina Power Station | 302 | 4 | 5003711 | 86059813
CA | Cabrillo Power I Encina Power Station | 302 | 5 | 5003711 | 86059613
CA | AES Alamitos | 315 | 1 | 4083111 | 35223713
CA | AES Alamitos | 315 | 2 | 4083111 | 76772213
CA | AES Alamitos | 315 | 3 | 4083111 | 76772313
CA | AES Alamitos | 315 | 4 | 4083111 | 76772413
CA | AES Alamitos | 315 | 5 | 4083111 | 76772613
CA | AES Alamitos | 315 | 6 | 4083111 | 76772713
CA | AES Alamitos | 315 | CT1 | 4083111 | 35226013
CA | AES Alamitos | 315 | CT2 | 4083111 | 139816213
CA | El Segundo | 330 | 3 | 4084611 | 100901213
CA | El Segundo | 330 | 4 | 4084611 | 85780813
CA | El Segundo | 330 | 5 | 4084611 | 118844213
CA | El Segundo | 330 | 7 | 4084611 | 35181413
CA | AES Huntington Beach | 335 | 1 | 5905811 | 85853413
CA | AES Huntington Beach | 335 | 2 | 5905811 | 85853413
CA | AES Huntington Beach | 335 | CT1 | 5905811 | 139957913
CA | AES Huntington Beach | 335 | CT2 | 5905811 | 139958013
CA | Long Beach Generating Station | 341 | 1 | 4083011 | 76563013
CA | Long Beach Generating Station | 341 | 2 | 4083011 | 35227213
CA | Long Beach Generating Station | 341 | 3 | 4083011 | 35227113
CA | Long Beach Generating Station | 341 | 4 | 4083011 | 35226913
CA | Ormond Beach Power, LLC. | 350 | 1 | 3943511 | 35586813
CA | Ormond Beach Power, LLC. | 350 | 2 | 3943511 | 35586513
CA | AES Redondo Beach | 356 | 5 | 4083411 | 35217213
CA | AES Redondo Beach | 356 | 6 | 4083411 | 35219113
CA | AES Redondo Beach | 356 | 7 | 4083411 | 35218913
CA | AES Redondo Beach | 356 | 8 | 4083411 | 35218813
CA | AES Redondo Beach | 356 | 17 | 4083411 | 85686913
CA | Mountainview Generating Station | 358 | 44986 | 15782011 | 101803413
CA | Mountainview Generating Station | 358 | 44987 | 15782011 | 101803613
CA | Mountainview Generating Station | 358 | 45017 | 15782011 | 101803813
CA | Mountainview Generating Station | 358 | 45018 | 15782011 | 119932713
CA | Grayson Power Plant | 377 | 4 | 5635111 | 85700213
CA | Grayson Power Plant | 377 | 5 | 5635111 | 85700113
CA | Grayson Power Plant | 377 | 9 | 5635111 | 85700013
CA | El Centro | 389 | 4 | 6515911 | 19300813
CA | El Centro | 389 | 44959 | 6515911 | 19300613
CA | El Centro | 389 | 44986 | 6515911 | 19300713
CA | El Centro | 389 | 44987 | 6515911 | 19300713
CA | Harbor Generating Station | 399 | 10 | 5683211 | 76189813
CA | Harbor Generating Station | 399 | 11 | 5683211 | 76189913
CA | Harbor Generating Station | 399 | 12 | 5683211 | 76190013
CA | Harbor Generating Station | 399 | 13 | 5683211 | 76190113
CA | Harbor Generating Station | 399 | 14 | 5683211 | 76190213
CA | Harbor Generating Station | 399 | **10A | 5683211 | 76189613
CA | Harbor Generating Station | 399 | **10B | 5683211 | 76189713
CA | Haynes Generating Station | 400 | 1 | 5796711 | 119397313
CA | Haynes Generating Station | 400 | 1 | 5796711 | 86017913
CA | Haynes Generating Station | 400 | 2 | 5796711 | 119397413
CA | Haynes Generating Station | 400 | 2 | 5796711 | 21563513
CA | Haynes Generating Station | 400 | 5 | 5796711 | 21563713
CA | Haynes Generating Station | 400 | 6 | 5796711 | 21564213
CA | Haynes Generating Station | 400 | 9 | 5796711 | 86018113
CA | Haynes Generating Station | 400 | 9 | 5796711 | 119397613
CA | Haynes Generating Station | 400 | 10 | 5796711 | 86018013
CA | Haynes Generating Station | 400 | 10 | 5796711 | 119397713
CA | Haynes Generating Station | 400 | 11 | 5796711 | 119398113
CA | Haynes Generating Station | 400 | 12 | 5796711 | 119396713
CA | Haynes Generating Station | 400 | 13 | 5796711 | 119396813
CA | Haynes Generating Station | 400 | 14 | 5796711 | 119396913
CA | Haynes Generating Station | 400 | 15 | 5796711 | 119397013
CA | Haynes Generating Station | 400 | 16 | 5796711 | 119397113
CA | Scattergood Generating Station | 404 | 1 | 13909011 | 85871813
CA | Scattergood Generating Station | 404 | 2 | 13909011 | 85871913
CA | Scattergood Generating Station | 404 | 3 | 13909011 | 85871513
CA | Scattergood Generating Station | 404 | 4 | 13909011 | 85872913
CA | Scattergood Generating Station | 404 | 6 | 13909011 | 85872713
CA | Scattergood Generating Station | 404 | 7 | 13909011 | 85872513
CA | Valley Generating Station | 408 | 5 | 5681911 | 85759613
CA | Valley Generating Station | 408 | 6 | 5681911 | 85759413
CA | Valley Generating Station | 408 | 7 | 5681911 | 85759113
CA | Woodland Generation Station | 7266 | 1 | 1218011 | 43846313
CA | Woodland Generation Station | 7266 | 2 | 1218011 | 85006313
CA | Redding Power Plant | 7307 | 5 | 1549311 | 84771813
CA | Redding Power Plant | 7307 | 6 | 1549311 | 100325613
CA | Almond Power Plant | 7315 | 1 | 1218311 | 85092813
CA | Almond Power Plant | 7315 | 2 | 1218311 | 121055113
CA | Almond Power Plant | 7315 | 3 | 1218311 | 121055213
CA | Almond Power Plant | 7315 | 4 | 1218311 | 121055313
CA | NCPA Combustion Turbine Project #2 | 7449 | NA1 | 1405711 | 43607613
CA | Carson Power Plant | 7527 | 1 | 4919511 | 32325113
CA | Carson Power Plant | 7527 | 2 | 4919511 | 84786713
CA | Procter and Gamble Power Plant | 7551 | 1A | 4919711 | 32324713
CA | Procter and Gamble Power Plant | 7551 | 1B | 4919711 | 84801313
CA | Procter and Gamble Power Plant | 7551 | 1C | 4919711 | 84801213
CA | Campbell Power Plant | 7552 | 1 | 4919611 | 32324913
CA | Calpine Gilroy Cogen, LP | 10034 | S-100 | 743011 | 45722913
CA | Fresno Cogeneration Partners, LP | 10156 | GEN1 | 348711 | 85326713
CA | Carson Cogeneration Company | 10169 | D1 | 4082511 | 100907513
CA | King City Power Plant | 10294 | 2 | 7877111 | 2175813
CA | King City Power Plant | 10294 | GTG | 7877111 | 2175713
CA | Yuba City Energy Center | 10349 | 2 | 18785511 | 133280213
CA | Yuba City Energy Center | 10349 | 2 | 1371711 | 43619613
CA | Kingsburg Cogen Facility | 10405 | 1 | 14025511 | 85377413
CA | Bear Mountain Limited | 10649 | GT1 | 458111 | 48843613
CA | Badger Creek Limited | 10650 | GT1 | 412511 | 49172513
CA | Coalinga Cogeneration Facility | 50131 | 1 | 6515311 | 19308013
CA | Sargent Canyon Cogen Facility | 50864 | 1 | 2096311 | 43068913
CA | Salinas River Cogeneration Facility | 50865 | 1 | 2096011 | 43069213
CA | DTE Stockton | 54238 | BIOMS1 | 7110911 | 15076313
CA | Goal Line | 54749 | 1 | 593911 | 78730613
CA | Live Oak Limited | 54768 | GT1 | 456011 | 48853413
CA | Calpine Sutter Energy Center | 55112 | CT01 | 1371811 | 43619013
CA | Calpine Sutter Energy Center | 55112 | CT02 | 1371811 | 43619113
CA | La Paloma Generating Plant | 55151 | CTG-1 | 10296711 | 58290013
CA | La Paloma Generating Plant | 55151 | CTG-2 | 10296711 | 58290113
CA | La Paloma Generating Plant | 55151 | CTG-3 | 10296711 | 58290213
CA | La Paloma Generating Plant | 55151 | CTG-4 | 10296711 | 58290313
CA | Sunrise Power Company | 55182 | CTG1 | 361111 | 50311813
CA | Sunrise Power Company | 55182 | CTG2 | 361111 | 50311913
CA | Los Medanos Energy Center, LLC | 55217 | X724 | 148911 | 84118713
CA | Los Medanos Energy Center, LLC | 55217 | X725 | 148911 | 51468613
CA | Blythe Energy | 55295 | 1 | 13908711 | 85674513
CA | Blythe Energy | 55295 | 2 | 13908711 | 85674413
CA | Delta Energy Center, LLC | 55333 | 1 | 150711 | 51454413
CA | Delta Energy Center, LLC | 55333 | 2 | 150711 | 51454013
CA | Delta Energy Center, LLC | 55333 | 3 | 150711 | 51454313
CA | Otay Mesa Energy Center, LLC | 55345 | CTG-1 | 17193711 | 118707713
CA | Otay Mesa Energy Center, LLC | 55345 | CTG-2 | 17193711 | 118707813
CA | Metcalf Energy Center | 55393 | 1 | 13834111 | 84510213
CA | Metcalf Energy Center | 55393 | 2 | 13834111 | 84510013
CA | Elk Hills Power | 55400 | CTG-1 | 10295611 | 58291813
CA | Elk Hills Power | 55400 | CTG-2 | 10295611 | 58291913
CA | CalPeak Power - Vaca Dixon | 55499 | GT-1 | 1391311 | 43318013
CA | CalPeak Power - Panoche | 55508 | GT-1 | 10437111 | 58172913
CA | CalPeak Power - Panoche | 55508 | GT-1 | 10437111 | 58172813
CA | CalPeak Power - Border | 55510 | GT-1 | 10097111 | 54012613
CA | Cuyamaca Peak Energy | 55512 | GT-1 | 10099011 | 54010613
CA | CalPeak Power - Enterprise | 55513 | GT-1 | 10098911 | 54010713
CA | High Desert Power Project | 55518 | CTG1 | 13908211 | 85487813
CA | High Desert Power Project | 55518 | CTG2 | 13908211 | 85487713
CA | High Desert Power Project | 55518 | CTG3 | 13908211 | 85487613
CA | Escondido Energy Center, LLC | 55538 | CTG1 | 13562011 | 78551213
CA | Chula Vista Energy Center | 55540 | 1A | 13562711 | 78684613
CA | Chula Vista Energy Center | 55540 | 1B | 13562711 | 78684613
CA | Indigo Generation Facility | 55541 | 1 | 10115711 | 119847513
CA | Indigo Generation Facility | 55541 | 2 | 10115711 | 119847113
CA | Indigo Generation Facility | 55541 | 3 | 10115711 | 119847213
CA | Larkspur Energy Faciity | 55542 | 1 | 10098711 | 54011013
CA | Larkspur Energy Faciity | 55542 | 2 | 10098711 | 54010913
CA | Creed Energy Center | 55625 | UNIT1 | 9872511 | 53998513
CA | Lambie Energy Center | 55626 | UNIT1 | 1562111 | 44762613
CA | Goose Haven Energy Center | 55627 | UNIT1 | 9850311 | 53998713
CA | Pastoria Energy Facility | 55656 | CT001 | 10288711 | 58153413
CA | Pastoria Energy Facility | 55656 | CT002 | 10288711 | 58153713
CA | Pastoria Energy Facility | 55656 | CT004 | 10288711 | 58153813
CA | Hanford Energy Park Peaker | 55698 | HEP1 | 17611 | 52140513
CA | Hanford Energy Park Peaker | 55698 | HEP2 | 17611 | 52140613
CA | Los Esteros Critical Energy Facility | 55748 | CTG1 | 9991311 | 54562513
CA | Los Esteros Critical Energy Facility | 55748 | CTG2 | 9991311 | 54562613
CA | Los Esteros Critical Energy Facility | 55748 | CTG3 | 9991311 | 54562713
CA | Los Esteros Critical Energy Facility | 55748 | CTG4 | 9991311 | 54562813
CA | Henrietta Peaker Plant | 55807 | HPP1 | 16711 | 52145713
CA | Henrietta Peaker Plant | 55807 | HPP2 | 16711 | 52145813
CA | Gilroy Energy Center, LLC | 55810 | S-3 | 743011 | 45722413
CA | Gilroy Energy Center, LLC | 55810 | S-4 | 743011 | 45722313
CA | Gilroy Energy Center, LLC | 55810 | S-5 | 743011 | 45722513
CA | Feather River Energy Center | 55847 | UNIT1 | 14137911 | 84795713
CA | Wolfskill Energy Center | 55855 | UNIT1 | 9850211 | 53998913
CA | Tracy Combined Cycle Power Plant | 55933 | TPP1 | 10009011 | 57721613
CA | Tracy Combined Cycle Power Plant | 55933 | TPP2 | 10009011 | 57721713
CA | Agua Mansa Power | 55951 | AMP-1 | 10108611 | 101781113
CA | Riverview Energy Center | 55963 | 1 | 10524811 | 52537613
CA | Cosumnes Power Plant | 55970 | 2 | 13841411 | 84720813
CA | Cosumnes Power Plant | 55970 | 3 | 13841411 | 84720713
CA | Palomar Energy Center | 55985 | CTG1 | 13562611 | 78684413
CA | Palomar Energy Center | 55985 | CTG2 | 13562611 | 78684513
CA | Donald Von Raesfeld | 56026 | PCT1 | 16024011 | 100453613
CA | Donald Von Raesfeld | 56026 | PCT2 | 16024011 | 100453813
CA | Malburg Generating Station | 56041 | M1 | 16016511 | 101034313
CA | Malburg Generating Station | 56041 | M2 | 16016511 | 101034113
CA | Walnut Energy Center | 56078 | 1 | 14025311 | 85005313
CA | Walnut Energy Center | 56078 | 2 | 14025311 | 85005213
CA | Ripon Generation Station | 56135 | 1 | 14090111 | 85018913
CA | Ripon Generation Station | 56135 | 2 | 14090111 | 85018813
CA | Riverside Energy Resource Center | 56143 | 1 | 13483211 | 76233813
CA | Riverside Energy Resource Center | 56143 | 2 | 13483211 | 76233913
CA | Riverside Energy Resource Center | 56143 | 3 | 13483211 | 101679713
CA | Riverside Energy Resource Center | 56143 | 4 | 13483211 | 101679813
CA | Miramar Energy Facility | 56232 | 1 | 3371111 | 78629213
CA | Miramar Energy Facility | 56232 | 2 | 3371111 | 78629313
CA | Malaga Power | 56239 | GT-1 | 13845911 | 84878213
CA | Malaga Power | 56239 | GT-2 | 13845911 | 84878113
CA | Roseville Energy Park | 56298 | CT001 | 15695911 | 100281613
CA | Roseville Energy Park | 56298 | CT002 | 15695911 | 100281313
CA | Russell City Energy Company LLC | 56467 | CT1 | 17414311 | 120041313
CA | Russell City Energy Company LLC | 56467 | CT2 | 17414311 | 120041513
CA | Gateway Generating Station | 56476 | GT1 | 15757411 | 100519013
CA | Gateway Generating Station | 56476 | GT2 | 15757411 | 100519313
CA | Colusa Generating Station | 56532 | CT1 | 15322111 | 96221113
CA | Colusa Generating Station | 56532 | CT2 | 15322111 | 96221013
CA | Niland Gas Turbine Plant | 56569 | 1 | 15667711 | 100118313
CA | Niland Gas Turbine Plant | 56569 | 2 | 15667711 | 100118413
CA | Midway Peaking | 56639 | 1 | 17418611 | 120717013
CA | Midway Peaking | 56639 | 1 | 17418611 | 120717113
CA | Midway Peaking | 56639 | 2 | 17418611 | 120717313
CA | Midway Peaking | 56639 | 2 | 17418611 | 120717213
CA | Panoche Energy Center | 56803 | 1 | 15863611 | 102017313
CA | Panoche Energy Center | 56803 | 2 | 15863611 | 102017413
CA | Panoche Energy Center | 56803 | 3 | 15863611 | 102017513
CA | Panoche Energy Center | 56803 | 4 | 15863611 | 102017613
CA | Orange Grove Project | 56914 | CTG1 | 17193811 | 145869013
CA | Orange Grove Project | 56914 | CTG2 | 17193811 | 145869113
CA | El Cajon Energy Center | 57001 | 1 | 3371411 | 86058213
CA | Canyon Power Plant | 57027 | 1 | 15993811 | 119584513
CA | Canyon Power Plant | 57027 | 2 | 15993811 | 119584613
CA | Canyon Power Plant | 57027 | 3 | 15993811 | 119584713
CA | Canyon Power Plant | 57027 | 4 | 15993811 | 119584813
CA | Marsh Landing Generating Station | 57267 | 1 | 17414411 | 120129413
CA | Marsh Landing Generating Station | 57267 | 2 | 17414411 | 120129513
CA | Marsh Landing Generating Station | 57267 | 3 | 17414411 | 120129613
CA | Marsh Landing Generating Station | 57267 | 4 | 17414411 | 120129713
CA | Sentinel Energy Center, LLC | 57482 | 1 | 17228711 | 119856913
CA | Sentinel Energy Center, LLC | 57482 | 2 | 17228711 | 119857013
CA | Sentinel Energy Center, LLC | 57482 | 3 | 17228711 | 119857113
CA | Sentinel Energy Center, LLC | 57482 | 4 | 17228711 | 119857213
CA | Sentinel Energy Center, LLC | 57482 | 5 | 17228711 | 119857313
CA | Sentinel Energy Center, LLC | 57482 | 6 | 17228711 | 119857413
CA | Sentinel Energy Center, LLC | 57482 | 7 | 17228711 | 119857513
CA | Sentinel Energy Center, LLC | 57482 | 8 | 17228711 | 119857613
CA | Walnut Creek Energy Park | 57515 | GT1 | 17216311 | 118956513
CA | Walnut Creek Energy Park | 57515 | GT2 | 17216311 | 118956613
CA | Walnut Creek Energy Park | 57515 | GT3 | 17216311 | 118956713
CA | Walnut Creek Energy Park | 57515 | GT4 | 17216311 | 118956813
CA | Walnut Creek Energy Park | 57515 | GT5 | 17216311 | 118956213
CA | Pio Pico Energy Center LLC | 57555 | CTG1 | 19236011 | 140094313
CA | Pio Pico Energy Center LLC | 57555 | CTG2 | 19236011 | 140094413
CA | Pio Pico Energy Center LLC | 57555 | CTG3 | 19236011 | 140094513
CA | Algonquin Power Sanger | 57564 | 8 | 13986511 | 101975013
CA | Lodi Energy Center | 57978 | CT1 | 1405711 | 120963713
CA | Delano Energy Center, LLC | 58122 | GEN1 | 18139211 | 130169513
CO | Cherokee | 469 | 1 | 3555811 | 36702913
CO | Cherokee | 469 | 2 | 3555811 | 36702113
CO | Cherokee | 469 | 3 | 3555811 | 36702613
CO | Cherokee | 469 | 4 | 3555811 | 36702513
CO | Cherokee | 469 | 5 | 3555811 | 124566013
CO | Cherokee | 469 | 6 | 3555811 | 124566113
CO | Comanche (470) | 470 | 1 | 4367811 | 36421513
CO | Comanche (470) | 470 | 2 | 4367811 | 36421413
CO | Comanche (470) | 470 | 3 | 4367811 | 96094413
CO | Valmont | 477 | 5 | 778211 | 45916413
CO | Martin Drake | 492 | 5 | 4391711 | 36145313
CO | Martin Drake | 492 | 6 | 4391711 | 36145413
CO | Martin Drake | 492 | 7 | 4391711 | 36145513
CO | Lamar Plant | 508 | 8 | 4229911 | 90941913
CO | Hayden | 525 | H1 | 4458511 | 36377413
CO | Hayden | 525 | H2 | 4458511 | 36377313
CO | Craig | 6021 | C1 | 1839711 | 41819913
CO | Craig | 6021 | C2 | 1839711 | 41819013
CO | Craig | 6021 | C3 | 1839711 | 41819813
CO | Fort St. Vrain | 6112 | 2 | 3551511 | 36793113
CO | Fort St. Vrain | 6112 | 3 | 3551511 | 36793013
CO | Fort St. Vrain | 6112 | 4 | 3551511 | 36792713
CO | Fort St. Vrain | 6112 | 5 | 3551511 | 90957313
CO | Fort St. Vrain | 6112 | 6 | 3551511 | 90957413
CO | Pawnee | 6248 | 1 | 897211 | 46611213
CO | Rawhide Energy Station | 6761 | 101 | 4364011 | 36155313
CO | Rawhide Energy Station | 6761 | A | 4364011 | 36155213
CO | Rawhide Energy Station | 6761 | B | 4364011 | 36154713
CO | Rawhide Energy Station | 6761 | C | 4364011 | 36154613
CO | Rawhide Energy Station | 6761 | D | 4364011 | 68758713
CO | Rawhide Energy Station | 6761 | F | 4364011 | 68758813
CO | Ray D Nixon | 8219 | 1 | 4392711 | 36137913
CO | Ray D Nixon | 8219 | 2 | 4392711 | 36138313
CO | Ray D Nixon | 8219 | 3 | 4392711 | 36138513
CO | Brush Power Projects | 10682 | GT2 | 3936111 | 68809013
CO | Brush Power Projects | 10682 | GT4 | 3936111 | 36928613
CO | Brush Power Projects | 10682 | GT5 | 3936111 | 36928013
CO | J M Shafer | 50707 | S001 | 4223811 | 36292013
CO | J M Shafer | 50707 | S002 | 4223811 | 68875613
CO | J M Shafer | 50707 | S003 | 4223811 | 68875713
CO | J M Shafer | 50707 | S004 | 4223811 | 68875813
CO | J M Shafer | 50707 | S005 | 4223811 | 68875913
CO | Manchief Generating Station | 55127 | CT1 | 897211 | 68808313
CO | Manchief Generating Station | 55127 | CT2 | 897211 | 68808413
CO | Arapahoe Combustion Turbine Facility | 55200 | CT5 | 1699811 | 44963213
CO | Arapahoe Combustion Turbine Facility | 55200 | CT6 | 1699811 | 44963213
CO | Arapahoe Combustion Turbine Facility | 55200 | CT6 | 1699811 | 68558613
CO | Valmont Combustion Turbine Facility | 55207 | CT7 | 778211 | 90874513
CO | Valmont Combustion Turbine Facility | 55207 | CT8 | 778211 | 90874613
CO | Front Range Power Plant | 55283 | 1 | 4392711 | 68588013
CO | Front Range Power Plant | 55283 | 2 | 4392711 | 68588113
CO | Fountain Valley Power Plant | 55453 | 1 | 4385111 | 36325313
CO | Fountain Valley Power Plant | 55453 | 2 | 4385111 | 68597313
CO | Fountain Valley Power Plant | 55453 | 3 | 4385111 | 68597413
CO | Fountain Valley Power Plant | 55453 | 4 | 4385111 | 68597513
CO | Fountain Valley Power Plant | 55453 | 5 | 4385111 | 68597613
CO | Fountain Valley Power Plant | 55453 | 6 | 4385111 | 68597713
CO | Limon Generating Station | 55504 | L1 | 7785911 | 2873913
CO | Limon Generating Station | 55504 | L2 | 7785911 | 2874013
CO | Frank Knutson Station | 55505 | BR1 | 1621811 | 44307413
CO | Frank Knutson Station | 55505 | BR2 | 1621811 | 44307313
CO | Blue Spruce Energy Center | 55645 | CT-01 | 12818011 | 68509613
CO | Blue Spruce Energy Center | 55645 | CT-02 | 12818011 | 68509713
CO | Rocky Mountain Energy Center | 55835 | 1 | 12868211 | 68879713
CO | Rocky Mountain Energy Center | 55835 | 2 | 12868211 | 68879813
CO | Spindle Hill Energy Center | 56445 | CT-01 | 13331311 | 68956213
CO | Spindle Hill Energy Center | 56445 | CT-02 | 13331311 | 68956313
CO | Pueblo Airport Generating Station | 56998 | CT01 | 16243211 | 103541913
CO | Pueblo Airport Generating Station | 56998 | CT02 | 16243211 | 103542013
CO | Pueblo Airport Generating Station | 56998 | CT04 | 16243211 | 103542113
CO | Pueblo Airport Generating Station | 56998 | CT05 | 16243211 | 103542213
CO | Pueblo Airport Generating Station | 56998 | CT06 | 16243211 | 103542313
CO | Pueblo Airport Generating Station | 56998 | CT07 | 16243211 | 103542413
CT | Branford | 540 | 10 | 16708311 | 107730213
CT | Cos Cob | 542 | 10 | 2722511 | 41011413
CT | Cos Cob | 542 | 11 | 2722511 | 41011313
CT | Cos Cob | 542 | 12 | 2722511 | 41011213
CT | Cos Cob | 542 | 13 | 2722511 | 99525313
CT | Cos Cob | 542 | 14 | 2722511 | 99525213
CT | Devon | 544 | 7 | 590011 | 46136713
CT | Devon | 544 | 8 | 590011 | 46136813
CT | Devon | 544 | 10 | 590011 | 46136913
CT | Devon | 544 | 11 | 590011 | 46136613
CT | Devon | 544 | 12 | 590011 | 46136113
CT | Devon | 544 | 13 | 590011 | 46136513
CT | Devon | 544 | 14 | 590011 | 46136213
CT | Devon | 544 | 15 | 590011 | 99521413
CT | Devon | 544 | 16 | 590011 | 99521313
CT | Devon | 544 | 17 | 590011 | 99521513
CT | Devon | 544 | 18 | 590011 | 99521613
CT | Montville | 546 | 5 | 552611 | 48259613
CT | Montville | 546 | 6 | 552611 | 48259513
CT | Tunnel | 557 | 10 | 16708111 | 107730013
CT | Franklin Drive | 561 | 10 | 16712111 | 107732013
CT | Middletown | 562 | 2 | 715711 | 46361413
CT | Middletown | 562 | 3 | 715711 | 46360813
CT | Middletown | 562 | 4 | 715711 | 46360913
CT | Middletown | 562 | 10 | 715711 | 46361313
CT | Middletown | 562 | 12 | 715711 | 99518713
CT | Middletown | 562 | 13 | 715711 | 99518613
CT | Middletown | 562 | 14 | 715711 | 99518513
CT | Middletown | 562 | 15 | 715711 | 99518413
CT | South Meadow Station | 563 | 11A | 715611 | 46362813
CT | South Meadow Station | 563 | 11B | 715611 | 46362513
CT | South Meadow Station | 563 | 12A | 715611 | 46362413
CT | South Meadow Station | 563 | 12B | 715611 | 46362313
CT | South Meadow Station | 563 | 13A | 715611 | 46362213
CT | South Meadow Station | 563 | 13B | 715611 | 46362113
CT | South Meadow Station | 563 | 14A | 715611 | 46362013
CT | South Meadow Station | 563 | 14B | 715611 | 46361913
CT | Torrington Terminal | 565 | 10 | 16708411 | 107730313
CT | Bridgeport Harbor Station | 568 | BHB1 | 754311 | 99509113
CT | Bridgeport Harbor Station | 568 | BHB2 | 754311 | 46286513
CT | Bridgeport Harbor Station | 568 | BHB3 | 754311 | 46286413
CT | Bridgeport Harbor Station | 568 | BHB4 | 754311 | 46285813
CT | Bridgeport Harbor Station | 568 | BHB5 | 754311 | 134854713
CT | Norwich | 581 | TRBINE | 16708211 | 107730113
CT | New Haven Harbor | 6156 | NHB1 | 643411 | 46449613
CT | New Haven Harbor | 6156 | NHHS2 | 643411 | 107238213
CT | New Haven Harbor | 6156 | NHHS3 | 643411 | 107238013
CT | New Haven Harbor | 6156 | NHHS4 | 643411 | 107238113
CT | Alfred L Pierce Generating Station | 6635 | AP-1 | 14624411 | 88754513
CT | Algonquin Power Windsor Locks, LLC | 10567 | GT1 | 589711 | 46138613
CT | Capitol District Energy Center | 50498 | GT | 844911 | 46195913
CT | Pfizer Groton Plant | 54236 | 5 | 921211 | 46509613
CT | Pratt & Whitney, East Hartford | 54605 | 1 | 2673411 | 40876913
CT | Bridgeport Energy | 55042 | BE1 | 754511 | 46284913
CT | Bridgeport Energy | 55042 | BE2 | 754511 | 46285013
CT | Milford Power Company LLC | 55126 | CT01 | 2708911 | 40857913
CT | Milford Power Company LLC | 55126 | CT02 | 2708911 | 40857713
CT | Lake Road Generating Company | 55149 | LRG1 | 844711 | 46197013
CT | Lake Road Generating Company | 55149 | LRG2 | 844711 | 46197113
CT | Lake Road Generating Company | 55149 | LRG3 | 844711 | 46197213
CT | Wallingford Energy, LLC | 55517 | CT01 | 14624011 | 88753913
CT | Wallingford Energy, LLC | 55517 | CT02 | 14624011 | 88754013
CT | Wallingford Energy, LLC | 55517 | CT03 | 14624011 | 88754113
CT | Wallingford Energy, LLC | 55517 | CT04 | 14624011 | 88754213
CT | Wallingford Energy, LLC | 55517 | CT05 | 14624011 | 88754313
CT | Wallingford Energy, LLC | 55517 | CT06 | 14624011 | 125574413
CT | Wallingford Energy, LLC | 55517 | CT07 | 14624011 | 125574513
CT | CPV Towantic Energy Center | 56047 | 1 | 18867011 | 134853713
CT | CPV Towantic Energy Center | 56047 | 2 | 18867011 | 134853813
CT | Waterside Power, LLC | 56189 | 4 | 14623611 | 88748813
CT | Waterside Power, LLC | 56189 | 5 | 14623611 | 88748913
CT | Waterside Power, LLC | 56189 | 7 | 14623611 | 88749013
CT | Waterbury Generation | 56629 | 10 | 15588211 | 99539613
CT | Kleen Energy Systems Project | 56798 | U1 | 14622911 | 88745013
CT | Kleen Energy Systems Project | 56798 | U2 | 14622911 | 88745113
DE | Christiana Substation | 591 | 11 | 2457411 | 40424813
DE | Christiana Substation | 591 | 14 | 2457411 | 40424713
DE | Delaware City | 592 | 10 | 2425311 | 40248813
DE | Edge Moor | 593 | 3 | 827811 | 46233113
DE | Edge Moor | 593 | 4 | 827811 | 46232713
DE | Edge Moor | 593 | 5 | 827811 | 46233313
DE | Edge Moor | 593 | 10 | 827811 | 46232613
DE | Indian River | 594 | 1 | 640911 | 46474913
DE | Indian River | 594 | 2 | 640911 | 46475013
DE | Indian River | 594 | 3 | 640911 | 46475113
DE | Indian River | 594 | 4 | 640911 | 46474713
DE | Indian River | 594 | 10 | 640911 | 46474813
DE | West Substation | 597 | 10 | 2425411 | 40248713
DE | McKee Run | 599 | 1 | 588111 | 46181713
DE | McKee Run | 599 | 2 | 588111 | 46182313
DE | McKee Run | 599 | 3 | 588111 | 46182213
DE | Hay Road | 7153 | 1 | 640311 | 46482013
DE | Hay Road | 7153 | 2 | 640311 | 46482113
DE | Hay Road | 7153 | 5 | 640311 | 46482513
DE | Hay Road | 7153 | 6 | 640311 | 46482613
DE | Hay Road | 7153 | 7 | 640311 | 46481913
DE | Hay Road | 7153 | **3 | 640311 | 46482213
DE | Van Sant | 7318 | **11 | 2800411 | 41318913
DE | Warren F. Sam Beasley Pwr Station | 7962 | 1 | 2424211 | 40256813
DE | Warren F. Sam Beasley Pwr Station | 7962 | 2 | 2424211 | 108722713
DE | Energy Center Dover LLC | 10030 | 1 | 753811 | 46292513
DE | Energy Center Dover LLC | 10030 | 2 | 753811 | 46292413
DE | Energy Center Dover LLC | 10030 | 3 | 753811 | 46292313
DE | Delaware City Refinery | 52193 | 21H701 | 588311 | 46165613
DE | Delaware City Refinery | 52193 | 37H1 | 588311 | 46165013
DE | Delaware City Refinery | 52193 | 41H1 | 588311 | 46179913
DE | Delaware City Refinery | 52193 | 42H123 | 588311 | 46159913
DE | Delaware City Refinery | 52193 | CATCOB | 588311 | 46167213
DE | Delaware City Refinery | 52193 | COKCOB | 588311 | 46162713
DE | Delaware City Refinery | 52193 | DCPP1 | 588311 | 46159813
DE | Delaware City Refinery | 52193 | DCPP2 | 588311 | 46180313
DE | Delaware City Refinery | 52193 | DCPP3 | 588311 | 46161313
DE | Delaware City Refinery | 52193 | DCPP4 | 588311 | 46161413
DE | Delaware City Refinery | 52193 | MECCU1 | 588311 | 46178313
DE | Delaware City Refinery | 52193 | MECCU2 | 588311 | 46177613
DE | Garrison Energy Center | 57349 | 1 | 17744711 | 123413913
FL | Seminole (136) | 136 | 1 | 2474411 | 40414713
FL | Seminole (136) | 136 | 2 | 2474411 | 40414813
FL | Curtis H. Stanton Energy Center | 564 | 1 | 845411 | 46192513
FL | Curtis H. Stanton Energy Center | 564 | 2 | 845411 | 46192013
FL | Curtis H. Stanton Energy Center | 564 | CCB | 845411 | 89408913
FL | Cape Canaveral | 609 | CCCT3A | 590411 | 91828013
FL | Cape Canaveral | 609 | CCCT3B | 590411 | 91828113
FL | Cape Canaveral | 609 | CCCT3C | 590411 | 91828213
FL | Cape Canaveral | 609 | PCC1 | 590411 | 46129713
FL | Cape Canaveral | 609 | PCC2 | 590411 | 46129913
FL | Fort Myers | 612 | FMCT2A | 922311 | 46494313
FL | Fort Myers | 612 | FMCT2B | 922311 | 46494213
FL | Fort Myers | 612 | FMCT2C | 922311 | 46494413
FL | Fort Myers | 612 | FMCT2D | 922311 | 46494613
FL | Fort Myers | 612 | FMCT2E | 922311 | 46494013
FL | Fort Myers | 612 | FMCT2F | 922311 | 46494513
FL | Fort Myers | 612 | GFM01 | 922311 | 67301813
FL | Fort Myers | 612 | GFM02 | 922311 | 46493913
FL | Fort Myers | 612 | GFM03 | 922311 | 67301913
FL | Fort Myers | 612 | GFM04 | 922311 | 67302013
FL | Fort Myers | 612 | GFM05 | 922311 | 67302113
FL | Fort Myers | 612 | GFM06 | 922311 | 67302213
FL | Fort Myers | 612 | GFM07 | 922311 | 67302313
FL | Fort Myers | 612 | GFM08 | 922311 | 67302413
FL | Fort Myers | 612 | GFM09 | 922311 | 67302513
FL | Fort Myers | 612 | GFM10 | 922311 | 67302613
FL | Fort Myers | 612 | GFM11 | 922311 | 67302713
FL | Fort Myers | 612 | GFM12 | 922311 | 67302813
FL | Fort Myers | 612 | PFM3A | 922311 | 67302913
FL | Fort Myers | 612 | PFM3B | 922311 | 67303013
FL | Fort Myers | 612 | PFM3C | 922311 | 125617813
FL | Fort Myers | 612 | PFM3D | 922311 | 125617913
FL | Lauderdale | 613 | 4GT1 | 591711 | 46120113
FL | Lauderdale | 613 | 4GT2 | 591711 | 46120213
FL | Lauderdale | 613 | 5GT1 | 591711 | 46119013
FL | Lauderdale | 613 | 5GT2 | 591711 | 46119213
FL | Lauderdale | 613 | GFL01 | 591711 | 46118913
FL | Lauderdale | 613 | GFL02 | 591711 | 46118913
FL | Lauderdale | 613 | GFL03 | 591711 | 46118913
FL | Lauderdale | 613 | GFL04 | 591711 | 46118913
FL | Lauderdale | 613 | GFL05 | 591711 | 46118913
FL | Lauderdale | 613 | GFL06 | 591711 | 46118913
FL | Lauderdale | 613 | GFL07 | 591711 | 46118913
FL | Lauderdale | 613 | GFL08 | 591711 | 46118913
FL | Lauderdale | 613 | GFL09 | 591711 | 46118913
FL | Lauderdale | 613 | GFL10 | 591711 | 46118913
FL | Lauderdale | 613 | GFL11 | 591711 | 46118913
FL | Lauderdale | 613 | GFL12 | 591711 | 46118913
FL | Lauderdale | 613 | GFL13 | 591711 | 46119513
FL | Lauderdale | 613 | GFL14 | 591711 | 46119513
FL | Lauderdale | 613 | GFL15 | 591711 | 46119513
FL | Lauderdale | 613 | GFL16 | 591711 | 46119513
FL | Lauderdale | 613 | GFL17 | 591711 | 46119513
FL | Lauderdale | 613 | GFL18 | 591711 | 46119513
FL | Lauderdale | 613 | GFL19 | 591711 | 46119513
FL | Lauderdale | 613 | GFL20 | 591711 | 46119513
FL | Lauderdale | 613 | GFL21 | 591711 | 46119513
FL | Lauderdale | 613 | GFL22 | 591711 | 46119513
FL | Lauderdale | 613 | GFL23 | 591711 | 46119513
FL | Lauderdale | 613 | GFL24 | 591711 | 46119513
FL | Lauderdale | 613 | PFL6A | 591711 | 125613013
FL | Lauderdale | 613 | PFL6B | 591711 | 125612613
FL | Lauderdale | 613 | PFL6C | 591711 | 125612713
FL | Lauderdale | 613 | PFL6D | 591711 | 125612813
FL | Lauderdale | 613 | PFL6E | 591711 | 125612913
FL | Port Everglades | 617 | GPE01 | 591611 | 46121213
FL | Port Everglades | 617 | GPE02 | 591611 | 46121213
FL | Port Everglades | 617 | GPE03 | 591611 | 46121213
FL | Port Everglades | 617 | GPE04 | 591611 | 46121213
FL | Port Everglades | 617 | GPE05 | 591611 | 46121213
FL | Port Everglades | 617 | GPE06 | 591611 | 46121213
FL | Port Everglades | 617 | GPE07 | 591611 | 46121213
FL | Port Everglades | 617 | GPE08 | 591611 | 46121213
FL | Port Everglades | 617 | GPE09 | 591611 | 46121213
FL | Port Everglades | 617 | GPE10 | 591611 | 46121213
FL | Port Everglades | 617 | GPE11 | 591611 | 46121213
FL | Port Everglades | 617 | GPE12 | 591611 | 46121213
FL | Port Everglades | 617 | PECT5A | 591611 | 106523613
FL | Port Everglades | 617 | PECT5B | 591611 | 106523713
FL | Port Everglades | 617 | PECT5C | 591611 | 106523813
FL | Port Everglades | 617 | PPE1 | 591611 | 46120913
FL | Port Everglades | 617 | PPE2 | 591611 | 46121113
FL | Port Everglades | 617 | PPE3 | 591611 | 46121313
FL | Port Everglades | 617 | PPE4 | 591611 | 46121413
FL | Riviera Beach Energy Center | 619 | PRV3 | 921511 | 46505813
FL | Riviera Beach Energy Center | 619 | PRV4 | 921511 | 46505713
FL | Riviera Beach Energy Center | 619 | RBCT5A | 921511 | 89404413
FL | Riviera Beach Energy Center | 619 | RBCT5B | 921511 | 89404513
FL | Riviera Beach Energy Center | 619 | RBCT5C | 921511 | 89404613
FL | Sanford | 620 | PSN3 | 845211 | 46194513
FL | Sanford | 620 | PSN4 | 845211 | 46194313
FL | Sanford | 620 | SNCT4A | 845211 | 67203913
FL | Sanford | 620 | SNCT4B | 845211 | 67204013
FL | Sanford | 620 | SNCT4C | 845211 | 67204113
FL | Sanford | 620 | SNCT4D | 845211 | 67204213
FL | Sanford | 620 | SNCT5A | 845211 | 46194113
FL | Sanford | 620 | SNCT5B | 845211 | 46194013
FL | Sanford | 620 | SNCT5C | 845211 | 46194713
FL | Sanford | 620 | SNCT5D | 845211 | 46194613
FL | Turkey Point | 621 | PTP1 | 900011 | 46585213
FL | Turkey Point | 621 | PTP2 | 900011 | 46585113
FL | Turkey Point | 621 | TPCT5A | 900011 | 67219013
FL | Turkey Point | 621 | TPCT5B | 900011 | 67219113
FL | Turkey Point | 621 | TPCT5C | 900011 | 67219213
FL | Turkey Point | 621 | TPCT5D | 900011 | 67219313
FL | Bayboro | 627 | 1A | 2744511 | 41361313
FL | Bayboro | 627 | 1B | 2744511 | 41361313
FL | Bayboro | 627 | 2A | 2744511 | 41361413
FL | Bayboro | 627 | 2B | 2744511 | 41361413
FL | Bayboro | 627 | 3A | 2744511 | 41360913
FL | Bayboro | 627 | 3B | 2744511 | 41360913
FL | Bayboro | 627 | 4A | 2744511 | 41361113
FL | Bayboro | 627 | 4B | 2744511 | 41361113
FL | Crystal River | 628 | 1 | 640611 | 46477413
FL | Crystal River | 628 | 2 | 640611 | 46477913
FL | Crystal River | 628 | 4 | 640611 | 46478213
FL | Crystal River | 628 | 5 | 640611 | 46478413
FL | Crystal River | 628 | 1GTA | 640611 | 134840613
FL | Crystal River | 628 | 1GTB | 640611 | 134840713
FL | Crystal River | 628 | 2GTA | 640611 | 134840013
FL | Crystal River | 628 | 2GTB | 640611 | 134840113
FL | P L Bartow | 634 | 1 | 751811 | 46315513
FL | P L Bartow | 634 | 2 | 751811 | 46316213
FL | P L Bartow | 634 | 3 | 751811 | 46315913
FL | P L Bartow | 634 | 4A | 751811 | 67282113
FL | P L Bartow | 634 | 4B | 751811 | 67282213
FL | P L Bartow | 634 | 4C | 751811 | 67282313
FL | P L Bartow | 634 | 4D | 751811 | 67282413
FL | P L Bartow | 634 | P1 | 751811 | 46316313
FL | P L Bartow | 634 | P2 | 751811 | 46315613
FL | P L Bartow | 634 | P3 | 751811 | 46315413
FL | P L Bartow | 634 | P4 | 751811 | 46315713
FL | Suwannee River | 638 | 1 | 642811 | 46455313
FL | Suwannee River | 638 | 2 | 642811 | 46455013
FL | Suwannee River | 638 | 3 | 642811 | 46454913
FL | Suwannee River | 638 | 1A | 642811 | 46455413
FL | Suwannee River | 638 | 1B | 642811 | 46455413
FL | Suwannee River | 638 | 2A | 642811 | 46455113
FL | Suwannee River | 638 | 2B | 642811 | 46455113
FL | Suwannee River | 638 | 3A | 642811 | 46455213
FL | Suwannee River | 638 | 3B | 642811 | 46455213
FL | Gulf Clean Energy Center | 641 | 4 | 752711 | 46305913
FL | Gulf Clean Energy Center | 641 | 5 | 752711 | 46305813
FL | Gulf Clean Energy Center | 641 | 6 | 752711 | 46305713
FL | Gulf Clean Energy Center | 641 | 7 | 752711 | 46305613
FL | Lansing Smith Generating Plant | 643 | 1 | 554911 | 48231013
FL | Lansing Smith Generating Plant | 643 | 2 | 554911 | 48231113
FL | Lansing Smith Generating Plant | 643 | 4 | 554911 | 48230713
FL | Lansing Smith Generating Plant | 643 | 5 | 554911 | 48230613
FL | Lansing Smith Generating Plant | 643 | AA | 554911 | 48230813
FL | Lansing Smith Generating Plant | 643 | AB | 554911 | 48230813
FL | Big Bend | 645 | BB01 | 538611 | 48397513
FL | Big Bend | 645 | BB02 | 538611 | 48398413
FL | Big Bend | 645 | BB03 | 538611 | 48398013
FL | Big Bend | 645 | BB04 | 538611 | 48398913
FL | Big Bend | 645 | BB05 | 538611 | 156029813
FL | Big Bend | 645 | BB06 | 538611 | 156029913
FL | Big Bend | 645 | BBCT2 | 538611 | 48397913
FL | Big Bend | 645 | BBCT3 | 538611 | 48397713
FL | Big Bend | 645 | CT4A | 538611 | 67261513
FL | Big Bend | 645 | CT4B | 538611 | 67261613
FL | Deerhaven | 663 | B1 | 535011 | 48440013
FL | Deerhaven | 663 | B2 | 535011 | 48439813
FL | Deerhaven | 663 | CT3 | 535011 | 48440113
FL | J R Kelly | 664 | CC1 | 536811 | 48417613
FL | J D Kennedy | 666 | 7 | 557811 | 48173713
FL | J D Kennedy | 666 | CT3 | 557811 | 48173913
FL | J D Kennedy | 666 | CT8 | 557811 | 67248313
FL | Northside | 667 | 3 | 640211 | 46483913
FL | Northside | 667 | 1A | 640211 | 46483513
FL | Northside | 667 | 2A | 640211 | 46484313
FL | Northside | 667 | GT3 | 640211 | 46483713
FL | Northside | 667 | GT4 | 640211 | 46483413
FL | Northside | 667 | GT5 | 640211 | 46483313
FL | Northside | 667 | GT6 | 640211 | 46484413
FL | Tom G Smith | 673 | GT1 | 919411 | 46529613
FL | Tom G Smith | 673 | S-3 | 919411 | 46529713
FL | Charles Larsen Memorial Power Plant | 675 | 7 | 752011 | 46313313
FL | Charles Larsen Memorial Power Plant | 675 | **8 | 752011 | 46313613
FL | C D McIntosh Jr Power Plant | 676 | 1 | 643111 | 46453813
FL | C D McIntosh Jr Power Plant | 676 | 2 | 643111 | 46452813
FL | C D McIntosh Jr Power Plant | 676 | 3 | 643111 | 46452713
FL | C D McIntosh Jr Power Plant | 676 | 5 | 643111 | 46453113
FL | C D McIntosh Jr Power Plant | 676 | MGT2 | 643111 | 138587313
FL | Indian River (683) | 683 | **C | 590511 | 46129113
FL | Indian River (683) | 683 | **D | 590511 | 46129013
FL | Indian River (683) | 683 | A | 590511 | 46129213
FL | Indian River (683) | 683 | B | 590511 | 46128813
FL | Arvah B Hopkins | 688 | 1 | 715111 | 46366313
FL | Arvah B Hopkins | 688 | 2 | 715111 | 46366413
FL | Arvah B Hopkins | 688 | 2A | 715111 | 67190613
FL | Arvah B Hopkins | 688 | HC2 | 715111 | 46366113
FL | Arvah B Hopkins | 688 | HC3 | 715111 | 67190413
FL | Arvah B Hopkins | 688 | HC4 | 715111 | 67190513
FL | S O Purdom | 689 | 7 | 2731711 | 41201513
FL | S O Purdom | 689 | 8 | 2731711 | 41201313
FL | Manatee | 6042 | MTCT3A | 537911 | 67276713
FL | Manatee | 6042 | MTCT3B | 537911 | 67276813
FL | Manatee | 6042 | MTCT3C | 537911 | 67276913
FL | Manatee | 6042 | MTCT3D | 537911 | 67277013
FL | Manatee | 6042 | PMT1 | 537911 | 48407513
FL | Manatee | 6042 | PMT2 | 537911 | 48407613
FL | Martin | 6043 | HRSG3A | 751511 | 46320313
FL | Martin | 6043 | HRSG3B | 751511 | 46320213
FL | Martin | 6043 | HRSG4A | 751511 | 46319713
FL | Martin | 6043 | HRSG4B | 751511 | 46319513
FL | Martin | 6043 | PMR1 | 751511 | 46319913
FL | Martin | 6043 | PMR2 | 751511 | 46320113
FL | Martin | 6043 | PMR8A | 751511 | 46320013
FL | Martin | 6043 | PMR8B | 751511 | 46319813
FL | Martin | 6043 | PMR8C | 751511 | 67227613
FL | Martin | 6043 | PMR8D | 751511 | 67227713
FL | Debary | 6046 | **10 | 2797311 | 40825313
FL | Debary | 6046 | **7 | 2797311 | 40825713
FL | Debary | 6046 | **8 | 2797311 | 40825813
FL | Debary | 6046 | **9 | 2797311 | 40825513
FL | Debary | 6046 | P1 | 2797311 | 40825413
FL | Debary | 6046 | P2 | 2797311 | 40825913
FL | Debary | 6046 | P3 | 2797311 | 40825113
FL | Debary | 6046 | P4 | 2797311 | 40825013
FL | Debary | 6046 | P5 | 2797311 | 40825613
FL | Debary | 6046 | P6 | 2797311 | 40825213
FL | Stock Island | 6584 | CT4 | 554011 | 67305113
FL | Cane Island | 7238 | 2 | 558411 | 48171213
FL | Cane Island | 7238 | 3 | 558411 | 48171013
FL | Cane Island | 7238 | 4 | 558411 | 89409413
FL | Cane Island | 7238 | **1 | 558411 | 48171113
FL | Polk | 7242 | **1 | 751911 | 46314613
FL | Polk | 7242 | **2 | 751911 | 111793713
FL | Polk | 7242 | **2 | 751911 | 46314713
FL | Polk | 7242 | **3 | 751911 | 46314213
FL | Polk | 7242 | **3 | 751911 | 111793813
FL | Polk | 7242 | **4 | 751911 | 111793913
FL | Polk | 7242 | **4 | 751911 | 67213113
FL | Polk | 7242 | **5 | 751911 | 111794013
FL | Polk | 7242 | **5 | 751911 | 67213213
FL | Reedy Creek Central Energy Plant | 7254 | 32432 | 901111 | 46577813
FL | Hines Energy Complex | 7302 | 1A | 552011 | 48264613
FL | Hines Energy Complex | 7302 | 1B | 552011 | 48264713
FL | Hines Energy Complex | 7302 | 2A | 552011 | 67213413
FL | Hines Energy Complex | 7302 | 2B | 552011 | 67213513
FL | Hines Energy Complex | 7302 | 3A | 552011 | 67213613
FL | Hines Energy Complex | 7302 | 3B | 552011 | 67213713
FL | Hines Energy Complex | 7302 | 4A | 552011 | 67213813
FL | Hines Energy Complex | 7302 | 4B | 552011 | 67213913
FL | University of Florida | 7345 | 1 | 8500311 | 64010513
FL | Midulla Generating Station | 7380 | 1 | 4390111 | 36250013
FL | Midulla Generating Station | 7380 | 2 | 4390111 | 36250113
FL | Midulla Generating Station | 7380 | 4A | 4390111 | 67290113
FL | Midulla Generating Station | 7380 | 4B | 4390111 | 67290113
FL | Midulla Generating Station | 7380 | 5A | 4390111 | 67290213
FL | Midulla Generating Station | 7380 | 5B | 4390111 | 67290213
FL | Midulla Generating Station | 7380 | 6A | 4390111 | 67290313
FL | Midulla Generating Station | 7380 | 6B | 4390111 | 67290313
FL | Midulla Generating Station | 7380 | 7A | 4390111 | 67290413
FL | Midulla Generating Station | 7380 | 7B | 4390111 | 67290413
FL | Midulla Generating Station | 7380 | 8A | 4390111 | 67290513
FL | Midulla Generating Station | 7380 | 8B | 4390111 | 67290513
FL | Tiger Bay | 7699 | 1 | 8514711 | 959813
FL | Brandy Branch | 7846 | 1 | 641211 | 46474113
FL | Brandy Branch | 7846 | 2 | 641211 | 46474013
FL | Brandy Branch | 7846 | 3 | 641211 | 46473813
FL | Bayside Power Station | 7873 | CT1A | 901211 | 67261713
FL | Bayside Power Station | 7873 | CT1B | 901211 | 67261813
FL | Bayside Power Station | 7873 | CT1C | 901211 | 67261913
FL | Bayside Power Station | 7873 | CT2A | 901211 | 67262013
FL | Bayside Power Station | 7873 | CT2B | 901211 | 67262113
FL | Bayside Power Station | 7873 | CT2C | 901211 | 67262213
FL | Bayside Power Station | 7873 | CT2D | 901211 | 67262313
FL | Bayside Power Station | 7873 | CT3A | 901211 | 67262413
FL | Bayside Power Station | 7873 | CT3B | 901211 | 67262513
FL | Bayside Power Station | 7873 | CT4A | 901211 | 67262613
FL | Bayside Power Station | 7873 | CT4B | 901211 | 67262713
FL | Bayside Power Station | 7873 | CT5A | 901211 | 67262813
FL | Bayside Power Station | 7873 | CT5B | 901211 | 67262913
FL | Bayside Power Station | 7873 | CT6A | 901211 | 67263013
FL | Bayside Power Station | 7873 | CT6B | 901211 | 67263113
FL | Anclote | 8048 | 1 | 717211 | 46338013
FL | Anclote | 8048 | 2 | 717211 | 46337913
FL | Intercession City | 8049 | **10 | 1950911 | 41857713
FL | Intercession City | 8049 | **11 | 1950911 | 41857613
FL | Intercession City | 8049 | **12 | 1950911 | 41857813
FL | Intercession City | 8049 | **13 | 1950911 | 41857013
FL | Intercession City | 8049 | **14 | 1950911 | 41857213
FL | Intercession City | 8049 | **7 | 1950911 | 41857413
FL | Intercession City | 8049 | **8 | 1950911 | 41858113
FL | Intercession City | 8049 | **9 | 1950911 | 41857113
FL | Intercession City | 8049 | 1A | 1950911 | 41857913
FL | Intercession City | 8049 | 1B | 1950911 | 41857913
FL | Intercession City | 8049 | 2A | 1950911 | 41857313
FL | Intercession City | 8049 | 2B | 1950911 | 41857313
FL | Intercession City | 8049 | 3A | 1950911 | 41858013
FL | Intercession City | 8049 | 3B | 1950911 | 41858013
FL | Intercession City | 8049 | 4A | 1950911 | 41856913
FL | Intercession City | 8049 | 4B | 1950911 | 41856913
FL | Intercession City | 8049 | 5A | 1950911 | 41856813
FL | Intercession City | 8049 | 5B | 1950911 | 41856813
FL | Intercession City | 8049 | 6A | 1950911 | 41858213
FL | Intercession City | 8049 | 6B | 1950911 | 41858213
FL | Hardee Power Station | 50949 | CT1A | 769811 | 46276813
FL | Hardee Power Station | 50949 | CT1B | 769811 | 46277113
FL | Hardee Power Station | 50949 | CT2A | 769811 | 46276913
FL | Hardee Power Station | 50949 | CT2B | 769811 | 46277013
FL | Orange Cogeneration Facility | 54365 | 1 | 3197811 | 39670813
FL | Orange Cogeneration Facility | 54365 | 2 | 3197811 | 39670713
FL | Mulberry Cogeneration Facility | 54426 | 1 | 2312411 | 39754313
FL | Orlando CoGen | 54466 | 1 | 2694911 | 41375413
FL | Osceola | 55192 | OSC1 | 7940911 | 2544613
FL | Osceola | 55192 | OSC2 | 7940911 | 2544713
FL | Osceola | 55192 | OSC3 | 7940911 | 2544813
FL | Santa Rosa Energy Center | 55242 | CT-1 | 2492411 | 40405313
FL | Oleander Power Project | 55286 | O-1 | 591111 | 46123713
FL | Oleander Power Project | 55286 | O-2 | 591111 | 46123613
FL | Oleander Power Project | 55286 | O-3 | 591111 | 46123513
FL | Oleander Power Project | 55286 | O-4 | 591111 | 46123413
FL | Oleander Power Project | 55286 | O-5 | 591111 | 67283113
FL | Indian River | 55318 | 1 | 591211 | 46123113
FL | Indian River | 55318 | 2 | 591211 | 46123013
FL | Indian River | 55318 | 3 | 591211 | 46122913
FL | Osprey Energy Center | 55412 | CT1 | 9740311 | 57508013
FL | Osprey Energy Center | 55412 | CT2 | 9740311 | 57508113
FL | Shady Hills | 55414 | GT101 | 2712911 | 41363413
FL | Shady Hills | 55414 | GT201 | 2712911 | 41363313
FL | Shady Hills | 55414 | GT301 | 2712911 | 41363513
FL | Vandolah Power Project | 55415 | GT101 | 588511 | 46159113
FL | Vandolah Power Project | 55415 | GT201 | 588511 | 46158613
FL | Vandolah Power Project | 55415 | GT301 | 588511 | 46158713
FL | Vandolah Power Project | 55415 | GT401 | 588511 | 46159013
FL | Stanton A | 55821 | 25 | 845411 | 67201413
FL | Stanton A | 55821 | 25 | 18868811 | 134849313
FL | Stanton A | 55821 | 26 | 18868811 | 134849413
FL | Stanton A | 55821 | 26 | 845411 | 67201513
FL | Treasure Coast Energy Center | 56400 | 1 | 12779711 | 67328113
FL | West County Energy Center | 56407 | WCCT1A | 14654911 | 89427313
FL | West County Energy Center | 56407 | WCCT1B | 14654911 | 89427413
FL | West County Energy Center | 56407 | WCCT1C | 14654911 | 89427513
FL | West County Energy Center | 56407 | WCCT2A | 14654911 | 89427613
FL | West County Energy Center | 56407 | WCCT2B | 14654911 | 89427713
FL | West County Energy Center | 56407 | WCCT2C | 14654911 | 89427813
FL | West County Energy Center | 56407 | WCCT3A | 14654911 | 89428513
FL | West County Energy Center | 56407 | WCCT3B | 14654911 | 89428613
FL | West County Energy Center | 56407 | WCCT3C | 14654911 | 89428713
FL | Greenland Energy Center | 56799 | 1 | 15032711 | 91837113
FL | Greenland Energy Center | 56799 | 2 | 15032711 | 91837213
FL | Deerhaven Renewable Energy Center | 57241 | BFB1 | 15561111 | 106541313
FL | Okeechobee Clean Energy Center | 60345 | OCEC1A | 18866311 | 134848113
FL | Okeechobee Clean Energy Center | 60345 | OCEC1B | 18866311 | 134848413
FL | Okeechobee Clean Energy Center | 60345 | OCEC1C | 18866311 | 134848513
GA | Bowen | 703 | 1BLR | 2813011 | 40818913
GA | Bowen | 703 | 2BLR | 2813011 | 40818813
GA | Bowen | 703 | 3BLR | 2813011 | 40819213
GA | Bowen | 703 | 4BLR | 2813011 | 40819013
GA | Bowen | 703 | 6A | 2813011 | 40819113
GA | Bowen | 703 | 6B | 2813011 | 40819313
GA | Jack McDonough | 710 | 3AA | 3699211 | 36890213
GA | Jack McDonough | 710 | 3AB | 3699211 | 36889913
GA | Jack McDonough | 710 | 3BA | 3699211 | 36890113
GA | Jack McDonough | 710 | 3BB | 3699211 | 36889713
GA | Jack McDonough | 710 | 4A | 3699211 | 105654313
GA | Jack McDonough | 710 | 4B | 3699211 | 105654413
GA | Jack McDonough | 710 | 5A | 3699211 | 105654513
GA | Jack McDonough | 710 | 5B | 3699211 | 105654613
GA | Jack McDonough | 710 | 6A | 3699211 | 105654713
GA | Jack McDonough | 710 | 6B | 3699211 | 105654813
GA | Jack McDonough | 710 | MB1 | 3699211 | 36889813
GA | Jack McDonough | 710 | MB2 | 3699211 | 36890013
GA | McManus | 715 | 1 | 3721111 | 36833913
GA | McManus | 715 | 2 | 3721111 | 36834013
GA | McManus | 715 | 3A | 3721111 | 36833813
GA | McManus | 715 | 3B | 3721111 | 36833613
GA | McManus | 715 | 3C | 3721111 | 36834213
GA | McManus | 715 | 4A | 3721111 | 36833513
GA | McManus | 715 | 4B | 3721111 | 36833213
GA | McManus | 715 | 4C | 3721111 | 36833313
GA | McManus | 715 | 4D | 3721111 | 36833413
GA | McManus | 715 | 4E | 3721111 | 36834113
GA | McManus | 715 | 4F | 3721111 | 36833713
GA | Yates | 728 | Y1BR | 3703111 | 36868113
GA | Yates | 728 | Y2BR | 3703111 | 36868313
GA | Yates | 728 | Y3BR | 3703111 | 36868413
GA | Yates | 728 | Y4BR | 3703111 | 36868013
GA | Yates | 728 | Y5BR | 3703111 | 36868613
GA | Yates | 728 | Y6BR | 3703111 | 36868513
GA | Yates | 728 | Y7BR | 3703111 | 36868213
GA | Wansley (6052) | 6052 | 1 | 7415011 | 9227113
GA | Wansley (6052) | 6052 | 2 | 7415011 | 9227213
GA | Wansley (6052) | 6052 | 5A | 7415011 | 9227313
GA | McIntosh (6124) | 6124 | 1 | 3711211 | 36851113
GA | McIntosh (6124) | 6124 | CT1 | 3711211 | 36851713
GA | McIntosh (6124) | 6124 | CT2 | 3711211 | 36851813
GA | McIntosh (6124) | 6124 | CT3 | 3711211 | 36851213
GA | McIntosh (6124) | 6124 | CT4 | 3711211 | 36851013
GA | McIntosh (6124) | 6124 | CT5 | 3711211 | 36851513
GA | McIntosh (6124) | 6124 | CT6 | 3711211 | 36851313
GA | McIntosh (6124) | 6124 | CT7 | 3711211 | 36851613
GA | McIntosh (6124) | 6124 | CT8 | 3711211 | 36851413
GA | Scherer | 6257 | 1 | 8354711 | 420013
GA | Scherer | 6257 | 2 | 8354711 | 420113
GA | Scherer | 6257 | 3 | 8354711 | 420213
GA | Scherer | 6257 | 4 | 8354711 | 419913
GA | Allen B Wilson Combustion Turbine Plant | 6258 | 1A | 15028311 | 91734613
GA | Allen B Wilson Combustion Turbine Plant | 6258 | 1B | 15028311 | 91734713
GA | Allen B Wilson Combustion Turbine Plant | 6258 | 1C | 15028311 | 91734813
GA | Allen B Wilson Combustion Turbine Plant | 6258 | 1D | 15028311 | 91734913
GA | Allen B Wilson Combustion Turbine Plant | 6258 | 1E | 15028311 | 91735013
GA | Allen B Wilson Combustion Turbine Plant | 6258 | 1F | 15028311 | 91735113
GA | Robins | 7348 | CT1 | 2654411 | 41054813
GA | Robins | 7348 | CT2 | 2654411 | 41054913
GA | MPC Generating | 7764 | 1 | 15604711 | 98451713
GA | MPC Generating | 7764 | 2 | 15604711 | 98451813
GA | Dahlberg (Jackson County) | 7765 | 1 | 8500711 | 964713
GA | Dahlberg (Jackson County) | 7765 | 2 | 8500711 | 965213
GA | Dahlberg (Jackson County) | 7765 | 3 | 8500711 | 965113
GA | Dahlberg (Jackson County) | 7765 | 4 | 8500711 | 965313
GA | Dahlberg (Jackson County) | 7765 | 5 | 8500711 | 965013
GA | Dahlberg (Jackson County) | 7765 | 6 | 8500711 | 964613
GA | Dahlberg (Jackson County) | 7765 | 7 | 8500711 | 964513
GA | Dahlberg (Jackson County) | 7765 | 8 | 8500711 | 964413
GA | Dahlberg (Jackson County) | 7765 | 9 | 8500711 | 964813
GA | Dahlberg (Jackson County) | 7765 | 10 | 8500711 | 964913
GA | Sowega Power Project | 7768 | CT2 | 15580111 | 98199113
GA | Sowega Power Project | 7768 | CT3 | 15580111 | 98199213
GA | Sewell Creek Energy | 7813 | 1 | 15602211 | 98380813
GA | Sewell Creek Energy | 7813 | 2 | 15602211 | 98380913
GA | Sewell Creek Energy | 7813 | 3 | 15602211 | 98381013
GA | Sewell Creek Energy | 7813 | 4 | 15602211 | 98381113
GA | Smarr Energy Facility | 7829 | 1 | 15578911 | 98198413
GA | Smarr Energy Facility | 7829 | 2 | 15578911 | 98198513
GA | Talbot Energy Facility | 7916 | 1 | 15040211 | 91997313
GA | Talbot Energy Facility | 7916 | 2 | 15040211 | 91997413
GA | Talbot Energy Facility | 7916 | 3 | 15040211 | 91997513
GA | Talbot Energy Facility | 7916 | 4 | 15040211 | 91997613
GA | Talbot Energy Facility | 7916 | 5 | 15040211 | 91997713
GA | Talbot Energy Facility | 7916 | 6 | 15040211 | 91997813
GA | Chattahoochee Energy Facility | 7917 | 8A | 13645711 | 82358813
GA | Chattahoochee Energy Facility | 7917 | 8B | 13645711 | 82358913
GA | Wansley (7946) | 7946 | CT9A | 9765611 | 57654213
GA | Wansley (7946) | 7946 | CT9B | 9765611 | 57654313
GA | Mid-Georgia Cogeneration | 55040 | 1 | 15560111 | 98129513
GA | Mid-Georgia Cogeneration | 55040 | 2 | 15560111 | 98129613
GA | Tenaska Georgia Generating Station | 55061 | CT1 | 15558711 | 97956613
GA | Tenaska Georgia Generating Station | 55061 | CT2 | 15558711 | 97956713
GA | Tenaska Georgia Generating Station | 55061 | CT3 | 15558711 | 97956813
GA | Tenaska Georgia Generating Station | 55061 | CT4 | 15558711 | 97956913
GA | Tenaska Georgia Generating Station | 55061 | CT5 | 15558711 | 97957013
GA | Tenaska Georgia Generating Station | 55061 | CT6 | 15558711 | 97957113
GA | Walton County Power | 55128 | T1 | 15508211 | 97087913
GA | Walton County Power | 55128 | T2 | 15508211 | 97088013
GA | Walton County Power | 55128 | T3 | 15508211 | 97088113
GA | Hawk Road Energy Facility | 55141 | CT1 | 15559111 | 97988813
GA | Hawk Road Energy Facility | 55141 | CT2 | 15559111 | 97988913
GA | Hawk Road Energy Facility | 55141 | CT3 | 15559111 | 97989013
GA | Doyle Energy Facility | 55244 | CTG-1 | 15640311 | 99507813
GA | Doyle Energy Facility | 55244 | CTG-2 | 15640311 | 99507913
GA | Doyle Energy Facility | 55244 | CTG-3 | 15640311 | 99508013
GA | Doyle Energy Facility | 55244 | CTG-4 | 15640311 | 99508113
GA | Doyle Energy Facility | 55244 | CTG-5 | 15640311 | 99508213
GA | Edward L Addison Generating Plant | 55267 | 1 | 15525911 | 97468713
GA | Edward L Addison Generating Plant | 55267 | 2 | 15525911 | 97468813
GA | Edward L Addison Generating Plant | 55267 | 3 | 15525911 | 97468913
GA | Edward L Addison Generating Plant | 55267 | 4 | 15525911 | 97469013
GA | Baconton Power | 55304 | CT1 | 15578811 | 98197613
GA | Baconton Power | 55304 | CT4 | 15578811 | 98197713
GA | Baconton Power | 55304 | CT5 | 15578811 | 98197813
GA | Baconton Power | 55304 | CT6 | 15578811 | 98197913
GA | Washington County Power | 55332 | T1 | 15504111 | 97063513
GA | Washington County Power | 55332 | T2 | 15504111 | 97063613
GA | Washington County Power | 55332 | T3 | 15504111 | 97063713
GA | Washington County Power | 55332 | T4 | 15504111 | 97063813
GA | Thomas A. Smith Energy Facility | 55382 | CCCT1 | 9751411 | 57647813
GA | Thomas A. Smith Energy Facility | 55382 | CCCT2 | 9751411 | 57647913
GA | Thomas A. Smith Energy Facility | 55382 | CCCT3 | 9751411 | 57648013
GA | Thomas A. Smith Energy Facility | 55382 | CCCT4 | 9751411 | 57648113
GA | Effingham Energy Facility | 55406 | 1 | 9736911 | 57649213
GA | Effingham Energy Facility | 55406 | 2 | 9736911 | 57649313
GA | AL Sandersville Energy Facility | 55672 | CT1 | 15502311 | 97057213
GA | AL Sandersville Energy Facility | 55672 | CT2 | 15502311 | 97057313
GA | AL Sandersville Energy Facility | 55672 | CT3 | 15502311 | 97057413
GA | AL Sandersville Energy Facility | 55672 | CT4 | 15502311 | 97057513
GA | AL Sandersville Energy Facility | 55672 | CT5 | 15502311 | 97057613
GA | AL Sandersville Energy Facility | 55672 | CT6 | 15502311 | 97057713
GA | AL Sandersville Energy Facility | 55672 | CT7 | 15502311 | 97057813
GA | AL Sandersville Energy Facility | 55672 | CT8 | 15502311 | 97057913
GA | Wansley CC (55965) | 55965 | 6A | 16658111 | 105656413
GA | Wansley CC (55965) | 55965 | 6B | 16658111 | 105656513
GA | Wansley CC (55965) | 55965 | 7A | 16658111 | 105656613
GA | Wansley CC (55965) | 55965 | 7B | 16658111 | 105656713
GA | Walton Bainbridge Power Facility | 56015 | P1A | 15498211 | 97049513
GA | Walton Bainbridge Power Facility | 56015 | P1B | 15498211 | 97049513
GA | Walton Bainbridge Power Facility | 56015 | P2A | 15498211 | 97049613
GA | Walton Bainbridge Power Facility | 56015 | P2B | 15498211 | 97049613
GA | McIntosh Combined Cycle Facility | 56150 | 10A | 9736811 | 57649613
GA | McIntosh Combined Cycle Facility | 56150 | 10B | 9736811 | 57649713
GA | McIntosh Combined Cycle Facility | 56150 | 11A | 9736811 | 57649813
GA | McIntosh Combined Cycle Facility | 56150 | 11B | 9736811 | 57649913
GA | Albany Green Energy LLC | 60340 | B0004 | 17945711 | 127308013
GA | Hartwell Energy Facility | 70454 | MAG1 | 2612411 | 97989113
GA | Hartwell Energy Facility | 70454 | MAG2 | 2612411 | 97989213
IA | Lansing | 1047 | 3 | 5509311 | 27501613
IA | Lansing | 1047 | 4 | 5509311 | 27501713
IA | Marshalltown CTs | 1068 | 1A | 3779111 | 37006813
IA | Marshalltown CTs | 1068 | 1B | 3779111 | 37006713
IA | Marshalltown CTs | 1068 | 2A | 3779111 | 37006613
IA | Marshalltown CTs | 1068 | 2B | 3779111 | 37006513
IA | Marshalltown CTs | 1068 | 3A | 3779111 | 37006413
IA | Marshalltown CTs | 1068 | 3B | 3779111 | 37006313
IA | Prairie Creek | 1073 | 3 | 3940211 | 37605913
IA | Prairie Creek | 1073 | 4 | 3940211 | 37606013
IA | Riverside | 1081 | 9 | 2995011 | 38035113
IA | Walter Scott Jr. Energy Center | 1082 | 1 | 2992611 | 38070513
IA | Walter Scott Jr. Energy Center | 1082 | 2 | 2992611 | 38070613
IA | Walter Scott Jr. Energy Center | 1082 | 3 | 2992611 | 38070713
IA | Walter Scott Jr. Energy Center | 1082 | 4 | 2992611 | 67981913
IA | George Neal North | 1091 | 1 | 2943411 | 38611513
IA | George Neal North | 1091 | 2 | 2943411 | 38611613
IA | George Neal North | 1091 | 3 | 2943411 | 38611713
IA | Burlington (IA) | 1104 | 1 | 5511811 | 27182013
IA | Ames | 1122 | 7 | 12806611 | 68177813
IA | Ames | 1122 | 8 | 12806611 | 68177713
IA | Streeter Station | 1131 | 7 | 12806211 | 67677813
IA | Muscatine | 1167 | 8 | 7892811 | 2594313
IA | Muscatine | 1167 | 9 | 7892811 | 2592613
IA | Summit Lake | 1206 | 1G | 3731711 | 68192713
IA | Summit Lake | 1206 | 2G | 3731711 | 68192813
IA | Earl F Wisdom | 1217 | 1 | 5509511 | 27280613
IA | Earl F Wisdom | 1217 | 2 | 5509511 | 67735713
IA | Electrifarm | 6063 | 1 | 5524311 | 27492213
IA | Electrifarm | 6063 | 2 | 5524311 | 27492313
IA | Electrifarm | 6063 | 3 | 5524311 | 27492413
IA | Ottumwa | 6254 | 1 | 3732211 | 37541113
IA | Ottumwa | 6254 | 1 | 3732211 | 124299813
IA | Dayton Avenue Substation | 6463 | GT2 | 12806511 | 68177613
IA | Louisa | 6664 | 101 | 3942411 | 37581213
IA | Pleasant Hill Energy Center | 7145 | 1 | 3164811 | 38775213
IA | Pleasant Hill Energy Center | 7145 | 2 | 3164811 | 38775413
IA | Pleasant Hill Energy Center | 7145 | 3 | 3164811 | 38775713
IA | Lime Creek | 7155 | **1 | 5494511 | 27288213
IA | Lime Creek | 7155 | **2 | 5494511 | 27288313
IA | George Neal South | 7343 | 4 | 2943511 | 38608513
IA | Greater Des Moines Energy Center | 7985 | 1 | 3164811 | 67980413
IA | Greater Des Moines Energy Center | 7985 | 2 | 3164811 | 67980513
IA | Sycamore Combustion Turbine | 8029 | 1 | 3164611 | 38776413
IA | Sycamore Combustion Turbine | 8029 | 2 | 3164611 | 38776513
IA | Emery Station | 8031 | 11 | 10702411 | 58602213
IA | Emery Station | 8031 | 12 | 10702411 | 58602113
IA | Exira Station | 56013 | U-1 | 9661311 | 67654313
IA | Exira Station | 56013 | U-2 | 9661311 | 67654413
IA | Exira Station | 56013 | U-3 | 9661311 | 67654513
IA | Marshalltown Generating Station | 58236 | CT1 | 3779111 | 124118013
IA | Marshalltown Generating Station | 58236 | CT2 | 3779111 | 124117513
ID | Rathdrum Combustion Turbine Project | 7456 | 1 | 15472711 | 96584113
ID | Rathdrum Combustion Turbine Project | 7456 | 2 | 15472711 | 96584213
ID | Evander Andrews Power Complex | 7953 | CT1 | 8355111 | 96577013
ID | Evander Andrews Power Complex | 7953 | CT2 | 8355111 | 418513
ID | Evander Andrews Power Complex | 7953 | CT3 | 8355111 | 418613
ID | Bennett Mountain Power Project | 55733 | CT01 | 15472411 | 96576813
ID | Langley Gulch Power Plant | 57028 | CT1 | 16971311 | 111578313
IL | Joliet 29 | 384 | 71 | 7973011 | 2981413
IL | Joliet 29 | 384 | 72 | 7973011 | 2981413
IL | Joliet 29 | 384 | 81 | 7973011 | 2980313
IL | Joliet 29 | 384 | 82 | 7973011 | 2980313
IL | E D Edwards | 856 | 1 | 5422711 | 26814513
IL | E D Edwards | 856 | 2 | 5422711 | 26814813
IL | E D Edwards | 856 | 3 | 5422711 | 26814713
IL | Grand Tower Energy Center, LLC | 862 | CT01 | 2585811 | 59829913
IL | Grand Tower Energy Center, LLC | 862 | CT02 | 2585811 | 59830013
IL | Joliet 9 | 874 | 5 | 7973011 | 2982713
IL | Kincaid Generating Station | 876 | 1 | 1929211 | 41602913
IL | Kincaid Generating Station | 876 | 2 | 1929211 | 41603313
IL | Powerton | 879 | 51 | 8199411 | 5805313
IL | Powerton | 879 | 52 | 8199411 | 5805313
IL | Powerton | 879 | 61 | 8199411 | 5804813
IL | Powerton | 879 | 62 | 8199411 | 5804813
IL | Waukegan | 883 | 7 | 7792311 | 2286113
IL | Waukegan | 883 | 8 | 7792311 | 2286713
IL | Waukegan | 883 | 311 | 7792311 | 2285513
IL | Waukegan | 883 | 312 | 7792311 | 2285513
IL | Waukegan | 883 | 321 | 7792311 | 2285513
IL | Waukegan | 883 | 322 | 7792311 | 2285513
IL | Will County | 884 | 1 | 8018111 | 3978913
IL | Will County | 884 | 2 | 8018111 | 3977413
IL | Will County | 884 | 3 | 8018111 | 3978013
IL | Will County | 884 | 4 | 8018111 | 3978313
IL | Fisk | 886 | 19 | 1731811 | 41553513
IL | Fisk | 886 | 311 | 1731811 | 41553613
IL | Fisk | 886 | 312 | 1731811 | 41553613
IL | Fisk | 886 | 321 | 1731811 | 41553613
IL | Fisk | 886 | 322 | 1731811 | 41553613
IL | Fisk | 886 | 331 | 1731811 | 41554613
IL | Fisk | 886 | 332 | 1731811 | 41554613
IL | Fisk | 886 | 341 | 1731811 | 41554613
IL | Fisk | 886 | 342 | 1731811 | 41554613
IL | Joppa Steam | 887 | 1 | 7808911 | 2230813
IL | Joppa Steam | 887 | 2 | 7808911 | 2231013
IL | Joppa Steam | 887 | 3 | 7808911 | 2230913
IL | Joppa Steam | 887 | 4 | 7808911 | 2230713
IL | Joppa Steam | 887 | 5 | 7808911 | 2230613
IL | Joppa Steam | 887 | 6 | 7808911 | 2230513
IL | Baldwin Energy Complex | 889 | 1 | 7954611 | 3024213
IL | Baldwin Energy Complex | 889 | 2 | 7954611 | 3024313
IL | Baldwin Energy Complex | 889 | 3 | 7954611 | 3025413
IL | Venice | 913 | CT03 | 7338011 | 60146813
IL | Venice | 913 | CT04 | 7338011 | 60146913
IL | Venice | 913 | CT05 | 7338011 | 60147013
IL | Venice | 913 | CT1 | 7338011 | 8266713
IL | Venice | 913 | CT2A | 7338011 | 60147113
IL | Venice | 913 | CT2B | 7338011 | 96537913
IL | Dallman | 963 | 4 | 7377311 | 91371513
IL | Dallman | 963 | 31 | 7377311 | 10532913
IL | Dallman | 963 | 32 | 7377311 | 10533113
IL | Dallman | 963 | 33 | 7377311 | 10532813
IL | Lakeside | 964 | 7 | 7377311 | 10532713
IL | Lakeside | 964 | 8 | 7377311 | 10533013
IL | Marion | 976 | 4 | 8164511 | 5925213
IL | Marion | 976 | 5 | 8164511 | 60406313
IL | Marion | 976 | 6 | 8164511 | 60406413
IL | Marion | 976 | 123 | 8164511 | 60406513
IL | Newton | 6017 | 1 | 2587011 | 40794613
IL | Newton | 6017 | 2 | 2587011 | 40794913
IL | Interstate | 7425 | 1 | 4541611 | 28055113
IL | Tilton Power Station | 7760 | 1 | 5553011 | 26964713
IL | Tilton Power Station | 7760 | 2 | 5553011 | 60331613
IL | Tilton Power Station | 7760 | 3 | 5553011 | 60331713
IL | Tilton Power Station | 7760 | 4 | 5553011 | 60331813
IL | Alsey Station | 7818 | ACT1 | 5457411 | 27026713
IL | Alsey Station | 7818 | ACT2 | 5457411 | 27026913
IL | Alsey Station | 7818 | ACT5 | 5457411 | 27026813
IL | Alsey Station | 7818 | ACT6 | 5457411 | 123323613
IL | Freedom Power Project | 7842 | CT1 | 2670611 | 41043513
IL | MEPI GT Facility | 7858 | 1 | 5535711 | 26973813
IL | MEPI GT Facility | 7858 | 2 | 5535711 | 26973913
IL | MEPI GT Facility | 7858 | 3 | 5535711 | 26974013
IL | MEPI GT Facility | 7858 | 4 | 5535711 | 26974313
IL | MEPI GT Facility | 7858 | 5 | 5535711 | 26974113
IL | Archer Daniels Midland Co. | 10865 | FBC1 | 8139911 | 4636213
IL | Archer Daniels Midland Co. | 10865 | FBC2 | 8139911 | 4638013
IL | Archer Daniels Midland Co. | 10865 | FBC3 | 8139911 | 4640213
IL | Archer Daniels Midland Co. | 10865 | FBC4 | 8139911 | 4640713
IL | Archer Daniels Midland Co. | 10865 | FBC5 | 8139911 | 4640013
IL | Archer Daniels Midland Co. | 10865 | FBC6 | 8139911 | 4639713
IL | Archer Daniels Midland Co. | 10865 | FBC7 | 8139911 | 4640313
IL | Archer Daniels Midland Co. | 10865 | FBC8 | 8139911 | 4639913
IL | Archer Daniels Midland Co. | 10865 | FBC9 | 8139911 | 4636413
IL | Tate & Lyle | 10867 | 123-08 | 7793311 | 2268613
IL | Tate & Lyle | 10867 | 123-09 | 7793311 | 2268613
IL | Ingredion Incorporated Argo Plant | 54556 | B05 | 946411 | 47924013
IL | Ingredion Incorporated Argo Plant | 54556 | B06 | 946411 | 47926013
IL | Ingredion Incorporated Argo Plant | 54556 | B07 | 946411 | 59373413
IL | Ingredion Incorporated Argo Plant | 54556 | B10 | 946411 | 59371113
IL | Rocky Road Power, LLC | 55109 | T1 | 1786811 | 42008313
IL | Rocky Road Power, LLC | 55109 | T2 | 1786811 | 42008613
IL | Rocky Road Power, LLC | 55109 | T3 | 1786811 | 42008513
IL | Rocky Road Power, LLC | 55109 | T4 | 1786811 | 42008413
IL | Kendall Energy Facility | 55131 | GTG-1 | 9692211 | 53682413
IL | Kendall Energy Facility | 55131 | GTG-2 | 9692211 | 59763413
IL | Kendall Energy Facility | 55131 | GTG-3 | 9692211 | 59763613
IL | Kendall Energy Facility | 55131 | GTG-4 | 9692211 | 59763513
IL | Nelson Energy Center | 55183 | 1 | 10824211 | 105888013
IL | Nelson Energy Center | 55183 | 2 | 10824211 | 105888113
IL | Cordova Energy Company | 55188 | 1 | 4594711 | 28237213
IL | Cordova Energy Company | 55188 | 2 | 4594711 | 28237313
IL | Elwood Energy Facility | 55199 | 1 | 4506411 | 88700413
IL | Elwood Energy Facility | 55199 | 2 | 4506411 | 88701013
IL | Elwood Energy Facility | 55199 | 3 | 4506411 | 88701113
IL | Elwood Energy Facility | 55199 | 4 | 4506411 | 88701213
IL | Elwood Energy Facility | 55199 | 5 | 4506411 | 88700913
IL | Elwood Energy Facility | 55199 | 6 | 4506411 | 88700813
IL | Elwood Energy Facility | 55199 | 7 | 4506411 | 88700713
IL | Elwood Energy Facility | 55199 | 8 | 4506411 | 88700613
IL | Elwood Energy Facility | 55199 | 9 | 4506411 | 88700513
IL | Gibson City Energy Center, LLC | 55201 | GCTG1 | 2622911 | 41402513
IL | Gibson City Energy Center, LLC | 55201 | GCTG2 | 2622911 | 88707213
IL | Pinckneyville Power Plant | 55202 | CT01 | 4533911 | 28450913
IL | Pinckneyville Power Plant | 55202 | CT02 | 4533911 | 60256313
IL | Pinckneyville Power Plant | 55202 | CT03 | 4533911 | 60257013
IL | Pinckneyville Power Plant | 55202 | CT04 | 4533911 | 60257113
IL | Pinckneyville Power Plant | 55202 | CT05 | 4533911 | 28450813
IL | Pinckneyville Power Plant | 55202 | CT06 | 4533911 | 60256913
IL | Pinckneyville Power Plant | 55202 | CT07 | 4533911 | 60256413
IL | Pinckneyville Power Plant | 55202 | CT08 | 4533911 | 60256813
IL | Kinmundy Power Plant | 55204 | KCTG1 | 9701511 | 53871313
IL | Kinmundy Power Plant | 55204 | KCTG2 | 9701511 | 105901513
IL | Morris Cogeneration, LLC | 55216 | B-5 | 3348811 | 59609013
IL | Morris Cogeneration, LLC | 55216 | B-6 | 3348811 | 59609113
IL | Morris Cogeneration, LLC | 55216 | CTG1 | 3348811 | 38906113
IL | Morris Cogeneration, LLC | 55216 | CTG2 | 3348811 | 91319613
IL | Morris Cogeneration, LLC | 55216 | CTG3 | 3348811 | 91319713
IL | Lincoln Generating Facility | 55222 | CTG-1 | 4590011 | 28414613
IL | Lincoln Generating Facility | 55222 | CTG-2 | 4590011 | 28414713
IL | Lincoln Generating Facility | 55222 | CTG-3 | 4590011 | 28414813
IL | Lincoln Generating Facility | 55222 | CTG-4 | 4590011 | 28414913
IL | Lincoln Generating Facility | 55222 | CTG-5 | 4590011 | 28415413
IL | Lincoln Generating Facility | 55222 | CTG-6 | 4590011 | 28414513
IL | Lincoln Generating Facility | 55222 | CTG-7 | 4590011 | 28415313
IL | Lincoln Generating Facility | 55222 | CTG-8 | 4590011 | 28415513
IL | Lee County Generating Station, LLC | 55236 | CT1 | 5483011 | 26772913
IL | Lee County Generating Station, LLC | 55236 | CT2 | 5483011 | 88663313
IL | Lee County Generating Station, LLC | 55236 | CT3 | 5483011 | 88663413
IL | Lee County Generating Station, LLC | 55236 | CT4 | 5483011 | 88663513
IL | Lee County Generating Station, LLC | 55236 | CT5 | 5483011 | 88663713
IL | Lee County Generating Station, LLC | 55236 | CT6 | 5483011 | 88663613
IL | Lee County Generating Station, LLC | 55236 | CT7 | 5483011 | 88662613
IL | Lee County Generating Station, LLC | 55236 | CT8 | 5483011 | 88662813
IL | Shelby County | 55237 | SCE1 | 4725911 | 28334513
IL | Shelby County | 55237 | SCE2 | 4725911 | 28334913
IL | Shelby County | 55237 | SCE3 | 4725911 | 28334713
IL | Shelby County | 55237 | SCE4 | 4725911 | 28334613
IL | Shelby County | 55237 | SCE5 | 4725911 | 28335213
IL | Shelby County | 55237 | SCE6 | 4725911 | 28335113
IL | Shelby County | 55237 | SCE7 | 4725911 | 28335013
IL | Shelby County | 55237 | SCE8 | 4725911 | 28335413
IL | Rockford Energy Center | 55238 | 1 | 9698111 | 53429113
IL | Rockford Energy Center | 55238 | 2 | 9698111 | 53429213
IL | Tuscola Station | 55245 | 1 | 2599311 | 40760613
IL | Tuscola Station | 55245 | 3 | 2599311 | 59645313
IL | Tuscola Station | 55245 | 4 | 2599311 | 59645213
IL | University Park Energy | 55250 | UP1 | 4688511 | 28348613
IL | University Park Energy | 55250 | UP10 | 4688511 | 60403813
IL | University Park Energy | 55250 | UP11 | 4688511 | 60403713
IL | University Park Energy | 55250 | UP12 | 4688511 | 60403613
IL | University Park Energy | 55250 | UP2 | 4688511 | 60403513
IL | University Park Energy | 55250 | UP3 | 4688511 | 60403913
IL | University Park Energy | 55250 | UP4 | 4688511 | 60404013
IL | University Park Energy | 55250 | UP5 | 4688511 | 60404113
IL | University Park Energy | 55250 | UP6 | 4688511 | 60404213
IL | University Park Energy | 55250 | UP7 | 4688511 | 60404313
IL | University Park Energy | 55250 | UP8 | 4688511 | 60404413
IL | University Park Energy | 55250 | UP9 | 4688511 | 60404513
IL | Crete Energy Park | 55253 | GT1 | 4106911 | 34121313
IL | Crete Energy Park | 55253 | GT2 | 4106911 | 88709713
IL | Crete Energy Park | 55253 | GT3 | 4106911 | 88709613
IL | Crete Energy Park | 55253 | GT4 | 4106911 | 88709513
IL | Aurora | 55279 | AGS01 | 3220911 | 39465213
IL | Aurora | 55279 | AGS02 | 3220911 | 39465313
IL | Aurora | 55279 | AGS03 | 3220911 | 39466013
IL | Aurora | 55279 | AGS04 | 3220911 | 39465913
IL | Aurora | 55279 | AGS05 | 3220911 | 39466213
IL | Aurora | 55279 | AGS06 | 3220911 | 39466113
IL | Aurora | 55279 | AGS07 | 3220911 | 39465813
IL | Aurora | 55279 | AGS08 | 3220911 | 39465513
IL | Aurora | 55279 | AGS09 | 3220911 | 39465713
IL | Aurora | 55279 | AGS10 | 3220911 | 39465413
IL | Southeast Chicago Energy Project | 55281 | CTG10 | 9725911 | 59522213
IL | Southeast Chicago Energy Project | 55281 | CTG11 | 9725911 | 59522413
IL | Southeast Chicago Energy Project | 55281 | CTG12 | 9725911 | 59522313
IL | Southeast Chicago Energy Project | 55281 | CTG5 | 9725911 | 54104213
IL | Southeast Chicago Energy Project | 55281 | CTG6 | 9725911 | 59522013
IL | Southeast Chicago Energy Project | 55281 | CTG7 | 9725911 | 59522613
IL | Southeast Chicago Energy Project | 55281 | CTG8 | 9725911 | 59522113
IL | Southeast Chicago Energy Project | 55281 | CTG9 | 9725911 | 59522513
IL | Calumet Energy Team, LLC | 55296 | **1 | 9728111 | 54102613
IL | Calumet Energy Team, LLC | 55296 | **2 | 9728111 | 88616913
IL | Holland Energy Facility | 55334 | CTG1 | 9698311 | 59933313
IL | Holland Energy Facility | 55334 | CTG2 | 9698311 | 59933413
IL | Zion Energy Center | 55392 | CT-1 | 5390311 | 59808713
IL | Zion Energy Center | 55392 | CT-2 | 5390311 | 59808813
IL | Zion Energy Center | 55392 | CT-3 | 5390311 | 59808913
IL | Raccoon Creek Power Plant | 55417 | CT-01 | 1945711 | 41586213
IL | Raccoon Creek Power Plant | 55417 | CT-02 | 1945711 | 88610613
IL | Raccoon Creek Power Plant | 55417 | CT-03 | 1945711 | 88610713
IL | Raccoon Creek Power Plant | 55417 | CT-04 | 1945711 | 88610813
IL | Elgin Energy Center, LLC | 55438 | CT01 | 9723111 | 53530213
IL | Elgin Energy Center, LLC | 55438 | CT02 | 9723111 | 88706213
IL | Elgin Energy Center, LLC | 55438 | CT03 | 9723111 | 88706113
IL | Elgin Energy Center, LLC | 55438 | CT04 | 9723111 | 88706313
IL | Goose Creek Power Plant | 55496 | CT-01 | 9686711 | 53829513
IL | Goose Creek Power Plant | 55496 | CT-02 | 9686711 | 88686913
IL | Goose Creek Power Plant | 55496 | CT-03 | 9686711 | 88687013
IL | Goose Creek Power Plant | 55496 | CT-04 | 9686711 | 88687113
IL | Goose Creek Power Plant | 55496 | CT-05 | 9686711 | 88687213
IL | Goose Creek Power Plant | 55496 | CT-06 | 9686711 | 88687313
IL | LSP University Park, LLC | 55640 | CT01 | 9701111 | 53540313
IL | LSP University Park, LLC | 55640 | CT02 | 9701111 | 53540413
IL | LSP University Park, LLC | 55640 | CT03 | 9701111 | 53540513
IL | LSP University Park, LLC | 55640 | CT04 | 9701111 | 53540613
IL | LSP University Park, LLC | 55640 | CT05 | 9701111 | 53540713
IL | LSP University Park, LLC | 55640 | CT06 | 9701111 | 53540813
IL | LSP University Park, LLC | 55640 | CT07 | 9701111 | 53540913
IL | LSP University Park, LLC | 55640 | CT08 | 9701111 | 53541013
IL | LSP University Park, LLC | 55640 | CT09 | 9701111 | 53541113
IL | LSP University Park, LLC | 55640 | CT10 | 9701111 | 53541213
IL | LSP University Park, LLC | 55640 | CT11 | 9701111 | 53541313
IL | LSP University Park, LLC | 55640 | CT12 | 9701111 | 53541413
IL | Prairie State Generating Station | 55856 | 1 | 10857911 | 96564813
IL | Prairie State Generating Station | 55856 | 2 | 10857911 | 96564913
IL | Rockford II Energy Center | 55936 | U1 | 9698111 | 53429313
IN | Clifty Creek | 983 | 1 | 7744211 | 1875813
IN | Clifty Creek | 983 | 2 | 7744211 | 1875913
IN | Clifty Creek | 983 | 3 | 7744211 | 1876213
IN | Clifty Creek | 983 | 4 | 7744211 | 1876113
IN | Clifty Creek | 983 | 5 | 7744211 | 1876313
IN | Clifty Creek | 983 | 6 | 7744211 | 1876413
IN | IPL - Harding Street Station (EW Stout) | 990 | 9 | 7255211 | 91188413
IN | IPL - Harding Street Station (EW Stout) | 990 | 10 | 7255211 | 91188513
IN | IPL - Harding Street Station (EW Stout) | 990 | 50 | 7255211 | 91188613
IN | IPL - Harding Street Station (EW Stout) | 990 | 60 | 7255211 | 91188713
IN | IPL - Harding Street Station (EW Stout) | 990 | 70 | 7255211 | 91188813
IN | IPL - Harding Street Station (EW Stout) | 990 | GT4 | 7255211 | 91188213
IN | IPL - Harding Street Station (EW Stout) | 990 | GT5 | 7255211 | 91188313
IN | IPL - Harding Street Station (EW Stout) | 990 | GT6 | 7255211 | 91608513
IN | IPL - Eagle Valley Generating Station | 991 | 1 | 8225111 | 4234513
IN | IPL - Eagle Valley Generating Station | 991 | 2 | 8225111 | 4234313
IN | IPL - Eagle Valley Generating Station | 991 | 3 | 8225111 | 4234713
IN | IPL - Eagle Valley Generating Station | 991 | 4 | 8225111 | 4235113
IN | IPL - Eagle Valley Generating Station | 991 | 5 | 8225111 | 4234613
IN | IPL - Eagle Valley Generating Station | 991 | 6 | 8225111 | 4235013
IN | IPL - Eagle Valley Generating Station | 991 | GT1 | 8225111 | 128403813
IN | IPL - Eagle Valley Generating Station | 991 | GT2 | 8225111 | 128403913
IN | C. C. Perry K Steam Plant | 992 | 11 | 4885311 | 100805313
IN | C. C. Perry K Steam Plant | 992 | 12 | 4885311 | 100805413
IN | C. C. Perry K Steam Plant | 992 | 13 | 4885311 | 100805513
IN | C. C. Perry K Steam Plant | 992 | 14 | 4885311 | 100805613
IN | C. C. Perry K Steam Plant | 992 | 15 | 4885311 | 100805713
IN | C. C. Perry K Steam Plant | 992 | 16 | 4885311 | 100805813
IN | IPL - Petersburg Generating Station | 994 | 1 | 7362411 | 10579213
IN | IPL - Petersburg Generating Station | 994 | 2 | 7362411 | 10578813
IN | IPL - Petersburg Generating Station | 994 | 3 | 7362411 | 10579113
IN | IPL - Petersburg Generating Station | 994 | 4 | 7362411 | 10578713
IN | Michigan City Generating Station | 997 | 4 | 8011511 | 91187913
IN | Michigan City Generating Station | 997 | 5 | 8011511 | 4009913
IN | Michigan City Generating Station | 997 | 6 | 8011511 | 4010613
IN | Michigan City Generating Station | 997 | 12 | 8011511 | 4010013
IN | Cayuga | 1001 | 1 | 7248511 | 7458513
IN | Cayuga | 1001 | 2 | 7248511 | 7458613
IN | Cayuga | 1001 | 4 | 7248511 | 91183713
IN | Edwardsport Generating Station | 1004 | CTG1 | 4478911 | 28309713
IN | Edwardsport Generating Station | 1004 | CTG2 | 4478911 | 28309813
IN | Noblesville | 1007 | CT3 | 4561111 | 91185813
IN | Noblesville | 1007 | CT4 | 4561111 | 91185913
IN | Noblesville | 1007 | CT5 | 4561111 | 91186013
IN | R Gallagher | 1008 | 1 | 7742411 | 1881713
IN | R Gallagher | 1008 | 2 | 7742411 | 1881913
IN | R Gallagher | 1008 | 3 | 7742411 | 1881813
IN | R Gallagher | 1008 | 4 | 7742411 | 1881613
IN | F B Culley Generating Station | 1012 | 2 | 8183011 | 5840013
IN | F B Culley Generating Station | 1012 | 2 | 8183011 | 5839913
IN | F B Culley Generating Station | 1012 | 3 | 8183011 | 5840013
IN | F B Culley Generating Station | 1012 | 3 | 8183011 | 5839813
IN | Whitewater Valley | 1040 | 1 | 5506011 | 27516313
IN | Whitewater Valley | 1040 | 2 | 5506011 | 27516713
IN | R M Schahfer Generating Station | 6085 | 14 | 7957011 | 3009313
IN | R M Schahfer Generating Station | 6085 | 15 | 7957011 | 3008913
IN | R M Schahfer Generating Station | 6085 | 17 | 7957011 | 3010013
IN | R M Schahfer Generating Station | 6085 | 18 | 7957011 | 3009913
IN | R M Schahfer Generating Station | 6085 | 16A | 7957011 | 3009713
IN | R M Schahfer Generating Station | 6085 | 16B | 7957011 | 3009813
IN | Gibson | 6113 | 1 | 7363111 | 10573513
IN | Gibson | 6113 | 2 | 7363111 | 10573413
IN | Gibson | 6113 | 3 | 7363111 | 10574013
IN | Gibson | 6113 | 4 | 7363111 | 10574213
IN | Gibson | 6113 | 5 | 7363111 | 10573613
IN | A B Brown Generating Station | 6137 | 1 | 8166111 | 5887813
IN | A B Brown Generating Station | 6137 | 2 | 8166111 | 5887913
IN | A B Brown Generating Station | 6137 | 3 | 8166111 | 5888013
IN | A B Brown Generating Station | 6137 | 4 | 8166111 | 5887413
IN | Rockport | 6166 | AB1 | 8017211 | 3994913
IN | Rockport | 6166 | AB2 | 8017211 | 3995013
IN | Rockport | 6166 | MB1 | 8017211 | 3994813
IN | Rockport | 6166 | MB2 | 8017211 | 3995513
IN | Merom | 6213 | 1SG1 | 8396211 | 1479713
IN | Merom | 6213 | 2SG1 | 8396211 | 1479613
IN | Alcoa Allowance Management Inc | 6705 | 1 | 8183111 | 91184413
IN | Alcoa Allowance Management Inc | 6705 | 2 | 8183111 | 91184513
IN | Alcoa Allowance Management Inc | 6705 | 3 | 8183111 | 91184613
IN | Alcoa Allowance Management Inc | 6705 | 4 | 8183111 | 91184713
IN | Richmond (IN) | 7335 | RCT1 | 5506111 | 27516013
IN | Richmond (IN) | 7335 | RCT2 | 5506111 | 27516013
IN | Anderson | 7336 | ACT1 | 7956711 | 3011413
IN | Anderson | 7336 | ACT2 | 7956711 | 3011413
IN | Anderson | 7336 | ACT3 | 7956711 | 3011413
IN | Georgetown Substation | 7759 | GT1 | 5544111 | 100832913
IN | Georgetown Substation | 7759 | GT2 | 5544111 | 100833013
IN | Georgetown Substation | 7759 | GT3 | 5544111 | 100833113
IN | Georgetown Substation | 7759 | GT4 | 5544111 | 100833213
IN | Henry County Generating Station | 7763 | 1 | 4664211 | 27969513
IN | Henry County Generating Station | 7763 | 2 | 4664211 | 27969613
IN | Henry County Generating Station | 7763 | 3 | 4664211 | 27969413
IN | Hoosier Energy Lawrence Co Station | 7948 | 1 | 10714911 | 58598713
IN | Hoosier Energy Lawrence Co Station | 7948 | 2 | 10714911 | 58598813
IN | Hoosier Energy Lawrence Co Station | 7948 | 3 | 10714911 | 58598913
IN | Hoosier Energy Lawrence Co Station | 7948 | 4 | 10714911 | 58599013
IN | Hoosier Energy Lawrence Co Station | 7948 | 5 | 10714911 | 58599113
IN | Hoosier Energy Lawrence Co Station | 7948 | 6 | 10714911 | 58599213
IN | Purdue University-Wade Utility | 50240 | 1 | 4912511 | 30461613
IN | Purdue University-Wade Utility | 50240 | 2 | 4912511 | 30461713
IN | Purdue University-Wade Utility | 50240 | 3 | 4912511 | 30461813
IN | Purdue University-Wade Utility | 50240 | 5 | 4912511 | 30462313
IN | Portside Energy | 55096 | BLR1 | 4691211 | 28341413
IN | Portside Energy | 55096 | BLR2 | 4691211 | 28341313
IN | Portside Energy | 55096 | CT | 4691211 | 28341513
IN | Vermillion Generating Station | 55111 | 1 | 4133511 | 33175413
IN | Vermillion Generating Station | 55111 | 2 | 4133511 | 33175713
IN | Vermillion Generating Station | 55111 | 3 | 4133511 | 33176113
IN | Vermillion Generating Station | 55111 | 4 | 4133511 | 33175813
IN | Vermillion Generating Station | 55111 | 5 | 4133511 | 33176213
IN | Vermillion Generating Station | 55111 | 6 | 4133511 | 33176013
IN | Vermillion Generating Station | 55111 | 7 | 4133511 | 33175613
IN | Vermillion Generating Station | 55111 | 8 | 4133511 | 33175913
IN | Worthington Generation | 55148 | 1 | 4560611 | 28032513
IN | Worthington Generation | 55148 | 2 | 4560611 | 28032213
IN | Worthington Generation | 55148 | 3 | 4560611 | 28032313
IN | Worthington Generation | 55148 | 4 | 4560611 | 28032413
IN | Wheatland Generating Facility LLC | 55224 | EU-01 | 4479311 | 28308213
IN | Wheatland Generating Facility LLC | 55224 | EU-02 | 4479311 | 28308313
IN | Wheatland Generating Facility LLC | 55224 | EU-03 | 4479311 | 28308013
IN | Wheatland Generating Facility LLC | 55224 | EU-04 | 4479311 | 28308113
IN | Montpelier Electric Gen Station | 55229 | G1CT1 | 5507411 | 27512913
IN | Montpelier Electric Gen Station | 55229 | G1CT2 | 5507411 | 27512713
IN | Montpelier Electric Gen Station | 55229 | G2CT1 | 5507411 | 27512613
IN | Montpelier Electric Gen Station | 55229 | G2CT2 | 5507411 | 27512813
IN | Montpelier Electric Gen Station | 55229 | G3CT1 | 5507411 | 27513313
IN | Montpelier Electric Gen Station | 55229 | G3CT2 | 5507411 | 27513013
IN | Montpelier Electric Gen Station | 55229 | G4CT1 | 5507411 | 27513113
IN | Montpelier Electric Gen Station | 55229 | G4CT2 | 5507411 | 27513213
IN | Whiting Clean Energy, Inc. | 55259 | CT1 | 3988511 | 32560413
IN | Whiting Clean Energy, Inc. | 55259 | CT2 | 3988511 | 32560513
IN | Sugar Creek Generating Station | 55364 | CT11 | 4148011 | 33171213
IN | Sugar Creek Generating Station | 55364 | CT12 | 4148011 | 33171213
IN | Lawrenceburg Energy Facility | 55502 | 1 | 10715711 | 58635713
IN | Lawrenceburg Energy Facility | 55502 | 2 | 10715711 | 58635813
IN | Lawrenceburg Energy Facility | 55502 | 3 | 10715711 | 58635913
IN | Lawrenceburg Energy Facility | 55502 | 4 | 10715711 | 58636013
IN | St. Joseph Energy Center LLC | 57794 | CTG01A | 17995911 | 128411613
IN | St. Joseph Energy Center LLC | 57794 | CTG01B | 17995911 | 128411713
IN | Wabash River Highland Plant | 57842 | 1 | 12766611 | 65429313
KS | Holcomb | 108 | SGU1 | 3167611 | 38766713
KS | Cimarron River | 1230 | 1 | 3772011 | 37527413
KS | Fort Dodge aka Judson Large | 1233 | 4 | 3822711 | 37817813
KS | Great Bend Station aka Arthur Mullergren | 1235 | 3 | 3773211 | 37523813
KS | Riverton | 1239 | 12 | 3878111 | 63964213
KS | Riverton | 1239 | 39 | 3878111 | 37460313
KS | Riverton | 1239 | 40 | 3878111 | 37460813
KS | Gordon Evans Energy Center | 1240 | 1 | 5603211 | 27425713
KS | Gordon Evans Energy Center | 1240 | 2 | 5603211 | 27425413
KS | Gordon Evans Energy Center | 1240 | E1CT | 5603211 | 27425213
KS | Gordon Evans Energy Center | 1240 | E2CT | 5603211 | 27425613
KS | Gordon Evans Energy Center | 1240 | E3CT | 5603211 | 63925213
KS | La Cygne | 1241 | 1 | 5367811 | 27609713
KS | La Cygne | 1241 | 2 | 5367811 | 27609613
KS | Hutchinson Energy Center | 1248 | 4 | 5500911 | 26990813
KS | Hutchinson Energy Center | 1248 | CT-1 | 5500911 | 26990713
KS | Hutchinson Energy Center | 1248 | CT-2 | 5500911 | 26991213
KS | Hutchinson Energy Center | 1248 | CT-3 | 5500911 | 26990613
KS | Hutchinson Energy Center | 1248 | CT-4 | 5500911 | 26991113
KS | Lawrence Energy Center | 1250 | 3 | 4827111 | 28459713
KS | Lawrence Energy Center | 1250 | 4 | 4827111 | 28459613
KS | Lawrence Energy Center | 1250 | 5 | 4827111 | 28459513
KS | Chanute 2 | 1268 | 14 | 5414711 | 27354013
KS | Coffeyville | 1271 | 4 | 2964211 | 38402113
KS | Kaw | 1294 | 1 | 4628011 | 63914013
KS | Kaw | 1294 | 2 | 4628011 | 63914113
KS | Kaw | 1294 | 3 | 4628011 | 27807013
KS | Quindaro | 1295 | 1 | 4627911 | 27807813
KS | Quindaro | 1295 | 2 | 4627911 | 27807613
KS | Quindaro | 1295 | CT2 | 4627911 | 63913613
KS | Quindaro | 1295 | CT3 | 4627911 | 63913713
KS | McPherson 2 | 1305 | GT1 | 5380211 | 27086413
KS | McPherson 2 | 1305 | GT2 | 5380211 | 27086313
KS | McPherson 2 | 1305 | GT3 | 5380211 | 27086613
KS | Garden City | 1336 | S-2 | 3167811 | 38765013
KS | Garden City | 1336 | S-4 | 3167811 | 38765213
KS | Garden City | 1336 | S-5 | 3167811 | 38765113
KS | Nearman Creek | 6064 | CT4 | 4633811 | 63911713
KS | Nearman Creek | 6064 | N1 | 4633811 | 28397413
KS | Jeffrey Energy Center | 6068 | 1 | 5406811 | 27605113
KS | Jeffrey Energy Center | 6068 | 2 | 5406811 | 27604913
KS | Jeffrey Energy Center | 6068 | 3 | 5406811 | 27605213
KS | East 12th Street | 7013 | 4 | 4476411 | 27688313
KS | McPherson Municipal Power Plant #3 | 7515 | 1 | 5380511 | 27084513
KS | Osawatomie Generating Station | 7928 | 1 | 9639411 | 53768113
KS | West Gardner Generating Station | 7929 | 1 | 9637911 | 53801913
KS | West Gardner Generating Station | 7929 | 2 | 9637911 | 53802013
KS | West Gardner Generating Station | 7929 | 3 | 9637911 | 53802113
KS | West Gardner Generating Station | 7929 | 4 | 9637911 | 53802213
KS | Clifton Station | 8037 | CL1 | 4126711 | 34105313
KS | Emporia Energy Center | 56502 | EEC1 | 12635811 | 63891613
KS | Emporia Energy Center | 56502 | EEC2 | 12635811 | 63891713
KS | Emporia Energy Center | 56502 | EEC3 | 12635811 | 63891813
KS | Emporia Energy Center | 56502 | EEC4 | 12635811 | 63891913
KS | Emporia Energy Center | 56502 | EEC5 | 12635811 | 63892013
KS | Emporia Energy Center | 56502 | EEC6 | 12635811 | 63892113
KS | Emporia Energy Center | 56502 | EEC7 | 12635811 | 63892213
KY | Smith Generating Facility | 54 | SCT1 | 5163011 | 86750613
KY | Smith Generating Facility | 54 | SCT10 | 5163011 | 86751213
KY | Smith Generating Facility | 54 | SCT2 | 5163011 | 86750813
KY | Smith Generating Facility | 54 | SCT3 | 5163011 | 86750913
KY | Smith Generating Facility | 54 | SCT4 | 5163011 | 86750713
KY | Smith Generating Facility | 54 | SCT5 | 5163011 | 86750413
KY | Smith Generating Facility | 54 | SCT6 | 5163011 | 86751113
KY | Smith Generating Facility | 54 | SCT7 | 5163011 | 86751013
KY | Smith Generating Facility | 54 | SCT9 | 5163011 | 86750513
KY | Big Sandy | 1353 | BSU1 | 6019011 | 82996713
KY | Big Sandy | 1353 | BSU2 | 6019011 | 82996613
KY | E W Brown | 1355 | 1 | 5933111 | 24595913
KY | E W Brown | 1355 | 2 | 5933111 | 24596013
KY | E W Brown | 1355 | 3 | 5933111 | 24596113
KY | E W Brown | 1355 | 5 | 5933111 | 86760113
KY | E W Brown | 1355 | 6 | 5933111 | 86760913
KY | E W Brown | 1355 | 7 | 5933111 | 86760313
KY | E W Brown | 1355 | 8 | 5933111 | 86760513
KY | E W Brown | 1355 | 9 | 5933111 | 86760613
KY | E W Brown | 1355 | 10 | 5933111 | 86761013
KY | E W Brown | 1355 | 11 | 5933111 | 86760413
KY | Ghent | 1356 | 1 | 5198511 | 25720713
KY | Ghent | 1356 | 2 | 5198511 | 25720613
KY | Ghent | 1356 | 3 | 5198511 | 25720413
KY | Ghent | 1356 | 4 | 5198511 | 25720813
KY | Cane Run | 1363 | 4 | 5702411 | 20510313
KY | Cane Run | 1363 | 5 | 5702411 | 20510213
KY | Cane Run | 1363 | 6 | 5702411 | 20510613
KY | Cane Run | 1363 | 7A | 5702411 | 123580513
KY | Cane Run | 1363 | 7B | 5702411 | 123580513
KY | Mill Creek | 1364 | 1 | 7353711 | 9603513
KY | Mill Creek | 1364 | 2 | 7353711 | 9603613
KY | Mill Creek | 1364 | 3 | 7353711 | 9603813
KY | Mill Creek | 1364 | 4 | 7353711 | 9603913
KY | Paddy's Run | 1366 | 12 | 5702311 | 95159813
KY | Paddy's Run | 1366 | 13 | 5702311 | 95159913
KY | Paradise | 1378 | 1 | 5196711 | 86764513
KY | Paradise | 1378 | 2 | 5196711 | 86764413
KY | Paradise | 1378 | 3 | 5196711 | 86762413
KY | Paradise | 1378 | PCC1 | 5196711 | 129706213
KY | Paradise | 1378 | PCC2 | 5196711 | 129705813
KY | Paradise | 1378 | PCC3 | 5196711 | 129706013
KY | Shawnee | 1379 | 1 | 6037011 | 24138113
KY | Shawnee | 1379 | 2 | 6037011 | 24138213
KY | Shawnee | 1379 | 3 | 6037011 | 24139013
KY | Shawnee | 1379 | 4 | 6037011 | 24138313
KY | Shawnee | 1379 | 5 | 6037011 | 24138913
KY | Shawnee | 1379 | 6 | 6037011 | 24138713
KY | Shawnee | 1379 | 7 | 6037011 | 24138613
KY | Shawnee | 1379 | 8 | 6037011 | 24138513
KY | Shawnee | 1379 | 9 | 6037011 | 24137713
KY | Shawnee | 1379 | 10 | 6037011 | 24137613
KY | Robert Reid | 1383 | R1 | 6067211 | 83025013
KY | Robert Reid | 1383 | RT | 6067211 | 83024613
KY | John S. Cooper | 1384 | 1 | 5787711 | 94727113
KY | John S. Cooper | 1384 | 2 | 5787711 | 94726913
KY | John S. Cooper | 1384 | 2 | 5787711 | 94726213
KY | East Bend | 6018 | 2 | 6040811 | 23832113
KY | H L Spurlock | 6041 | 1 | 7335511 | 86758613
KY | H L Spurlock | 6041 | 2 | 7335511 | 86758513
KY | H L Spurlock | 6041 | 3 | 7335511 | 86757113
KY | H L Spurlock | 6041 | 4 | 7335511 | 86759113
KY | Trimble County | 6071 | 1 | 5742811 | 22616813
KY | Trimble County | 6071 | 2 | 5742811 | 86766713
KY | Trimble County | 6071 | 5 | 5742811 | 22616213
KY | Trimble County | 6071 | 6 | 5742811 | 22616113
KY | Trimble County | 6071 | 7 | 5742811 | 22616013
KY | Trimble County | 6071 | 8 | 5742811 | 22615913
KY | Trimble County | 6071 | 9 | 5742811 | 22617113
KY | Trimble County | 6071 | 10 | 5742811 | 22616913
KY | R D Green | 6639 | G1 | 6098611 | 86744213
KY | R D Green | 6639 | G2 | 6098611 | 86744513
KY | D B Wilson | 6823 | W1 | 5561611 | 86766113
KY | Bluegrass Generating Station | 55164 | GTG1 | 5353311 | 86743713
KY | Bluegrass Generating Station | 55164 | GTG2 | 5353311 | 86743413
KY | Bluegrass Generating Station | 55164 | GTG3 | 5353311 | 86743613
KY | Riverside Generating Company | 55198 | GTG101 | 6019911 | 86769613
KY | Riverside Generating Company | 55198 | GTG201 | 6019911 | 86769413
KY | Riverside Generating Company | 55198 | GTG301 | 6019911 | 86769213
KY | Riverside Generating Company | 55198 | GTG401 | 6019911 | 86769313
KY | Riverside Generating Company | 55198 | GTG501 | 6019911 | 86769113
KY | Marshall County | 55232 | CT1 | 5213311 | 86742713
KY | Marshall County | 55232 | CT2 | 5213311 | 86742613
KY | Marshall County | 55232 | CT3 | 5213311 | 86743313
KY | Marshall County | 55232 | CT4 | 5213311 | 86742413
KY | Marshall County | 55232 | CT5 | 5213311 | 86743113
KY | Marshall County | 55232 | CT6 | 5213311 | 86742513
KY | Marshall County | 55232 | CT7 | 5213311 | 86743013
KY | Marshall County | 55232 | CT8 | 5213311 | 86743213
KY | DTE Calvert City, LLC | 55308 | A | 16652211 | 107227813
KY | DTE Calvert City, LLC | 55308 | A | 7366911 | 73358513
KY | DTE Calvert City, LLC | 55308 | B | 16652211 | 107227913
KY | DTE Calvert City, LLC | 55308 | B | 7366911 | 73357813
KY | DTE Calvert City, LLC | 55308 | C | 7366911 | 73358313
KY | DTE Calvert City, LLC | 55308 | C | 16652211 | 107228013
KY | Paducah Power Systems Plant 1 | 56556 | EU01A | 15073911 | 94795913
KY | Paducah Power Systems Plant 1 | 56556 | EU01B | 15073911 | 94795913
KY | Paducah Power Systems Plant 1 | 56556 | EU02A | 15073911 | 94795913
KY | Paducah Power Systems Plant 1 | 56556 | EU02B | 15073911 | 94795913
LA | Dolet Hills Power Station | 51 | 1 | 7354411 | 80274313
LA | Louisiana 1 | 1391 | 1A | 5160611 | 80696813
LA | Louisiana 1 | 1391 | 2A | 5160611 | 80697013
LA | Louisiana 1 | 1391 | 3A | 5160611 | 80696713
LA | Louisiana 1 | 1391 | 4A | 5160611 | 80696913
LA | Louisiana 1 | 1391 | 5A | 5160611 | 80697113
LA | Coughlin Power Station | 1396 | 45078 | 7355011 | 80272813
LA | Coughlin Power Station | 1396 | 45108 | 7355011 | 80272913
LA | Coughlin Power Station | 1396 | 45109 | 7355011 | 80273013
LA | Teche Power Station | 1400 | 2 | 7204011 | 80795513
LA | Teche Power Station | 1400 | 3 | 7204011 | 80796313
LA | Teche Power Station | 1400 | 4 | 7204011 | 99570313
LA | Little Gypsy | 1402 | 1 | 5609111 | 80583413
LA | Little Gypsy | 1402 | 1 | 5609111 | 80583613
LA | Little Gypsy | 1402 | 2 | 5609111 | 80583913
LA | Little Gypsy | 1402 | 2 | 5609111 | 80583513
LA | Little Gypsy | 1402 | 3 | 5609111 | 80583313
LA | Ninemile Point | 1403 | 1 | 5521211 | 80538913
LA | Ninemile Point | 1403 | 1 | 5521211 | 80539513
LA | Ninemile Point | 1403 | 2 | 5521211 | 80540013
LA | Ninemile Point | 1403 | 2 | 5521211 | 80540113
LA | Ninemile Point | 1403 | 3 | 5521211 | 80539413
LA | Ninemile Point | 1403 | 3 | 5521211 | 80539313
LA | Ninemile Point | 1403 | 4 | 5521211 | 80539113
LA | Ninemile Point | 1403 | 5 | 5521211 | 80539013
LA | Ninemile Point | 1403 | 6A | 5521211 | 122066513
LA | Ninemile Point | 1403 | 6B | 5521211 | 122066513
LA | Sterlington | 1404 | 10 | 7432611 | 82248813
LA | Sterlington | 1404 | 10 | 7432611 | 82249013
LA | Sterlington | 1404 | 7AB | 7432611 | 82248713
LA | Sterlington | 1404 | 7C | 7432611 | 82248613
LA | Arsenal Hill Power Plant | 1416 | 5A | 6116111 | 80711413
LA | Arsenal Hill Power Plant | 1416 | CTG-6A | 6116111 | 95093713
LA | Arsenal Hill Power Plant | 1416 | CTG-6B | 6116111 | 95093913
LA | Lieberman Power Plant | 1417 | 3 | 7928011 | 81338913
LA | Lieberman Power Plant | 1417 | 4 | 7928011 | 81339113
LA | Houma | 1439 | 15 | 5192511 | 80254613
LA | Houma | 1439 | 16 | 5192511 | 80254713
LA | Big Cajun 1 | 1464 | 1B1 | 5931611 | 81661613
LA | Big Cajun 1 | 1464 | 1B2 | 5931611 | 81661813
LA | Big Cajun 1 | 1464 | CTG1 | 5931611 | 81661413
LA | Big Cajun 1 | 1464 | CTG2 | 5931611 | 81661513
LA | Big Cajun 2 | 6055 | 2B1 | 8020711 | 81503613
LA | Big Cajun 2 | 6055 | 2B2 | 8020711 | 81503213
LA | Big Cajun 2 | 6055 | 2B3 | 8020711 | 81503813
LA | Brame Energy Center | 6190 | 1 | 7446811 | 81273813
LA | Brame Energy Center | 6190 | 2 | 7446811 | 81274013
LA | Brame Energy Center | 6190 | 44986 | 7446811 | 89630213
LA | Brame Energy Center | 6190 | 44987 | 7446811 | 89630713
LA | D G Hunter | 6558 | 3 | 5740811 | 81373413
LA | D G Hunter | 6558 | 4 | 5740811 | 81373513
LA | Waterford 1 & 2 | 8056 | 1 | 5609311 | 80642913
LA | Waterford 1 & 2 | 8056 | 1 | 5609311 | 89569513
LA | Waterford 1 & 2 | 8056 | 1 | 5609311 | 80643013
LA | Waterford 1 & 2 | 8056 | 1 | 5609311 | 89569813
LA | Waterford 1 & 2 | 8056 | 2 | 5609311 | 89570013
LA | Waterford 1 & 2 | 8056 | 2 | 5609311 | 80643313
LA | Waterford 1 & 2 | 8056 | 2 | 5609311 | 89569413
LA | Waterford 1 & 2 | 8056 | 2 | 5609311 | 80643113
LA | Waterford 1 & 2 | 8056 | 4 | 5609311 | 89569713
LA | Nelson Industrial Steam Company | 50030 | 1A | 7380711 | 82066713
LA | Nelson Industrial Steam Company | 50030 | 2A | 7380711 | 82066513
LA | Taft Cogeneration Facility | 55089 | CT1 | 5609011 | 82246713
LA | Taft Cogeneration Facility | 55089 | CT2 | 5609011 | 82246813
LA | Taft Cogeneration Facility | 55089 | CT3 | 5609011 | 82247113
LA | R S Cogen LLC | 55117 | RS-5 | 7354911 | 82306013
LA | R S Cogen LLC | 55117 | RS-6 | 7354911 | 82320413
LA | Calcasieu Plant | 55165 | GTG1 | 6397411 | 87200713
LA | Calcasieu Plant | 55165 | GTG2 | 6397411 | 87200613
LA | Acadia Power Station | 55173 | CT1 | 6082711 | 80438813
LA | Acadia Power Station | 55173 | CT2 | 6082711 | 80438613
LA | Acadia Power Station | 55173 | CT3 | 6082711 | 80439313
LA | Acadia Power Station | 55173 | CT4 | 6082711 | 80439113
LA | Carville Energy Center | 55404 | COG01 | 5519911 | 80913313
LA | Carville Energy Center | 55404 | COG02 | 5519911 | 80913213
LA | Plaquemine Cogen Facility | 55419 | 500 | 8467311 | 80135613
LA | Plaquemine Cogen Facility | 55419 | 600 | 8467311 | 80135913
LA | Plaquemine Cogen Facility | 55419 | 700 | 8467311 | 80135813
LA | Plaquemine Cogen Facility | 55419 | 800 | 8467311 | 80135713
LA | Bayou Cove Peaking Power Plant | 55433 | CTG-1 | 7368411 | 80131613
LA | Bayou Cove Peaking Power Plant | 55433 | CTG-2 | 7368411 | 80132113
LA | Bayou Cove Peaking Power Plant | 55433 | CTG-3 | 7368411 | 80131713
LA | Bayou Cove Peaking Power Plant | 55433 | CTG-4 | 7368411 | 80131913
LA | Ouachita Plant | 55467 | CTGEN1 | 7205111 | 87201513
LA | Ouachita Plant | 55467 | CTGEN2 | 7205111 | 87201313
LA | Ouachita Plant | 55467 | CTGEN3 | 7205111 | 87201413
LA | Washington Parish Energy Center | 55486 | CTG01 | 19253711 | 157083413
LA | Washington Parish Energy Center | 55486 | CTG02 | 19253711 | 157083513
LA | Perryville Power Station | 55620 | 44927 | 7205211 | 80409513
LA | Perryville Power Station | 55620 | 44928 | 7205211 | 80409313
LA | Perryville Power Station | 55620 | 44958 | 7205211 | 80409213
LA | T J Labbe Electric Generating Station | 56108 | U-1 | 9587011 | 80803913
LA | T J Labbe Electric Generating Station | 56108 | U-2 | 9587011 | 80803813
LA | Hargis-Hebert Electric Generating Statio | 56283 | U-1 | 13611411 | 81421613
LA | Hargis-Hebert Electric Generating Statio | 56283 | U-2 | 13611411 | 81421213
LA | LEPA Unit No. 1 | 58478 | CC01 | 17905111 | 126306013
LA | St. Charles Power Station | 60926 | 1A | 18906811 | 136848313
LA | St. Charles Power Station | 60926 | 1B | 18906811 | 136848313
LA | Lake Charles Power Station | 60927 | 1A | 18977011 | 140487413
LA | Lake Charles Power Station | 60927 | 1B | 18977011 | 140487413
MA | Framingham Station | 1586 | FJ-1 | 6400011 | 87369313
MA | Framingham Station | 1586 | FJ-2 | 6400011 | 87369413
MA | Framingham Station | 1586 | FJ-3 | 6400011 | 87369513
MA | Mystic | 1588 | 7 | 7240911 | 87693613
MA | Mystic | 1588 | 81 | 7240911 | 7503613
MA | Mystic | 1588 | 82 | 7240911 | 7504013
MA | Mystic | 1588 | 93 | 7240911 | 87693713
MA | Mystic | 1588 | 94 | 7240911 | 87693813
MA | Mystic | 1588 | MJ-1 | 7240911 | 87694013
MA | Medway Station | 1592 | J1T1 | 5851311 | 87476613
MA | Medway Station | 1592 | J1T2 | 5851311 | 87476713
MA | Medway Station | 1592 | J2T1 | 5851311 | 87476813
MA | Medway Station | 1592 | J2T2 | 5851311 | 87476913
MA | Medway Station | 1592 | J3T1 | 5851311 | 87477013
MA | Medway Station | 1592 | J3T2 | 5851311 | 87477113
MA | Kendall Green Energy LLC | 1595 | 1 | 5646011 | 19970413
MA | Kendall Green Energy LLC | 1595 | 2 | 5646011 | 87559413
MA | Kendall Green Energy LLC | 1595 | 3 | 5646011 | 87559513
MA | Kendall Green Energy LLC | 1595 | 4 | 5646011 | 19971313
MA | Kendall Green Energy LLC | 1595 | S6 | 5646011 | 87559213
MA | Canal Station | 1599 | 1 | 7718511 | 87718513
MA | Canal Station | 1599 | 2 | 7718511 | 87718813
MA | Canal Station | 1599 | 3 | 18997011 | 137478113
MA | Doreen | 1631 | 10 | 5175811 | 87597913
MA | West Springfield | 1642 | 3 | 6028411 | 87696613
MA | West Springfield | 1642 | 10 | 6028411 | 87696713
MA | West Springfield | 1642 | CTG1 | 6028411 | 87696413
MA | West Springfield | 1642 | CTG2 | 6028411 | 87696513
MA | Woodland Road | 1643 | 10 | 5175711 | 87642313
MA | Potter | 1660 | 3 | 6569511 | 87608013
MA | Potter | 1660 | 4 | 6569511 | 90731513
MA | Potter | 1660 | 5 | 6569511 | 90731613
MA | Waters River | 1678 | 1 | 5090111 | 87331613
MA | Waters River | 1678 | 2 | 5090111 | 87331513
MA | Cleary Flood | 1682 | 8 | 5058811 | 87718213
MA | Cleary Flood | 1682 | 9 | 5058811 | 87718113
MA | Cleary Flood | 1682 | 9 | 5058811 | 87718413
MA | Stony Brook Energy Center | 6081 | 1 | 5979211 | 87356113
MA | Stony Brook Energy Center | 6081 | 2 | 5979211 | 87356213
MA | Stony Brook Energy Center | 6081 | 3 | 5979211 | 87356313
MA | Stony Brook Energy Center | 6081 | 4 | 5979211 | 87355513
MA | Stony Brook Energy Center | 6081 | 5 | 5979211 | 87355613
MA | MBTA South Boston Power Facility | 10176 | A | 4032711 | 87719313
MA | MBTA South Boston Power Facility | 10176 | B | 4032711 | 87719413
MA | Bellingham | 10307 | 1 | 5736011 | 87695013
MA | Bellingham | 10307 | 2 | 5736011 | 87695113
MA | MASSPOWER | 10726 | 1 | 5979511 | 87406413
MA | MASSPOWER | 10726 | 2 | 5979511 | 87406513
MA | Pittsfield Generating | 50002 | 1 | 7220511 | 87515113
MA | Pittsfield Generating | 50002 | 2 | 7220511 | 87515313
MA | Pittsfield Generating | 50002 | 3 | 7220511 | 87515413
MA | Dartmouth Power | 52026 | 1 | 5057311 | 87522313
MA | Dartmouth Power | 52026 | 2 | 5057311 | 25269613
MA | Tanner Street Generation, LLC | 54586 | 1 | 5233811 | 87522713
MA | Tanner Street Generation, LLC | 54586 | 2 | 5233811 | 87523113
MA | Stored Solar Fitchburg, LLC | 54620 | 1 | 6637711 | 87334713
MA | Milford Power, LLC | 54805 | 1 | 6468611 | 87855913
MA | Dighton | 55026 | 1 | 6624211 | 87454013
MA | Berkshire Power | 55041 | 1 | 6013111 | 87604413
MA | Millennium Power | 55079 | 1 | 6066411 | 87811813
MA | Bellingham Power Generation LLC | 55211 | 1 | 5735611 | 87525413
MA | Bellingham Power Generation LLC | 55211 | 2 | 5735611 | 87524813
MA | Blackstone Power Generation LLC | 55212 | 1 | 6049311 | 87676613
MA | Blackstone Power Generation LLC | 55212 | 2 | 6049311 | 87675913
MA | Fore River Energy Center | 55317 | 11 | 6567311 | 87373313
MA | Fore River Energy Center | 55317 | 12 | 6567311 | 87373513
MA | Exelon West Medway II | 59882 | J4 | 5851311 | 137477713
MA | Exelon West Medway II | 59882 | J5 | 5851311 | 137477813
MA | Salem Harbor Station NGCC | 60903 | 1 | 18810911 | 134114713
MA | Salem Harbor Station NGCC | 60903 | 2 | 18810911 | 135592913
MD | Brandon Shores | 602 | 1 | 6084311 | 87886313
MD | Brandon Shores | 602 | 2 | 6084311 | 87886413
MD | Herbert A Wagner | 1554 | 1 | 6084311 | 87887013
MD | Herbert A Wagner | 1554 | 2 | 6084311 | 87886513
MD | Herbert A Wagner | 1554 | 3 | 6084311 | 87886213
MD | Herbert A Wagner | 1554 | 4 | 6084311 | 87886713
MD | Perryman | 1556 | 45078 | 6131311 | 112060813
MD | Perryman | 1556 | 45079 | 6131311 | 112060913
MD | Perryman | 1556 | **51 | 6131311 | 87957713
MD | Perryman | 1556 | CT1 | 6131311 | 87957313
MD | Perryman | 1556 | CT2 | 6131311 | 87957413
MD | Perryman | 1556 | CT3 | 6131311 | 87957513
MD | Perryman | 1556 | CT4 | 6131311 | 87957613
MD | Vienna | 1564 | 8 | 7945511 | 87937513
MD | Chalk Point | 1571 | 1 | 6011911 | 88001813
MD | Chalk Point | 1571 | 2 | 6011911 | 88001913
MD | Chalk Point | 1571 | 3 | 6011911 | 88002213
MD | Chalk Point | 1571 | 4 | 6011911 | 88002313
MD | Chalk Point | 1571 | **GT3 | 6011911 | 88003013
MD | Chalk Point | 1571 | **GT4 | 6011911 | 88003113
MD | Chalk Point | 1571 | **GT5 | 6011911 | 88003213
MD | Chalk Point | 1571 | **GT6 | 6011911 | 88003313
MD | Chalk Point | 1571 | GT1 | 6011911 | 88002113
MD | Chalk Point | 1571 | GT2 | 6011911 | 88002413
MD | Chalk Point | 1571 | SMECO | 6011911 | 90524013
MD | Dickerson | 1572 | 1 | 5998011 | 87978113
MD | Dickerson | 1572 | 2 | 5998011 | 87978213
MD | Dickerson | 1572 | 3 | 5998011 | 87978313
MD | Dickerson | 1572 | GT2 | 5998011 | 87978613
MD | Dickerson | 1572 | GT3 | 5998011 | 87978713
MD | Morgantown | 1573 | 1 | 6011511 | 87935113
MD | Morgantown | 1573 | 2 | 6011511 | 87935213
MD | Morgantown | 1573 | GT1 | 6011511 | 87935713
MD | Morgantown | 1573 | GT2 | 6011511 | 87935613
MD | Morgantown | 1573 | GT3 | 6011511 | 87935813
MD | Morgantown | 1573 | GT4 | 6011511 | 87935913
MD | Morgantown | 1573 | GT5 | 6011511 | 87936013
MD | Morgantown | 1573 | GT6 | 6011511 | 87936113
MD | Rock Springs Generating Facility | 7835 | 1 | 10709711 | 87934413
MD | Rock Springs Generating Facility | 7835 | 2 | 10709711 | 87934513
MD | Rock Springs Generating Facility | 7835 | 3 | 10709711 | 87934613
MD | Rock Springs Generating Facility | 7835 | 4 | 10709711 | 87934713
MD | AES Warrior Run | 10678 | 1 | 7717711 | 87867213
MD | Brandywine Power Facility | 54832 | 1 | 6413611 | 88021313
MD | Brandywine Power Facility | 54832 | 2 | 6413611 | 88021413
MD | CPV St. Charles Energy Center | 56846 | GT1 | 17878111 | 125590313
MD | CPV St. Charles Energy Center | 56846 | GT2 | 17878111 | 125590413
MD | Wildcat Point Generation Facility | 59220 | CT1 | 17878911 | 125589813
MD | Wildcat Point Generation Facility | 59220 | CT2 | 17878911 | 125589913
MD | Keys Energy Center | 60302 | 11 | 17878311 | 125599413
MD | Keys Energy Center | 60302 | 12 | 17878311 | 125599513
ME | William F Wyman | 1507 | 1 | 5823511 | 22917613
ME | William F Wyman | 1507 | 2 | 5823511 | 22917713
ME | William F Wyman | 1507 | 3 | 5823511 | 22917813
ME | William F Wyman | 1507 | 4 | 5823511 | 22917913
ME | Bucksport Generation LLC | 50243 | GEN4 | 8387311 | 391213
ME | Androscoggin Energy | 55031 | CT01 | 5677011 | 94542613
ME | Androscoggin Energy | 55031 | CT02 | 5677011 | 94542713
ME | Androscoggin Energy | 55031 | CT03 | 5677011 | 94542813
ME | Maine Independence Station | 55068 | 1 | 7719211 | 2941413
ME | Maine Independence Station | 55068 | 2 | 7719211 | 2941513
ME | Rumford Power | 55100 | 1 | 5759211 | 22605313
ME | Westbrook Energy Center | 55294 | 1 | 8028611 | 94539313
ME | Westbrook Energy Center | 55294 | 2 | 8028611 | 94539413
MI | Dan E Karn | 1702 | 1 | 8172811 | 82867313
MI | Dan E Karn | 1702 | 1 | 8172811 | 4492313
MI | Dan E Karn | 1702 | 2 | 8172811 | 82867313
MI | Dan E Karn | 1702 | 2 | 8172811 | 4492913
MI | Dan E Karn | 1702 | 3 | 8172811 | 82867413
MI | Dan E Karn | 1702 | 4 | 8172811 | 82867413
MI | Dan E Karn | 1702 | A | 8172811 | 82867713
MI | Dan E Karn | 1702 | B | 8172811 | 82867713
MI | J H Campbell | 1710 | 1 | 8125511 | 6964113
MI | J H Campbell | 1710 | 2 | 8125511 | 6964413
MI | J H Campbell | 1710 | 3 | 8125511 | 6964313
MI | Delray | 1728 | CTG111 | 7306011 | 11096913
MI | Delray | 1728 | CTG121 | 7306011 | 11097013
MI | Hancock Peakers | 1730 | CTG121 | 6093411 | 23775913
MI | Hancock Peakers | 1730 | CTG122 | 6093411 | 99478913
MI | Monroe | 1733 | 1 | 7888311 | 3285413
MI | Monroe | 1733 | 2 | 7888311 | 3285113
MI | Monroe | 1733 | 3 | 7888311 | 3285313
MI | Monroe | 1733 | 4 | 7888311 | 3285213
MI | River Rouge | 1740 | 1 | 8229311 | 6594513
MI | River Rouge | 1740 | 2 | 8229311 | 6593713
MI | River Rouge | 1740 | 3 | 8229311 | 6594613
MI | St. Clair | 1743 | 1 | 7239111 | 7540113
MI | St. Clair | 1743 | 2 | 7239111 | 7540013
MI | St. Clair | 1743 | 3 | 7239111 | 7539913
MI | St. Clair | 1743 | 4 | 7239111 | 7539813
MI | St. Clair | 1743 | 6 | 7239111 | 7539613
MI | St. Clair | 1743 | 7 | 7239111 | 7538213
MI | Trenton Channel | 1745 | 16 | 7422511 | 90099913
MI | Trenton Channel | 1745 | 17 | 7422511 | 90099913
MI | Trenton Channel | 1745 | 18 | 7422511 | 90099913
MI | Trenton Channel | 1745 | 19 | 7422511 | 90099913
MI | Trenton Channel | 1745 | 9A | 7422511 | 10892713
MI | Eckert Station | 1831 | 1 | 5985211 | 24541313
MI | Eckert Station | 1831 | 2 | 5985211 | 24541313
MI | Eckert Station | 1831 | 3 | 5985211 | 24541313
MI | Eckert Station | 1831 | 4 | 5985211 | 24540813
MI | Eckert Station | 1831 | 5 | 5985211 | 24540813
MI | Eckert Station | 1831 | 6 | 5985211 | 24540813
MI | Erickson | 1832 | 1 | 4174811 | 34945413
MI | Wyandotte | 1866 | 5 | 7902611 | 3280113
MI | Wyandotte | 1866 | 7 | 7902611 | 3280213
MI | Wyandotte | 1866 | 8 | 7902611 | 3280513
MI | Belle River | 6034 | 1 | 7239111 | 7534713
MI | Belle River | 6034 | 2 | 7239111 | 7535613
MI | Belle River | 6034 | CTG121 | 7239111 | 7536413
MI | Belle River | 6034 | CTG122 | 7239111 | 7536513
MI | Belle River | 6034 | CTG131 | 7239111 | 7536613
MI | Greenwood | 6035 | 1 | 7239211 | 7533413
MI | Greenwood | 6035 | CTG111 | 7239211 | 7532913
MI | Greenwood | 6035 | CTG112 | 7239211 | 7533013
MI | Greenwood | 6035 | CTG121 | 7239211 | 7533113
MI | 48th Street Peaking Station | 7258 | 9 | 7258311 | 7292913
MI | 48th Street Peaking Station | 7258 | **7 | 7258311 | 7293213
MI | 48th Street Peaking Station | 7258 | **8 | 7258311 | 7293113
MI | Sumpter Plant | 7972 | 1 | 6441111 | 16725013
MI | Sumpter Plant | 7972 | 2 | 6441111 | 16724813
MI | Sumpter Plant | 7972 | 3 | 6441111 | 16724713
MI | Sumpter Plant | 7972 | 4 | 6441111 | 16724913
MI | Kalkaska CT Project #1 | 7984 | 1A | 9543911 | 57792713
MI | Kalkaska CT Project #1 | 7984 | 1B | 9543911 | 57792713
MI | T B Simon Power Plant | 10328 | UNIT1 | 8157711 | 4525513
MI | T B Simon Power Plant | 10328 | UNIT2 | 8157711 | 4525613
MI | T B Simon Power Plant | 10328 | UNIT3 | 8157711 | 4525713
MI | T B Simon Power Plant | 10328 | UNIT4 | 8157711 | 4525813
MI | Graphic Packaging International, Inc. | 10698 | BLR08 | 5696511 | 22023513
MI | Midland Cogeneration Venture | 10745 | 3 | 6473711 | 17730113
MI | Midland Cogeneration Venture | 10745 | 4 | 6473711 | 17730113
MI | Midland Cogeneration Venture | 10745 | 5 | 6473711 | 17730113
MI | Midland Cogeneration Venture | 10745 | 6 | 6473711 | 17730113
MI | Midland Cogeneration Venture | 10745 | 7 | 6473711 | 17730113
MI | Midland Cogeneration Venture | 10745 | 8 | 6473711 | 17730113
MI | Midland Cogeneration Venture | 10745 | 9 | 6473711 | 17730113
MI | Midland Cogeneration Venture | 10745 | 10 | 6473711 | 17730113
MI | Midland Cogeneration Venture | 10745 | 11 | 6473711 | 17730113
MI | Midland Cogeneration Venture | 10745 | 12 | 6473711 | 17730213
MI | Midland Cogeneration Venture | 10745 | 13 | 6473711 | 17730113
MI | Midland Cogeneration Venture | 10745 | 14 | 6473711 | 17730113
MI | Midland Cogeneration Venture | 10745 | 16 | 6473711 | 82666813
MI | Midland Cogeneration Venture | 10745 | 17 | 6473711 | 82666813
MI | Midland Cogeneration Venture | 10745 | 18 | 6473711 | 82666813
MI | Midland Cogeneration Venture | 10745 | 19 | 6473711 | 82666813
MI | Midland Cogeneration Venture | 10745 | 20 | 6473711 | 82666813
MI | Midland Cogeneration Venture | 10745 | 21 | 6473711 | 82666813
MI | Grayling Generating Station | 10822 | 1 | 4187811 | 35897313
MI | TES Filer City Station | 50835 | 1 | 4856911 | 82791313
MI | TES Filer City Station | 50835 | 2 | 4856911 | 82791313
MI | Cadillac Renewable Energy | 54415 | EUBLR | 6180011 | 82794013
MI | Genesee Power Station | 54751 | 1 | 6472811 | 17731913
MI | Michigan Power Limited Partnership | 54915 | 1 | 4190311 | 34937913
MI | Zeeland Generating Station | 55087 | CC1 | 7087211 | 14145813
MI | Zeeland Generating Station | 55087 | CC2 | 7087211 | 14145813
MI | Zeeland Generating Station | 55087 | CC3 | 7087211 | 14145813
MI | Zeeland Generating Station | 55087 | CC4 | 7087211 | 14145813
MI | Dearborn Industrial Generation | 55088 | BL1100 | 7778711 | 3631313
MI | Dearborn Industrial Generation | 55088 | BL2100 | 7778711 | 3631413
MI | Dearborn Industrial Generation | 55088 | BL3100 | 7778711 | 3631213
MI | Dearborn Industrial Generation | 55088 | GT2100 | 7778711 | 3631013
MI | Dearborn Industrial Generation | 55088 | GT3100 | 7778711 | 3631113
MI | Dearborn Industrial Generation | 55088 | GTP1 | 7778711 | 3630913
MI | Kalamazoo River Generating Station | 55101 | 1 | 5620911 | 19998413
MI | Livingston Generating Station | 55102 | 1 | 6335011 | 16380213
MI | Livingston Generating Station | 55102 | 2 | 6335011 | 16380213
MI | Livingston Generating Station | 55102 | 3 | 6335011 | 16380213
MI | Livingston Generating Station | 55102 | 4 | 6335011 | 16380213
MI | Jackson Generating Station | 55270 | 7EA | 5695811 | 22024913
MI | Jackson Generating Station | 55270 | 7EA | 5695811 | 140335313
MI | Jackson Generating Station | 55270 | LM1 | 5695811 | 22025013
MI | Jackson Generating Station | 55270 | LM2 | 5695811 | 22025013
MI | Jackson Generating Station | 55270 | LM3 | 5695811 | 22025013
MI | Jackson Generating Station | 55270 | LM4 | 5695811 | 22025013
MI | Jackson Generating Station | 55270 | LM5 | 5695811 | 22025013
MI | Jackson Generating Station | 55270 | LM6 | 5695811 | 22025013
MI | New Covert Generating Project | 55297 | 1 | 9510111 | 57848113
MI | New Covert Generating Project | 55297 | 2 | 9510111 | 57848213
MI | New Covert Generating Project | 55297 | 3 | 9510111 | 57848313
MI | Renaissance Power | 55402 | CT1 | 7836711 | 2844313
MI | Renaissance Power | 55402 | CT2 | 7836711 | 2844313
MI | Renaissance Power | 55402 | CT3 | 7836711 | 2844313
MI | Renaissance Power | 55402 | CT4 | 7836711 | 2844313
MI | Dean Peakers | 55718 | 1 | 7239111 | 7536213
MI | Dean Peakers | 55718 | 2 | 7239111 | 7535913
MI | Dean Peakers | 55718 | 3 | 7239111 | 7534613
MI | Dean Peakers | 55718 | 4 | 7239111 | 7536113
MI | Lansing BWL REO Town Plant | 58427 | 100 | 5985211 | 110193013
MI | Lansing BWL REO Town Plant | 58427 | 200 | 5985211 | 110193113
MI | Holland Energy Park | 59093 | 10 | 17974611 | 127690713
MI | Holland Energy Park | 59093 | 11 | 17974611 | 127690813
MI | Alpine Power Plant | 59926 | AL1 | 17884311 | 125795413
MI | Alpine Power Plant | 59926 | AL2 | 17884311 | 125795513
MN | Laskin Energy Center | 1891 | 1 | 6941511 | 14934913
MN | Laskin Energy Center | 1891 | 2 | 6941511 | 14935113
MN | Boswell Energy Center | 1893 | 1 | 6173211 | 15285013
MN | Boswell Energy Center | 1893 | 2 | 6173211 | 15285513
MN | Boswell Energy Center | 1893 | 3 | 6173211 | 15284313
MN | Boswell Energy Center | 1893 | 4 | 6173211 | 15284213
MN | Hibbard Energy Center | 1897 | 3 | 7838011 | 2841413
MN | Hibbard Energy Center | 1897 | 4 | 7838011 | 2841513
MN | Black Dog | 1904 | 3 | 6275411 | 15814713
MN | Black Dog | 1904 | 4 | 6275411 | 15814813
MN | Black Dog | 1904 | 5 | 6275411 | 15815613
MN | Black Dog | 1904 | 6 | 6275411 | 134865813
MN | High Bridge | 1912 | 7 | 7488611 | 79645013
MN | High Bridge | 1912 | 8 | 7488611 | 79645113
MN | Inver Hills | 1913 | 1 | 6276011 | 15795013
MN | Inver Hills | 1913 | 2 | 6276011 | 15794913
MN | Inver Hills | 1913 | 3 | 6276011 | 15794813
MN | Inver Hills | 1913 | 4 | 6276011 | 15794713
MN | Inver Hills | 1913 | 5 | 6276011 | 15794413
MN | Inver Hills | 1913 | 6 | 6276011 | 15794513
MN | Allen S King | 1915 | 1 | 6772111 | 13604613
MN | Riverside (1927) | 1927 | 6 | 6393811 | 15645613
MN | Riverside (1927) | 1927 | 7 | 6393811 | 15644313
MN | Riverside (1927) | 1927 | 8 | 6393811 | 15645713
MN | Riverside (1927) | 1927 | 9 | 6393811 | 79473313
MN | Riverside (1927) | 1927 | 10 | 6393811 | 79473413
MN | Hoot Lake | 1943 | 2 | 7072311 | 15102413
MN | Hoot Lake | 1943 | 3 | 7072311 | 15103013
MN | New Ulm | 2001 | 7 | 7011011 | 14899313
MN | Cambridge Station | 2038 | 1 | 6167711 | 15289213
MN | Cambridge Station | 2038 | 2 | 6167711 | 79523213
MN | Elk River | 2039 | ERPS11 | 8162511 | 102574213
MN | Maple Lake Station | 2042 | 1 | 7019511 | 14222113
MN | Cascade Creek | 6058 | CT1 | 7150111 | 14412513
MN | Cascade Creek | 6058 | CT2 | 7150111 | 14412413
MN | Cascade Creek | 6058 | CT3 | 7150111 | 14412313
MN | Sherburne County | 6090 | 1 | 6990811 | 15174813
MN | Sherburne County | 6090 | 2 | 6990811 | 15175013
MN | Sherburne County | 6090 | 3 | 6990811 | 15173513
MN | Hutchinson - Plant 2 | 6358 | 1 | 7626711 | 11448813
MN | Rock Lake Station | 6741 | 1 | 7074811 | 15095913
MN | St. Bonifacius Station | 6824 | 1 | 7003611 | 15160213
MN | St. Bonifacius Station | 6824 | 2 | 7003611 | 15160113
MN | Pleasant Valley Station | 7843 | 11 | 7003311 | 14228113
MN | Pleasant Valley Station | 7843 | 12 | 7003311 | 14228013
MN | Pleasant Valley Station | 7843 | 13 | 7003311 | 14227913
MN | Minnesota River Station | 7844 | U001 | 7005011 | 15154413
MN | Lakefield Junction Generating | 7925 | CT01 | 8482611 | 1108413
MN | Lakefield Junction Generating | 7925 | CT02 | 8482611 | 1108513
MN | Lakefield Junction Generating | 7925 | CT03 | 8482611 | 1108613
MN | Lakefield Junction Generating | 7925 | CT04 | 8482611 | 1107913
MN | Lakefield Junction Generating | 7925 | CT05 | 8482611 | 1108313
MN | Lakefield Junction Generating | 7925 | CT06 | 8482611 | 1108213
MN | Solway Plant | 7947 | 1 | 9516311 | 57875813
MN | Blue Lake Generating Plant | 8027 | 1 | 6949611 | 14296513
MN | Blue Lake Generating Plant | 8027 | 2 | 6949611 | 14296413
MN | Blue Lake Generating Plant | 8027 | 3 | 6949611 | 14296313
MN | Blue Lake Generating Plant | 8027 | 4 | 6949611 | 14296613
MN | Blue Lake Generating Plant | 8027 | 7 | 6949611 | 79664613
MN | Blue Lake Generating Plant | 8027 | 8 | 6949611 | 79664713
MN | Taconite Harbor Energy Center | 10075 | 1 | 7039811 | 15137313
MN | Taconite Harbor Energy Center | 10075 | 2 | 7039811 | 15137013
MN | Taconite Harbor Energy Center | 10075 | 3 | 7039811 | 15137113
MN | Northshore Mining Silver Bay Power | 10849 | PB1 | 6319411 | 16396613
MN | Northshore Mining Silver Bay Power | 10849 | PB2 | 6319411 | 16399613
MN | Cottage Grove Cogeneration | 55010 | 1 | 6785711 | 13590213
MN | Mankato Energy Center | 56104 | CT-1 | 13597611 | 112599113
MN | Mankato Energy Center | 56104 | CT-2 | 13597611 | 79510813
MN | Faribault Energy Park | 56164 | EU006 | 9467011 | 79650313
MN | Cannon Falls Energy Center | 56241 | CT-01 | 13596111 | 79444013
MN | Cannon Falls Energy Center | 56241 | CT-02 | 13596111 | 79444113
MO | Hawthorn | 2079 | 6 | 7663711 | 12448713
MO | Hawthorn | 2079 | 7 | 7663711 | 12449413
MO | Hawthorn | 2079 | 8 | 7663711 | 12448813
MO | Hawthorn | 2079 | 9 | 7663711 | 12448313
MO | Hawthorn | 2079 | 5A | 7663711 | 12449713
MO | Northeast Generating Station | 2081 | 11 | 7663811 | 12447413
MO | Northeast Generating Station | 2081 | 12 | 7663811 | 12447613
MO | Northeast Generating Station | 2081 | 13 | 7663811 | 12447213
MO | Northeast Generating Station | 2081 | 14 | 7663811 | 12447713
MO | Northeast Generating Station | 2081 | 15 | 7663811 | 12447513
MO | Northeast Generating Station | 2081 | 16 | 7663811 | 12447813
MO | Northeast Generating Station | 2081 | 17 | 7663811 | 12447913
MO | Northeast Generating Station | 2081 | 18 | 7663811 | 12448013
MO | Fairgrounds | 2082 | CT01 | 7543511 | 11983013
MO | Ralph Green Station | 2092 | 3 | 7357911 | 11009513
MO | Lake Road | 2098 | 6 | 6346411 | 15422413
MO | Lake Road | 2098 | GT5 | 6346411 | 15421913
MO | Labadie | 2103 | 1 | 6032111 | 24463913
MO | Labadie | 2103 | 2 | 6032111 | 24464013
MO | Labadie | 2103 | 3 | 6032111 | 24464113
MO | Labadie | 2103 | 4 | 6032111 | 24464513
MO | Meramec | 2104 | 1 | 6816611 | 13792113
MO | Meramec | 2104 | 2 | 6816611 | 13792613
MO | Meramec | 2104 | 3 | 6816611 | 13793013
MO | Meramec | 2104 | 4 | 6816611 | 13792813
MO | Meramec | 2104 | CT01 | 6816611 | 13792213
MO | Meramec | 2104 | CT2A | 6816611 | 109322113
MO | Meramec | 2104 | CT2B | 6816611 | 109322213
MO | Sioux | 2107 | 1 | 6783411 | 13832613
MO | Sioux | 2107 | 2 | 6783411 | 13831813
MO | Chillicothe | 2122 | GT1A | 7297211 | 59066013
MO | Chillicothe | 2122 | GT1B | 7297211 | 59066013
MO | Chillicothe | 2122 | GT2A | 7297211 | 59066013
MO | Chillicothe | 2122 | GT2B | 7297211 | 59066013
MO | Columbia | 2123 | 6 | 7164511 | 14384113
MO | Columbia | 2123 | 7 | 7164511 | 14384013
MO | Columbia | 2123 | 8 | 7164511 | 14383913
MO | Higginsville Municipal Power Plant | 2131 | 4A | 7269411 | 9960013
MO | Higginsville Municipal Power Plant | 2131 | 4B | 7269411 | 9960613
MO | James River | 2161 | 3 | 7494511 | 11238513
MO | James River | 2161 | 4 | 7494511 | 11238613
MO | James River | 2161 | 5 | 7494511 | 11237413
MO | James River | 2161 | **GT1 | 7494511 | 11237913
MO | James River | 2161 | **GT2 | 7494511 | 11237613
MO | New Madrid Power Plant | 2167 | 1 | 5363811 | 26290513
MO | New Madrid Power Plant | 2167 | 2 | 5363811 | 26289613
MO | Thomas Hill Energy Center | 2168 | MB1 | 6688411 | 12909013
MO | Thomas Hill Energy Center | 2168 | MB2 | 6688411 | 12908413
MO | Thomas Hill Energy Center | 2168 | MB3 | 6688411 | 12908813
MO | Iatan | 6065 | 1 | 6795111 | 13105713
MO | Iatan | 6065 | 2 | 6795111 | 91539513
MO | Greenwood Energy Center | 6074 | 1 | 7668211 | 11760213
MO | Greenwood Energy Center | 6074 | 2 | 7668211 | 11760313
MO | Greenwood Energy Center | 6074 | 3 | 7668211 | 11760413
MO | Greenwood Energy Center | 6074 | 4 | 7668211 | 11760013
MO | Rush Island | 6155 | 1 | 5258811 | 26073613
MO | Rush Island | 6155 | 2 | 5258811 | 26073013
MO | John Twitty Energy Center | 6195 | 1 | 7496411 | 11215213
MO | John Twitty Energy Center | 6195 | 2 | 7496411 | 91542013
MO | John Twitty Energy Center | 6195 | CT1A | 7496411 | 11215013
MO | John Twitty Energy Center | 6195 | CT1B | 7496411 | 11216513
MO | John Twitty Energy Center | 6195 | CT2A | 7496411 | 11217013
MO | John Twitty Energy Center | 6195 | CT2B | 7496411 | 11218013
MO | Empire District Elec Co Energy Ctr | 6223 | 1 | 5338211 | 26497213
MO | Empire District Elec Co Energy Ctr | 6223 | 2 | 5338211 | 26497113
MO | Empire District Elec Co Energy Ctr | 6223 | 3A | 5338211 | 59036413
MO | Empire District Elec Co Energy Ctr | 6223 | 3B | 5338211 | 59036513
MO | Empire District Elec Co Energy Ctr | 6223 | 4A | 5338211 | 59036613
MO | Empire District Elec Co Energy Ctr | 6223 | 4B | 5338211 | 59036313
MO | Mexico | 6650 | CT01 | 6998211 | 14705313
MO | Moberly | 6651 | CT01 | 6688611 | 12905513
MO | Moreau | 6652 | CT01 | 7542511 | 11994813
MO | Sikeston | 6768 | 1 | 7595411 | 59159713
MO | State Line (MO) | 7296 | 1 | 5339011 | 26481013
MO | State Line (MO) | 7296 | 44958 | 5339011 | 26481613
MO | State Line (MO) | 7296 | 44959 | 5339011 | 26481213
MO | St. Francis Power Plant | 7604 | 1 | 6031711 | 24465413
MO | St. Francis Power Plant | 7604 | 2 | 6031711 | 24465613
MO | Essex Power Plant | 7749 | 1 | 5201711 | 25438613
MO | Nodaway Power Plant | 7754 | 1 | 5255311 | 24936413
MO | Nodaway Power Plant | 7754 | 2 | 5255311 | 24936313
MO | Holden Power Plant | 7848 | 1 | 5245111 | 26016913
MO | Holden Power Plant | 7848 | 2 | 5245111 | 26017013
MO | Holden Power Plant | 7848 | 3 | 5245111 | 26017213
MO | McCartney Generating Station | 7903 | MGS1A | 7498011 | 11196113
MO | McCartney Generating Station | 7903 | MGS1B | 7498011 | 11195913
MO | McCartney Generating Station | 7903 | MGS2A | 7498011 | 11196013
MO | McCartney Generating Station | 7903 | MGS2B | 7498011 | 11195813
MO | Peno Creek Energy Center | 7964 | CT1A | 6794611 | 13109413
MO | Peno Creek Energy Center | 7964 | CT1B | 6794611 | 109322413
MO | Peno Creek Energy Center | 7964 | CT2A | 6794611 | 109323013
MO | Peno Creek Energy Center | 7964 | CT2B | 6794611 | 109322513
MO | Peno Creek Energy Center | 7964 | CT3A | 6794611 | 109322913
MO | Peno Creek Energy Center | 7964 | CT3B | 6794611 | 109322613
MO | Peno Creek Energy Center | 7964 | CT4A | 6794611 | 109322813
MO | Peno Creek Energy Center | 7964 | CT4B | 6794611 | 109322713
MO | Dogwood Energy Facility | 55178 | CT-1 | 7359211 | 10993813
MO | Dogwood Energy Facility | 55178 | CT-2 | 7359211 | 10993713
MO | Audrain Power Plant | 55234 | CT1 | 6998911 | 14700413
MO | Audrain Power Plant | 55234 | CT2 | 6998911 | 109323113
MO | Audrain Power Plant | 55234 | CT3 | 6998911 | 109323213
MO | Audrain Power Plant | 55234 | CT4 | 6998911 | 109323313
MO | Audrain Power Plant | 55234 | CT5 | 6998911 | 109323413
MO | Audrain Power Plant | 55234 | CT6 | 6998911 | 109323513
MO | Audrain Power Plant | 55234 | CT7 | 6998911 | 109323613
MO | Audrain Power Plant | 55234 | CT8 | 6998911 | 109323713
MO | Columbia Energy Center (MO) | 55447 | CT01 | 6345611 | 15427813
MO | Columbia Energy Center (MO) | 55447 | CT02 | 6345611 | 15427813
MO | Columbia Energy Center (MO) | 55447 | CT03 | 6345611 | 15427813
MO | Columbia Energy Center (MO) | 55447 | CT04 | 6345611 | 15427813
MO | South Harper Peaking Facility | 56151 | 1 | 10734511 | 59224813
MO | South Harper Peaking Facility | 56151 | 2 | 10734511 | 59225013
MO | South Harper Peaking Facility | 56151 | 3 | 10734511 | 59224913
MS | Chevron Cogenerating Station | 2047 | 5 | 6970611 | 13971413
MS | Sweatt Electric Generating Plant | 2048 | 1 | 7155511 | 14073413
MS | Sweatt Electric Generating Plant | 2048 | 2 | 7155511 | 14073213
MS | Sweatt Electric Generating Plant | 2048 | CTA | 7155511 | 14073113
MS | Sweatt Electric Generating Plant | 2048 | CTB | 7155511 | 14073113
MS | Watson Electric Generating Plant | 2049 | 1 | 6788111 | 13581713
MS | Watson Electric Generating Plant | 2049 | 2 | 6788111 | 13581513
MS | Watson Electric Generating Plant | 2049 | 3 | 6788111 | 13582413
MS | Watson Electric Generating Plant | 2049 | 4 | 6788111 | 13581913
MS | Watson Electric Generating Plant | 2049 | 5 | 6788111 | 13581613
MS | Watson Electric Generating Plant | 2049 | CTA | 6788111 | 13581813
MS | Watson Electric Generating Plant | 2049 | CTB | 6788111 | 13581813
MS | Baxter Wilson | 2050 | 1 | 8233711 | 5616513
MS | Baxter Wilson | 2050 | 2 | 8233711 | 5616213
MS | Moselle Generation Complex | 2070 | 1 | 7139511 | 14101913
MS | Moselle Generation Complex | 2070 | 2 | 7139511 | 14101513
MS | Moselle Generation Complex | 2070 | 3 | 7139511 | 14101413
MS | Moselle Generation Complex | 2070 | 5 | 7139511 | 64015013
MS | Moselle Generation Complex | 2070 | 6 | 7139511 | 99118613
MS | Moselle Generation Complex | 2070 | 7 | 7139511 | 99118713
MS | Moselle Generation Complex | 2070 | **4 | 7139511 | 14101713
MS | Daniel Electric Generating Plant | 6073 | 1 | 6251011 | 16467713
MS | Daniel Electric Generating Plant | 6073 | 2 | 6251011 | 16467213
MS | Daniel Electric Generating Plant | 6073 | 3A | 6251011 | 16467613
MS | Daniel Electric Generating Plant | 6073 | 3B | 6251011 | 16467413
MS | Daniel Electric Generating Plant | 6073 | 4A | 6251011 | 16467313
MS | Daniel Electric Generating Plant | 6073 | 4B | 6251011 | 16467513
MS | Kemper County | 7960 | KCT1 | 7356611 | 8108213
MS | Kemper County | 7960 | KCT2 | 7356611 | 8108113
MS | Kemper County | 7960 | KCT3 | 7356611 | 8108013
MS | Kemper County | 7960 | KCT4 | 7356611 | 8108313
MS | Silver Creek Generating Plant | 7988 | 1 | 9455211 | 53523513
MS | Silver Creek Generating Plant | 7988 | 2 | 9455211 | 53523613
MS | Silver Creek Generating Plant | 7988 | 3 | 9455211 | 53523713
MS | Sylvarena Generating Plant | 7989 | 1 | 7304911 | 11102413
MS | Sylvarena Generating Plant | 7989 | 2 | 7304911 | 11102313
MS | Sylvarena Generating Plant | 7989 | 3 | 7304911 | 11102813
MS | Gerald Andrus | 8054 | 1 | 7083911 | 64689313
MS | Batesville Generation Facility | 55063 | 1 | 6993011 | 14911013
MS | Batesville Generation Facility | 55063 | 2 | 6993011 | 14910513
MS | Batesville Generation Facility | 55063 | 3 | 6993011 | 14910613
MS | Red Hills Generation Facility | 55076 | AA001 | 7053011 | 14190213
MS | Red Hills Generation Facility | 55076 | AA002 | 7053011 | 65310713
MS | Caledonia | 55197 | AA-001 | 8215911 | 5734913
MS | Caledonia | 55197 | AA-002 | 8215911 | 5734713
MS | Caledonia | 55197 | AA-003 | 8215911 | 5734813
MS | Hinds Energy Facility | 55218 | H01 | 6966711 | 13986213
MS | Hinds Energy Facility | 55218 | H02 | 6966711 | 13985513
MS | Attala Generating Plant | 55220 | A01 | 7036511 | 14202213
MS | Attala Generating Plant | 55220 | A02 | 7036511 | 14202313
MS | Southaven Combined Cycle Plant | 55269 | AA-001 | 7184711 | 14319213
MS | Southaven Combined Cycle Plant | 55269 | AA-002 | 7184711 | 14319113
MS | Southaven Combined Cycle Plant | 55269 | AA-003 | 7184711 | 14319013
MS | Crossroads Energy Center (CPU) | 55395 | CT01 | 7181411 | 14339413
MS | Crossroads Energy Center (CPU) | 55395 | CT02 | 7181411 | 14339313
MS | Crossroads Energy Center (CPU) | 55395 | CT03 | 7181411 | 14339213
MS | Crossroads Energy Center (CPU) | 55395 | CT04 | 7181411 | 14339113
MS | Magnolia Combined Cycle Plant | 55451 | CTG-1 | 7037011 | 14200613
MS | Magnolia Combined Cycle Plant | 55451 | CTG-2 | 7037011 | 14200513
MS | Magnolia Combined Cycle Plant | 55451 | CTG-3 | 7037011 | 14201713
MS | Ackerman Combined Cycle Plant | 55694 | AA-001 | 12589611 | 63862113
MS | Ackerman Combined Cycle Plant | 55694 | AA-002 | 12589611 | 63862213
MS | Choctaw County Gen | 55706 | CTG1 | 7053111 | 14190013
MS | Choctaw County Gen | 55706 | CTG2 | 7053111 | 14189613
MS | Choctaw County Gen | 55706 | CTG3 | 7053111 | 14189913
MS | David M Ratcliffe | 57037 | AB-001 | 16908111 | 110448713
MS | David M Ratcliffe | 57037 | AB-002 | 16908111 | 110448813
MT | Glendive Generating Station | 2176 | GT-2 | 8150511 | 5485913
MT | Colstrip | 6076 | 1 | 7765611 | 1786213
MT | Colstrip | 6076 | 2 | 7765611 | 1786313
MT | Colstrip | 6076 | 3 | 7765611 | 1786413
MT | Colstrip | 6076 | 4 | 7765611 | 1786513
MT | Lewis & Clark | 6089 | B1 | 7618511 | 12223213
MT | Colstrip Energy Limited Partnership | 10784 | CBLR | 7854911 | 2808213
MT | Hardin Generating Station | 55749 | U1 | 7851511 | 3395313
MT | Culbertson Station | 56606 | CT01 | 14766611 | 90334113
MT | Dave Gates Generating Station | 56908 | 1A | 14496011 | 87303813
MT | Dave Gates Generating Station | 56908 | 1B | 14496011 | 87303813
MT | Dave Gates Generating Station | 56908 | 2A | 14496011 | 87303513
MT | Dave Gates Generating Station | 56908 | 2B | 14496011 | 87303513
MT | Dave Gates Generating Station | 56908 | 3A | 14496011 | 87303413
MT | Dave Gates Generating Station | 56908 | 3B | 14496011 | 87303413
NC | Butler-Warner Generation Plant | 1016 | GT-1 | 8134411 | 5498113
NC | Butler-Warner Generation Plant | 1016 | GT-2 | 8134411 | 5498113
NC | Butler-Warner Generation Plant | 1016 | GT-3 | 8134411 | 5498113
NC | Butler-Warner Generation Plant | 1016 | GT-4 | 8134411 | 89060413
NC | Butler-Warner Generation Plant | 1016 | GT-5 | 8134411 | 89060413
NC | Butler-Warner Generation Plant | 1016 | GT-6 | 8134411 | 5498113
NC | Butler-Warner Generation Plant | 1016 | GT-7 | 8134411 | 5498113
NC | Butler-Warner Generation Plant | 1016 | GT-8 | 8134411 | 75105013
NC | Asheville | 2706 | 1 | 8392811 | 1654113
NC | Asheville | 2706 | 2 | 8392811 | 1654213
NC | Asheville | 2706 | 3 | 8392811 | 1654313
NC | Asheville | 2706 | 4 | 8392811 | 1654413
NC | Asheville | 2706 | CT5 | 8392811 | 137508413
NC | Asheville | 2706 | CT7 | 8392811 | 137508513
NC | Blewett | 2707 | 1 | 15613711 | 98739113
NC | Blewett | 2707 | 2 | 15613711 | 98739213
NC | Blewett | 2707 | 3 | 15613711 | 98739313
NC | Blewett | 2707 | 4 | 15613711 | 98739413
NC | H F Lee Steam Electric Plant | 2709 | 1 | 7265811 | 10757413
NC | H F Lee Steam Electric Plant | 2709 | 2 | 7265811 | 10757613
NC | H F Lee Steam Electric Plant | 2709 | 3 | 7265811 | 10757513
NC | H F Lee Steam Electric Plant | 2709 | 5 | 7265811 | 10758013
NC | H F Lee Steam Electric Plant | 2709 | 6 | 7265811 | 10758013
NC | H F Lee Steam Electric Plant | 2709 | 7 | 7265811 | 10758013
NC | H F Lee Steam Electric Plant | 2709 | 10 | 7265811 | 10758113
NC | H F Lee Steam Electric Plant | 2709 | 11 | 7265811 | 10758113
NC | H F Lee Steam Electric Plant | 2709 | 12 | 7265811 | 10757813
NC | H F Lee Steam Electric Plant | 2709 | 13 | 7265811 | 10757813
NC | H F Lee Steam Electric Plant | 2709 | 14 | 7265811 | 88910013
NC | H F Lee Steam Electric Plant | 2709 | 01A | 7265811 | 109330813
NC | H F Lee Steam Electric Plant | 2709 | 01B | 7265811 | 109330913
NC | H F Lee Steam Electric Plant | 2709 | 01C | 7265811 | 109331013
NC | Roxboro | 2712 | 1 | 7826011 | 2214613
NC | Roxboro | 2712 | 2 | 7826011 | 2215413
NC | Roxboro | 2712 | 3A | 7826011 | 2215313
NC | Roxboro | 2712 | 3B | 7826011 | 2215313
NC | Roxboro | 2712 | 4A | 7826011 | 2214813
NC | Roxboro | 2712 | 4B | 7826011 | 2214813
NC | L V Sutton | 2713 | 1 | 8547211 | 1554413
NC | L V Sutton | 2713 | 2 | 8547211 | 1554313
NC | L V Sutton | 2713 | 3 | 8547211 | 1554213
NC | L V Sutton | 2713 | 4 | 8547211 | 129290213
NC | L V Sutton | 2713 | 5 | 8547211 | 129290313
NC | L V Sutton | 2713 | 01A | 8547211 | 109330213
NC | L V Sutton | 2713 | 01B | 8547211 | 109330313
NC | L V Sutton | 2713 | 2A | 8547211 | 1553813
NC | L V Sutton | 2713 | 2B | 8547211 | 1554013
NC | W H Weatherspoon | 2716 | 1 | 8491111 | 279013
NC | W H Weatherspoon | 2716 | 2 | 8491111 | 278913
NC | W H Weatherspoon | 2716 | 3 | 8491111 | 278813
NC | W H Weatherspoon | 2716 | 4 | 8491111 | 278713
NC | W H Weatherspoon | 2716 | 5 | 8491111 | 278613
NC | W H Weatherspoon | 2716 | 6 | 8491111 | 278513
NC | W H Weatherspoon | 2716 | 7 | 8491111 | 279113
NC | G G Allen | 2718 | 1 | 8137511 | 4670513
NC | G G Allen | 2718 | 1 | 8137511 | 122705913
NC | G G Allen | 2718 | 2 | 8137511 | 4669913
NC | G G Allen | 2718 | 2 | 8137511 | 122705913
NC | G G Allen | 2718 | 3 | 8137511 | 122706013
NC | G G Allen | 2718 | 3 | 8137511 | 4670413
NC | G G Allen | 2718 | 4 | 8137511 | 122706013
NC | G G Allen | 2718 | 4 | 8137511 | 4670113
NC | G G Allen | 2718 | 5 | 8137511 | 122705913
NC | G G Allen | 2718 | 5 | 8137511 | 4670213
NC | Buck | 2720 | 5 | 8506911 | 265513
NC | Buck | 2720 | 6 | 8506911 | 264813
NC | Buck | 2720 | 7 | 8506911 | 264713
NC | Buck | 2720 | 8 | 8506911 | 265713
NC | Buck | 2720 | 9 | 8506911 | 265613
NC | Buck | 2720 | 11C | 8506911 | 106141213
NC | Buck | 2720 | 12C | 8506911 | 106141213
NC | Buck | 2720 | 7C | 8506911 | 265113
NC | Buck | 2720 | 8C | 8506911 | 264913
NC | Buck | 2720 | 9C | 8506911 | 74620113
NC | Cliffside | 2721 | 1 | 8300611 | 452613
NC | Cliffside | 2721 | 2 | 8300611 | 452713
NC | Cliffside | 2721 | 3 | 8300611 | 452813
NC | Cliffside | 2721 | 4 | 8300611 | 452013
NC | Cliffside | 2721 | 5 | 8300611 | 452213
NC | Cliffside | 2721 | 6 | 8300611 | 106357513
NC | Dan River | 2723 | 1 | 8009611 | 4041513
NC | Dan River | 2723 | 2 | 8009611 | 4041913
NC | Dan River | 2723 | 3 | 8009611 | 4041413
NC | Dan River | 2723 | 4C | 8009611 | 4041113
NC | Dan River | 2723 | 5C | 8009611 | 4041213
NC | Dan River | 2723 | 6C | 8009611 | 4041313
NC | Dan River | 2723 | 8C | 8009611 | 106285813
NC | Dan River | 2723 | 9C | 8009611 | 106285813
NC | Marshall | 2727 | 1 | 8370411 | 75331613
NC | Marshall | 2727 | 1 | 8370411 | 122679613
NC | Marshall | 2727 | 2 | 8370411 | 75331813
NC | Marshall | 2727 | 2 | 8370411 | 122679613
NC | Marshall | 2727 | 3 | 8370411 | 408613
NC | Marshall | 2727 | 4 | 8370411 | 408113
NC | Mayo | 6250 | 1A | 7826111 | 2214013
NC | Mayo | 6250 | 1B | 7826111 | 2214013
NC | Lincoln Combustion Turbine | 7277 | 1 | 7731511 | 3480013
NC | Lincoln Combustion Turbine | 7277 | 2 | 7731511 | 3480013
NC | Lincoln Combustion Turbine | 7277 | 3 | 7731511 | 3480013
NC | Lincoln Combustion Turbine | 7277 | 4 | 7731511 | 3480013
NC | Lincoln Combustion Turbine | 7277 | 5 | 7731511 | 3480013
NC | Lincoln Combustion Turbine | 7277 | 6 | 7731511 | 3480013
NC | Lincoln Combustion Turbine | 7277 | 7 | 7731511 | 3480013
NC | Lincoln Combustion Turbine | 7277 | 8 | 7731511 | 3480013
NC | Lincoln Combustion Turbine | 7277 | 9 | 7731511 | 3480013
NC | Lincoln Combustion Turbine | 7277 | 10 | 7731511 | 3480013
NC | Lincoln Combustion Turbine | 7277 | 11 | 7731511 | 3480013
NC | Lincoln Combustion Turbine | 7277 | 12 | 7731511 | 3480013
NC | Lincoln Combustion Turbine | 7277 | 13 | 7731511 | 3480013
NC | Lincoln Combustion Turbine | 7277 | 14 | 7731511 | 3480013
NC | Lincoln Combustion Turbine | 7277 | 15 | 7731511 | 3480013
NC | Lincoln Combustion Turbine | 7277 | 16 | 7731511 | 3480013
NC | Lincoln Combustion Turbine | 7277 | 17 | 7731511 | 142849913
NC | Richmond County Plant | 7805 | 1 | 8490411 | 281713
NC | Richmond County Plant | 7805 | 2 | 8490411 | 281813
NC | Richmond County Plant | 7805 | 3 | 8490411 | 281913
NC | Richmond County Plant | 7805 | 4 | 8490411 | 282013
NC | Richmond County Plant | 7805 | 6 | 8490411 | 281613
NC | Richmond County Plant | 7805 | 7 | 8490411 | 281513
NC | Richmond County Plant | 7805 | 8 | 8490411 | 281213
NC | Richmond County Plant | 7805 | 9 | 8490411 | 98738513
NC | Richmond County Plant | 7805 | 10 | 8490411 | 98738613
NC | Plant Rowan County | 7826 | 1 | 8508011 | 255913
NC | Plant Rowan County | 7826 | 2 | 8508011 | 256013
NC | Plant Rowan County | 7826 | 3 | 8508011 | 256113
NC | Plant Rowan County | 7826 | 4 | 8508011 | 74216013
NC | Plant Rowan County | 7826 | 5 | 8508011 | 74216113
NC | Belews Creek | 8042 | 1 | 8514011 | 1578913
NC | Belews Creek | 8042 | 2 | 8514011 | 1578413
NC | CPI USA North Carolina Southport | 10378 | BLR01A | 8176711 | 6824813
NC | CPI USA North Carolina Southport | 10378 | BLR01B | 8176711 | 6824813
NC | CPI USA North Carolina Southport | 10378 | BLR01C | 8176711 | 6824813
NC | CPI USA North Carolina Southport | 10378 | BLR02A | 8176711 | 6824813
NC | CPI USA North Carolina Southport | 10378 | BLR02B | 8176711 | 6824813
NC | CPI USA North Carolina Southport | 10378 | BLR02C | 8176711 | 6824813
NC | CPI USA North Carolina Roxboro | 10379 | BLR01A | 7826311 | 2212213
NC | CPI USA North Carolina Roxboro | 10379 | BLR01B | 7826311 | 2212213
NC | CPI USA North Carolina Roxboro | 10379 | BLR01C | 7826311 | 2212213
NC | NC Renewable Power - Lumberton LLC | 10382 | UNIT1 | 8491311 | 277713
NC | NC Renewable Power - Lumberton LLC | 10382 | UNIT2 | 8491311 | 277713
NC | Craven County Wood Energy | 10525 | ES5A | 8505111 | 546713
NC | Weyerhaeuser - New Bern | 50188 | 6 | 7980211 | 6476213
NC | Weyerhaeuser - New Bern | 50188 | 105 | 7980211 | 6476813
NC | Blue Ridge Paper Products Inc. | 50244 | B4 | 7920511 | 3184213
NC | Blue Ridge Paper Products Inc. | 50244 | BB | 7920511 | 3185913
NC | Blue Ridge Paper Products Inc. | 50244 | PG | 7920511 | 3185313
NC | Blue Ridge Paper Products Inc. | 50244 | RB | 7920511 | 3184713
NC | Blue Ridge Paper Products Inc. | 50244 | RC | 7920511 | 3185213
NC | WestRock Kraft Paper, LLC | 50254 | 1 | 8048011 | 6363913
NC | Rosemary Power Station | 50555 | 1 | 8286911 | 455213
NC | Rosemary Power Station | 50555 | 2 | 8286911 | 455013
NC | University of NC Chapel Hill | 54276 | ES001 | 8438211 | 316713
NC | University of NC Chapel Hill | 54276 | ES002 | 8438211 | 316813
NC | University of NC Chapel Hill | 54276 | ES003 | 8438211 | 316913
NC | Rockingham County Combustion Turbine | 55116 | CT1 | 8493211 | 74610613
NC | Rockingham County Combustion Turbine | 55116 | CT2 | 8493211 | 74610613
NC | Rockingham County Combustion Turbine | 55116 | CT3 | 8493211 | 74610613
NC | Rockingham County Combustion Turbine | 55116 | CT4 | 8493211 | 74610613
NC | Rockingham County Combustion Turbine | 55116 | CT5 | 8493211 | 74610613
NC | NCEMC Anson Plant | 56249 | ES1-A | 10616211 | 74982813
NC | NCEMC Anson Plant | 56249 | ES1-B | 10616211 | 74982813
NC | NCEMC Anson Plant | 56249 | ES2-A | 10616211 | 74982813
NC | NCEMC Anson Plant | 56249 | ES2-B | 10616211 | 74982813
NC | NCEMC Anson Plant | 56249 | ES3-A | 10616211 | 74982813
NC | NCEMC Anson Plant | 56249 | ES3-B | 10616211 | 74982813
NC | NCEMC Anson Plant | 56249 | ES4-A | 10616211 | 74982813
NC | NCEMC Anson Plant | 56249 | ES4-B | 10616211 | 74982813
NC | NCEMC Anson Plant | 56249 | ES5-A | 10616211 | 74982813
NC | NCEMC Anson Plant | 56249 | ES5-B | 10616211 | 74982813
NC | NCEMC Anson Plant | 56249 | ES6-A | 10616211 | 74982813
NC | NCEMC Anson Plant | 56249 | ES6-B | 10616211 | 74982813
NC | NCEMC Hamlet Plant | 56292 | ES1-A | 10631811 | 74982313
NC | NCEMC Hamlet Plant | 56292 | ES1-B | 10631811 | 74982313
NC | NCEMC Hamlet Plant | 56292 | ES2-A | 10631811 | 74982313
NC | NCEMC Hamlet Plant | 56292 | ES2-B | 10631811 | 74982313
NC | NCEMC Hamlet Plant | 56292 | ES3-A | 10631811 | 74982313
NC | NCEMC Hamlet Plant | 56292 | ES3-B | 10631811 | 74982313
NC | NCEMC Hamlet Plant | 56292 | ES4-A | 10631811 | 74982313
NC | NCEMC Hamlet Plant | 56292 | ES4-B | 10631811 | 74982313
NC | NCEMC Hamlet Plant | 56292 | ES5-A | 10631811 | 74982313
NC | NCEMC Hamlet Plant | 56292 | ES5-B | 10631811 | 74982313
NC | NCEMC Hamlet Plant | 56292 | ES6-A | 10631811 | 109394713
NC | NCEMC Hamlet Plant | 56292 | ES6-B | 10631811 | 109394713
NC | Cleveland County Generating Facility | 57029 | ES1 | 16600211 | 106270213
NC | Cleveland County Generating Facility | 57029 | ES2 | 16600211 | 106270313
NC | Cleveland County Generating Facility | 57029 | ES3 | 16600211 | 106270413
NC | Cleveland County Generating Facility | 57029 | ES4 | 16600211 | 106270513
NC | Kings Mountain Energy Center | 59325 | ES-1 | 18049211 | 135476013
ND | R M Heskett | 2790 | B2 | 8087011 | 64287313
ND | R M Heskett | 2790 | CT6 | 8087011 | 111798213
ND | Leland Olds | 2817 | 1 | 8086311 | 64283513
ND | Leland Olds | 2817 | 2 | 8086311 | 64283613
ND | Milton R Young | 2823 | B1 | 8087911 | 64290913
ND | Milton R Young | 2823 | B2 | 8087911 | 64291013
ND | Coal Creek | 6030 | 1 | 8011011 | 64296413
ND | Coal Creek | 6030 | 2 | 8011011 | 64296513
ND | Antelope Valley | 6469 | B1 | 8086511 | 64298413
ND | Antelope Valley | 6469 | B2 | 8086511 | 64298513
ND | Coyote | 8222 | B1 | 8086611 | 64297413
ND | Spiritwood Station | 56786 | 1 | 16937511 | 125689813
ND | Pioneer Generating Station | 57881 | CT1 | 18983011 | 137155913
ND | Pioneer Generating Station | 57881 | CT2 | 18983011 | 137154913
ND | Pioneer Generating Station | 57881 | CT3 | 18983011 | 137154813
ND | Lonesome Creek Station | 57943 | CT1 | 17788211 | 124545113
ND | Lonesome Creek Station | 57943 | CT2 | 17788211 | 124545213
ND | Lonesome Creek Station | 57943 | CT3 | 17788211 | 124545313
ND | Lonesome Creek Station | 57943 | CT4 | 17788211 | 133795913
ND | Lonesome Creek Station | 57943 | CT5 | 17788211 | 133796013
NE | Platte | 59 | 1 | 8212011 | 6705013
NE | Gerald Whelan Energy Center | 60 | 1 | 8399211 | 724613
NE | Gerald Whelan Energy Center | 60 | 2 | 8399211 | 104525113
NE | Canaday | 2226 | 1 | 8211811 | 6705913
NE | Lon D Wright Power Plant | 2240 | 8 | 7766111 | 1753213
NE | Lon D Wright Power Plant | 2240 | 50T | 7766111 | 91096713
NE | C W Burdick | 2241 | B-3 | 6714711 | 12864313
NE | C W Burdick | 2241 | GT-2 | 6714711 | 91102213
NE | C W Burdick | 2241 | GT-3 | 6714711 | 91102413
NE | Hebron Peaking | 2266 | 1A | 6898611 | 13709013
NE | Hebron Peaking | 2266 | 1B | 6898611 | 13709013
NE | McCook Peaking | 2271 | 1A | 7767711 | 1717513
NE | McCook Peaking | 2271 | 1B | 7767711 | 1717513
NE | Sheldon | 2277 | 1 | 5281111 | 25619513
NE | Sheldon | 2277 | 2 | 5281111 | 25619413
NE | Jones Street | 2290 | 1 | 6732511 | 105527613
NE | Jones Street | 2290 | 2 | 6732511 | 105527713
NE | North Omaha Station | 2291 | 1 | 6732411 | 105526113
NE | North Omaha Station | 2291 | 2 | 6732411 | 105526213
NE | North Omaha Station | 2291 | 3 | 6732411 | 105526313
NE | North Omaha Station | 2291 | 4 | 6732411 | 105526413
NE | North Omaha Station | 2291 | 5 | 6732411 | 105526513
NE | Sarpy County Station | 2292 | 1 | 7631011 | 12530813
NE | Sarpy County Station | 2292 | 1 | 7631011 | 12530713
NE | Sarpy County Station | 2292 | 2 | 7631011 | 12531513
NE | Sarpy County Station | 2292 | 2 | 7631011 | 12530613
NE | Sarpy County Station | 2292 | CT3 | 7631011 | 12532413
NE | Gerald Gentleman Station | 6077 | 1 | 7766511 | 1736213
NE | Gerald Gentleman Station | 6077 | 2 | 7766511 | 1736413
NE | Nebraska City Station | 6096 | 1 | 7303711 | 8402913
NE | Nebraska City Station | 6096 | 2 | 7303711 | 91099913
NE | Rokeby | 6373 | 1 | 5281411 | 25619113
NE | Rokeby | 6373 | 2 | 5281411 | 91231513
NE | Rokeby | 6373 | 3 | 5281411 | 91231613
NE | Terry Bundy Generating Station | 7887 | SVGS2 | 9428811 | 57627413
NE | Terry Bundy Generating Station | 7887 | SVGS3 | 9428811 | 58448013
NE | Terry Bundy Generating Station | 7887 | SVGS4 | 9428811 | 91234113
NE | Beatrice | 8000 | 1 | 9434711 | 55640913
NE | Beatrice | 8000 | 2 | 9434711 | 55641013
NE | Cass County Station | 55972 | CT1 | 9445711 | 55517013
NE | Cass County Station | 55972 | CT2 | 9445711 | 55517113
NH | Lost Nation | 2362 | CT1 | 7867011 | 3385313
NH | Merrimack | 2364 | 1 | 8178911 | 6758313
NH | Merrimack | 2364 | 2 | 8178911 | 6757913
NH | Merrimack | 2364 | CT1 | 8178911 | 6758513
NH | Merrimack | 2364 | CT2 | 8178911 | 6758113
NH | Schiller | 2367 | 4 | 7287811 | 8539513
NH | Schiller | 2367 | 5 | 7287811 | 88260613
NH | Schiller | 2367 | 6 | 7287811 | 8539313
NH | Schiller | 2367 | CT1 | 7287811 | 8539213
NH | White Lake | 2369 | CT1 | 5209211 | 26128213
NH | Newington | 8002 | 1 | 7288011 | 8537013
NH | Granite Ridge Energy | 55170 | 1 | 7458411 | 12074713
NH | Granite Ridge Energy | 55170 | 2 | 7458411 | 12074913
NH | Newington Energy | 55661 | 1 | 7458511 | 12074413
NH | Newington Energy | 55661 | 2 | 7458511 | 12074313
NH | Burgess BioPower | 58054 | ST01 | 17167211 | 114382213
NJ | Carlls Corner Energy Center | 2379 | 2001 | 7462211 | 66041813
NJ | Carlls Corner Energy Center | 2379 | 2001 | 7462211 | 11673713
NJ | Carlls Corner Energy Center | 2379 | 3001 | 7462211 | 66041613
NJ | Carlls Corner Energy Center | 2379 | 3001 | 7462211 | 11673813
NJ | Sayreville | 2390 | 12001 | 7621211 | 11834713
NJ | Sayreville | 2390 | 14001 | 7621211 | 11834813
NJ | Sayreville | 2390 | 15001 | 7621211 | 11834913
NJ | Sayreville | 2390 | 16001 | 7621211 | 11835313
NJ | Gilbert Generating Station | 2393 | 4 | 7312511 | 10666113
NJ | Gilbert Generating Station | 2393 | 5 | 7312511 | 10666213
NJ | Gilbert Generating Station | 2393 | 6 | 7312511 | 10666913
NJ | Gilbert Generating Station | 2393 | 7 | 7312511 | 10666313
NJ | Gilbert Generating Station | 2393 | 9 | 7312511 | 10667013
NJ | Gilbert Generating Station | 2393 | 15001 | 7312511 | 10666513
NJ | Gilbert Generating Station | 2393 | 16001 | 7312511 | 10666613
NJ | Gilbert Generating Station | 2393 | 17001 | 7312511 | 10666713
NJ | Gilbert Generating Station | 2393 | 18001 | 7312511 | 10666813
NJ | Bergen Generating Station | 2398 | 1101 | 7392311 | 10494713
NJ | Bergen Generating Station | 2398 | 1201 | 7392311 | 10494713
NJ | Bergen Generating Station | 2398 | 1301 | 7392311 | 10494713
NJ | Bergen Generating Station | 2398 | 1401 | 7392311 | 10494713
NJ | Bergen Generating Station | 2398 | 2101 | 7392311 | 10494713
NJ | Bergen Generating Station | 2398 | 2201 | 7392311 | 10494713
NJ | Bergen Generating Station | 2398 | 3001 | 7392311 | 10494513
NJ | Burlington Generating Station | 2399 | 121 | 7310911 | 10701713
NJ | Burlington Generating Station | 2399 | 122 | 7310911 | 10701713
NJ | Burlington Generating Station | 2399 | 123 | 7310911 | 10701713
NJ | Burlington Generating Station | 2399 | 124 | 7310911 | 10701713
NJ | Burlington Generating Station | 2399 | 4001 | 7310911 | 10702113
NJ | Burlington Generating Station | 2399 | 12001 | 7310911 | 10702513
NJ | Burlington Generating Station | 2399 | 14001 | 7310911 | 10702513
NJ | Burlington Generating Station | 2399 | 16001 | 7310911 | 10702513
NJ | Burlington Generating Station | 2399 | 18001 | 7310911 | 10702513
NJ | Burlington Generating Station | 2399 | 28001 | 7310911 | 10702713
NJ | Burlington Generating Station | 2399 | 30001 | 7310911 | 10702713
NJ | Burlington Generating Station | 2399 | 32001 | 7310911 | 10702713
NJ | Burlington Generating Station | 2399 | 34001 | 7310911 | 10702713
NJ | Essex | 2401 | 2001 | 7478411 | 11647113
NJ | Essex | 2401 | 4001 | 7478411 | 11647113
NJ | Essex | 2401 | 10001 | 7478411 | 11647113
NJ | Essex | 2401 | 12001 | 7478411 | 11647113
NJ | Essex | 2401 | 14001 | 7478411 | 11647413
NJ | Essex | 2401 | 16001 | 7478411 | 11647413
NJ | Essex | 2401 | 18001 | 7478411 | 11647413
NJ | Essex | 2401 | 20001 | 7478411 | 11647413
NJ | Essex | 2401 | 22001 | 7478411 | 11647313
NJ | Essex | 2401 | 24001 | 7478411 | 11647313
NJ | Essex | 2401 | 26001 | 7478411 | 11647313
NJ | Essex | 2401 | 28001 | 7478411 | 11647313
NJ | Essex | 2401 | 35001 | 7478411 | 11647013
NJ | Kearny Generating Station | 2404 | 121 | 7217311 | 66329213
NJ | Kearny Generating Station | 2404 | 122 | 7217311 | 66329213
NJ | Kearny Generating Station | 2404 | 123 | 7217311 | 66329213
NJ | Kearny Generating Station | 2404 | 124 | 7217311 | 66329213
NJ | Kearny Generating Station | 2404 | 131 | 7217311 | 107401813
NJ | Kearny Generating Station | 2404 | 132 | 7217311 | 107401813
NJ | Kearny Generating Station | 2404 | 133 | 7217311 | 107401813
NJ | Kearny Generating Station | 2404 | 134 | 7217311 | 107401813
NJ | Kearny Generating Station | 2404 | 141 | 7217311 | 107401813
NJ | Kearny Generating Station | 2404 | 142 | 7217311 | 107401813
NJ | Kearny Generating Station | 2404 | 15001 | 7217311 | 10029013
NJ | Kearny Generating Station | 2404 | 16001 | 7217311 | 10029513
NJ | Kearny Generating Station | 2404 | 17001 | 7217311 | 10029213
NJ | Linden Generating Station | 2406 | 5 | 7990111 | 5103913
NJ | Linden Generating Station | 2406 | 6 | 7990111 | 5103913
NJ | Linden Generating Station | 2406 | 7 | 7990111 | 5103913
NJ | Linden Generating Station | 2406 | 8 | 7990111 | 5103913
NJ | Linden Generating Station | 2406 | 1101 | 7990111 | 66146013
NJ | Linden Generating Station | 2406 | 1201 | 7990111 | 66146013
NJ | Linden Generating Station | 2406 | 2101 | 7990111 | 66146013
NJ | Linden Generating Station | 2406 | 2201 | 7990111 | 66146013
NJ | Salem Generating Station | 2410 | 2001 | 7991211 | 66021513
NJ | Sewaren Generating Station | 2411 | 1 | 6719611 | 12842913
NJ | Sewaren Generating Station | 2411 | 2 | 6719611 | 12843013
NJ | Sewaren Generating Station | 2411 | 3 | 6719611 | 12842813
NJ | Sewaren Generating Station | 2411 | 4 | 6719611 | 12843113
NJ | Sewaren Generating Station | 2411 | 7 | 6719611 | 135735513
NJ | Sewaren Generating Station | 2411 | 12001 | 6719611 | 12843513
NJ | Howard M Down | 2434 | 6001 | 7201811 | 10063713
NJ | Howard M Down | 2434 | U11 | 7201811 | 66307513
NJ | Cumberland Energy Center | 5083 | 4001 | 7201911 | 10062713
NJ | Cumberland Energy Center | 5083 | 5001 | 7201911 | 10062813
NJ | West Station | 6776 | 2001 | 7461611 | 11680913
NJ | Forked River Power | 7138 | 2001 | 5111011 | 24651913
NJ | Forked River Power | 7138 | 3001 | 5111011 | 24651813
NJ | Sherman Avenue | 7288 | 1 | 8094711 | 7143213
NJ | Mickleton Energy Center | 8008 | 1001 | 7700911 | 12111013
NJ | Logan Generating Plant | 10043 | 1001 | 8093811 | 7154613
NJ | Pedricktown Cogeneration Plant | 10099 | 1001 | 7988911 | 5127913
NJ | Sayreville Power LP | 10308 | 1001 | 6719711 | 12842713
NJ | Sayreville Power LP | 10308 | 1002 | 6719711 | 12842413
NJ | Carneys Point | 10566 | 1001 | 7989011 | 90352313
NJ | Carneys Point | 10566 | 1002 | 7989011 | 5126613
NJ | Camden Plant Holding, LLC | 10751 | 2001 | 5119811 | 25826013
NJ | E F Kenilworth, Inc. | 10805 | 2001 | 7548611 | 12702413
NJ | Linden Cogeneration Facility | 50006 | 4001 | 7990011 | 65946113
NJ | Linden Cogeneration Facility | 50006 | 5001 | 7990011 | 5105213
NJ | Linden Cogeneration Facility | 50006 | 6001 | 7990011 | 5105013
NJ | Linden Cogeneration Facility | 50006 | 7001 | 7990011 | 5104413
NJ | Linden Cogeneration Facility | 50006 | 8001 | 7990011 | 5104913
NJ | Linden Cogeneration Facility | 50006 | 9001 | 7990011 | 5104513
NJ | Newark Bay Cogen | 50385 | 1001 | 7464111 | 11647913
NJ | Newark Bay Cogen | 50385 | 2001 | 7464111 | 11647813
NJ | Newark Bay Cogen | 50385 | 3001 | 7464111 | 11647713
NJ | Eagle Point Power Generation | 50561 | 1 | 16662211 | 107406013
NJ | Eagle Point Power Generation | 50561 | 2 | 16662211 | 107406013
NJ | EFS Parlin Holdings, LLC | 50799 | 1001 | 6719511 | 12843913
NJ | EFS Parlin Holdings, LLC | 50799 | 3001 | 6719511 | 12843913
NJ | Elmwood Power LLC | 50852 | 2001 | 7202611 | 10057613
NJ | Lakewood | 54640 | 1001 | 8174211 | 4463313
NJ | Lakewood | 54640 | 2001 | 8174211 | 4463313
NJ | Red Oak Power, LLC | 55239 | 1 | 7621611 | 11830313
NJ | Red Oak Power, LLC | 55239 | 2 | 7621611 | 11830313
NJ | Red Oak Power, LLC | 55239 | 3 | 7621611 | 11830313
NJ | Ocean Peaking Power | 55938 | OPP3 | 8174211 | 65965113
NJ | Ocean Peaking Power | 55938 | OPP4 | 8174211 | 65965113
NJ | West Deptford Energy Station | 56963 | E101 | 17169211 | 118496413
NJ | West Deptford Energy Station | 56963 | E102 | 17169211 | 118496413
NJ | Bayonne Energy Center | 56964 | GT1 | 15658011 | 99940113
NJ | Bayonne Energy Center | 56964 | GT10 | 15658011 | 135756313
NJ | Bayonne Energy Center | 56964 | GT2 | 15658011 | 99940113
NJ | Bayonne Energy Center | 56964 | GT3 | 15658011 | 99940113
NJ | Bayonne Energy Center | 56964 | GT4 | 15658011 | 99940113
NJ | Bayonne Energy Center | 56964 | GT5 | 15658011 | 99940113
NJ | Bayonne Energy Center | 56964 | GT6 | 15658011 | 99940113
NJ | Bayonne Energy Center | 56964 | GT7 | 15658011 | 99940113
NJ | Bayonne Energy Center | 56964 | GT8 | 15658011 | 99940113
NJ | Bayonne Energy Center | 56964 | GT9 | 15658011 | 135756313
NJ | Woodbridge Energy Center | 57839 | 1 | 17798211 | 124746613
NJ | Woodbridge Energy Center | 57839 | 2 | 17798211 | 124746613
NJ | Newark Energy Center | 58079 | U001 | 17800111 | 124740813
NJ | Newark Energy Center | 58079 | U002 | 17800111 | 124740813
NJ | Clayville | 58235 | U1 | 18994411 | 137443913
NM | Four Corners Steam Elec Station | 2442 | 1 | 7197711 | 79765813
NM | Four Corners Steam Elec Station | 2442 | 2 | 7197711 | 79764913
NM | Four Corners Steam Elec Station | 2442 | 3 | 7197711 | 79765913
NM | Four Corners Steam Elec Station | 2442 | 4 | 7197711 | 79766013
NM | Four Corners Steam Elec Station | 2442 | 5 | 7197711 | 79765113
NM | Rio Grande | 2444 | 6 | 7581811 | 82572013
NM | Rio Grande | 2444 | 7 | 7581811 | 82571913
NM | Rio Grande | 2444 | 8 | 7581811 | 82572113
NM | Rio Grande | 2444 | 9 | 7581811 | 108981213
NM | Maddox | 2446 | 051B | 5228411 | 82518613
NM | Reeves Generating Station | 2450 | 1 | 7532111 | 12669113
NM | Reeves Generating Station | 2450 | 2 | 7532111 | 12669213
NM | Reeves Generating Station | 2450 | 3 | 7532111 | 12669013
NM | San Juan | 2451 | 1 | 7991911 | 82423613
NM | San Juan | 2451 | 2 | 7991911 | 82423513
NM | San Juan | 2451 | 3 | 7991911 | 82425313
NM | San Juan | 2451 | 4 | 7991911 | 82425213
NM | Cunningham | 2454 | 121B | 5229511 | 82534313
NM | Cunningham | 2454 | 122B | 5229511 | 82534213
NM | Cunningham | 2454 | 123T | 5229511 | 82534113
NM | Cunningham | 2454 | 124T | 5229511 | 82534013
NM | Lordsburg Generating Station | 7967 | 1 | 7994311 | 82504813
NM | Lordsburg Generating Station | 7967 | 2 | 7994311 | 82504913
NM | Pyramid Generating Station | 7975 | 1 | 5213011 | 91583713
NM | Pyramid Generating Station | 7975 | 2 | 5213011 | 91583613
NM | Pyramid Generating Station | 7975 | 3 | 5213011 | 91583513
NM | Pyramid Generating Station | 7975 | 4 | 5213011 | 91583413
NM | Rio Bravo Generating Station | 55039 | GT-1 | 7532811 | 12663013
NM | Rio Bravo Generating Station | 55039 | GT-1 | 7532811 | 86709013
NM | Afton Generating Station | 55210 | 1 | 7583911 | 82578113
NM | Luna Energy Facility | 55343 | CTG1 | 7404611 | 82437513
NM | Luna Energy Facility | 55343 | CTG2 | 7404611 | 82437613
NM | Valencia Power Plant | 55802 | CTG1 | 7799911 | 82635413
NM | Bluffview Power Plant | 55977 | CTG-1 | 13646111 | 82635513
NM | Hobbs Generating Station | 56458 | HOBB1 | 14627711 | 91585713
NM | Hobbs Generating Station | 56458 | HOBB2 | 14627711 | 91585513
NM | La Luz Energy Center | 58284 | 1 | 17750511 | 125726613
NV | Clark | 2322 | 11A | 8211211 | 67144013
NV | Clark | 2322 | 11B | 8211211 | 67144013
NV | Clark | 2322 | 12A | 8211211 | 67144113
NV | Clark | 2322 | 12B | 8211211 | 67144113
NV | Clark | 2322 | 13A | 8211211 | 67144213
NV | Clark | 2322 | 13B | 8211211 | 67144213
NV | Clark | 2322 | 14A | 8211211 | 67144313
NV | Clark | 2322 | 14B | 8211211 | 67144313
NV | Clark | 2322 | 15A | 8211211 | 67144413
NV | Clark | 2322 | 15B | 8211211 | 67144413
NV | Clark | 2322 | 16A | 8211211 | 67144513
NV | Clark | 2322 | 16B | 8211211 | 67144513
NV | Clark | 2322 | 17A | 8211211 | 67144613
NV | Clark | 2322 | 17B | 8211211 | 67144613
NV | Clark | 2322 | 18A | 8211211 | 67144713
NV | Clark | 2322 | 18B | 8211211 | 67144713
NV | Clark | 2322 | 19A | 8211211 | 67144813
NV | Clark | 2322 | 19B | 8211211 | 67144813
NV | Clark | 2322 | 20A | 8211211 | 67144913
NV | Clark | 2322 | 20B | 8211211 | 67144913
NV | Clark | 2322 | 21A | 8211211 | 67145013
NV | Clark | 2322 | 21B | 8211211 | 67145013
NV | Clark | 2322 | 22A | 8211211 | 67145113
NV | Clark | 2322 | 22B | 8211211 | 67145113
NV | Fort Churchill | 2330 | 1 | 8209811 | 97830513
NV | Fort Churchill | 2330 | 2 | 8209811 | 97830613
NV | Tracy | 2336 | 1 | 7302811 | 8415613
NV | Tracy | 2336 | 2 | 7302811 | 8415513
NV | Tracy | 2336 | 3 | 7302811 | 97830913
NV | Tracy | 2336 | 4 | 7302811 | 97831013
NV | Tracy | 2336 | 5 | 7302811 | 97831113
NV | Tracy | 2336 | 6 | 7302811 | 97831213
NV | Tracy | 2336 | 8 | 7302811 | 111114013
NV | Tracy | 2336 | 9 | 7302811 | 111114113
NV | Harry Allen | 7082 | **3 | 9399011 | 55526813
NV | Harry Allen | 7082 | **4 | 9399011 | 67161213
NV | Harry Allen | 7082 | **5 | 9399011 | 67161113
NV | Harry Allen | 7082 | **6 | 9399011 | 67161013
NV | North Valmy | 8224 | 1 | 7302011 | 97874013
NV | North Valmy | 8224 | 2 | 7302011 | 97874113
NV | Las Vegas Generating Station | 10761 | 1 | 9399211 | 55525313
NV | Las Vegas Generating Station | 10761 | 2 | 9399211 | 55525513
NV | Las Vegas Generating Station | 10761 | 3 | 9399211 | 55525613
NV | Las Vegas Generating Station | 10761 | 4 | 9399211 | 55525713
NV | Las Vegas Generating Station | 10761 | 5 | 9399211 | 55525813
NV | Sun Peak Generating Station | 54854 | 3 | 10626511 | 58434713
NV | Sun Peak Generating Station | 54854 | 4 | 10626511 | 58434813
NV | Sun Peak Generating Station | 54854 | 5 | 10626511 | 58434913
NV | Desert Star Energy Center | 55077 | EDE1 | 7757511 | 1853913
NV | Desert Star Energy Center | 55077 | EDE2 | 7757511 | 1854013
NV | Chuck Lenzie Generating Station | 55322 | CTG-1 | 12768311 | 67164413
NV | Chuck Lenzie Generating Station | 55322 | CTG-2 | 12768311 | 67164513
NV | Chuck Lenzie Generating Station | 55322 | CTG-3 | 12768311 | 67164913
NV | Chuck Lenzie Generating Station | 55322 | CTG-4 | 12768311 | 67165013
NV | Apex Generating Station | 55514 | CTG01 | 9398511 | 90104013
NV | Apex Generating Station | 55514 | CTG02 | 9398511 | 90104113
NV | Walter M. Higgins III Generating Station | 55687 | BHG1 | 9398411 | 97436413
NV | Walter M. Higgins III Generating Station | 55687 | BHG2 | 9398411 | 97436513
NV | Silverhawk | 55841 | A01 | 12770211 | 67165513
NV | Silverhawk | 55841 | A03 | 12770211 | 67165613
NV | TS Power Plant | 56224 | 1 | 12758911 | 97868713
NY | Danskammer Generating Station | 2480 | 1 | 8427711 | 1625313
NY | Danskammer Generating Station | 2480 | 2 | 8427711 | 1625013
NY | Danskammer Generating Station | 2480 | 3 | 8427711 | 1625613
NY | Danskammer Generating Station | 2480 | 4 | 8427711 | 1625413
NY | Arthur Kill | 2490 | 20 | 7844111 | 3597313
NY | Arthur Kill | 2490 | 30 | 7844111 | 3597313
NY | Arthur Kill | 2490 | CT0001 | 7844111 | 3597513
NY | East River | 2493 | 1 | 7994011 | 4097113
NY | East River | 2493 | 2 | 7994011 | 64129013
NY | East River | 2493 | 60 | 7994011 | 4097013
NY | East River | 2493 | 70 | 7994011 | 4097013
NY | Gowanus Generating Station | 2494 | CT01-1 | 7992311 | 97070713
NY | Gowanus Generating Station | 2494 | CT01-2 | 7992311 | 97070713
NY | Gowanus Generating Station | 2494 | CT01-3 | 7992311 | 97070713
NY | Gowanus Generating Station | 2494 | CT01-4 | 7992311 | 97070713
NY | Gowanus Generating Station | 2494 | CT01-5 | 7992311 | 97070713
NY | Gowanus Generating Station | 2494 | CT01-6 | 7992311 | 97070713
NY | Gowanus Generating Station | 2494 | CT01-7 | 7992311 | 97070713
NY | Gowanus Generating Station | 2494 | CT01-8 | 7992311 | 97070713
NY | Gowanus Generating Station | 2494 | CT02-1 | 7992311 | 97070713
NY | Gowanus Generating Station | 2494 | CT02-2 | 7992311 | 97070713
NY | Gowanus Generating Station | 2494 | CT02-3 | 7992311 | 97070713
NY | Gowanus Generating Station | 2494 | CT02-4 | 7992311 | 97070713
NY | Gowanus Generating Station | 2494 | CT02-5 | 7992311 | 97070713
NY | Gowanus Generating Station | 2494 | CT02-6 | 7992311 | 97070713
NY | Gowanus Generating Station | 2494 | CT02-7 | 7992311 | 97070713
NY | Gowanus Generating Station | 2494 | CT02-8 | 7992311 | 97070713
NY | Gowanus Generating Station | 2494 | CT03-1 | 7992311 | 97070713
NY | Gowanus Generating Station | 2494 | CT03-2 | 7992311 | 97070713
NY | Gowanus Generating Station | 2494 | CT03-3 | 7992311 | 97070713
NY | Gowanus Generating Station | 2494 | CT03-4 | 7992311 | 97070713
NY | Gowanus Generating Station | 2494 | CT03-5 | 7992311 | 97070713
NY | Gowanus Generating Station | 2494 | CT03-6 | 7992311 | 97070713
NY | Gowanus Generating Station | 2494 | CT03-7 | 7992311 | 97070713
NY | Gowanus Generating Station | 2494 | CT03-8 | 7992311 | 97070713
NY | Gowanus Generating Station | 2494 | CT04-1 | 7992311 | 97070713
NY | Gowanus Generating Station | 2494 | CT04-2 | 7992311 | 97070713
NY | Gowanus Generating Station | 2494 | CT04-3 | 7992311 | 97070713
NY | Gowanus Generating Station | 2494 | CT04-4 | 7992311 | 97070713
NY | Gowanus Generating Station | 2494 | CT04-5 | 7992311 | 97070713
NY | Gowanus Generating Station | 2494 | CT04-6 | 7992311 | 97070713
NY | Gowanus Generating Station | 2494 | CT04-7 | 7992311 | 97070713
NY | Gowanus Generating Station | 2494 | CT04-8 | 7992311 | 97070713
NY | Hudson Avenue | 2496 | BLR071 | 8038811 | 3680013
NY | Hudson Avenue | 2496 | BLR072 | 8038811 | 3680013
NY | Hudson Avenue | 2496 | BLR081 | 8038811 | 3680013
NY | Hudson Avenue | 2496 | BLR082 | 8038811 | 3680013
NY | Hudson Avenue | 2496 | CT0003 | 8038811 | 3680213
NY | Hudson Avenue | 2496 | CT0004 | 8038811 | 3680213
NY | Hudson Avenue | 2496 | CT0005 | 8038811 | 3680213
NY | Narrows Generating Station | 2499 | CT01-1 | 8039511 | 3677313
NY | Narrows Generating Station | 2499 | CT01-2 | 8039511 | 3677313
NY | Narrows Generating Station | 2499 | CT01-3 | 8039511 | 3677313
NY | Narrows Generating Station | 2499 | CT01-4 | 8039511 | 3677313
NY | Narrows Generating Station | 2499 | CT01-5 | 8039511 | 3677313
NY | Narrows Generating Station | 2499 | CT01-6 | 8039511 | 3677313
NY | Narrows Generating Station | 2499 | CT01-7 | 8039511 | 3677313
NY | Narrows Generating Station | 2499 | CT01-8 | 8039511 | 3677313
NY | Narrows Generating Station | 2499 | CT02-1 | 8039511 | 64125713
NY | Narrows Generating Station | 2499 | CT02-2 | 8039511 | 64125713
NY | Narrows Generating Station | 2499 | CT02-3 | 8039511 | 64125713
NY | Narrows Generating Station | 2499 | CT02-4 | 8039511 | 64125713
NY | Narrows Generating Station | 2499 | CT02-5 | 8039511 | 64125713
NY | Narrows Generating Station | 2499 | CT02-6 | 8039511 | 64125713
NY | Narrows Generating Station | 2499 | CT02-7 | 8039511 | 64125713
NY | Narrows Generating Station | 2499 | CT02-8 | 8039511 | 64125713
NY | Ravenswood Generating Station | 2500 | 10 | 8309011 | 202213
NY | Ravenswood Generating Station | 2500 | 20 | 8309011 | 202113
NY | Ravenswood Generating Station | 2500 | 30 | 8309011 | 203413
NY | Ravenswood Generating Station | 2500 | CT0001 | 8309011 | 202913
NY | Ravenswood Generating Station | 2500 | CT0004 | 8309011 | 202713
NY | Ravenswood Generating Station | 2500 | CT0005 | 8309011 | 201713
NY | Ravenswood Generating Station | 2500 | CT0006 | 8309011 | 201813
NY | Ravenswood Generating Station | 2500 | CT0007 | 8309011 | 203213
NY | Ravenswood Generating Station | 2500 | CT0008 | 8309011 | 203013
NY | Ravenswood Generating Station | 2500 | CT0009 | 8309011 | 202813
NY | Ravenswood Generating Station | 2500 | CT0010 | 8309011 | 202613
NY | Ravenswood Generating Station | 2500 | CT0011 | 8309011 | 202513
NY | Ravenswood Generating Station | 2500 | CT02-1 | 8309011 | 201013
NY | Ravenswood Generating Station | 2500 | CT02-2 | 8309011 | 201113
NY | Ravenswood Generating Station | 2500 | CT02-3 | 8309011 | 201213
NY | Ravenswood Generating Station | 2500 | CT02-4 | 8309011 | 201313
NY | Ravenswood Generating Station | 2500 | CT03-1 | 8309011 | 201413
NY | Ravenswood Generating Station | 2500 | CT03-2 | 8309011 | 201913
NY | Ravenswood Generating Station | 2500 | CT03-3 | 8309011 | 201613
NY | Ravenswood Generating Station | 2500 | CT03-4 | 8309011 | 201513
NY | Ravenswood Generating Station | 2500 | UCC001 | 8309011 | 64122913
NY | 59th Street | 2503 | BLR114 | 7986111 | 5576613
NY | 59th Street | 2503 | BLR115 | 7986111 | 5576613
NY | 59th Street | 2503 | BLR116 | 7986111 | 5576613
NY | 59th Street | 2503 | BLR117 | 7986111 | 5576613
NY | 59th Street | 2503 | BLR118 | 7986111 | 5576613
NY | 59th Street | 2503 | CT0001 | 7986111 | 5576513
NY | 74th Street | 2504 | 120 | 7995311 | 4074613
NY | 74th Street | 2504 | 121 | 7995311 | 4074613
NY | 74th Street | 2504 | 122 | 7995311 | 4074613
NY | 74th Street | 2504 | CT0001 | 7995311 | 4074513
NY | 74th Street | 2504 | CT0002 | 7995311 | 4074513
NY | E F Barrett | 2511 | 10 | 7221611 | 7563413
NY | E F Barrett | 2511 | 20 | 7221611 | 7563313
NY | E F Barrett | 2511 | U00004 | 7221611 | 118548013
NY | E F Barrett | 2511 | U00005 | 7221611 | 118548013
NY | E F Barrett | 2511 | U00006 | 7221611 | 118548013
NY | E F Barrett | 2511 | U00007 | 7221611 | 118548013
NY | E F Barrett | 2511 | U00008 | 7221611 | 118548013
NY | E F Barrett | 2511 | U00009 | 7221611 | 118548013
NY | E F Barrett | 2511 | U00010 | 7221611 | 118548013
NY | E F Barrett | 2511 | U00011 | 7221611 | 118548013
NY | E F Barrett | 2511 | U00012 | 7221611 | 118548113
NY | E F Barrett | 2511 | U00013 | 7221611 | 118548113
NY | E F Barrett | 2511 | U00014 | 7221611 | 118548113
NY | E F Barrett | 2511 | U00015 | 7221611 | 118548113
NY | E F Barrett | 2511 | U00016 | 7221611 | 118548113
NY | E F Barrett | 2511 | U00017 | 7221611 | 118548113
NY | E F Barrett | 2511 | U00018 | 7221611 | 118548113
NY | E F Barrett | 2511 | U00019 | 7221611 | 118548113
NY | East Hampton Facility | 2512 | UGT001 | 8474611 | 293113
NY | Glenwood | 2514 | 40 | 7222811 | 7558313
NY | Glenwood | 2514 | 50 | 7222811 | 7558413
NY | Glenwood | 2514 | U00020 | 7222811 | 7558713
NY | Glenwood | 2514 | U00021 | 7222811 | 7558513
NY | Northport | 2516 | 1 | 8121711 | 126493813
NY | Northport | 2516 | 1 | 8121711 | 4705613
NY | Northport | 2516 | 2 | 8121711 | 4705713
NY | Northport | 2516 | 2 | 8121711 | 126493813
NY | Northport | 2516 | 3 | 8121711 | 126493813
NY | Northport | 2516 | 3 | 8121711 | 4705813
NY | Northport | 2516 | 4 | 8121711 | 126493813
NY | Northport | 2516 | 4 | 8121711 | 4705913
NY | Northport | 2516 | UGT001 | 8121711 | 4706013
NY | Port Jefferson Energy Center | 2517 | 3 | 7981511 | 6455313
NY | Port Jefferson Energy Center | 2517 | 4 | 7981511 | 6455613
NY | Port Jefferson Energy Center | 2517 | UGT001 | 7981511 | 6455413
NY | Port Jefferson Energy Center | 2517 | UGT002 | 9318011 | 55407613
NY | Port Jefferson Energy Center | 2517 | UGT003 | 9318011 | 55407613
NY | West Babylon Facility | 2521 | UGT001 | 8452011 | 579613
NY | Greenidge Generation LLC | 2527 | 6 | 7935711 | 3543313
NY | Bethlehem Energy Center (Albany) | 2539 | 1 | 7801011 | 3435713
NY | Bethlehem Energy Center (Albany) | 2539 | 2 | 7801011 | 3435113
NY | Bethlehem Energy Center (Albany) | 2539 | 3 | 7801011 | 3435613
NY | Bethlehem Energy Center (Albany) | 2539 | 4 | 7801011 | 3435313
NY | Bethlehem Energy Center (Albany) | 2539 | 10001 | 7801011 | 64136913
NY | Bethlehem Energy Center (Albany) | 2539 | 10002 | 7801011 | 64136913
NY | Bethlehem Energy Center (Albany) | 2539 | 10003 | 7801011 | 64136913
NY | Dunkirk Generating Plant | 2554 | 1 | 7805611 | 2860713
NY | Dunkirk Generating Plant | 2554 | 2 | 7805611 | 2860813
NY | Dunkirk Generating Plant | 2554 | 3 | 7805611 | 2860913
NY | Dunkirk Generating Plant | 2554 | 4 | 7805611 | 2860913
NY | Oswego Harbor Power | 2594 | 3 | 7980511 | 97077113
NY | Oswego Harbor Power | 2594 | 5 | 7980511 | 6466313
NY | Oswego Harbor Power | 2594 | 6 | 7980511 | 6466613
NY | Bowline Generating Station | 2625 | 1 | 8175411 | 4454713
NY | Bowline Generating Station | 2625 | 2 | 8175411 | 4454813
NY | Hillburn | 2628 | 1 | 7952711 | 3502213
NY | Shoemaker | 2632 | 1 | 8427211 | 1626913
NY | Freeport Power Plant No. 2 | 2679 | 5 | 7221311 | 64114913
NY | S A Carlson | 2682 | 9 | 7806011 | 2858613
NY | S A Carlson | 2682 | 10 | 7806011 | 2858513
NY | S A Carlson | 2682 | 12 | 7806011 | 2858613
NY | S A Carlson | 2682 | 20 | 7806011 | 2858413
NY | Wading River Facility | 7146 | UGT007 | 8452511 | 575313
NY | Wading River Facility | 7146 | UGT008 | 8452511 | 575113
NY | Wading River Facility | 7146 | UGT009 | 8452511 | 575513
NY | Wading River Facility | 7146 | UGT013 | 8452511 | 575413
NY | Wading River Facility | 7146 | UGT014 | 8452511 | 575613
NY | Richard M Flynn (Holtsville) | 7314 | 1 | 7981711 | 6454013
NY | Glenwood Landing Energy Center | 7869 | UGT011 | 7223211 | 7557013
NY | Glenwood Landing Energy Center | 7869 | UGT012 | 10680511 | 58686713
NY | Glenwood Landing Energy Center | 7869 | UGT013 | 10680511 | 58686713
NY | Vernon Boulevard | 7909 | VB01 | 9333511 | 55487013
NY | Vernon Boulevard | 7909 | VB02 | 9333511 | 55487013
NY | 23rd and 3rd | 7910 | 2301 | 9326011 | 55489013
NY | 23rd and 3rd | 7910 | 2302 | 9326011 | 55489013
NY | Brentwood | 7912 | BW01 | 9316311 | 55409713
NY | Hell Gate | 7913 | HG01 | 9389811 | 55527813
NY | Hell Gate | 7913 | HG02 | 9389811 | 55527813
NY | Harlem River Yard | 7914 | HR01 | 9389711 | 55527913
NY | Harlem River Yard | 7914 | HR02 | 9389711 | 55527913
NY | North 1st | 7915 | NO1 | 9326111 | 55488913
NY | Roseton Generating LLC | 8006 | 1 | 8427811 | 1624513
NY | Roseton Generating LLC | 8006 | 2 | 8427811 | 1624813
NY | Holtsville Facility | 8007 | U00001 | 8452411 | 126778313
NY | Holtsville Facility | 8007 | U00002 | 8452411 | 126778313
NY | Holtsville Facility | 8007 | U00003 | 8452411 | 126778313
NY | Holtsville Facility | 8007 | U00004 | 8452411 | 126778313
NY | Holtsville Facility | 8007 | U00005 | 8452411 | 126778313
NY | Holtsville Facility | 8007 | U00006 | 8452411 | 126778313
NY | Holtsville Facility | 8007 | U00007 | 8452411 | 126778313
NY | Holtsville Facility | 8007 | U00008 | 8452411 | 126778313
NY | Holtsville Facility | 8007 | U00009 | 8452411 | 126778313
NY | Holtsville Facility | 8007 | U00010 | 8452411 | 126778313
NY | Holtsville Facility | 8007 | U00011 | 8452411 | 126778313
NY | Holtsville Facility | 8007 | U00012 | 8452411 | 126778313
NY | Holtsville Facility | 8007 | U00013 | 8452411 | 126778313
NY | Holtsville Facility | 8007 | U00014 | 8452411 | 126778313
NY | Holtsville Facility | 8007 | U00015 | 8452411 | 126778313
NY | Holtsville Facility | 8007 | U00016 | 8452411 | 126778313
NY | Holtsville Facility | 8007 | U00017 | 8452411 | 126778313
NY | Holtsville Facility | 8007 | U00018 | 8452411 | 126778313
NY | Holtsville Facility | 8007 | U00019 | 8452411 | 126778313
NY | Holtsville Facility | 8007 | U00020 | 8452411 | 126778313
NY | Pouch Terminal | 8053 | PT01 | 9330411 | 55492713
NY | Astoria Generating Station | 8906 | 20 | 7982311 | 6451013
NY | Astoria Generating Station | 8906 | 30 | 7982311 | 6450913
NY | Astoria Generating Station | 8906 | 40 | 7982311 | 6450613
NY | Astoria Generating Station | 8906 | 50 | 7982311 | 6450813
NY | Astoria Generating Station | 8906 | 31RH | 7982311 | 6450913
NY | Astoria Generating Station | 8906 | 32SH | 7982311 | 6450913
NY | Astoria Generating Station | 8906 | 41SH | 7982311 | 6450613
NY | Astoria Generating Station | 8906 | 42RH | 7982311 | 6450613
NY | Astoria Generating Station | 8906 | 51RH | 7982311 | 6450813
NY | Astoria Generating Station | 8906 | 52SH | 7982311 | 6450813
NY | Astoria Generating Station | 8906 | CT0001 | 7982311 | 64122313
NY | RED-Rochester, LLC-Eastman Business Park | 10025 | 3A | 17052711 | 114204213
NY | RED-Rochester, LLC-Eastman Business Park | 10025 | 3B | 17052711 | 114204213
NY | RED-Rochester, LLC-Eastman Business Park | 10025 | 4A | 17052711 | 114204213
NY | RED-Rochester, LLC-Eastman Business Park | 10025 | 4B | 17052711 | 114204213
NY | Castleton Power, LLC | 10190 | 1 | 7864311 | 3599713
NY | Black River Generation, LLC | 10464 | E0001 | 8104811 | 4821513
NY | Black River Generation, LLC | 10464 | E0002 | 8104811 | 4821513
NY | Black River Generation, LLC | 10464 | E0003 | 8104811 | 4821513
NY | Beaver Falls, LLC | 10617 | 1 | 8469511 | 570213
NY | Allegany Station No. 133 | 10619 | 1 | 8377511 | 1494013
NY | Carthage Energy | 10620 | 1 | 8036811 | 3684113
NY | Syracuse, LLC | 10621 | 1 | 7435911 | 7947513
NY | Selkirk Cogen Partners | 10725 | CTG101 | 7801111 | 3434913
NY | Selkirk Cogen Partners | 10725 | CTG201 | 7801111 | 3435013
NY | Selkirk Cogen Partners | 10725 | CTG301 | 7801111 | 3435013
NY | AG - Energy | 10803 | 1 | 7968011 | 3495513
NY | Bethpage Energy Center | 50292 | GT1 | 7223311 | 7556813
NY | Bethpage Energy Center | 50292 | GT1 | 7223311 | 118513413
NY | Bethpage Energy Center | 50292 | GT2 | 7223311 | 118513413
NY | Bethpage Energy Center | 50292 | GT2 | 7223311 | 7556813
NY | Bethpage Energy Center | 50292 | GT3 | 7223311 | 64116413
NY | Bethpage Energy Center | 50292 | GT4 | 7223311 | 64116513
NY | Indeck-Silver Springs Energy Center | 50449 | 1 | 7814811 | 3615513
NY | Indeck-Oswego Energy Center | 50450 | 1 | 8538911 | 462613
NY | Indeck-Yerkes Energy Center | 50451 | 1 | 8504111 | 549913
NY | Indeck-Corinth Energy Center | 50458 | 1 | 7819511 | 3429313
NY | Sterling Power Plant | 50744 | 1 | 7243711 | 7486713
NY | Carr Street Generating Station | 50978 | A | 7435811 | 7947913
NY | Carr Street Generating Station | 50978 | B | 7435811 | 7947913
NY | Nassau Energy Corporation | 52056 | 4 | 7222111 | 7561213
NY | Rensselaer Cogen | 54034 | 1GTDBS | 7863911 | 3601013
NY | Lockport | 54041 | 11854 | 7417511 | 7977913
NY | Lockport | 54041 | 11855 | 7417511 | 7977913
NY | Lockport | 54041 | 11856 | 7417511 | 7977913
NY | Indeck-Olean Energy Center | 54076 | 1 | 8433511 | 591513
NY | Ticonderoga Mill | 54099 | 44 | 7991711 | 4120313
NY | KIAC Cogeneration | 54114 | GT1 | 8310711 | 97071513
NY | KIAC Cogeneration | 54114 | GT2 | 8310711 | 97071613
NY | Fortistar North Tonawanda Inc | 54131 | NTCT1 | 7417211 | 7978813
NY | Nissequogue Energy Center | 54149 | 1 | 8452911 | 574413
NY | Independence | 54547 | 1 | 8539211 | 461113
NY | Independence | 54547 | 2 | 8539211 | 461113
NY | Independence | 54547 | 3 | 8539211 | 461113
NY | Independence | 54547 | 4 | 8539211 | 461113
NY | Saranac Power Partners, LP | 54574 | 1 | 8375111 | 1671213
NY | Saranac Power Partners, LP | 54574 | 2 | 8375111 | 1671313
NY | Massena Energy Facility | 54592 | 1 | 7968411 | 3491713
NY | Batavia Energy | 54593 | 1 | 8462711 | 1616913
NY | Brooklyn Navy Yard Cogeneration | 54914 | 1 | 8105011 | 4819613
NY | Brooklyn Navy Yard Cogeneration | 54914 | 2 | 8105011 | 4819713
NY | Astoria Gas Turbine Power | 55243 | CT0005 | 12681711 | 64122513
NY | Astoria Gas Turbine Power | 55243 | CT0007 | 12681711 | 64122513
NY | Astoria Gas Turbine Power | 55243 | CT0008 | 12681711 | 64122513
NY | Astoria Gas Turbine Power | 55243 | CT0010 | 12681711 | 64122513
NY | Astoria Gas Turbine Power | 55243 | CT0011 | 12681711 | 64122513
NY | Astoria Gas Turbine Power | 55243 | CT0012 | 12681711 | 64122513
NY | Astoria Gas Turbine Power | 55243 | CT0013 | 12681711 | 64122513
NY | Astoria Gas Turbine Power | 55243 | CT2-1A | 12681711 | 64122513
NY | Astoria Gas Turbine Power | 55243 | CT2-1B | 12681711 | 64122513
NY | Astoria Gas Turbine Power | 55243 | CT2-2A | 12681711 | 64122513
NY | Astoria Gas Turbine Power | 55243 | CT2-2B | 12681711 | 64122513
NY | Astoria Gas Turbine Power | 55243 | CT2-3A | 12681711 | 64122513
NY | Astoria Gas Turbine Power | 55243 | CT2-3B | 12681711 | 64122513
NY | Astoria Gas Turbine Power | 55243 | CT2-4A | 12681711 | 64122513
NY | Astoria Gas Turbine Power | 55243 | CT2-4B | 12681711 | 64122513
NY | Astoria Gas Turbine Power | 55243 | CT3-1A | 12681711 | 64122513
NY | Astoria Gas Turbine Power | 55243 | CT3-1B | 12681711 | 64122513
NY | Astoria Gas Turbine Power | 55243 | CT3-2A | 12681711 | 64122513
NY | Astoria Gas Turbine Power | 55243 | CT3-2B | 12681711 | 64122513
NY | Astoria Gas Turbine Power | 55243 | CT3-3A | 12681711 | 64122513
NY | Astoria Gas Turbine Power | 55243 | CT3-3B | 12681711 | 64122513
NY | Astoria Gas Turbine Power | 55243 | CT3-4A | 12681711 | 64122513
NY | Astoria Gas Turbine Power | 55243 | CT3-4B | 12681711 | 64122513
NY | Astoria Gas Turbine Power | 55243 | CT4-1A | 12681711 | 64122513
NY | Astoria Gas Turbine Power | 55243 | CT4-1B | 12681711 | 64122513
NY | Astoria Gas Turbine Power | 55243 | CT4-2A | 12681711 | 64122513
NY | Astoria Gas Turbine Power | 55243 | CT4-2B | 12681711 | 64122513
NY | Astoria Gas Turbine Power | 55243 | CT4-3A | 12681711 | 64122513
NY | Astoria Gas Turbine Power | 55243 | CT4-3B | 12681711 | 64122513
NY | Astoria Gas Turbine Power | 55243 | CT4-4A | 12681711 | 64122513
NY | Astoria Gas Turbine Power | 55243 | CT4-4B | 12681711 | 64122513
NY | Astoria Energy | 55375 | CT1 | 7763311 | 64122013
NY | Astoria Energy | 55375 | CT2 | 7763311 | 64122013
NY | Astoria Energy | 55375 | CT3 | 7763311 | 64122013
NY | Astoria Energy | 55375 | CT4 | 7763311 | 64122013
NY | Athens Generating Company | 55405 | 1 | 9333711 | 64138613
NY | Athens Generating Company | 55405 | 2 | 9333711 | 64138713
NY | Athens Generating Company | 55405 | 3 | 9333711 | 64138813
NY | Bayswater Peaking Facility | 55699 | 1 | 9333411 | 55489413
NY | Bayswater Peaking Facility | 55699 | 2 | 9333411 | 55489513
NY | Edgewood Energy | 55786 | CT01 | 9316211 | 55409813
NY | Edgewood Energy | 55786 | CT02 | 9316211 | 55409813
NY | Shoreham Energy | 55787 | CT01 | 10724011 | 58686813
NY | Shoreham Energy | 55787 | CT02 | 10724011 | 58686813
NY | Hawkeye Energy Greenport, LLC | 55969 | U-01 | 10749711 | 64120413
NY | Equus Power I | 56032 | 1 | 10680411 | 58686613
NY | Pinelawn Power | 56188 | 1 | 9318211 | 55568913
NY | Poletti 500 MW CC | 56196 | CTG7A | 7982211 | 64122213
NY | Poletti 500 MW CC | 56196 | CTG7B | 7982211 | 64122213
NY | Caithness Long Island Energy Center | 56234 | 1 | 15488311 | 96986713
NY | Empire Generating Co, LLC | 56259 | CT-1 | 15473111 | 96599013
NY | Empire Generating Co, LLC | 56259 | CT-2 | 15473111 | 96599013
NY | Valley Energy Center | 56940 | 1 | 18918211 | 137077213
NY | Valley Energy Center | 56940 | 2 | 18918211 | 137076713
NY | Cricket Valley Energy Center | 57185 | U001 | 17942411 | 127198913
NY | Cricket Valley Energy Center | 57185 | U002 | 17942411 | 127199013
NY | Cricket Valley Energy Center | 57185 | U003 | 17942411 | 127199113
OH | Cardinal | 2828 | 1 | 8115711 | 6046013
OH | Cardinal | 2828 | 2 | 8115711 | 6045913
OH | Cardinal | 2828 | 3 | 8115711 | 6046113
OH | Cardinal | 2828 | B008 | 8115711 | 6046213
OH | Cardinal | 2828 | B010 | 8115711 | 73714913
OH | Walter C Beckjord | 2830 | 1 | 8294411 | 1539213
OH | Walter C Beckjord | 2830 | 2 | 8294411 | 1539113
OH | Walter C Beckjord | 2830 | 3 | 8294411 | 1539013
OH | Walter C Beckjord | 2830 | 4 | 8294411 | 1539513
OH | Walter C Beckjord | 2830 | 5 | 8294411 | 1538613
OH | Walter C Beckjord | 2830 | 6 | 8294411 | 1539613
OH | Walter C Beckjord | 2830 | CT1 | 8294411 | 1538813
OH | Walter C Beckjord | 2830 | CT2 | 8294411 | 1539413
OH | Walter C Beckjord | 2830 | CT3 | 8294411 | 1539713
OH | Walter C Beckjord | 2830 | CT4 | 8294411 | 1538713
OH | Dicks Creek Power Company LLC | 2831 | 1 | 9303211 | 55575613
OH | Miami Fort Power Station | 2832 | 6 | 7738711 | 2471113
OH | Miami Fort Power Station | 2832 | 7 | 7738711 | 2471413
OH | Miami Fort Power Station | 2832 | 8 | 7738711 | 2470813
OH | Miami Fort Power Station | 2832 | 45047 | 7738711 | 2470413
OH | Miami Fort Power Station | 2832 | 45048 | 7738711 | 2471213
OH | Avon Lake Power Plant | 2836 | 10 | 8130811 | 6011613
OH | Avon Lake Power Plant | 2836 | 12 | 8130811 | 6011813
OH | Avon Lake Power Plant | 2836 | CT10 | 8130811 | 6011413
OH | Tait Electric Generating Station | 2847 | 1 | 13572311 | 73759013
OH | Tait Electric Generating Station | 2847 | 2 | 13572311 | 73759113
OH | Tait Electric Generating Station | 2847 | 3 | 13572311 | 73759213
OH | O H Hutchings | 2848 | H-1 | 8049911 | 6334913
OH | O H Hutchings | 2848 | H-2 | 8049911 | 6334813
OH | O H Hutchings | 2848 | H-3 | 8049911 | 6334213
OH | O H Hutchings | 2848 | H-4 | 8049911 | 6335113
OH | O H Hutchings | 2848 | H-5 | 8049911 | 6334013
OH | O H Hutchings | 2848 | H-6 | 8049911 | 6335013
OH | Niles | 2861 | 1 | 7328911 | 10658113
OH | Niles | 2861 | 2 | 7328911 | 10658013
OH | Niles | 2861 | CTA | 7328911 | 10657813
OH | W H Sammis | 2866 | 1 | 8190811 | 4409713
OH | W H Sammis | 2866 | 2 | 8190811 | 4409613
OH | W H Sammis | 2866 | 3 | 8190811 | 4410213
OH | W H Sammis | 2866 | 4 | 8190811 | 4408813
OH | W H Sammis | 2866 | 5 | 8190811 | 4409913
OH | W H Sammis | 2866 | 6 | 8190811 | 4409813
OH | W H Sammis | 2866 | 7 | 8190811 | 4409413
OH | West Lorain | 2869 | 2 | 6371011 | 15958213
OH | West Lorain | 2869 | 3 | 6371011 | 15958413
OH | West Lorain | 2869 | 4 | 6371011 | 15957813
OH | West Lorain | 2869 | 5 | 6371011 | 15957913
OH | West Lorain | 2869 | 6 | 6371011 | 15958313
OH | West Lorain | 2869 | 1A | 6371011 | 15958113
OH | West Lorain | 2869 | 1B | 6371011 | 15958013
OH | Kyger Creek | 2876 | 1 | 7983011 | 6441313
OH | Kyger Creek | 2876 | 2 | 7983011 | 6441713
OH | Kyger Creek | 2876 | 3 | 7983011 | 6441613
OH | Kyger Creek | 2876 | 4 | 7983011 | 6441513
OH | Kyger Creek | 2876 | 5 | 7983011 | 6441913
OH | Bay Shore | 2878 | 1 | 8302011 | 444813
OH | Bay Shore | 2878 | 2 | 8302011 | 444413
OH | Bay Shore | 2878 | 3 | 8302011 | 444513
OH | Bay Shore | 2878 | 4 | 8302011 | 444713
OH | Richland Peaking Station | 2880 | CTG4 | 8257511 | 35613
OH | Richland Peaking Station | 2880 | CTG5 | 8257511 | 35713
OH | Richland Peaking Station | 2880 | CTG6 | 8257511 | 35213
OH | Hamilton Municipal Power Plant | 2917 | 8 | 8454911 | 304613
OH | Hamilton Municipal Power Plant | 2917 | 9 | 8454911 | 305013
OH | W H Zimmer Generating Station | 6019 | 1 | 8294311 | 1540113
OH | W H Zimmer Generating Station | 6019 | A | 8294311 | 1539913
OH | W H Zimmer Generating Station | 6019 | B | 8294311 | 1540213
OH | Woodsdale | 7158 | **GT1 | 8455211 | 303913
OH | Woodsdale | 7158 | **GT2 | 8455211 | 303513
OH | Woodsdale | 7158 | **GT3 | 8455211 | 304013
OH | Woodsdale | 7158 | **GT4 | 8455211 | 303813
OH | Woodsdale | 7158 | **GT5 | 8455211 | 303713
OH | Woodsdale | 7158 | **GT6 | 8455211 | 303613
OH | Omega JV2 Hamilton | 7782 | P001 | 9300011 | 55576013
OH | Omega JV2 Bowling Green | 7783 | P001 | 9253711 | 55202713
OH | Robert P Mone | 7872 | 1 | 9216911 | 55667813
OH | Robert P Mone | 7872 | 2 | 9216911 | 55667913
OH | Robert P Mone | 7872 | 3 | 9216911 | 55668013
OH | Gen J M Gavin | 8102 | 1 | 8148511 | 5952713
OH | Gen J M Gavin | 8102 | 2 | 8148511 | 5953013
OH | Gen J M Gavin | 8102 | B001 | 8148511 | 5953113
OH | Gen J M Gavin | 8102 | B002 | 8148511 | 5953213
OH | Pixelle Specialty Solutions LLC | 10244 | B001 | 8131111 | 6005313
OH | Pixelle Specialty Solutions LLC | 10244 | B002 | 8131111 | 6005113
OH | Pixelle Specialty Solutions LLC | 10244 | B003 | 8131111 | 6003213
OH | Arcelormittal Cleveland Inc | 10398 | B001 | 7937411 | 3103013
OH | Arcelormittal Cleveland Inc | 10398 | B002 | 7937411 | 3101613
OH | Arcelormittal Cleveland Inc | 10398 | B003 | 7937411 | 3100313
OH | Arcelormittal Cleveland Inc | 10398 | B007 | 7937411 | 3100913
OH | ArcelorMittal Warren | 54207 | B001 | 8115611 | 111622513
OH | ArcelorMittal Warren | 54207 | B002 | 8115611 | 111622613
OH | ArcelorMittal Warren | 54207 | B004 | 8115611 | 111622713
OH | Madison Generating Station | 55110 | 1 | 9303411 | 55544313
OH | Madison Generating Station | 55110 | 2 | 9303411 | 55544413
OH | Madison Generating Station | 55110 | 3 | 9303411 | 55544513
OH | Madison Generating Station | 55110 | 4 | 9303411 | 55544613
OH | Madison Generating Station | 55110 | 5 | 9303411 | 55574813
OH | Madison Generating Station | 55110 | 6 | 9303411 | 55574913
OH | Madison Generating Station | 55110 | 7 | 9303411 | 55575013
OH | Madison Generating Station | 55110 | 8 | 9303411 | 55575113
OH | Greenville Electric Gen Station | 55228 | G1CT1 | 8257111 | 36213
OH | Greenville Electric Gen Station | 55228 | G1CT2 | 8257111 | 36813
OH | Greenville Electric Gen Station | 55228 | G2CT1 | 8257111 | 36113
OH | Greenville Electric Gen Station | 55228 | G2CT2 | 8257111 | 36313
OH | Greenville Electric Gen Station | 55228 | G3CT1 | 8257111 | 36413
OH | Greenville Electric Gen Station | 55228 | G3CT2 | 8257111 | 36513
OH | Greenville Electric Gen Station | 55228 | G4CT1 | 8257111 | 36613
OH | Greenville Electric Gen Station | 55228 | G4CT2 | 8257111 | 36713
OH | Darby Electric Generating Station | 55247 | CT1 | 9242811 | 55201413
OH | Darby Electric Generating Station | 55247 | CT2 | 9242811 | 55201513
OH | Darby Electric Generating Station | 55247 | CT3 | 9242811 | 55201613
OH | Darby Electric Generating Station | 55247 | CT4 | 9242811 | 55201713
OH | Darby Electric Generating Station | 55247 | CT5 | 9242811 | 55201813
OH | Darby Electric Generating Station | 55247 | CT6 | 9242811 | 55201913
OH | AMP-Ohio Gas Turbines Bowling Green | 55262 | CT1 | 9253611 | 55202913
OH | AMP-Ohio Gas Turbines Galion | 55263 | CT1 | 9289211 | 55698513
OH | AMP-Ohio Gas Turbines Napoleon | 55264 | CT1 | 9291911 | 55775213
OH | Troy Energy, LLC | 55348 | 1 | 9253811 | 55202113
OH | Troy Energy, LLC | 55348 | 2 | 9253811 | 55202213
OH | Troy Energy, LLC | 55348 | 3 | 9253811 | 55202313
OH | Troy Energy, LLC | 55348 | 4 | 9253811 | 55202413
OH | Dresden Energy Facility | 55350 | 1A | 15483511 | 96956013
OH | Dresden Energy Facility | 55350 | 1B | 15483511 | 96956113
OH | Washington Power Company LLC | 55397 | CT1 | 9213011 | 55703313
OH | Washington Power Company LLC | 55397 | CT2 | 9213011 | 55703413
OH | Rolling Hills Generating LLC | 55401 | CT-1 | 9216611 | 55668813
OH | Rolling Hills Generating LLC | 55401 | CT-2 | 9216611 | 55668913
OH | Rolling Hills Generating LLC | 55401 | CT-3 | 9216611 | 55669013
OH | Rolling Hills Generating LLC | 55401 | CT-4 | 9216611 | 55669113
OH | Rolling Hills Generating LLC | 55401 | CT-5 | 9216611 | 55695813
OH | Waterford Plant | 55503 | 1 | 9212911 | 55703913
OH | Waterford Plant | 55503 | 2 | 9212911 | 55704013
OH | Waterford Plant | 55503 | 3 | 9212911 | 55704113
OH | Fremont Energy Center | 55701 | CT01 | 15483111 | 96948213
OH | Fremont Energy Center | 55701 | CT02 | 15483111 | 96948313
OH | Hanging Rock Power Company LLC | 55736 | CTG1 | 9279711 | 55248513
OH | Hanging Rock Power Company LLC | 55736 | CTG2 | 9279711 | 55248613
OH | Hanging Rock Power Company LLC | 55736 | CTG3 | 9279711 | 55250113
OH | Hanging Rock Power Company LLC | 55736 | CTG4 | 9279711 | 55250213
OH | Middletown Energy Center | 59326 | 1 | 17967111 | 134964213
OH | Oregon Clean Energy Center | 59764 | 1 | 16974411 | 127499513
OH | Oregon Clean Energy Center | 59764 | 2 | 16974411 | 127499613
OH | Carroll County Energy | 59773 | 1 | 17965011 | 127489713
OH | Carroll County Energy | 59773 | 2 | 17965011 | 127489813
OH | South Field Energy, LLC | 60356 | 1 | 19051111 | 155148213
OH | South Field Energy, LLC | 60356 | 2 | 19051111 | 155148313
OH | Clean Energy Future - Lordstown, LLC | 60376 | 1 | 18867811 | 134943413
OH | Clean Energy Future - Lordstown, LLC | 60376 | 2 | 18867811 | 134943513
OH | Long Ridge Energy Generation | 61322 | CC1 | 19051511 | 155156813
OK | Grand River Dam Authority | 165 | 1 | 8522311 | 484813
OK | Grand River Dam Authority | 165 | 2 | 8522311 | 484513
OK | Grand River Dam Authority | 165 | 3 | 8522311 | 128893613
OK | Ponca | 762 | 2 | 1140311 | 46661613
OK | Ponca | 762 | 3 | 1140311 | 46661413
OK | Ponca | 762 | 4 | 1140311 | 95173113
OK | Horseshoe Lake | 2951 | 6 | 8185411 | 5362413
OK | Horseshoe Lake | 2951 | 7 | 8185411 | 5362313
OK | Horseshoe Lake | 2951 | 8 | 8185411 | 5363013
OK | Horseshoe Lake | 2951 | 9 | 8185411 | 5362513
OK | Horseshoe Lake | 2951 | 10 | 8185411 | 5362613
OK | Muskogee | 2952 | 3 | 8506011 | 535013
OK | Muskogee | 2952 | 4 | 8506011 | 535113
OK | Muskogee | 2952 | 5 | 8506011 | 535213
OK | Muskogee | 2952 | 6 | 8506011 | 535313
OK | Mustang | 2953 | 1 | 8350811 | 908413
OK | Mustang | 2953 | 2 | 8350811 | 908313
OK | Mustang | 2953 | 3 | 8350811 | 908613
OK | Mustang | 2953 | 4 | 8350811 | 908513
OK | Mustang | 2953 | T10 | 8350811 | 128563813
OK | Mustang | 2953 | T11 | 8350811 | 128563913
OK | Mustang | 2953 | T12 | 8350811 | 128564013
OK | Mustang | 2953 | T6 | 8350811 | 128563413
OK | Mustang | 2953 | T7 | 8350811 | 128563513
OK | Mustang | 2953 | T8 | 8350811 | 128563613
OK | Mustang | 2953 | T9 | 8350811 | 128563713
OK | Seminole (2956) | 2956 | 1 | 8007311 | 5014213
OK | Seminole (2956) | 2956 | 2 | 8007311 | 5014313
OK | Seminole (2956) | 2956 | 3 | 8007311 | 5014013
OK | Northeastern | 2963 | 3302 | 8212411 | 6698513
OK | Northeastern | 2963 | 3313 | 8212411 | 6698313
OK | Northeastern | 2963 | 3314 | 8212411 | 6698813
OK | Northeastern | 2963 | 3301A | 8212411 | 6698913
OK | Northeastern | 2963 | 3301B | 8212411 | 6699113
OK | Southwestern | 2964 | 8002 | 8536511 | 479213
OK | Southwestern | 2964 | 8003 | 8536511 | 478813
OK | Southwestern | 2964 | 8004 | 8536511 | 72254813
OK | Southwestern | 2964 | 8005 | 8536511 | 72254913
OK | Southwestern | 2964 | 801N | 8536511 | 479313
OK | Southwestern | 2964 | 801S | 8536511 | 479413
OK | Tulsa | 2965 | 1402 | 8416111 | 650413
OK | Tulsa | 2965 | 1403 | 8416111 | 72255013
OK | Tulsa | 2965 | 1404 | 8416111 | 650113
OK | Weleetka | 2966 | 4 | 933911 | 47383713
OK | Weleetka | 2966 | 5 | 933911 | 47383613
OK | Weleetka | 2966 | 6 | 933911 | 47383813
OK | Anadarko | 3006 | 3 | 1046611 | 46955413
OK | Anadarko | 3006 | 4 | 1046611 | 46955213
OK | Anadarko | 3006 | 5 | 1046611 | 46955113
OK | Anadarko | 3006 | 6 | 1046611 | 46954813
OK | Anadarko | 3006 | 7 | 1046611 | 135070313
OK | Anadarko | 3006 | 8 | 1046611 | 135070613
OK | Anadarko | 3006 | 9 | 1046611 | 88766613
OK | Anadarko | 3006 | 10 | 1046611 | 88766913
OK | Anadarko | 3006 | 11 | 1046611 | 88766813
OK | Mooreland | 3008 | 1 | 8518611 | 527513
OK | Mooreland | 3008 | 2 | 8518611 | 527413
OK | Mooreland | 3008 | 3 | 8518611 | 527313
OK | Riverside (4940) | 4940 | 1501 | 8186111 | 5349913
OK | Riverside (4940) | 4940 | 1502 | 8186111 | 5350213
OK | Riverside (4940) | 4940 | 1503 | 8186111 | 72254613
OK | Riverside (4940) | 4940 | 1504 | 8186111 | 72254713
OK | Sooner | 6095 | 1 | 8519411 | 519913
OK | Sooner | 6095 | 2 | 8519411 | 520013
OK | Hugo | 6772 | 1 | 8449511 | 1415813
OK | Chouteau Power Plant | 7757 | 1 | 8350611 | 909613
OK | Chouteau Power Plant | 7757 | 2 | 8350611 | 909213
OK | Chouteau Power Plant | 7757 | 3 | 8350611 | 97012613
OK | Chouteau Power Plant | 7757 | 4 | 8350611 | 97012313
OK | Comanche (8059) | 8059 | 7251 | 7320211 | 8336213
OK | Comanche (8059) | 8059 | 7252 | 7320211 | 8336313
OK | River Valley | 10671 | 1A | 8148711 | 5951113
OK | River Valley | 10671 | 1B | 8148711 | 5950413
OK | River Valley | 10671 | 2A | 8148711 | 5951013
OK | River Valley | 10671 | 2B | 8148711 | 5951313
OK | Frontier Generating Station | 50558 | CC01 | 8185511 | 5362113
OK | Green Country Energy, LLC | 55146 | CTGEN1 | 7218011 | 10019313
OK | Green Country Energy, LLC | 55146 | CTGEN2 | 7218011 | 10019613
OK | Green Country Energy, LLC | 55146 | CTGEN3 | 7218011 | 10019113
OK | Oneta Energy Center | 55225 | CTG-1 | 8350011 | 912213
OK | Oneta Energy Center | 55225 | CTG-2 | 8350011 | 912513
OK | Oneta Energy Center | 55225 | CTG-3 | 8350011 | 912313
OK | Oneta Energy Center | 55225 | CTG-4 | 8350011 | 912113
OK | McClain Energy Facility | 55457 | CT1 | 882511 | 47401613
OK | McClain Energy Facility | 55457 | CT2 | 882511 | 47401513
OK | Redbud Power Plant | 55463 | CT-01 | 9219711 | 57748313
OK | Redbud Power Plant | 55463 | CT-02 | 9219711 | 57748413
OK | Redbud Power Plant | 55463 | CT-03 | 9219711 | 57748513
OK | Redbud Power Plant | 55463 | CT-04 | 9219711 | 57748613
OK | Tenaska Kiamichi Generating Station | 55501 | CTGDB1 | 1024211 | 47334213
OK | Tenaska Kiamichi Generating Station | 55501 | CTGDB2 | 1024211 | 47334313
OK | Tenaska Kiamichi Generating Station | 55501 | CTGDB3 | 1024211 | 72371913
OK | Tenaska Kiamichi Generating Station | 55501 | CTGDB4 | 1024211 | 72372013
OK | Spring Creek Power Plant | 55651 | CT-01 | 8350311 | 910413
OK | Spring Creek Power Plant | 55651 | CT-02 | 8350311 | 910713
OK | Spring Creek Power Plant | 55651 | CT-03 | 8350311 | 911113
OK | Spring Creek Power Plant | 55651 | CT-04 | 8350311 | 910813
OR | Coyote Springs | 7350 | CTG1 | 8184111 | 72158213
OR | Coyote Springs | 7350 | CTG2 | 8184111 | 72158313
OR | Hermiston | 54761 | 1 | 8518911 | 112412313
OR | Hermiston | 54761 | 2 | 8518911 | 112412413
OR | Klamath Cogeneration Project | 55103 | CT1 | 9223711 | 118464213
OR | Klamath Cogeneration Project | 55103 | CT2 | 9223711 | 118464213
OR | Hermiston Power Plant | 55328 | CTG-1 | 1099311 | 68339113
OR | Hermiston Power Plant | 55328 | CTG-2 | 1099311 | 68339213
OR | Klamath Generation Peakers | 55544 | GT1 | 9223711 | 118464113
OR | Klamath Generation Peakers | 55544 | GT2 | 9223711 | 118464113
OR | Klamath Generation Peakers | 55544 | GT3 | 9223711 | 118464113
OR | Klamath Generation Peakers | 55544 | GT4 | 9223711 | 118464113
OR | Port Westward | 56227 | PWEU1 | 7393911 | 68311713
OR | Carty Generating Station | 58503 | CTEU1 | 8171111 | 126787713
PA | Brunot Island Power Station | 3096 | 3 | 8404911 | 361613
PA | Brunot Island Power Station | 3096 | 1A | 8404911 | 98943513
PA | Brunot Island Power Station | 3096 | 1B | 8404911 | 98943613
PA | Brunot Island Power Station | 3096 | 1C | 8404911 | 98943713
PA | Brunot Island Power Station | 3096 | 2A | 8404911 | 361713
PA | Brunot Island Power Station | 3096 | 2B | 8404911 | 361913
PA | Mountain | 3111 | 31 | 6464111 | 18721213
PA | Mountain | 3111 | 32 | 6464111 | 18721313
PA | Portland | 3113 | 1 | 3881811 | 37150013
PA | Portland | 3113 | 2 | 3881811 | 37150113
PA | Portland | 3113 | 5 | 3881811 | 37150213
PA | Portland | 3113 | 33 | 3881811 | 37149613
PA | Portland | 3113 | 34 | 3881811 | 37149713
PA | Titus | 3115 | 1 | 3857011 | 37799813
PA | Titus | 3115 | 2 | 3857011 | 37800013
PA | Titus | 3115 | 3 | 3857011 | 37799713
PA | Tolna | 3116 | 31 | 3000911 | 38373813
PA | Tolna | 3116 | 32 | 3000911 | 38373713
PA | Conemaugh | 3118 | 1 | 2905911 | 38673013
PA | Conemaugh | 3118 | 2 | 2905911 | 38672213
PA | Homer City | 3122 | 1 | 3005211 | 38366513
PA | Homer City | 3122 | 2 | 3005211 | 38366413
PA | Homer City | 3122 | 3 | 3005211 | 38366713
PA | Seward | 3130 | 1 | 3005111 | 67474613
PA | Seward | 3130 | 2 | 3005111 | 67474713
PA | Shawville | 3131 | 1 | 2985011 | 38387013
PA | Shawville | 3131 | 2 | 2985011 | 38387913
PA | Shawville | 3131 | 3 | 2985011 | 38387313
PA | Shawville | 3131 | 4 | 2985011 | 38387813
PA | Warren | 3132 | 5 | 3893511 | 37450213
PA | Keystone | 3136 | 1 | 3866111 | 37164713
PA | Keystone | 3136 | 2 | 3866111 | 37164513
PA | New Castle | 3138 | 3 | 3776611 | 37249213
PA | New Castle | 3138 | 4 | 3776611 | 37249013
PA | New Castle | 3138 | 5 | 3776611 | 37249513
PA | Brunner Island, LLC | 3140 | 1 | 3193911 | 38702613
PA | Brunner Island, LLC | 3140 | 2 | 3193911 | 38702513
PA | Brunner Island, LLC | 3140 | 3 | 3193911 | 38702013
PA | Martins Creek, LLC | 3148 | 3 | 3881711 | 37150613
PA | Martins Creek, LLC | 3148 | 4 | 3881711 | 37151113
PA | Montour, LLC | 3149 | 1 | 3881111 | 37158713
PA | Montour, LLC | 3149 | 2 | 3881111 | 37158913
PA | Sunbury Generation LP | 3152 | 3 | 4737311 | 27902613
PA | Sunbury Generation LP | 3152 | 4 | 4737311 | 27901913
PA | Sunbury Generation LP | 3152 | 1A | 4737311 | 27901813
PA | Sunbury Generation LP | 3152 | 1B | 4737311 | 27902513
PA | Sunbury Generation LP | 3152 | 2A | 4737311 | 27901713
PA | Sunbury Generation LP | 3152 | 2B | 4737311 | 27902413
PA | Eddystone Generating Station | 3161 | 1 | 6662011 | 17765313
PA | Eddystone Generating Station | 3161 | 2 | 6662011 | 17764413
PA | Eddystone Generating Station | 3161 | 3 | 6662011 | 17764713
PA | Eddystone Generating Station | 3161 | 4 | 6662011 | 17764613
PA | Eddystone Generating Station | 3161 | 30 | 6662011 | 17765213
PA | Eddystone Generating Station | 3161 | 40 | 6662011 | 17765113
PA | Falls | 3162 | 1 | 2878411 | 37949613
PA | Falls | 3162 | 2 | 2878411 | 37949513
PA | Falls | 3162 | 3 | 2878411 | 37949413
PA | Moser Generating Station | 3163 | 1 | 3692211 | 37043713
PA | Moser Generating Station | 3163 | 2 | 3692211 | 37043513
PA | Moser Generating Station | 3163 | 3 | 3692211 | 37043613
PA | Richmond | 3168 | 91 | 3915211 | 103756913
PA | Richmond | 3168 | 92 | 3915211 | 103756813
PA | Schuylkill Generating Station | 3169 | 1 | 6559811 | 103757513
PA | Hunlock Creek Energy Center | 3176 | 6 | 4742711 | 27702713
PA | Hunlock Creek Energy Center | 3176 | CT5 | 4742711 | 99882513
PA | Hunlock Creek Energy Center | 3176 | CT6 | 4742711 | 99882613
PA | Croydon Generating Station | 8012 | 11 | 8004311 | 5056413
PA | Croydon Generating Station | 8012 | 12 | 8004311 | 5056513
PA | Croydon Generating Station | 8012 | 21 | 8004311 | 5057013
PA | Croydon Generating Station | 8012 | 22 | 8004311 | 5056613
PA | Croydon Generating Station | 8012 | 31 | 8004311 | 5057113
PA | Croydon Generating Station | 8012 | 32 | 8004311 | 67414613
PA | Croydon Generating Station | 8012 | 41 | 8004311 | 5056813
PA | Croydon Generating Station | 8012 | 42 | 8004311 | 5056913
PA | Cheswick | 8226 | 1 | 8404811 | 98945613
PA | Gilberton Power Company | 10113 | 31 | 4105111 | 34990513
PA | Gilberton Power Company | 10113 | 32 | 4105111 | 34990413
PA | Colver Green Energy | 10143 | AAB01 | 6594411 | 17845413
PA | Mt. Carmel Cogeneration | 10343 | SG-101 | 3762011 | 37027513
PA | Ebensburg Power Company | 10603 | 31 | 6594311 | 17845713
PA | Hazleton Generation | 10870 | TURB2 | 4744211 | 67500613
PA | Hazleton Generation | 10870 | TURB3 | 4744211 | 67500713
PA | Hazleton Generation | 10870 | TURB4 | 4744211 | 67500813
PA | Hazleton Generation | 10870 | TURBIN | 4744211 | 27693213
PA | PEI Power Corporation | 50279 | 2 | 3022411 | 38354113
PA | PEI Power Corporation | 50279 | 31 | 3022411 | 38353913
PA | Pixelle Specialty Solutions | 50397 | 34 | 4966111 | 28926613
PA | Pixelle Specialty Solutions | 50397 | 35 | 4966111 | 28925013
PA | Pixelle Specialty Solutions | 50397 | 36 | 4966111 | 28925713
PA | Pixelle Specialty Solutions | 50397 | 38 | 4966111 | 129133613
PA | Pixelle Specialty Solutions | 50397 | 39 | 4966111 | 129133713
PA | Chester Operations | 50410 | 35 | 6595211 | 17836013
PA | Procter & Gamble Paper Products | 50463 | 328001 | 4952011 | 28942313
PA | Rausch Creek Generation, LLC | 50611 | 31 | 4735811 | 27908813
PA | Panther Creek Energy Facility | 50776 | 1 | 7889011 | 2746913
PA | Panther Creek Energy Facility | 50776 | 2 | 7889011 | 2746813
PA | Northampton Generating Plant | 50888 | NGC01 | 6558911 | 17966613
PA | Scrubgrass Generating Plant | 50974 | 1 | 4760211 | 32052813
PA | Scrubgrass Generating Plant | 50974 | 2 | 4760211 | 32052513
PA | St. Nicholas Cogeneration Project | 54634 | 1 | 8406511 | 352313
PA | Domtar Paper Company, LLC | 54638 | 40 | 6559611 | 17956513
PA | Domtar Paper Company, LLC | 54638 | 41 | 6559611 | 17957013
PA | Grays Ferry Cogen Partnership | 54785 | 2 | 6531511 | 103763213
PA | Grays Ferry Cogen Partnership | 54785 | 25 | 6531511 | 103763413
PA | Ontelaunee Energy Center | 55193 | CT1 | 3872411 | 37780113
PA | Ontelaunee Energy Center | 55193 | CT2 | 3872411 | 37780213
PA | Springdale Generating Station (55196) | 55196 | 1 | 2990311 | 38213013
PA | Springdale Generating Station (55196) | 55196 | 2 | 2990311 | 38213113
PA | Liberty Electric Power Plant | 55231 | 1 | 4724611 | 27721513
PA | Liberty Electric Power Plant | 55231 | 2 | 4724611 | 27721713
PA | Handsome Lake Energy | 55233 | EU-1A | 3880211 | 37451213
PA | Handsome Lake Energy | 55233 | EU-1B | 3880211 | 37451313
PA | Handsome Lake Energy | 55233 | EU-2A | 3880211 | 37451413
PA | Handsome Lake Energy | 55233 | EU-2B | 3880211 | 37451513
PA | Handsome Lake Energy | 55233 | EU-3A | 3880211 | 37451613
PA | Handsome Lake Energy | 55233 | EU-3B | 3880211 | 37451713
PA | Handsome Lake Energy | 55233 | EU-4A | 3880211 | 37451813
PA | Handsome Lake Energy | 55233 | EU-4B | 3880211 | 37451013
PA | Handsome Lake Energy | 55233 | EU-5A | 3880211 | 37451913
PA | Handsome Lake Energy | 55233 | EU-5B | 3880211 | 37451113
PA | Fairless Energy Center | 55298 | 1A | 9202811 | 57827213
PA | Fairless Energy Center | 55298 | 1B | 9202811 | 57827313
PA | Fairless Energy Center | 55298 | 2A | 9202811 | 57827413
PA | Fairless Energy Center | 55298 | 2B | 9202811 | 57827513
PA | Helix Ironwood LLC | 55337 | 1 | 3897711 | 37131913
PA | Helix Ironwood LLC | 55337 | 2 | 3897711 | 37131813
PA | Armstrong Power, LLC | 55347 | 1 | 3866811 | 37161113
PA | Armstrong Power, LLC | 55347 | 2 | 3866811 | 37161213
PA | Armstrong Power, LLC | 55347 | 3 | 3866811 | 37160913
PA | Armstrong Power, LLC | 55347 | 4 | 3866811 | 37161313
PA | Gans Generating Facility | 55377 | 8 | 3767811 | 37874113
PA | Gans Generating Facility | 55377 | 9 | 3767811 | 37874213
PA | Fayette Power Company LLC | 55516 | CTG1 | 9207411 | 54831913
PA | Fayette Power Company LLC | 55516 | CTG2 | 9207411 | 54832013
PA | York Energy Center | 55524 | 1 | 15649311 | 99820713
PA | York Energy Center | 55524 | 2 | 15649311 | 99820813
PA | York Energy Center | 55524 | 3 | 15649311 | 99820913
PA | York Energy Center | 55524 | 5 | 15649311 | 137529813
PA | York Energy Center | 55524 | 6 | 15649311 | 137529913
PA | Chambersburg Units 12 & 13 | 55654 | 12 | 3769311 | 37867413
PA | Chambersburg Units 12 & 13 | 55654 | 13 | 3769311 | 37867513
PA | Lower Mount Bethel Energy, LLC | 55667 | CT01 | 12796911 | 67547913
PA | Lower Mount Bethel Energy, LLC | 55667 | CT02 | 12796911 | 67548013
PA | Bethlehem Power Plant | 55690 | 1 | 3883511 | 37138713
PA | Bethlehem Power Plant | 55690 | 2 | 3883511 | 37138813
PA | Bethlehem Power Plant | 55690 | 3 | 3883511 | 37138913
PA | Bethlehem Power Plant | 55690 | 5 | 3883511 | 37139013
PA | Bethlehem Power Plant | 55690 | 6 | 3883511 | 37138613
PA | Bethlehem Power Plant | 55690 | 7 | 3883511 | 67547813
PA | Springdale Generating Station (55710) | 55710 | 3 | 2990311 | 38213213
PA | Springdale Generating Station (55710) | 55710 | 4 | 2990311 | 38213313
PA | Marcus Hook Energy, LP | 55801 | 1 | 10723711 | 58814913
PA | Marcus Hook Energy, LP | 55801 | 2 | 10723711 | 58815013
PA | Marcus Hook Energy, LP | 55801 | 3 | 10723711 | 58850313
PA | Marcus Hook Energy, LP | 55801 | AB01 | 10723711 | 58814513
PA | Marcus Hook Energy, LP | 55801 | AB02 | 10723711 | 58814613
PA | Marcus Hook Energy, LP | 55801 | AB03 | 10723711 | 58814713
PA | Marcus Hook Energy, LP | 55801 | AB04 | 10723711 | 58814813
PA | Hunterstown Combined Cycle | 55976 | CT101 | 4713111 | 28152513
PA | Hunterstown Combined Cycle | 55976 | CT201 | 4713111 | 67433513
PA | Hunterstown Combined Cycle | 55976 | CT301 | 4713111 | 67433613
PA | Hunlock Unit 4 | 56397 | 4 | 12800611 | 67507313
PA | Hamilton Liberty Generation Plant | 58420 | CT1 | 18038411 | 129182413
PA | Hamilton Liberty Generation Plant | 58420 | CT2 | 18038411 | 129182513
PA | Hamilton Patriot Generation Plant | 58426 | CT1 | 18039911 | 129197613
PA | Hamilton Patriot Generation Plant | 58426 | CT2 | 18039911 | 129197713
PA | Shell Chemical Appalachia LLC | 58933 | 101 | 21249011 | 156376313
PA | Shell Chemical Appalachia LLC | 58933 | 102 | 21249011 | 156376413
PA | Shell Chemical Appalachia LLC | 58933 | 103 | 21249011 | 156376513
PA | Moxie Freedom Generation Plant | 59906 | 201 | 18895311 | 135438713
PA | Moxie Freedom Generation Plant | 59906 | 202 | 18895311 | 135438813
PA | Lackawanna Energy Center | 60357 | 1 | 18896111 | 135449413
PA | Lackawanna Energy Center | 60357 | 2 | 18896111 | 135449513
PA | Lackawanna Energy Center | 60357 | 3 | 18896111 | 135449613
PA | Hummel Station | 60368 | CT1 | 18897911 | 135435713
PA | Hummel Station | 60368 | CT2 | 18897911 | 135435313
PA | Hummel Station | 60368 | CT3 | 18897911 | 135435913
PA | Tenaska Westmoreland Generating Station | 60464 | 101 | 18895511 | 135441113
PA | Tenaska Westmoreland Generating Station | 60464 | 102 | 18895511 | 135441213
PA | CPV Fairview, LLC | 60589 | CT-1 | 21251711 | 154932713
PA | CPV Fairview, LLC | 60589 | CT-2 | 21251711 | 154932813
PA | Hickory Run Energy Station | 61028 | CT1 | 19000811 | 137545913
PA | Hickory Run Energy Station | 61028 | CT2 | 19000811 | 137546013
PA | Birdsboro Power | 61035 | 1 | 18895911 | 137554713
PA | Hill Top Energy Center | 62565 | 1 | 21255111 | 156397913
RI | Manchester Street Station | 3236 | 9 | 5486911 | 88380613
RI | Manchester Street Station | 3236 | 10 | 5486911 | 88380613
RI | Manchester Street Station | 3236 | 11 | 5486911 | 88380613
RI | Ocean State Power | 51030 | 1 | 3040211 | 88343013
RI | Ocean State Power | 51030 | 2 | 3040211 | 88343013
RI | Pawtucket Power Associates, LP | 54056 | 1 | 4834311 | 88343513
RI | Pawtucket Power Associates, LP | 54056 | 1 | 4834311 | 88343613
RI | Ocean State Power II | 54324 | 3 | 3040211 | 88343013
RI | Ocean State Power II | 54324 | 4 | 3040211 | 88343013
RI | Tiverton Power, LLC | 55048 | 1 | 3038311 | 88360413
RI | Rhode Island State Energy Center | 55107 | RISEP1 | 3073211 | 103257813
RI | Rhode Island State Energy Center | 55107 | RISEP2 | 3073211 | 103257813
SC | Cross | 130 | 1 | 4120411 | 34984413
SC | Cross | 130 | 2 | 4120411 | 34984313
SC | Cross | 130 | 3 | 4120411 | 69629813
SC | Cross | 130 | 4 | 4120411 | 69630213
SC | Darlington County | 3250 | 1 | 4951511 | 28949013
SC | Darlington County | 3250 | 2 | 4951511 | 28949113
SC | Darlington County | 3250 | 3 | 4951511 | 28949213
SC | Darlington County | 3250 | 4 | 4951511 | 28949313
SC | Darlington County | 3250 | 5 | 4951511 | 28950113
SC | Darlington County | 3250 | 6 | 4951511 | 28949513
SC | Darlington County | 3250 | 7 | 4951511 | 28950213
SC | Darlington County | 3250 | 8 | 4951511 | 28949613
SC | Darlington County | 3250 | 9 | 4951511 | 28948413
SC | Darlington County | 3250 | 10 | 4951511 | 28949713
SC | Darlington County | 3250 | 11 | 4951511 | 28949813
SC | Darlington County | 3250 | 12 | 4951511 | 28949913
SC | Darlington County | 3250 | 13 | 4951511 | 28950013
SC | H B Robinson | 3251 | 1 | 4951511 | 28948513
SC | W S Lee | 3264 | 1 | 4948311 | 30083113
SC | W S Lee | 3264 | 2 | 4948311 | 30083013
SC | W S Lee | 3264 | 3 | 4948311 | 30083513
SC | W S Lee | 3264 | 11 | 4948311 | 127001613
SC | W S Lee | 3264 | 12 | 4948311 | 127001413
SC | W S Lee | 3264 | 7C | 4948311 | 69644613
SC | W S Lee | 3264 | 8C | 4948311 | 69645513
SC | Hagood | 3285 | HAG4 | 2916211 | 38254413
SC | McMeekin | 3287 | MCM1 | 4041111 | 33611413
SC | McMeekin | 3287 | MCM2 | 4041111 | 33611613
SC | Urquhart | 3295 | URQ3 | 5045611 | 32105613
SC | Urquhart | 3295 | URQ4 | 5045611 | 32105013
SC | Urquhart | 3295 | URQ5 | 5045611 | 69719813
SC | Urquhart | 3295 | URQ6 | 5045611 | 69719813
SC | Urquhart | 3295 | URQ6 | 5045611 | 69720113
SC | Wateree | 3297 | WAT1 | 7126411 | 15034313
SC | Wateree | 3297 | WAT2 | 7126411 | 15034413
SC | Williams | 3298 | WIL1 | 8306711 | 211113
SC | Williams | 3298 | WIL4 | 8306711 | 211413
SC | Williams | 3298 | WIL5 | 8306711 | 211213
SC | Hilton Head Gas Turbine Site | 3318 | CT1 | 8306411 | 212813
SC | Hilton Head Gas Turbine Site | 3318 | CT2 | 8306411 | 212713
SC | Hilton Head Gas Turbine Site | 3318 | CT3 | 8306411 | 212613
SC | Jefferies | 3319 | 1 | 4834711 | 31810613
SC | Jefferies | 3319 | 2 | 4834711 | 31810713
SC | Jefferies | 3319 | 3 | 4834711 | 31810413
SC | Jefferies | 3319 | 4 | 4834711 | 31810513
SC | Myrtle Beach Gas Turbine Site | 3320 | CT3 | 4760911 | 32047013
SC | Myrtle Beach Gas Turbine Site | 3320 | CT4 | 4760911 | 32046913
SC | Myrtle Beach Gas Turbine Site | 3320 | CT5 | 4760911 | 32046813
SC | Winyah | 6249 | 1 | 6652811 | 18919413
SC | Winyah | 6249 | 2 | 6652811 | 18920113
SC | Winyah | 6249 | 3 | 6652811 | 18920013
SC | Winyah | 6249 | 4 | 6652811 | 18919513
SC | Cope Station | 7210 | COP1 | 7870811 | 2803113
SC | WestRock Charleston Kraft, LLC | 7737 | B001 | 4973611 | 109748813
SC | John S. Rainey Generating Station | 7834 | CT1A | 4075711 | 69627313
SC | John S. Rainey Generating Station | 7834 | CT1B | 4075711 | 69627313
SC | John S. Rainey Generating Station | 7834 | CT2A | 4075711 | 69627413
SC | John S. Rainey Generating Station | 7834 | CT2B | 4075711 | 69627413
SC | John S. Rainey Generating Station | 7834 | CT3 | 4075711 | 69627513
SC | John S. Rainey Generating Station | 7834 | CT4 | 4075711 | 69627513
SC | John S. Rainey Generating Station | 7834 | CT5 | 4075711 | 69627513
SC | Mill Creek Combustion Turbine Station | 7981 | 1 | 8421611 | 99911713
SC | Mill Creek Combustion Turbine Station | 7981 | 2 | 8421611 | 99910213
SC | Mill Creek Combustion Turbine Station | 7981 | 3 | 8421611 | 99911213
SC | Mill Creek Combustion Turbine Station | 7981 | 4 | 8421611 | 99910713
SC | Mill Creek Combustion Turbine Station | 7981 | 5 | 8421611 | 99911813
SC | Mill Creek Combustion Turbine Station | 7981 | 6 | 8421611 | 99910313
SC | Mill Creek Combustion Turbine Station | 7981 | 7 | 8421611 | 99911313
SC | Mill Creek Combustion Turbine Station | 7981 | 8 | 8421611 | 99910813
SC | WestRock CP, LLC Florence Mill | 50806 | 16 | 4758811 | 32072513
SC | Cherokee County Cogen | 55043 | CCCP1 | 3763611 | 37023113
SC | Broad River Energy Center | 55166 | CT-1 | 4074811 | 118511913
SC | Broad River Energy Center | 55166 | CT-2 | 4074811 | 118511913
SC | Broad River Energy Center | 55166 | CT-3 | 4074811 | 118511913
SC | Broad River Energy Center | 55166 | CT-4 | 4074811 | 118511913
SC | Broad River Energy Center | 55166 | CT-5 | 4074811 | 118511913
SC | Columbia Energy Center (SC) | 55386 | B-1 | 13372611 | 88107613
SC | Columbia Energy Center (SC) | 55386 | B-2 | 13372611 | 88107813
SC | Columbia Energy Center (SC) | 55386 | B-3 | 13372611 | 88107713
SC | Columbia Energy Center (SC) | 55386 | CT-1 | 13372611 | 88107413
SC | Columbia Energy Center (SC) | 55386 | CT-2 | 13372611 | 88107313
SC | Jasper County Generating Facility | 55927 | CT01 | 13005611 | 112051013
SC | Jasper County Generating Facility | 55927 | CT02 | 13005611 | 112051013
SC | Jasper County Generating Facility | 55927 | CT03 | 13005611 | 112051013
SD | Big Stone | 6098 | 1 | 4962811 | 30069713
SD | Angus Anson | 7237 | 2 | 9164411 | 54879813
SD | Angus Anson | 7237 | 3 | 9164411 | 54879813
SD | Angus Anson | 7237 | 4 | 9164411 | 54879813
SD | Lange | 55478 | CT1 | 15649011 | 99817013
SD | Groton Generating Station | 56238 | CT001 | 15649111 | 99817213
SD | Groton Generating Station | 56238 | CT002 | 15649111 | 99817313
SD | Deer Creek Station | 56610 | 1 | 17418211 | 121220313
TN | Allen | 3393 | 1 | 5720111 | 23030313
TN | Allen | 3393 | 2 | 5720111 | 23030813
TN | Allen | 3393 | 3 | 5720111 | 23030513
TN | Allen | 3393 | ACC1 | 18912511 | 137605113
TN | Allen | 3393 | ACC2 | 18912511 | 137605213
TN | Allen | 3393 | ACT17 | 5720111 | 23028813
TN | Allen | 3393 | ACT18 | 5720111 | 23029413
TN | Allen | 3393 | ACT19 | 5720111 | 23029513
TN | Allen | 3393 | ACT20 | 5720111 | 23029813
TN | Bull Run | 3396 | 1 | 6196011 | 15192413
TN | Cumberland | 3399 | 1 | 4979311 | 30040513
TN | Cumberland | 3399 | 2 | 4979311 | 30040713
TN | Gallatin | 3403 | 1 | 5610411 | 22205913
TN | Gallatin | 3403 | 2 | 5610411 | 22206513
TN | Gallatin | 3403 | 3 | 5610411 | 22206413
TN | Gallatin | 3403 | 4 | 5610411 | 22206313
TN | Gallatin | 3403 | GCT1 | 5610411 | 22206213
TN | Gallatin | 3403 | GCT2 | 5610411 | 22206213
TN | Gallatin | 3403 | GCT3 | 5610411 | 22206213
TN | Gallatin | 3403 | GCT4 | 5610411 | 22206213
TN | Gallatin | 3403 | GCT5 | 5610411 | 22205813
TN | Gallatin | 3403 | GCT6 | 5610411 | 22205813
TN | Gallatin | 3403 | GCT7 | 5610411 | 22205813
TN | Gallatin | 3403 | GCT8 | 5610411 | 22205813
TN | John Sevier | 3405 | 1 | 4188311 | 35862613
TN | John Sevier | 3405 | 2 | 4188311 | 35862313
TN | John Sevier | 3405 | 3 | 4188311 | 35862413
TN | John Sevier | 3405 | 4 | 4188311 | 35862513
TN | John Sevier | 3405 | JCC1 | 4188311 | 105932113
TN | John Sevier | 3405 | JCC2 | 4188311 | 105932213
TN | John Sevier | 3405 | JCC3 | 4188311 | 105932313
TN | Johnsonville | 3406 | 1 | 5720911 | 23017013
TN | Johnsonville | 3406 | 2 | 5720911 | 23016813
TN | Johnsonville | 3406 | 3 | 5720911 | 23016413
TN | Johnsonville | 3406 | 4 | 5720911 | 23016713
TN | Johnsonville | 3406 | 5 | 5720911 | 23016613
TN | Johnsonville | 3406 | 6 | 5720911 | 23016313
TN | Johnsonville | 3406 | 7 | 5720911 | 23015813
TN | Johnsonville | 3406 | 8 | 5720911 | 23015713
TN | Johnsonville | 3406 | 9 | 5720911 | 23015613
TN | Johnsonville | 3406 | 10 | 5720911 | 23016013
TN | Johnsonville | 3406 | JCT1 | 5720911 | 23016213
TN | Johnsonville | 3406 | JCT10 | 5720911 | 23016213
TN | Johnsonville | 3406 | JCT11 | 5720911 | 23016213
TN | Johnsonville | 3406 | JCT12 | 5720911 | 23016213
TN | Johnsonville | 3406 | JCT13 | 5720911 | 23016213
TN | Johnsonville | 3406 | JCT14 | 5720911 | 23016213
TN | Johnsonville | 3406 | JCT15 | 5720911 | 23016213
TN | Johnsonville | 3406 | JCT16 | 5720911 | 23016213
TN | Johnsonville | 3406 | JCT17 | 5720911 | 23015513
TN | Johnsonville | 3406 | JCT18 | 5720911 | 23015513
TN | Johnsonville | 3406 | JCT19 | 5720911 | 23015513
TN | Johnsonville | 3406 | JCT2 | 5720911 | 23016213
TN | Johnsonville | 3406 | JCT20 | 5720911 | 135556513
TN | Johnsonville | 3406 | JCT3 | 5720911 | 23016213
TN | Johnsonville | 3406 | JCT4 | 5720911 | 23016213
TN | Johnsonville | 3406 | JCT5 | 5720911 | 23016213
TN | Johnsonville | 3406 | JCT6 | 5720911 | 23016213
TN | Johnsonville | 3406 | JCT7 | 5720911 | 23016213
TN | Johnsonville | 3406 | JCT8 | 5720911 | 23016213
TN | Johnsonville | 3406 | JCT9 | 5720911 | 23016213
TN | Kingston | 3407 | 1 | 4979111 | 30042113
TN | Kingston | 3407 | 2 | 4979111 | 30041913
TN | Kingston | 3407 | 3 | 4979111 | 30041613
TN | Kingston | 3407 | 4 | 4979111 | 30041513
TN | Kingston | 3407 | 5 | 4979111 | 30041713
TN | Kingston | 3407 | 6 | 4979111 | 30041813
TN | Kingston | 3407 | 7 | 4979111 | 30042513
TN | Kingston | 3407 | 8 | 4979111 | 30042013
TN | Kingston | 3407 | 9 | 4979111 | 30042313
TN | Lagoon Creek | 7845 | LCC1 | 15662811 | 103734613
TN | Lagoon Creek | 7845 | LCC2 | 15662811 | 103734713
TN | Lagoon Creek | 7845 | LCT1 | 3982711 | 35468313
TN | Lagoon Creek | 7845 | LCT10 | 3982711 | 35468013
TN | Lagoon Creek | 7845 | LCT11 | 3982711 | 35467813
TN | Lagoon Creek | 7845 | LCT12 | 3982711 | 35466813
TN | Lagoon Creek | 7845 | LCT2 | 3982711 | 35467913
TN | Lagoon Creek | 7845 | LCT3 | 3982711 | 35467713
TN | Lagoon Creek | 7845 | LCT4 | 3982711 | 35467113
TN | Lagoon Creek | 7845 | LCT5 | 3982711 | 35467613
TN | Lagoon Creek | 7845 | LCT6 | 3982711 | 35467313
TN | Lagoon Creek | 7845 | LCT7 | 3982711 | 35467413
TN | Lagoon Creek | 7845 | LCT8 | 3982711 | 35468113
TN | Lagoon Creek | 7845 | LCT9 | 3982711 | 35468213
TN | Brownsville Combustion Turbine Plant | 55081 | AA-001 | 3063711 | 38176213
TN | Brownsville Combustion Turbine Plant | 55081 | AA-002 | 3063711 | 38176213
TN | Brownsville Combustion Turbine Plant | 55081 | AA-003 | 3063711 | 38176113
TN | Brownsville Combustion Turbine Plant | 55081 | AA-004 | 3063711 | 38176113
TN | Gleason Combustion Turbine Plant | 55251 | CTG-1 | 3428511 | 38857413
TN | Gleason Combustion Turbine Plant | 55251 | CTG-2 | 3428511 | 38857313
TN | Gleason Combustion Turbine Plant | 55251 | CTG-3 | 3428511 | 38857513
TX | Copper Station | 9 | CTG-1 | 3049111 | 38012913
TX | Limestone | 298 | LIM1 | 5650511 | 19920713
TX | Limestone | 298 | LIM2 | 5650511 | 19919113
TX | Laredo | 3439 | 1 | 5023911 | 28704613
TX | Laredo | 3439 | 2 | 5023911 | 28704013
TX | Laredo | 3439 | 3 | 5023911 | 28704513
TX | Laredo | 3439 | 4 | 5023911 | 71575913
TX | Laredo | 3439 | 5 | 5023911 | 71576013
TX | Nueces Bay | 3441 | 8 | 4189011 | 71384413
TX | Nueces Bay | 3441 | 9 | 4189011 | 71384513
TX | Victoria Power Station | 3443 | 9 | 6497211 | 71675313
TX | Lake Hubbard | 3452 | 1 | 4836411 | 31706813
TX | Lake Hubbard | 3452 | 2 | 4836411 | 31706513
TX | Mountain Creek Generating Station | 3453 | 6 | 5729911 | 21903913
TX | Mountain Creek Generating Station | 3453 | 7 | 5729911 | 21904013
TX | Mountain Creek Generating Station | 3453 | 8 | 5729911 | 21904113
TX | Newman Power Station | 3456 | 1 | 4837411 | 31689213
TX | Newman Power Station | 3456 | 2 | 4837411 | 31688713
TX | Newman Power Station | 3456 | 3 | 4837411 | 31689013
TX | Newman Power Station | 3456 | **4 | 4837411 | 31688613
TX | Newman Power Station | 3456 | **5 | 4837411 | 31688813
TX | Newman Power Station | 3456 | GT-6A | 4837411 | 92051813
TX | Newman Power Station | 3456 | GT-6A | 4837411 | 90282813
TX | Newman Power Station | 3456 | GT-6B | 4837411 | 90282913
TX | Newman Power Station | 3456 | GT-6B | 4837411 | 92051913
TX | Lewis Creek | 3457 | 1 | 7910511 | 2568013
TX | Lewis Creek | 3457 | 2 | 7910511 | 2568113
TX | Sabine | 3459 | 1 | 5730811 | 21861113
TX | Sabine | 3459 | 2 | 5730811 | 21861013
TX | Sabine | 3459 | 3 | 5730811 | 21860813
TX | Sabine | 3459 | 4 | 5730811 | 21860913
TX | Sabine | 3459 | 5 | 5730811 | 21860513
TX | Cedar Bayou | 3460 | CBY1 | 5847411 | 22332113
TX | Cedar Bayou | 3460 | CBY2 | 5847411 | 22331913
TX | Greens Bayou | 3464 | GBY5 | 4777911 | 31929813
TX | Greens Bayou | 3464 | GBY73 | 4777911 | 31929913
TX | Greens Bayou | 3464 | GBY74 | 4777911 | 31930013
TX | Greens Bayou | 3464 | GBY81 | 4777911 | 31930213
TX | Greens Bayou | 3464 | GBY82 | 4777911 | 31930313
TX | Greens Bayou | 3464 | GBY83 | 4777911 | 31930413
TX | Greens Bayou | 3464 | GBY84 | 4777911 | 31930513
TX | T H Wharton | 3469 | THW2 | 4926511 | 31236313
TX | T H Wharton | 3469 | THW31 | 4926511 | 31236813
TX | T H Wharton | 3469 | THW32 | 4926511 | 31237913
TX | T H Wharton | 3469 | THW33 | 4926511 | 31237513
TX | T H Wharton | 3469 | THW34 | 4926511 | 31237313
TX | T H Wharton | 3469 | THW41 | 4926511 | 31237113
TX | T H Wharton | 3469 | THW42 | 4926511 | 31237013
TX | T H Wharton | 3469 | THW43 | 4926511 | 31237713
TX | T H Wharton | 3469 | THW44 | 4926511 | 31237213
TX | T H Wharton | 3469 | THW51 | 4926511 | 31237613
TX | T H Wharton | 3469 | THW52 | 4926511 | 31236013
TX | T H Wharton | 3469 | THW53 | 4926511 | 31236913
TX | T H Wharton | 3469 | THW54 | 4926511 | 31237413
TX | T H Wharton | 3469 | THW55 | 4926511 | 31236713
TX | T H Wharton | 3469 | THW56 | 4926511 | 31236413
TX | W A Parish | 3470 | WAP1 | 3968411 | 34521613
TX | W A Parish | 3470 | WAP2 | 3968411 | 34521713
TX | W A Parish | 3470 | WAP3 | 3968411 | 34522013
TX | W A Parish | 3470 | WAP4 | 3968411 | 34521913
TX | W A Parish | 3470 | WAP5 | 3968411 | 34521813
TX | W A Parish | 3470 | WAP6 | 3968411 | 34525513
TX | W A Parish | 3470 | WAP7 | 3968411 | 34525413
TX | W A Parish | 3470 | WAP8 | 3968411 | 34520213
TX | Knox Lee Power Plant | 3476 | 2 | 4020611 | 34366113
TX | Knox Lee Power Plant | 3476 | 3 | 4020611 | 34366013
TX | Knox Lee Power Plant | 3476 | 4 | 4020611 | 34366313
TX | Knox Lee Power Plant | 3476 | 5 | 4020611 | 34366513
TX | Wilkes Power Plant | 3478 | 1 | 5613211 | 22160113
TX | Wilkes Power Plant | 3478 | 2 | 5613211 | 22159813
TX | Wilkes Power Plant | 3478 | 3 | 5613211 | 22160013
TX | Jones Station | 3482 | 151B | 4030611 | 35354613
TX | Jones Station | 3482 | 152B | 4030611 | 35354513
TX | Jones Station | 3482 | 153T | 4030611 | 99365313
TX | Jones Station | 3482 | 154T | 4030611 | 110008913
TX | Nichols Station | 3484 | 141B | 5678011 | 22149413
TX | Nichols Station | 3484 | 142B | 5678011 | 22148913
TX | Nichols Station | 3484 | 143B | 5678011 | 22149313
TX | Plant X | 3485 | 111B | 4946011 | 30118513
TX | Plant X | 3485 | 112B | 4946011 | 30119113
TX | Plant X | 3485 | 113B | 4946011 | 30118713
TX | Plant X | 3485 | 114B | 4946011 | 30118813
TX | Graham | 3490 | 1 | 8532511 | 943013
TX | Graham | 3490 | 2 | 8532511 | 942913
TX | Handley Generating Station | 3491 | 3 | 4916711 | 29004713
TX | Handley Generating Station | 3491 | 4 | 4916711 | 29005413
TX | Handley Generating Station | 3491 | 5 | 4916711 | 29005213
TX | Morgan Creek | 3492 | 5 | 4204911 | 35745313
TX | Morgan Creek | 3492 | 6 | 4204911 | 35745513
TX | Morgan Creek | 3492 | CT1 | 4204911 | 35745413
TX | Morgan Creek | 3492 | CT2 | 4204911 | 35744913
TX | Morgan Creek | 3492 | CT3 | 4204911 | 35744713
TX | Morgan Creek | 3492 | CT4 | 4204911 | 35745013
TX | Morgan Creek | 3492 | CT5 | 4204911 | 35744813
TX | Morgan Creek | 3492 | CT6 | 4204911 | 35745713
TX | Permian Basin | 3494 | 5 | 8515911 | 954913
TX | Permian Basin | 3494 | 6 | 8515911 | 953913
TX | Permian Basin | 3494 | CT1 | 8515911 | 955213
TX | Permian Basin | 3494 | CT2 | 8515911 | 954313
TX | Permian Basin | 3494 | CT3 | 8515911 | 954213
TX | Permian Basin | 3494 | CT4 | 8515911 | 954413
TX | Permian Basin | 3494 | CT5 | 8515911 | 954513
TX | Stryker Creek | 3504 | 1 | 5729511 | 21907613
TX | Stryker Creek | 3504 | 2 | 5729511 | 21908113
TX | Trinidad | 3507 | 9 | 4863311 | 29419713
TX | Decker Creek | 3548 | 1 | 5021711 | 28727713
TX | Decker Creek | 3548 | 2 | 5021711 | 28727613
TX | Decker Creek | 3548 | GT-1A | 5021711 | 28729313
TX | Decker Creek | 3548 | GT-1B | 5021711 | 28729213
TX | Decker Creek | 3548 | GT-2A | 5021711 | 28728313
TX | Decker Creek | 3548 | GT-2B | 5021711 | 28727413
TX | Decker Creek | 3548 | GT-3A | 5021711 | 28727313
TX | Decker Creek | 3548 | GT-3B | 5021711 | 28728213
TX | Decker Creek | 3548 | GT-4A | 5021711 | 28728113
TX | Decker Creek | 3548 | GT-4B | 5021711 | 28727913
TX | Silas Ray | 3559 | 9 | 6493311 | 17568213
TX | Silas Ray | 3559 | 10 | 6493311 | 70106813
TX | Bryan (TX) | 3561 | 6 | 6598311 | 17346613
TX | Ray Olinger | 3576 | BW2 | 5860711 | 22303913
TX | Ray Olinger | 3576 | BW3 | 5860711 | 22303413
TX | Ray Olinger | 3576 | CE1 | 5860711 | 22303513
TX | Ray Olinger | 3576 | GE4 | 5860711 | 22303213
TX | Sim Gideon | 3601 | 1 | 3981511 | 35536213
TX | Sim Gideon | 3601 | 2 | 3981511 | 35536513
TX | Sim Gideon | 3601 | 3 | 3981511 | 35536413
TX | Ty Cooke | 3602 | 1 | 5655211 | 19730913
TX | Ty Cooke | 3602 | 2 | 5655211 | 19730613
TX | J Robert Massengale Generating Station | 3604 | GT1 | 5655311 | 19730413
TX | Leon Creek | 3609 | 3 | 3000111 | 38538013
TX | Leon Creek | 3609 | 4 | 3000111 | 38538113
TX | Leon Creek | 3609 | CGT1 | 3000111 | 69916713
TX | Leon Creek | 3609 | CGT2 | 3000111 | 69916813
TX | Leon Creek | 3609 | CGT3 | 3000111 | 69916913
TX | Leon Creek | 3609 | CGT4 | 3000111 | 69917013
TX | O W Sommers | 3611 | 1 | 5617211 | 21259413
TX | O W Sommers | 3611 | 2 | 5617211 | 58498513
TX | V H Braunig | 3612 | 1 | 5616511 | 21290013
TX | V H Braunig | 3612 | 2 | 5616511 | 21290513
TX | V H Braunig | 3612 | 3 | 5616511 | 21290913
TX | V H Braunig | 3612 | CGT5 | 5616511 | 91500713
TX | V H Braunig | 3612 | CGT6 | 5616511 | 91500813
TX | V H Braunig | 3612 | CGT7 | 5616511 | 91500913
TX | V H Braunig | 3612 | CGT8 | 5616511 | 91501013
TX | V H Braunig | 3612 | CT01 | 5616511 | 21290313
TX | V H Braunig | 3612 | CT02 | 5616511 | 21290213
TX | R W Miller | 3628 | 1 | 7926611 | 2550113
TX | R W Miller | 3628 | 2 | 7926611 | 2549913
TX | R W Miller | 3628 | 3 | 7926611 | 2550413
TX | R W Miller | 3628 | **4 | 7926611 | 2550213
TX | R W Miller | 3628 | **5 | 7926611 | 2550313
TX | Sam Rayburn Plant | 3631 | CT7 | 5863011 | 71565913
TX | Sam Rayburn Plant | 3631 | CT8 | 5863011 | 71566013
TX | Sam Rayburn Plant | 3631 | CT9 | 5863011 | 71566113
TX | Power Lane Steam Plant | 4195 | 2 | 5655711 | 19719913
TX | Power Lane Steam Plant | 4195 | 3 | 5655711 | 19719713
TX | Spencer | 4266 | 4 | 3115511 | 38301113
TX | Spencer | 4266 | 5 | 3115511 | 38301213
TX | T C Ferguson Power Plant | 4937 | 1 | 5655011 | 19733613
TX | T C Ferguson Power Plant | 4937 | CT-1 | 5655011 | 113084613
TX | T C Ferguson Power Plant | 4937 | CT-2 | 5655011 | 113084713
TX | Barney M. Davis | 4939 | 1 | 5611911 | 22180913
TX | Barney M. Davis | 4939 | 2 | 5611911 | 22181613
TX | Barney M. Davis | 4939 | 3 | 5611911 | 90278613
TX | Barney M. Davis | 4939 | 4 | 5611911 | 90278713
TX | Welsh Power Plant | 6139 | 1 | 4164411 | 33937013
TX | Welsh Power Plant | 6139 | 2 | 4164411 | 33937413
TX | Welsh Power Plant | 6139 | 3 | 4164411 | 33937713
TX | Martin Lake | 6146 | 1 | 4207311 | 35676413
TX | Martin Lake | 6146 | 2 | 4207311 | 35676113
TX | Martin Lake | 6146 | 3 | 4207311 | 35676013
TX | Coleto Creek | 6178 | 1 | 4018411 | 34509413
TX | Sam Seymour | 6179 | 1 | 4144811 | 34062013
TX | Sam Seymour | 6179 | 2 | 4144811 | 34062213
TX | Sam Seymour | 6179 | 3 | 4144811 | 34061613
TX | Oak Grove | 6180 | 1 | 13385811 | 71177813
TX | Oak Grove | 6180 | 2 | 13385811 | 91482013
TX | J T Deely | 6181 | 1 | 5617211 | 21260113
TX | J T Deely | 6181 | 2 | 5617211 | 21257613
TX | San Miguel | 6183 | SM-1 | 4898511 | 69876513
TX | Harrington Station | 6193 | 061B | 5745311 | 21837113
TX | Harrington Station | 6193 | 062B | 5745311 | 21837313
TX | Harrington Station | 6193 | 063B | 5745311 | 21837413
TX | Tolk Station | 6194 | 171B | 4930011 | 30286513
TX | Tolk Station | 6194 | 172B | 4930011 | 30286413
TX | Roland C. Dansby Power Plant | 6243 | 1 | 6599611 | 17311313
TX | Roland C. Dansby Power Plant | 6243 | 2 | 6599611 | 70051913
TX | Roland C. Dansby Power Plant | 6243 | 3 | 6599611 | 92041813
TX | Twin Oaks | 7030 | U1 | 7552911 | 12332013
TX | Twin Oaks | 7030 | U2 | 7552911 | 12334713
TX | J K Spruce | 7097 | **1 | 5617211 | 21257713
TX | J K Spruce | 7097 | **2 | 5617211 | 69929313
TX | San Jacinto Steam Electric Station | 7325 | SJS1 | 7907811 | 2583613
TX | San Jacinto Steam Electric Station | 7325 | SJS2 | 7907811 | 2583913
TX | Calpine Hidalgo Energy Center | 7762 | HRSG1 | 6141711 | 15926013
TX | Calpine Hidalgo Energy Center | 7762 | HRSG2 | 6141711 | 15926513
TX | Sand Hill Energy Center | 7900 | SH1 | 9071611 | 57558813
TX | Sand Hill Energy Center | 7900 | SH2 | 9071611 | 57558913
TX | Sand Hill Energy Center | 7900 | SH3 | 9071611 | 57559013
TX | Sand Hill Energy Center | 7900 | SH4 | 9071611 | 57559113
TX | Sand Hill Energy Center | 7900 | SH5 | 9071611 | 57559513
TX | Sand Hill Energy Center | 7900 | SH6 | 9071611 | 92290713
TX | Sand Hill Energy Center | 7900 | SH7 | 9071611 | 92290813
TX | H W Pirkey Power Plant | 7902 | 1 | 4845611 | 29665713
TX | Decordova | 8063 | 1 | 6153011 | 16226013
TX | Decordova | 8063 | CT1 | 6153011 | 16226213
TX | Decordova | 8063 | CT2 | 6153011 | 16226313
TX | Decordova | 8063 | CT3 | 6153011 | 16225813
TX | Decordova | 8063 | CT4 | 6153011 | 16225913
TX | Air Liquide Bayport Complex | 10298 | CG801 | 4925011 | 31372213
TX | Air Liquide Bayport Complex | 10298 | CG802 | 4925011 | 31372113
TX | Air Liquide Bayport Complex | 10298 | CG803 | 4925011 | 31372013
TX | Air Liquide Bayport Complex | 10298 | CG804 | 4925011 | 31371713
TX | Paris Energy Center | 50109 | HRSG1 | 6431011 | 16595313
TX | Paris Energy Center | 50109 | HRSG2 | 6431011 | 16595113
TX | ExxonMobil Beaumont Refinery | 50625 | 61STK1 | 4862411 | 71060413
TX | ExxonMobil Beaumont Refinery | 50625 | 61STK2 | 4862411 | 71060513
TX | ExxonMobil Beaumont Refinery | 50625 | 61STK3 | 4862411 | 71060613
TX | Odyssey Energy Altura Cogen, LLC | 50815 | ENG101 | 6429411 | 16632413
TX | Odyssey Energy Altura Cogen, LLC | 50815 | ENG201 | 6429411 | 16632313
TX | Odyssey Energy Altura Cogen, LLC | 50815 | ENG301 | 6429411 | 16631813
TX | Odyssey Energy Altura Cogen, LLC | 50815 | ENG401 | 6429411 | 16632613
TX | Odyssey Energy Altura Cogen, LLC | 50815 | ENG501 | 6429411 | 16632513
TX | Odyssey Energy Altura Cogen, LLC | 50815 | ENG601 | 6429411 | 16632013
TX | Texas City Cogeneration | 52088 | GT-A | 3930911 | 37403613
TX | Texas City Cogeneration | 52088 | GT-B | 3930911 | 37403713
TX | Texas City Cogeneration | 52088 | GT-C | 3930911 | 37403513
TX | C. R. Wing Cogeneration Plant | 52176 | 1 | 5649311 | 19944613
TX | C. R. Wing Cogeneration Plant | 52176 | 2 | 5649311 | 19945013
TX | Oyster Creek Unit VIII | 54676 | GT81 | 4897811 | 29106113
TX | Oyster Creek Unit VIII | 54676 | GT82 | 4897811 | 29106013
TX | Oyster Creek Unit VIII | 54676 | GT83 | 4897811 | 29105413
TX | Johnson County Generation Facility | 54817 | EAST | 6364211 | 15353013
TX | Sweeny Cogeneration Facility | 55015 | 1 | 5632311 | 21218413
TX | Sweeny Cogeneration Facility | 55015 | 2 | 5632311 | 21218713
TX | Sweeny Cogeneration Facility | 55015 | 3 | 5632311 | 21218313
TX | Sweeny Cogeneration Facility | 55015 | 4 | 5632311 | 21217913
TX | Pasadena Power Plant | 55047 | CG-1 | 6422111 | 16816813
TX | Pasadena Power Plant | 55047 | CG-2 | 6422111 | 16817013
TX | Pasadena Power Plant | 55047 | CG-3 | 6422111 | 16816913
TX | Tenaska Frontier Generating Station | 55062 | 1 | 6436111 | 16961213
TX | Tenaska Frontier Generating Station | 55062 | 2 | 6436111 | 16961113
TX | Tenaska Frontier Generating Station | 55062 | 3 | 6436111 | 16961013
TX | Blackhawk Station | 55064 | 1 | 7910111 | 2570213
TX | Blackhawk Station | 55064 | 2 | 7910111 | 2570413
TX | Mustang Station | 55065 | 1 | 5129311 | 25190413
TX | Mustang Station | 55065 | 2 | 5129311 | 25190513
TX | Gregory Power Facility | 55086 | 101 | 5780011 | 21678213
TX | Gregory Power Facility | 55086 | 102 | 5780011 | 21678413
TX | Midlothian Energy | 55091 | STK1 | 6494211 | 17543613
TX | Midlothian Energy | 55091 | STK2 | 6494211 | 17543513
TX | Midlothian Energy | 55091 | STK3 | 6494211 | 17543413
TX | Midlothian Energy | 55091 | STK4 | 6494211 | 17543013
TX | Midlothian Energy | 55091 | STK5 | 6494211 | 17543313
TX | Midlothian Energy | 55091 | STK6 | 6494211 | 17542513
TX | Lamar Power Plant | 55097 | 1 | 7910611 | 2567613
TX | Lamar Power Plant | 55097 | 2 | 7910611 | 2567713
TX | Lamar Power Plant | 55097 | 3 | 7910611 | 2567513
TX | Lamar Power Plant | 55097 | 4 | 7910611 | 2567413
TX | SRO Cogen Limited Partnership | 55120 | CTG-1 | 6509111 | 17474413
TX | SRO Cogen Limited Partnership | 55120 | CTG-2 | 6509111 | 17474813
TX | Magic Valley Generating Station | 55123 | CTG-1 | 4846411 | 29655213
TX | Magic Valley Generating Station | 55123 | CTG-2 | 4846411 | 29655013
TX | Tenaska Gateway Generating Station | 55132 | OGTDB1 | 6498311 | 19524013
TX | Tenaska Gateway Generating Station | 55132 | OGTDB2 | 6498311 | 19524513
TX | Tenaska Gateway Generating Station | 55132 | OGTDB3 | 6498311 | 19524613
TX | Rio Nogales Power Project, LP | 55137 | CTG-1 | 7720411 | 2930213
TX | Rio Nogales Power Project, LP | 55137 | CTG-2 | 7720411 | 2930313
TX | Rio Nogales Power Project, LP | 55137 | CTG-3 | 7720411 | 2930413
TX | Wolf Hollow Generating Station | 55139 | CTG1 | 9116611 | 57528013
TX | Wolf Hollow Generating Station | 55139 | CTG2 | 9116611 | 57528113
TX | Hays Energy Facility | 55144 | STK1 | 4927111 | 31205413
TX | Hays Energy Facility | 55144 | STK2 | 4927111 | 31205313
TX | Hays Energy Facility | 55144 | STK3 | 4927111 | 31205213
TX | Hays Energy Facility | 55144 | STK4 | 4927111 | 31205113
TX | Guadalupe Generating Station | 55153 | CTG-1 | 4018911 | 34400213
TX | Guadalupe Generating Station | 55153 | CTG-2 | 4018911 | 34400313
TX | Guadalupe Generating Station | 55153 | CTG-3 | 4018911 | 34400813
TX | Guadalupe Generating Station | 55153 | CTG-4 | 4018911 | 34401213
TX | Lost Pines 1 | 55154 | 1 | 3981311 | 35539313
TX | Lost Pines 1 | 55154 | 2 | 3981311 | 35539113
TX | Bastrop Clean Energy Center | 55168 | CTG-1A | 3981411 | 35538913
TX | Bastrop Clean Energy Center | 55168 | CTG-1B | 3981411 | 35538713
TX | Bosque County Power Plant | 55172 | GT-1 | 5617311 | 21254913
TX | Bosque County Power Plant | 55172 | GT-2 | 5617311 | 21255113
TX | Bosque County Power Plant | 55172 | GT-3 | 5617311 | 21254813
TX | Eastman Cogeneration Facility | 55176 | 1 | 7908711 | 2580313
TX | Eastman Cogeneration Facility | 55176 | 2 | 7908711 | 2580113
TX | Channelview Cogeneration Facility | 55187 | CHV1 | 4057511 | 33491013
TX | Channelview Cogeneration Facility | 55187 | CHV2 | 4057511 | 33490213
TX | Channelview Cogeneration Facility | 55187 | CHV3 | 4057511 | 33490613
TX | Channelview Cogeneration Facility | 55187 | CHV4 | 4057511 | 33491113
TX | Corpus Christi Energy Center | 55206 | CU1 | 4206511 | 35689413
TX | Corpus Christi Energy Center | 55206 | CU2 | 4206511 | 35690313
TX | Odessa Ector Generating Station | 55215 | GT1 | 3968311 | 34526713
TX | Odessa Ector Generating Station | 55215 | GT2 | 3968311 | 34526613
TX | Odessa Ector Generating Station | 55215 | GT3 | 3968311 | 34526813
TX | Odessa Ector Generating Station | 55215 | GT4 | 3968311 | 34526913
TX | Ennis Power Company, LLC | 55223 | GT-1 | 6389111 | 15947513
TX | Freestone Power Generation | 55226 | GT1 | 4852511 | 31657113
TX | Freestone Power Generation | 55226 | GT2 | 4852511 | 31658013
TX | Freestone Power Generation | 55226 | GT3 | 4852511 | 31658913
TX | Freestone Power Generation | 55226 | GT4 | 4852511 | 31658713
TX | Jack County Generation Facility | 55230 | CT-1 | 13385011 | 71003913
TX | Jack County Generation Facility | 55230 | CT-2 | 13385011 | 71004113
TX | Jack County Generation Facility | 55230 | CT-3 | 13385011 | 99310413
TX | Jack County Generation Facility | 55230 | CT-4 | 13385011 | 99310513
TX | Channel Energy Center | 55299 | CTG1 | 6510011 | 17458513
TX | Channel Energy Center | 55299 | CTG2 | 6510011 | 17458213
TX | Channel Energy Center | 55299 | CTG3 | 6510011 | 17458613
TX | Wise County Power Company, LLC | 55320 | GT-1 | 9051811 | 57567513
TX | Wise County Power Company, LLC | 55320 | GT-2 | 9051811 | 57567613
TX | Baytown Energy Center | 55327 | CTG-1 | 5729111 | 21966113
TX | Baytown Energy Center | 55327 | CTG-2 | 5729111 | 21966213
TX | Baytown Energy Center | 55327 | CTG-3 | 5729111 | 21966013
TX | Brazos Valley Energy, LP | 55357 | CTG1 | 9138811 | 57885513
TX | Brazos Valley Energy, LP | 55357 | CTG2 | 9138811 | 57885613
TX | Cottonwood Energy Project | 55358 | CT1 | 9118811 | 57546613
TX | Cottonwood Energy Project | 55358 | CT2 | 9118811 | 57546713
TX | Cottonwood Energy Project | 55358 | CT3 | 9118811 | 57546813
TX | Cottonwood Energy Project | 55358 | CT4 | 9118811 | 57546913
TX | LaPorte Generating Station | 55365 | GT-1 | 6616311 | 17206513
TX | LaPorte Generating Station | 55365 | GT-2 | 6616311 | 17206713
TX | LaPorte Generating Station | 55365 | GT-3 | 6616311 | 17206613
TX | LaPorte Generating Station | 55365 | GT-4 | 6616311 | 17207913
TX | Deer Park Energy Center | 55464 | CTG1 | 6509911 | 17460713
TX | Deer Park Energy Center | 55464 | CTG2 | 6509911 | 17460813
TX | Deer Park Energy Center | 55464 | CTG3 | 6509911 | 17460913
TX | Deer Park Energy Center | 55464 | CTG4 | 6509911 | 17461013
TX | Deer Park Energy Center | 55464 | CTG5 | 6509911 | 112971913
TX | South Houston Green Power Site | 55470 | EPN801 | 9132111 | 57493213
TX | South Houston Green Power Site | 55470 | EPN802 | 9132111 | 57493313
TX | South Houston Green Power Site | 55470 | EPN803 | 9132111 | 57493413
TX | Forney Power Plant | 55480 | U1 | 9146511 | 57544813
TX | Forney Power Plant | 55480 | U2 | 9146511 | 57544913
TX | Forney Power Plant | 55480 | U3 | 9146511 | 57545013
TX | Forney Power Plant | 55480 | U4 | 9146511 | 57545113
TX | Forney Power Plant | 55480 | U5 | 9146511 | 57545213
TX | Forney Power Plant | 55480 | U6 | 9146511 | 57545313
TX | Harrison County Power Project | 55664 | GT-1 | 9123111 | 57531713
TX | Harrison County Power Project | 55664 | GT-2 | 9123111 | 57531813
TX | Nacogdoches Generating Facility | 55708 | BFB-1 | 13389311 | 106746813
TX | Mustang Station (56326) | 56326 | GEN1 | 5129311 | 110129013
TX | Mustang Station (56326) | 56326 | GEN2 | 5129311 | 110129113
TX | Mustang Station (56326) | 56326 | GEN3 | 5129311 | 110129213
TX | Quail Run Energy Center | 56349 | CT1A | 13408111 | 70290813
TX | Quail Run Energy Center | 56349 | CT1B | 13408111 | 70290913
TX | Quail Run Energy Center | 56349 | CT2A | 13408111 | 70291113
TX | Quail Run Energy Center | 56349 | CT2B | 13408111 | 70291213
TX | Colorado Bend Energy Center | 56350 | CT1A | 13392711 | 71581513
TX | Colorado Bend Energy Center | 56350 | CT1B | 13392711 | 71581613
TX | Colorado Bend Energy Center | 56350 | CT2A | 13392711 | 71581813
TX | Colorado Bend Energy Center | 56350 | CT2B | 13392711 | 71581913
TX | San Jacinto County Peaking Facility | 56603 | SJCCT1 | 14748511 | 90268613
TX | San Jacinto County Peaking Facility | 56603 | SJCCT2 | 14748511 | 90268713
TX | Hardin County Peaking Facility | 56604 | HCCT1 | 14748411 | 90268013
TX | Hardin County Peaking Facility | 56604 | HCCT2 | 14748411 | 90268113
TX | Sandy Creek Energy Station | 56611 | S01 | 15628511 | 99365513
TX | Winchester Power Park | 56674 | 1 | 14748911 | 90280913
TX | Winchester Power Park | 56674 | 2 | 14748911 | 90281013
TX | Winchester Power Park | 56674 | 3 | 14748911 | 90281113
TX | Winchester Power Park | 56674 | 4 | 14748911 | 90281213
TX | Cedar Bayou 4 | 56806 | CBY41 | 5847411 | 70141113
TX | Cedar Bayou 4 | 56806 | CBY42 | 5847411 | 70141213
TX | Antelope Elk Energy Center | 57865 | 1 | 15625011 | 123094113
TX | Antelope Elk Energy Center | 57865 | 2 | 15625011 | 126608713
TX | Antelope Elk Energy Center | 57865 | 3 | 15625011 | 126608813
TX | Panda Temple Power Station | 58001 | CTG1 | 16861111 | 113223913
TX | Panda Temple Power Station | 58001 | CTG2 | 16861111 | 113224013
TX | Panda Temple Power Station | 58001 | CTG3 | 16861111 | 123144813
TX | Panda Temple Power Station | 58001 | CTG4 | 16861111 | 123144913
TX | Panda Sherman Power Station | 58005 | CTG1 | 16862411 | 113092713
TX | Panda Sherman Power Station | 58005 | CTG2 | 16862411 | 113092813
TX | Carbon Capture Plant | 58378 | CTHRSG | 3968411 | 126642013
TX | Ector County Energy Center | 58471 | CT-1 | 17728811 | 123033813
TX | Ector County Energy Center | 58471 | CT-2 | 17728811 | 123033913
TX | Montana Power Station | 58562 | GT-1 | 16861411 | 123173813
TX | Montana Power Station | 58562 | GT-2 | 16861411 | 123173913
TX | Montana Power Station | 58562 | GT-3 | 16861411 | 126712113
TX | Montana Power Station | 58562 | GT-4 | 16861411 | 126712213
TX | Wolf Hollow II | 59812 | CGT4 | 17984911 | 127987813
TX | Wolf Hollow II | 59812 | CGT5 | 17984911 | 127986913
TX | Colorado Bend II | 60122 | CT7 | 17978911 | 127865113
TX | Colorado Bend II | 60122 | CT8 | 17978911 | 127865213
TX | Bacliff Generating Station | 60264 | BCGT1 | 4021011 | 126664313
TX | Bacliff Generating Station | 60264 | BCGT2 | 4021011 | 126664413
TX | Bacliff Generating Station | 60264 | BCGT3 | 4021011 | 127938613
TX | Bacliff Generating Station | 60264 | BCGT4 | 4021011 | 127938713
TX | Bacliff Generating Station | 60264 | BCGT5 | 4021011 | 127938813
TX | Bacliff Generating Station | 60264 | BCGT6 | 4021011 | 127938913
TX | Tejas Power Generation Unit 1 | 60468 | CT-1 | 18897611 | 135218213
TX | Montgomery County Power Station | 60925 | CT1 | 7910511 | 139286313
TX | Montgomery County Power Station | 60925 | CT2 | 7910511 | 139286413
TX | Victoria City Peaking Facility | 61241 | CT1 | 18974111 | 136703813
TX | Victoria City Peaking Facility | 61241 | CT2 | 18974111 | 136703913
TX | Victoria Port Peaking Facility | 61242 | CT1 | 18970711 | 136701613
TX | Victoria Port Peaking Facility | 61242 | CT2 | 18970711 | 136701713
TX | HO Clarke Generating | 63335 | CT-1 | 21432611 | 156205213
TX | HO Clarke Generating | 63335 | CT-2 | 21432611 | 156205313
TX | HO Clarke Generating | 63335 | CT-3 | 21432611 | 156205413
TX | HO Clarke Generating | 63335 | CT-4 | 21432611 | 156205513
TX | HO Clarke Generating | 63335 | CT-5 | 21432611 | 156205613
TX | HO Clarke Generating | 63335 | CT-6 | 21432611 | 156205713
TX | HO Clarke Generating | 63335 | CT-7 | 21432611 | 156205813
TX | HO Clarke Generating | 63335 | CT-8 | 21432611 | 156205913
UT | Gadsby | 3648 | 1 | 7559311 | 11942113
UT | Gadsby | 3648 | 2 | 7559311 | 11942213
UT | Gadsby | 3648 | 3 | 7559311 | 11942313
UT | Gadsby | 3648 | 4 | 7559311 | 11941413
UT | Gadsby | 3648 | 5 | 7559311 | 11941513
UT | Gadsby | 3648 | 6 | 7559311 | 11941613
UT | Hunter | 6165 | 1 | 5050511 | 25906513
UT | Hunter | 6165 | 2 | 5050511 | 25905313
UT | Hunter | 6165 | 3 | 5050511 | 25905513
UT | Intermountain | 6481 | 1SGA | 7558311 | 11959213
UT | Intermountain | 6481 | 2SGA | 7558311 | 11959313
UT | Bonanza | 7790 | 44927 | 6281811 | 15501913
UT | Huntington | 8069 | 1 | 5050611 | 25902813
UT | Huntington | 8069 | 2 | 5050611 | 25903613
UT | Sunnyside Cogeneration Associates | 50951 | 1 | 5066411 | 25975713
UT | West Valley Power Plant | 55622 | U1 | 7684911 | 12121713
UT | West Valley Power Plant | 55622 | U2 | 7684911 | 12121813
UT | West Valley Power Plant | 55622 | U3 | 7684911 | 12121913
UT | West Valley Power Plant | 55622 | U4 | 7684911 | 12122013
UT | West Valley Power Plant | 55622 | U5 | 7684911 | 12122113
UT | Currant Creek Power Project | 56102 | CTG1A | 9093511 | 72099313
UT | Currant Creek Power Project | 56102 | CTG1B | 9093511 | 72099413
UT | Nebo Power Station | 56177 | U1 | 18032711 | 129112613
UT | Lake Side Power Plant | 56237 | CT01 | 12730611 | 72103913
UT | Lake Side Power Plant | 56237 | CT02 | 12730611 | 72104013
UT | Lake Side Power Plant | 56237 | CT03 | 12730611 | 121901813
UT | Lake Side Power Plant | 56237 | CT04 | 12730611 | 121901913
UT | Millcreek Power | 56253 | MC-1 | 6987011 | 72066113
UT | Millcreek Power | 56253 | MC-2 | 6987011 | 105550213
VA | Clinch River | 3775 | 1 | 5763511 | 21755613
VA | Clinch River | 3775 | 2 | 5763511 | 21755513
VA | Clinch River | 3775 | 2 | 5763511 | 21755613
VA | Clinch River | 3775 | 3 | 5763511 | 21755313
VA | Tasley Energy Center | 3785 | TA10 | 6960711 | 14007413
VA | Chesterfield Power Station | 3797 | 3 | 4181011 | 33878613
VA | Chesterfield Power Station | 3797 | 4 | 4181011 | 33878713
VA | Chesterfield Power Station | 3797 | 5 | 4181011 | 33878813
VA | Chesterfield Power Station | 3797 | 6 | 4181011 | 33877713
VA | Chesterfield Power Station | 3797 | 7 | 4181011 | 33877613
VA | Chesterfield Power Station | 3797 | **8A | 4181011 | 33878413
VA | Chesapeake | 3803 | 1 | 5040211 | 28680413
VA | Chesapeake | 3803 | 2 | 5040211 | 28681313
VA | Chesapeake | 3803 | 3 | 5040211 | 28680913
VA | Chesapeake | 3803 | 4 | 5040211 | 28681013
VA | Possum Point Power Station | 3804 | 3 | 7520511 | 12373413
VA | Possum Point Power Station | 3804 | 4 | 7520511 | 12373313
VA | Possum Point Power Station | 3804 | 5 | 7520511 | 12374013
VA | Possum Point Power Station | 3804 | 6A | 7520511 | 58400313
VA | Possum Point Power Station | 3804 | 6B | 7520511 | 58400613
VA | Yorktown Power Station | 3809 | 1 | 4565211 | 27836613
VA | Yorktown Power Station | 3809 | 2 | 4565211 | 27837113
VA | Yorktown Power Station | 3809 | 3 | 4565211 | 27836713
VA | Gravel Neck Combustion Turbine | 7032 | 3 | 4937411 | 32379213
VA | Gravel Neck Combustion Turbine | 7032 | 4 | 4937411 | 32379213
VA | Gravel Neck Combustion Turbine | 7032 | 5 | 4937411 | 32379213
VA | Gravel Neck Combustion Turbine | 7032 | 6 | 4937411 | 32379213
VA | Darbytown Combustion Turbine | 7212 | 1 | 6311211 | 58458613
VA | Darbytown Combustion Turbine | 7212 | 2 | 6311211 | 58458813
VA | Darbytown Combustion Turbine | 7212 | 3 | 6311211 | 58459013
VA | Darbytown Combustion Turbine | 7212 | 4 | 6311211 | 58459213
VA | Clover Power Station | 7213 | 1 | 6160611 | 15869513
VA | Clover Power Station | 7213 | 2 | 6160611 | 15869213
VA | Marsh Run Generation Facility | 7836 | EU1 | 9081211 | 58375813
VA | Marsh Run Generation Facility | 7836 | EU2 | 9081211 | 58375913
VA | Marsh Run Generation Facility | 7836 | EU3 | 9081211 | 58376013
VA | Louisa Generation Facility | 7837 | EU1 | 9063611 | 58369713
VA | Louisa Generation Facility | 7837 | EU2 | 9063611 | 58369913
VA | Louisa Generation Facility | 7837 | EU3 | 9063611 | 58370013
VA | Louisa Generation Facility | 7837 | EU4 | 9063611 | 58370113
VA | Louisa Generation Facility | 7837 | EU5 | 9063611 | 58370213
VA | Remington Combustion Turbine Station | 7838 | 1 | 6744911 | 13418313
VA | Remington Combustion Turbine Station | 7838 | 2 | 6744911 | 13418613
VA | Remington Combustion Turbine Station | 7838 | 3 | 6744911 | 13418813
VA | Remington Combustion Turbine Station | 7838 | 4 | 6744911 | 13418713
VA | Ladysmith Combustion Turbine Sta | 7839 | 1 | 6866611 | 13523313
VA | Ladysmith Combustion Turbine Sta | 7839 | 2 | 6866611 | 13522913
VA | Ladysmith Combustion Turbine Sta | 7839 | 3 | 6866611 | 13523213
VA | Ladysmith Combustion Turbine Sta | 7839 | 4 | 6866611 | 13523713
VA | Ladysmith Combustion Turbine Sta | 7839 | 5 | 6866611 | 13523113
VA | Hopewell Cogeneration Facility | 10633 | 1 | 5883511 | 23364513
VA | Hopewell Cogeneration Facility | 10633 | 2 | 5883511 | 23364613
VA | Hopewell Cogeneration Facility | 10633 | 3 | 5883511 | 23364713
VA | Hopewell Power Station | 10771 | 1 | 10633611 | 58466213
VA | Hopewell Power Station | 10771 | 2 | 10633611 | 58466313
VA | Altavista Power Station | 10773 | 1 | 4565711 | 27832913
VA | Altavista Power Station | 10773 | 2 | 4565711 | 27832713
VA | Southampton Power Station | 10774 | 1 | 6634511 | 17155113
VA | Southampton Power Station | 10774 | 2 | 6634511 | 17155213
VA | GP Big Island, LLC | 50479 | 6 | 4183311 | 32654613
VA | WestRock Virginia Corp Covington Ops | 50900 | 1 | 5798711 | 21498213
VA | WestRock Virginia Corp Covington Ops | 50900 | 2 | 5798711 | 21496913
VA | WestRock Virginia Corp Covington Ops | 50900 | 3 | 5798711 | 21496613
VA | WestRock Virginia Corp Covington Ops | 50900 | 4 | 5798711 | 21497413
VA | WestRock Virginia Corp Covington Ops | 50900 | 5 | 5798711 | 21497013
VA | WestRock Virginia Corp Covington Ops | 50900 | 11 | 5798711 | 21498513
VA | Doswell Limited Partnership | 52019 | 501 | 6631811 | 17175613
VA | Doswell Limited Partnership | 52019 | 502 | 6631811 | 17175713
VA | Doswell Limited Partnership | 52019 | 601 | 6631811 | 17175813
VA | Doswell Limited Partnership | 52019 | 602 | 6631811 | 17176213
VA | Doswell Limited Partnership | 52019 | CT1 | 6631811 | 134709913
VA | Doswell Limited Partnership | 52019 | CT1 | 6631811 | 17176113
VA | Doswell Limited Partnership | 52019 | CT2 | 6631811 | 134709913
VA | Doswell Limited Partnership | 52019 | CT3 | 6631811 | 134709913
VA | Elizabeth River Combustion Turbine Sta | 52087 | CT-1 | 6682611 | 13202113
VA | Elizabeth River Combustion Turbine Sta | 52087 | CT-2 | 6682611 | 13202213
VA | Elizabeth River Combustion Turbine Sta | 52087 | CT-3 | 6682611 | 13202013
VA | Celanese Acetate LLC | 52089 | BLR007 | 10698711 | 58889913
VA | Celanese Acetate LLC | 52089 | BLR007 | 4004311 | 32517313
VA | Celanese Acetate LLC | 52089 | BLR008 | 10698711 | 58890013
VA | Celanese Acetate LLC | 52089 | BLR008 | 4004311 | 107744013
VA | Spruance Genco, LLC | 54081 | BLR01A | 4039911 | 33619313
VA | Spruance Genco, LLC | 54081 | BLR01B | 4039911 | 33619313
VA | Spruance Genco, LLC | 54081 | BLR02A | 4039911 | 33619413
VA | Spruance Genco, LLC | 54081 | BLR02B | 4039911 | 33619413
VA | Spruance Genco, LLC | 54081 | BLR03A | 4039911 | 33619513
VA | Spruance Genco, LLC | 54081 | BLR03B | 4039911 | 33619513
VA | Spruance Genco, LLC | 54081 | BLR04A | 4039911 | 33619613
VA | Spruance Genco, LLC | 54081 | BLR04B | 4039911 | 33619613
VA | Birchwood Power Facility | 54304 | 1 | 6148811 | 15313013
VA | Gordonsville Power Station | 54844 | 1 | 5040011 | 28682813
VA | Gordonsville Power Station | 54844 | 2 | 5040011 | 28683013
VA | Wolf Hills Energy | 55285 | WH01 | 7707611 | 11344613
VA | Wolf Hills Energy | 55285 | WH02 | 7707611 | 11344613
VA | Wolf Hills Energy | 55285 | WH03 | 7707611 | 11344513
VA | Wolf Hills Energy | 55285 | WH04 | 7707611 | 11344513
VA | Wolf Hills Energy | 55285 | WH05 | 7707611 | 11345013
VA | Wolf Hills Energy | 55285 | WH06 | 7707611 | 11345013
VA | Wolf Hills Energy | 55285 | WH07 | 7707611 | 11344713
VA | Wolf Hills Energy | 55285 | WH08 | 7707611 | 11344713
VA | Wolf Hills Energy | 55285 | WH09 | 7707611 | 11344813
VA | Wolf Hills Energy | 55285 | WH10 | 7707611 | 11344813
VA | Commonwealth Chesapeake | 55381 | CT-001 | 6960911 | 14006913
VA | Commonwealth Chesapeake | 55381 | CT-002 | 6960911 | 14006913
VA | Commonwealth Chesapeake | 55381 | CT-003 | 6960911 | 14006913
VA | Commonwealth Chesapeake | 55381 | CT-004 | 6960911 | 14006913
VA | Commonwealth Chesapeake | 55381 | CT-005 | 6960911 | 14006913
VA | Commonwealth Chesapeake | 55381 | CT-006 | 6960911 | 14006913
VA | Commonwealth Chesapeake | 55381 | CT-007 | 6960911 | 14006913
VA | Tenaska Virginia Generating Station | 55439 | CTGDB1 | 9078811 | 58376613
VA | Tenaska Virginia Generating Station | 55439 | CTGDB2 | 9078811 | 58376813
VA | Tenaska Virginia Generating Station | 55439 | CTGDB3 | 9078811 | 58388513
VA | Buchanan Units 1 & 2 | 55738 | 1 | 9093011 | 57553513
VA | Buchanan Units 1 & 2 | 55738 | 2 | 9093011 | 57553513
VA | Warren County Power Station | 55939 | 1A | 17644211 | 122161113
VA | Warren County Power Station | 55939 | 1B | 17644211 | 122161213
VA | Warren County Power Station | 55939 | 1C | 17644211 | 122161313
VA | Bear Garden Generating Station | 56807 | 1A | 15432111 | 96378013
VA | Bear Garden Generating Station | 56807 | 1B | 15432111 | 96378213
VA | Virginia City Hybrid Energy Center | 56808 | 1 | 16530111 | 105638013
VA | Virginia City Hybrid Energy Center | 56808 | 2 | 16530111 | 105638113
VA | Brunswick County Power Station | 58260 | 1A | 17646111 | 122170013
VA | Brunswick County Power Station | 58260 | 1B | 17646111 | 122170113
VA | Brunswick County Power Station | 58260 | 1C | 17646111 | 122170213
VA | Potomac Energy Center, LLC | 59004 | CT1 | 17856211 | 125484913
VA | Potomac Energy Center, LLC | 59004 | CT2 | 17856211 | 125485013
VA | Greensville County Power Station | 59913 | 1A | 18854911 | 134704013
VA | Greensville County Power Station | 59913 | 1B | 18854911 | 134704113
VA | Greensville County Power Station | 59913 | 1C | 18854911 | 134704213
VT | J C McNeil | 589 | 1 | 7773211 | 1692113
VT | Berlin 5 | 3734 | A | 15579011 | 98200513
VT | Berlin 5 | 3734 | B | 15579011 | 98200513
VT | Ryegate Associates | 51026 | 1 | 7774911 | 1689513
WA | Fredonia Generating Station | 607 | CT3 | 8532811 | 942113
WA | Fredonia Generating Station | 607 | CT4 | 8532811 | 942213
WA | Centralia | 3845 | 30 | 6281311 | 95227613
WA | Centralia | 3845 | 40 | 6281311 | 15506713
WA | Centralia | 3845 | 50 | 6281311 | 15506113
WA | Centralia | 3845 | 60 | 6281311 | 15506213
WA | Centralia | 3845 | BW21 | 6281311 | 15505513
WA | Centralia | 3845 | BW22 | 6281311 | 15504813
WA | River Road | 7605 | 1 | 7344011 | 11036213
WA | Encogen Generating Station | 7870 | CT1 | 6212411 | 15565213
WA | Encogen Generating Station | 7870 | CT2 | 6212411 | 15565413
WA | Encogen Generating Station | 7870 | CT3 | 6212411 | 15565313
WA | Grays Harbor Energy Center | 7999 | 1 | 12582311 | 63396313
WA | Grays Harbor Energy Center | 7999 | 2 | 12582311 | 63396413
WA | Sumas Generating Station | 54476 | CT-1 | 6212511 | 15565113
WA | Ferndale Generating Station | 54537 | CT-1A | 6212611 | 15564813
WA | Ferndale Generating Station | 54537 | CT-1B | 6212611 | 15564713
WA | Goldendale Generating Station | 55482 | CT-1 | 9091411 | 55096213
WA | Chehalis Generation Facility | 55662 | CT1 | 9091111 | 55096613
WA | Chehalis Generation Facility | 55662 | CT2 | 9091111 | 55096713
WA | Mint Farm Generating Station | 55700 | CTG1 | 12579611 | 63297313
WA | Frederickson Power LP | 55818 | F1CT | 12623711 | 63640913
WI | Bay Front | 3982 | 1 | 6228411 | 15552413
WI | Bay Front | 3982 | 2 | 6228411 | 15552113
WI | Bay Front | 3982 | 5 | 6228411 | 15552213
WI | Fitchburg Generating Station | 3991 | 1 | 7467711 | 11325013
WI | Fitchburg Generating Station | 3991 | 2 | 7467711 | 11325113
WI | Blount Street | 3992 | 3 | 7465411 | 11334413
WI | Blount Street | 3992 | 5 | 7465411 | 11334013
WI | Blount Street | 3992 | 6 | 7465411 | 11333913
WI | Blount Street | 3992 | 7 | 7465411 | 11334713
WI | Blount Street | 3992 | 8 | 7465411 | 11334613
WI | Blount Street | 3992 | 9 | 7465411 | 11334313
WI | French Island | 4005 | 3 | 4958811 | 30848013
WI | French Island | 4005 | 4 | 4958811 | 30848313
WI | Wheaton Generating Plant | 4014 | 1 | 6870311 | 13263313
WI | Wheaton Generating Plant | 4014 | 2 | 6870311 | 13262913
WI | Wheaton Generating Plant | 4014 | 3 | 6870311 | 13263013
WI | Wheaton Generating Plant | 4014 | 4 | 6870311 | 13263113
WI | Wheaton Generating Plant | 4014 | 5 | 6870311 | 13263413
WI | Wheaton Generating Plant | 4014 | 6 | 6870311 | 13263213
WI | Port Washington Generating Station | 4040 | 11 | 6229211 | 64827313
WI | Port Washington Generating Station | 4040 | 12 | 6229211 | 64827413
WI | Port Washington Generating Station | 4040 | 21 | 6229211 | 64827613
WI | Port Washington Generating Station | 4040 | 22 | 6229211 | 64827713
WI | South Oak Creek | 4041 | 5 | 6330411 | 15438713
WI | South Oak Creek | 4041 | 6 | 6330411 | 15438813
WI | South Oak Creek | 4041 | 7 | 6330411 | 15438413
WI | South Oak Creek | 4041 | 8 | 6330411 | 15438613
WI | Valley (WEPCO) | 4042 | 1 | 6330511 | 15438313
WI | Valley (WEPCO) | 4042 | 2 | 6330511 | 15438213
WI | Valley (WEPCO) | 4042 | 3 | 6330511 | 15438113
WI | Valley (WEPCO) | 4042 | 4 | 6330511 | 15438013
WI | Edgewater (4050) | 4050 | 3 | 7692911 | 11355013
WI | Edgewater (4050) | 4050 | 4 | 7692911 | 11354913
WI | Edgewater (4050) | 4050 | 5 | 7692911 | 11354813
WI | Pulliam | 4072 | 3 | 5295111 | 25987113
WI | Pulliam | 4072 | 4 | 5295111 | 25988013
WI | Pulliam | 4072 | 5 | 5295111 | 25986813
WI | Pulliam | 4072 | 6 | 5295111 | 25986613
WI | Pulliam | 4072 | 7 | 5295111 | 25987713
WI | Pulliam | 4072 | 8 | 5295111 | 25987813
WI | Pulliam | 4072 | 32 | 5295111 | 64944313
WI | West Marinette | 4076 | **33 | 7096511 | 14823613
WI | West Marinette | 4076 | **34 | 17969911 | 127471013
WI | West Marinette | 4076 | **34 | 7096511 | 14823513
WI | West Marinette | 4076 | 31A | 7096511 | 14823813
WI | West Marinette | 4076 | 31B | 7096511 | 14823813
WI | West Marinette | 4076 | 32A | 7096511 | 14823713
WI | West Marinette | 4076 | 32B | 7096511 | 14823713
WI | Weston | 4078 | 1 | 7078511 | 14848913
WI | Weston | 4078 | 2 | 7078511 | 14849713
WI | Weston | 4078 | 3 | 7078511 | 14849613
WI | Weston | 4078 | 4 | 7078511 | 65134613
WI | Weston | 4078 | 32A | 7078511 | 14849413
WI | Weston | 4078 | 32B | 7078511 | 14849313
WI | Manitowoc | 4125 | 6 | 7179611 | 14752013
WI | Manitowoc | 4125 | 7 | 7179611 | 14752313
WI | Manitowoc | 4125 | 8 | 7179611 | 64983613
WI | Manitowoc | 4125 | 9 | 7179611 | 64983513
WI | Genoa | 4143 | 1 | 7711211 | 12416813
WI | J P Madgett | 4271 | B1 | 4958511 | 30851313
WI | Germantown Power Plant | 6253 | **5 | 5235111 | 25374413
WI | Germantown Power Plant | 6253 | P30 | 5235111 | 25374513
WI | Germantown Power Plant | 6253 | P31 | 5235111 | 25373913
WI | Germantown Power Plant | 6253 | P32 | 5235111 | 25373813
WI | Germantown Power Plant | 6253 | P33 | 5235111 | 25374613
WI | Germantown Power Plant | 6253 | P34 | 5235111 | 25374013
WI | Germantown Power Plant | 6253 | P35 | 5235111 | 25374113
WI | Germantown Power Plant | 6253 | P36 | 5235111 | 25374213
WI | Germantown Power Plant | 6253 | P37 | 5235111 | 25374313
WI | Concord | 7159 | **1 | 6765911 | 13145213
WI | Concord | 7159 | **2 | 6765911 | 13145013
WI | Concord | 7159 | **3 | 6765911 | 13144913
WI | Concord | 7159 | **4 | 6765911 | 13145113
WI | South Fond Du Lac | 7203 | **CT1 | 6746711 | 13171813
WI | South Fond Du Lac | 7203 | **CT2 | 6746711 | 13172113
WI | South Fond Du Lac | 7203 | **CT3 | 6746711 | 13172013
WI | South Fond Du Lac | 7203 | **CT4 | 6746711 | 13171913
WI | Paris | 7270 | **1 | 7324011 | 11031813
WI | Paris | 7270 | **2 | 7324011 | 11032113
WI | Paris | 7270 | **3 | 7324011 | 11032013
WI | Paris | 7270 | **4 | 7324011 | 11031913
WI | Elk Mound Generating Station | 7863 | 1 | 6870911 | 13260813
WI | Elk Mound Generating Station | 7863 | 2 | 6870911 | 13260713
WI | West Campus Cogeneration Facility | 7991 | U1 | 9018111 | 54742913
WI | West Campus Cogeneration Facility | 7991 | U2 | 9018111 | 54743013
WI | Columbia | 8023 | 1 | 7673611 | 11387113
WI | Columbia | 8023 | 2 | 7673611 | 11387613
WI | Whitewater Cogeneration Facility | 55011 | 1 | 7049311 | 14657813
WI | Depere Energy Center | 55029 | B01 | 7642611 | 11426713
WI | Neenah Energy Facility | 55135 | CT01 | 7555511 | 12320413
WI | Neenah Energy Facility | 55135 | CT02 | 7555511 | 12320513
WI | Rockgen Energy Center | 55391 | CT-1 | 7454711 | 12393913
WI | Rockgen Energy Center | 55391 | CT-2 | 7454711 | 12394013
WI | Rockgen Energy Center | 55391 | CT-3 | 7454711 | 12394113
WI | Appleton Property Ventures LLC | 55558 | B06 | 6805511 | 13356413
WI | Riverside Energy Center | 55641 | CT-01 | 9018711 | 54948713
WI | Riverside Energy Center | 55641 | CT-02 | 9018711 | 54948813
WI | Riverside Energy Center | 55641 | CT-03 | 9018711 | 137299113
WI | Riverside Energy Center | 55641 | CT-04 | 9018711 | 137298813
WI | Island Street Peaking Plant | 55836 | 1A | 14992311 | 91453413
WI | Island Street Peaking Plant | 55836 | 1B | 14992311 | 91453413
WI | Fox Energy Center | 56031 | CTG-1 | 15038711 | 91926113
WI | Fox Energy Center | 56031 | CTG-2 | 15038711 | 91926013
WI | Elm Road Generating Station | 56068 | 1 | 6330411 | 91417413
WI | Elm Road Generating Station | 56068 | 2 | 6330411 | 91901113
WI | Sheboygan Falls Energy Facility | 56166 | 1 | 9012411 | 54825813
WI | Sheboygan Falls Energy Facility | 56166 | 2 | 9012411 | 54825913
WI | Marshfield Utilities Combustion Turbine | 56480 | 1A | 17851611 | 125455813
WI | Marshfield Utilities Combustion Turbine | 56480 | 1B | 17851611 | 125455913
WI | Rothschild Biomass Cogeneration Facility | 58124 | 1 | 16843311 | 109223413
WV | John E Amos | 3935 | 1 | 6789111 | 71712813
WV | John E Amos | 3935 | 2 | 6789111 | 71712913
WV | John E Amos | 3935 | 3 | 6789111 | 71713013
WV | John E Amos | 3935 | AUX1 | 6789111 | 71713113
WV | John E Amos | 3935 | AUX3 | 6789111 | 71713213
WV | Fort Martin Power Station | 3943 | 1 | 6773611 | 71939313
WV | Fort Martin Power Station | 3943 | 2 | 6773611 | 71939413
WV | Harrison Power Station | 3944 | 1 | 6271711 | 71923213
WV | Harrison Power Station | 3944 | 2 | 6271711 | 71923313
WV | Harrison Power Station | 3944 | 3 | 6271711 | 71923413
WV | Mitchell (WV) | 3948 | 1 | 6902311 | 71766013
WV | Mitchell (WV) | 3948 | 2 | 6902311 | 71766113
WV | Mitchell (WV) | 3948 | AUX1 | 6902311 | 71766413
WV | Mount Storm Power Station | 3954 | 1 | 6257011 | 71961613
WV | Mount Storm Power Station | 3954 | 2 | 6257011 | 71961713
WV | Mount Storm Power Station | 3954 | 3 | 6257011 | 71961813
WV | Pleasants Power Station | 6004 | 1 | 4782811 | 71785513
WV | Pleasants Power Station | 6004 | 2 | 4782811 | 71785613
WV | Mountaineer (1301) | 6264 | 1 | 6760811 | 71715813
WV | Grant Town Power Plant | 10151 | 1A | 4864511 | 71941913
WV | Grant Town Power Plant | 10151 | 1B | 4864511 | 71941913
WV | Morgantown Energy Facility | 10743 | CFB1 | 6773811 | 71937813
WV | Morgantown Energy Facility | 10743 | CFB2 | 6773811 | 71937813
WV | Axiall Corporation Natrium Plant | 50491 | 1 | 4878711 | 71796213
WV | Axiall Corporation Natrium Plant | 50491 | 2 | 4878711 | 71796313
WV | Axiall Corporation Natrium Plant | 50491 | 3 | 4878711 | 71796413
WV | Ceredo Generating Station | 55276 | 1 | 6341911 | 71750613
WV | Ceredo Generating Station | 55276 | 2 | 6341911 | 71750713
WV | Ceredo Generating Station | 55276 | 3 | 6341911 | 71750813
WV | Ceredo Generating Station | 55276 | 4 | 6341911 | 71750913
WV | Ceredo Generating Station | 55276 | 5 | 6341911 | 71751013
WV | Ceredo Generating Station | 55276 | 6 | 6341911 | 71751113
WV | Big Sandy Peaker Plant | 55284 | GS01 | 6341811 | 71745213
WV | Big Sandy Peaker Plant | 55284 | GS02 | 6341811 | 71745313
WV | Big Sandy Peaker Plant | 55284 | GS03 | 6341811 | 71745413
WV | Big Sandy Peaker Plant | 55284 | GS04 | 6341811 | 71745513
WV | Big Sandy Peaker Plant | 55284 | GS05 | 6341811 | 71745613
WV | Big Sandy Peaker Plant | 55284 | GS06 | 6341811 | 71745713
WV | Big Sandy Peaker Plant | 55284 | GS07 | 6341811 | 71745813
WV | Big Sandy Peaker Plant | 55284 | GS08 | 6341811 | 71745913
WV | Big Sandy Peaker Plant | 55284 | GS09 | 6341811 | 71746013
WV | Big Sandy Peaker Plant | 55284 | GS10 | 6341811 | 71746113
WV | Big Sandy Peaker Plant | 55284 | GS11 | 6341811 | 71744913
WV | Big Sandy Peaker Plant | 55284 | GS12 | 6341811 | 71745013
WV | Pleasants Energy, LLC | 55349 | 1 | 6776411 | 71803813
WV | Pleasants Energy, LLC | 55349 | 2 | 6776411 | 71803913
WV | Longview Power | 56671 | 1 | 16320111 | 103875013
WY | Dave Johnston | 4158 | BW41 | 6418211 | 72195213
WY | Dave Johnston | 4158 | BW42 | 6418211 | 72195413
WY | Dave Johnston | 4158 | BW43 | 6418211 | 72194713
WY | Dave Johnston | 4158 | BW44 | 6418211 | 72194813
WY | Naughton | 4162 | 1 | 8419211 | 94469013
WY | Naughton | 4162 | 2 | 8419211 | 94466813
WY | Naughton | 4162 | 3 | 8419211 | 94466513
WY | Wyodak | 6101 | BW91 | 8041911 | 72191013
WY | Laramie River | 6204 | 1 | 4207711 | 72228413
WY | Laramie River | 6204 | 2 | 4207711 | 72228013
WY | Laramie River | 6204 | 3 | 4207711 | 72228213
WY | Neil Simpson II | 7504 | 1 | 7844911 | 72202313
WY | Neil Simpson II | 7504 | CT1 | 7844911 | 72202413
WY | Jim Bridger | 8066 | BW71 | 3962711 | 72209613
WY | Jim Bridger | 8066 | BW72 | 3962711 | 72209213
WY | Jim Bridger | 8066 | BW73 | 3962711 | 72208013
WY | Jim Bridger | 8066 | BW74 | 3962711 | 72208313
WY | Neil Simpson II (CT2) | 55477 | CT2 | 7844911 | 72201713
WY | Wygen I | 55479 | 1 | 12810911 | 68390313
WY | Wygen II | 56319 | 1 | 12811111 | 68391113
WY | Wygen III | 56596 | 1 | 15064111 | 94492613
WY | Dry Fork Station | 56609 | 1 | 15659411 | 100091013
WY | Cheyenne Prairie Generating Station | 57703 | CT01 | 17307411 | 120644813
WY | Cheyenne Prairie Generating Station | 57703 | CT02 | 17307411 | 120644913
WY | Cheyenne Prairie Generating Station | 57703 | CT03 | 17307411 | 120645013