2020 | MN | Granite Falls | 1977 | HC3 | HY | OS | NA | WAT |  | 15969.8457 |  |  | EIA Prime Mover-level Data
2020 | MN | Granite Falls 2 | 7977 | 1 | IC | SB | NA | DFO |  | 40.667 | 0.0063034 | 0.31 | EIA Prime Mover-level Data | Estimated using an emission factor
2020 | MN | Granite Falls 2 | 7977 | 2 | IC | SB | NA | DFO |  | 40.667 | 0.0063034 | 0.31 | EIA Prime Mover-level Data | Estimated using an emission factor
2020 | MN | Granite Falls 2 | 7977 | 3 | IC | SB | NA | DFO |  | 40.667 | 0.0063034 | 0.31 | EIA Prime Mover-level Data | Estimated using an emission factor
2020 | MN | Grant County Wind LLC | 57274 | 1 | WT | OP | NA | WND |  | 455170 |  |  | EIA Prime Mover-level Data
2020 | MN | GRE Marshan Solar | 60935 | PV1 | PV | OP | NA | SUN |  | 13273 |  |  | EIA Prime Mover-level Data
2020 | MN | Green Acres Breeze LLC | 56590 | 1 | WT | OP | NA | WND |  | 17616 |  |  | EIA Prime Mover-level Data
2020 | MN | Greenback Energy | 56413 | 1 | WT | OP | NA | WND |  | 28144 |  |  | EIA Prime Mover-level Data
2020 | MN | Grimm Community Solar | 61689 | PV1 | PV | OP | NA | SUN |  | 16995 |  |  | EIA Prime Mover-level Data
2020 | MN | GSPP Held LLC CSG | 62829 | HELDM | PV | OP | NA | SUN |  | 44802 |  |  | EIA Prime Mover-level Data
2020 | MN | GSPP Imholte CSG | 62830 | IMHOL | PV | OP | NA | SUN |  | 15916 |  |  | EIA Prime Mover-level Data
2020 | MN | GSSP Schneider LLC | 63370 | SCHN1 | PV | OP | NA | SUN |  | 15438.5996 |  |  | EIA Prime Mover-level Data
2020 | MN | GSSP Schneider LLC | 63370 | SCHN2 | PV | OP | NA | SUN |  | 15438.5996 |  |  | EIA Prime Mover-level Data
2020 | MN | GSSP Schneider LLC | 63370 | SCHN3 | PV | OP | NA | SUN |  | 15438.5996 |  |  | EIA Prime Mover-level Data
2020 | MN | GSSP Schneider LLC | 63370 | SCHN4 | PV | OP | NA | SUN |  | 15438.5996 |  |  | EIA Prime Mover-level Data
2020 | MN | GSSP Schneider LLC | 63370 | SCHN5 | PV | OP | NA | SUN |  | 15438.5996 |  |  | EIA Prime Mover-level Data
2020 | MN | Guse CSG | 62195 | SO371 | PV | OP | NA | SUN |  | 15625 |  |  | EIA Prime Mover-level Data
2020 | MN | Hadley Ridge LLC | 55573 | HR30 | WT | OP | NA | WND |  | 41567 |  |  | EIA Prime Mover-level Data
2020 | MN | Halstad | 8105 | 1 | IC | RE | NA | DFO
2020 | MN | Halstad | 8105 | 2 | IC | RE | NA | DFO
2020 | MN | Halstad | 8105 | 3 | IC | RE | NA | DFO
2020 | MN | Halstad | 8105 | 4 | IC | SB | NA | DFO |  | 108 | 0.01674 | 0.31 | EIA Prime Mover-level Data | Estimated using an emission factor
2020 | MN | Halstad | 8105 | 5 | IC | SB | NA | DFO |  | 108 | 0.01674 | 0.31 | EIA Prime Mover-level Data | Estimated using an emission factor
2020 | MN | Hammer Community (CSG) | 63684 | HAMR | PV | OP | NA | SUN |  | 5711 |  |  | EIA Prime Mover-level Data
2020 | MN | Hammer CSG | 62099 | HAMME | PV | OP | NA | SUN |  | 78826 |  |  | EIA Prime Mover-level Data
2020 | MN | Hampton MN GRE | 62060 | PV1 | PV | OP | NA | SUN |  | 31345 |  |  | EIA Prime Mover-level Data
2020 | MN | Hartmann Project CSG | 63174 | TC3 | PV | OP | NA | SUN |  | 15335 |  |  | EIA Prime Mover-level Data
2020 | MN | Hastings City Hydroelectric | 54285 | 1 | HY | OP | NA | WAT |  | 71184 |  |  | EIA Prime Mover-level Data
2020 | MN | Hastings City Hydroelectric | 54285 | 2 | HY | OP | NA | WAT |  | 71184 |  |  | EIA Prime Mover-level Data
2020 | MN | Hastings Solar | 60525 | PV1 | PV | OP | NA | SUN |  | 76614 |  |  | EIA Prime Mover-level Data
2020 | MN | Haven Solar Project CSG | 62651 | HAVEN | PV | OP | NA | SUN |  | 41775 |  |  | EIA Prime Mover-level Data
2020 | MN | Hayfield Solar I LLC CSG | 63724 | HAYF1 | PV | TS | NA | SUN
2020 | MN | Hayfield Solar III LLC CSG | 63725 | HAYF3 | PV | TS | NA | SUN
2020 | MN | Held Solar Project | 62267 | HELD | PV | OP | NA | SUN |  | 59025 |  |  | EIA Prime Mover-level Data
2020 | MN | Helen CSG 1 LLC | 64869 | HLCSG | PV | U | NA | SUN
2020 | MN | Helen Solar CSG | 62706 | SC | PV | OP | NA | SUN |  | 31618 |  |  | EIA Prime Mover-level Data
2020 | MN | Hennepin Island | 1911 | 1 | HY | OP | NA | WAT |  | 119879.8516 |  |  | EIA Prime Mover-level Data
2020 | MN | Hennepin Island | 1911 | 2 | HY | OP | NA | WAT |  | 119879.8516 |  |  | EIA Prime Mover-level Data
2020 | MN | Hennepin Island | 1911 | 3 | HY | OP | NA | WAT |  | 119879.8516 |  |  | EIA Prime Mover-level Data
2020 | MN | Hennepin Island | 1911 | 4 | HY | OP | NA | WAT |  | 119879.8516 |  |  | EIA Prime Mover-level Data
2020 | MN | Hennepin Island | 1911 | 5 | HY | OP | NA | WAT |  | 107035.5859 |  |  | EIA Prime Mover-level Data
2020 | MN | Hertzberg Community (CSG) | 63680 | HERTZ | PV | OP | NA | SUN |  | 6105 |  |  | EIA Prime Mover-level Data
2020 | MN | Heyer CSG | 61793 | HEYER | PV | OP | NA | SUN |  | 16108 |  |  | EIA Prime Mover-level Data
2020 | MN | Hibbard Energy Center | 1897 | 3 | ST | OP | STOKER | WDS | 3718 | 1141343 | 10.694 | 0.018739 | EPA/CAMD | EPA/NEI | 2049
2020 | MN | Hibbard Energy Center | 1897 | 4 | ST | OP | STOKER | WDS | 2840 | 788737.6875 | 8.4316 | 0.02138 | EPA/CAMD | EPA/NEI | 1951
2020 | MN | Hibbing | 1979 | 1 | ST | OP | NA | NG |  | 367901.375 | 1.3658 | 0.0074247 | EIA Unit-level Data | NEI avg EF - PM, fuel type
2020 | MN | Hibbing | 1979 | 2 | ST | SB | NA | BIT |  | 0 | 0 |  | EIA Unit-level Data | NEI avg EF - PM, fuel type
2020 | MN | Hibbing | 1979 | 3 | ST | OP | NA | SUB |  | 370372.625 | 1.6464 | 0.0088906 | EIA Unit-level Data | NEI avg EF - PM, fuel type
2020 | MN | Hibbing | 1979 | 4 | ST | SB | NA | DFO |  | 0 | 0 |  | EIA Unit-level Data | NEI avg EF - PM, fuel type
2020 | MN | High Bridge | 1912 | 7 | CT | OP | CC | NG | 5107 | 9393707 | 1.5438 | 0.00032869 | EPA/CAMD | EPA/NEI | 2008
2020 | MN | High Bridge | 1912 | 8 | CT | OP | CC | NG | 5966 | 10916082 | 1.797 | 0.00032924 | EPA/CAMD | EPA/NEI | 2008
2020 | MN | Hills | 1889 | 1 | IC | RE | NA | DFO
2020 | MN | Hills | 1889 | 2 | IC | RE | NA | DFO
2020 | MN | Hilltop Power | 61788 | WT | WT | OP | NA | WND |  | 38856 |  |  | EIA Prime Mover-level Data
2020 | MN | Hinterland CSG, LLC | 63817 | HIN01 | PV | OP | NA | SUN |  | 982 |  |  | EIA Prime Mover-level Data
2020 | MN | Hometown Bio Energy LLC | 58563 | HTBE | IC | OP | NA | OBG |  | 202350 | 1.4873 | 0.0147 | EIA Prime Mover-level Data | Estimated using an emission factor
2020 | MN | Honeysuckle Solar, LLC | 63309 | HONEY | PV | V | NA | SUN
2020 | MN | Hoot Lake | 1943 | 2 | ST | OP | TANGENTIAL | SUB | 3076 | 1288599.25 | 23.3465 | 0.036235 | EPA/CAMD | EPA/NEI | 1959
2020 | MN | Hoot Lake | 1943 | 3 | ST | OP | WALL | SUB | 2013 | 1213380.875 | 31.3051 | 0.0516 | EPA/CAMD | EPA/NEI | 1964
2020 | MN | Hoot Lake | 1943 | H1 | HY | OP | NA | WAT |  | 44962 |  |  | EIA Prime Mover-level Data
2020 | MN | Hope Creek LLC | 55572 | HC30 | WT | OP | NA | WND |  | 43393 |  |  | EIA Prime Mover-level Data
2020 | MN | Houston/Winona Community Solar One LLC | 63534 | 52827 | PV | OP | NA | SUN |  | 6598 |  |  | EIA Prime Mover-level Data
2020 | MN | Huneke CSG 1, LLC | 63820 | HUN01 | PV | OP | NA | SUN |  | 1587 |  |  | EIA Prime Mover-level Data
2020 | MN | Huneke CSG 2, LLC | 63821 | HUN02 | PV | OP | NA | SUN |  | 1272 |  |  | EIA Prime Mover-level Data
2020 | MN | Huneke I CSG | 61505 | HUNE1 | PV | OP | NA | SUN |  | 12404 |  |  | EIA Prime Mover-level Data
2020 | MN | Huneke II CSG | 62139 | SO346 | PV | OP | NA | SUN |  | 14546 |  |  | EIA Prime Mover-level Data
2020 | MN | Hutchinson - Plant 2 | 6358 | 1 | CT | OP | CC | NG | 262 | 102559.5469 | 0.016408 | 0.00031997 | EPA/CAMD | EPA/NEI | 1994
2020 | MN | Hutchinson Plant #1 | 1980 | 10 | IC | OP | NA | NG |  | 20562.1895 | 0.0043386 | 0.000422 | EIA Prime Mover-level Data | Estimated using an emission factor
2020 | MN | Hutchinson Plant #1 | 1980 | 11 | IC | OP | NA | NG |  | 22898.8027 | 0.0048316 | 0.000422 | EIA Prime Mover-level Data | Estimated using an emission factor
2020 | MN | Hutchinson Plant #1 | 1980 | 12 | IC | OP | NA | NG |  | 22898.8027 | 0.0048316 | 0.000422 | EIA Prime Mover-level Data | Estimated using an emission factor
2020 | MN | Hutchinson Plant #1 | 1980 | 2 | IC | RE | NA | NG
2020 | MN | Hutchinson Plant #1 | 1980 | 3 | IC | OP | NA | NG |  | 10514.7559 | 0.0022186 | 0.000422 | EIA Prime Mover-level Data | Estimated using an emission factor
2020 | MN | Hutchinson Plant #1 | 1980 | 4 | IC | OP | NA | NG |  | 9346.4502 | 0.0019721 | 0.000422 | EIA Prime Mover-level Data | Estimated using an emission factor
2020 | MN | Hutchinson Plant #1 | 1980 | 5 | IC | RE | NA | DFO
2020 | MN | Hutchinson Plant #1 | 1980 | 6 | IC | RE | NA | DFO
2020 | MN | Hutchinson Plant #1 | 1980 | 7 | IC | RE | NA | NG
2020 | MN | Hutchinson Plant #1 | 1980 | 8 | CS | RE | NA | NG
2020 | MN | Hwy 14 Holdco Solar CSG | 60834 | HWY14 | PV | OP | NA | SUN |  | 68043 |  |  | EIA Prime Mover-level Data
2020 | MN | Hyacinth Solar, LLC | 63312 | HYCIN | PV | OP | NA | SUN |  | 1369 |  |  | EIA Prime Mover-level Data
2020 | MN | Hydra Community Solar Garden, LLC (CSG) | 63629 | HYDRA | PV | OP | NA | SUN |  | 10703 |  |  | EIA Prime Mover-level Data
2020 | MN | IBM West | 56269 | 1 | IC | SB | NA | DFO |  | 257 | 0.039835 | 0.31 | EIA Prime Mover-level Data | Estimated using an emission factor
2020 | MN | IBM West | 56269 | 2 | IC | SB | NA | DFO |  | 257 | 0.039835 | 0.31 | EIA Prime Mover-level Data | Estimated using an emission factor
2020 | MN | International Falls Power | 10487 | GEN1 | HY | OP | NA | WAT |  | 63980.0273 |  |  | EIA Prime Mover-level Data
2020 | MN | International Falls Power | 10487 | GEN2 | HY | OP | NA | WAT |  | 63980.0273 |  |  | EIA Prime Mover-level Data
2020 | MN | International Falls Power | 10487 | GEN3 | HY | OP | NA | WAT |  | 63980.0273 |  |  | EIA Prime Mover-level Data
2020 | MN | International Falls Power | 10487 | GEN4 | HY | OP | NA | WAT |  | 63980.0273 |  |  | EIA Prime Mover-level Data
2020 | MN | International Falls Power | 10487 | GEN5 | HY | OP | NA | WAT |  | 63980.0273 |  |  | EIA Prime Mover-level Data
2020 | MN | International Falls Power | 10487 | GEN6 | HY | OP | NA | WAT |  | 46530.9297 |  |  | EIA Prime Mover-level Data
2020 | MN | International Falls Power | 10487 | GEN7 | HY | OP | NA | WAT |  | 46530.9297 |  |  | EIA Prime Mover-level Data
2020 | MN | Inver Hills | 1913 | 1 | GT | OP | CT | NG | 143 | 14349.7002 | 0.0025309 | 0.00035274 | EPA/CAMD | EPA/NEI | 1972
2020 | MN | Inver Hills | 1913 | 2 | GT | OP | CT | NG | 44 | 7264.2002 | 0.0060476 | 0.001665 | EPA/CAMD | EPA/NEI | 1972
2020 | MN | Inver Hills | 1913 | 3 | GT | OP | CT | NG | 106 | 41189.8008 | 0.0077548 | 0.00037654 | EPA/CAMD | EPA/NEI | 1972
2020 | MN | Inver Hills | 1913 | 4 | GT | OP | CT | NG | 137 | 56121.6016 | 0.010603 | 0.00037785 | EPA/CAMD | EPA/NEI | 1972
2020 | MN | Inver Hills | 1913 | 5 | GT | OP | CT | NG | 71 | 26757 | 0.0053735 | 0.00040165 | EPA/CAMD | EPA/NEI | 1972
2020 | MN | Inver Hills | 1913 | 6 | GT | OP | CT | NG | 128 | 45938.6016 | 0.008669 | 0.00037742 | EPA/CAMD | EPA/NEI | 1972
2020 | MN | Iris Solar, LLC (MN) | 63319 | IRIS | PV | OP | NA | SUN |  | 1070 |  |  | EIA Prime Mover-level Data
2020 | MN | Jack River LLC | 55565 | JR30 | WT | OP | NA | WND |  | 48233 |  |  | EIA Prime Mover-level Data
2020 | MN | Janesville | 1982 | 1 | IC | OP | NA | DFO |  | 24.469 | 0.0037927 | 0.31 | EIA Prime Mover-level Data | Estimated using an emission factor
2020 | MN | Janesville | 1982 | 2 | IC | OP | NA | DFO |  | 28.918 | 0.0044823 | 0.31 | EIA Prime Mover-level Data | Estimated using an emission factor
2020 | MN | Janesville | 1982 | 3 | IC | OP | NA | DFO |  | 15.571 | 0.0024135 | 0.31 | EIA Prime Mover-level Data | Estimated using an emission factor
2020 | MN | Janesville | 1982 | 4 | IC | OP | NA | DFO |  | 40.041 | 0.0062064 | 0.31 | EIA Prime Mover-level Data | Estimated using an emission factor
2020 | MN | Jeffers Wind 20 LLC | 56750 | 1 | WT | OP | NA | WND |  | 871940 |  |  | EIA Prime Mover-level Data
2020 | MN | Jessica Mills LLC | 55564 | JM30 | WT | OP | NA | WND |  | 48233 |  |  | EIA Prime Mover-level Data
2020 | MN | Johnson 1 Community Solar | 61686 | PV1 | PV | OP | NA | SUN |  | 15406 |  |  | EIA Prime Mover-level Data
2020 | MN | Johnson II Community Solar | 61695 | PV1 | PV | OP | NA | SUN |  | 14801 |  |  | EIA Prime Mover-level Data
2020 | MN | Johnson Solar CSG | 61380 | JOHN1 | PV | OP | NA | SUN |  | 15909.2002 |  |  | EIA Prime Mover-level Data
2020 | MN | Johnson Solar CSG | 61380 | JOHN2 | PV | OP | NA | SUN |  | 15909.2002 |  |  | EIA Prime Mover-level Data
2020 | MN | Johnson Solar CSG | 61380 | JOHN3 | PV | OP | NA | SUN |  | 15909.2002 |  |  | EIA Prime Mover-level Data
2020 | MN | Johnson Solar CSG | 61380 | JOHN4 | PV | OP | NA | SUN |  | 15909.2002 |  |  | EIA Prime Mover-level Data
2020 | MN | Johnson Solar CSG | 61380 | JOHN5 | PV | OP | NA | SUN |  | 15909.2002 |  |  | EIA Prime Mover-level Data
2020 | MN | Julia Hills LLC | 55563 | JH30 | WT | OP | NA | WND |  | 48233 |  |  | EIA Prime Mover-level Data
2020 | MN | K&D Energy LLC | 56626 | 1 | WT | OP | NA | WND |  | 37751 |  |  | EIA Prime Mover-level Data
2020 | MN | Kas Brothers Windfarm | 55809 | G1 | WT | OP | NA | WND |  | 27433 |  |  | EIA Prime Mover-level Data
2020 | MN | Kaus Community Solar | 61716 | KAUS | PV | OP | NA | SUN |  | 16853 |  |  | EIA Prime Mover-level Data
2020 | MN | K-Brink Windfarm LLC | 56206 | 1 | WT | OP | NA | WND |  | 32812 |  |  | EIA Prime Mover-level Data
2020 | MN | KC Energy LLC | 56625 | 1 | WT | OP | NA | WND |  | 37751 |  |  | EIA Prime Mover-level Data
2020 | MN | Kenyon Municipal | 1983 | 5 | IC | SB | NA | DFO |  | 150.333 | 0.023302 | 0.31 | EIA Prime Mover-level Data | Estimated using an emission factor
2020 | MN | Kenyon Municipal | 1983 | 6 | IC | SB | NA | DFO |  | 150.333 | 0.023302 | 0.31 | EIA Prime Mover-level Data | Estimated using an emission factor
2020 | MN | Kenyon Municipal | 1983 | 7 | IC | SB | NA | DFO |  | 150.333 | 0.023302 | 0.31 | EIA Prime Mover-level Data | Estimated using an emission factor
2020 | MN | Kerria Solar, LLC | 63315 | KERIA | PV | OP | NA | SUN |  | 1484 |  |  | EIA Prime Mover-level Data
2020 | MN | Key City | 1914 | 1 | GT | RE | NA | NG
2020 | MN | Key City | 1914 | 2 | GT | RE | NA | NG
2020 | MN | Key City | 1914 | 3 | GT | RE | NA | NG
2020 | MN | Key City | 1914 | 4 | GT | RE | NA | NG
2020 | MN | Knife Falls | 1895 | 1 | HY | OP | NA | WAT |  | 34185.332 |  |  | EIA Prime Mover-level Data
2020 | MN | Knife Falls | 1895 | 2 | HY | OP | NA | WAT |  | 34185.332 |  |  | EIA Prime Mover-level Data
2020 | MN | Knife Falls | 1895 | 3 | HY | OP | NA | WAT |  | 34185.332 |  |  | EIA Prime Mover-level Data
2020 | MN | Koda Biomass Plant | 57119 | 1111 | ST | OP | NA | AB |  | 1881004 | 942.383 | 1.002 | EIA Unit-level Data | Estimated using an emission factor
2020 | MN | Koppelman Sun CSG | 61381 | KOPP1 | PV | OP | NA | SUN |  | 15063 |  |  | EIA Prime Mover-level Data
2020 | MN | Koppelman Sun CSG | 61381 | KOPP2 | PV | OP | NA | SUN |  | 15063 |  |  | EIA Prime Mover-level Data
2020 | MN | Koppelman Sun CSG | 61381 | KOPP3 | PV | OP | NA | SUN |  | 15063 |  |  | EIA Prime Mover-level Data
2020 | MN | Koppelman Sun CSG | 61381 | KOPP4 | PV | OP | NA | SUN |  | 15063 |  |  | EIA Prime Mover-level Data
2020 | MN | Koppelman Sun CSG | 61381 | KOPP5 | PV | OP | NA | SUN |  | 15063 |  |  | EIA Prime Mover-level Data
2020 | MN | Kramer Solar CSG | 61058 | 0000B | PV | OP | NA | SUN |  | 16159.667 |  |  | EIA Prime Mover-level Data
2020 | MN | Kramer Solar CSG | 61058 | KRAM2 | PV | OP | NA | SUN |  | 16159.667 |  |  | EIA Prime Mover-level Data
2020 | MN | Kramer Solar CSG | 61058 | KRAM3 | PV | OP | NA | SUN |  | 16159.667 |  |  | EIA Prime Mover-level Data
2020 | MN | Krause CSG | 61506 | KRAUS | PV | OP | NA | SUN |  | 13352 |  |  | EIA Prime Mover-level Data
2020 | MN | KSS Turbines LLC | 56627 | 1 | WT | OP | NA | WND |  | 37751 |  |  | EIA Prime Mover-level Data
2020 | MN | Lady Slipper Solar Array CSG | 62414 | PV1 | PV | OP | NA | SUN |  | 68148 |  |  | EIA Prime Mover-level Data
2020 | MN | Lahr 1, LLC | 61203 | PV1 | PV | OP | NA | SUN |  | 76755 |  |  | EIA Prime Mover-level Data
2020 | MN | Lake Benton I | 55208 | EXIS | WT | OP | NA | WND |  | 2133235 |  |  | EIA Prime Mover-level Data
2020 | MN | Lake Benton II | 55265 | EXIS | WT | OP | NA | WND |  | 3991671 |  |  | EIA Prime Mover-level Data
2020 | MN | Lake Crystal | 1985 | 1 | IC | OP | NA | DFO |  | 24.621 | 0.0038163 | 0.31 | EIA Prime Mover-level Data | Estimated using an emission factor
2020 | MN | Lake Crystal | 1985 | 3 | IC | OP | NA | DFO |  | 82.069 | 0.012721 | 0.31 | EIA Prime Mover-level Data | Estimated using an emission factor
2020 | MN | Lake Crystal | 1985 | 4 | IC | OP | NA | DFO |  | 49.241 | 0.0076324 | 0.31 | EIA Prime Mover-level Data | Estimated using an emission factor
2020 | MN | Lake Crystal | 1985 | 5 | IC | OP | NA | DFO |  | 82.069 | 0.012721 | 0.31 | EIA Prime Mover-level Data | Estimated using an emission factor
2020 | MN | Lake Emily Solar | 60526 | PV1 | PV | OP | NA | SUN |  | 73967 |  |  | EIA Prime Mover-level Data
2020 | MN | Lake Pulaski Solar | 60527 | PV1 | PV | OP | NA | SUN |  | 123470 |  |  | EIA Prime Mover-level Data
2020 | MN | Lake Region Community Hybrid, LLC | 62442 | LRCH | WT | OP | NA | WND |  | 72982 |  |  | EIA Prime Mover-level Data
2020 | MN | Lake Region Community Hybrid, LLC | 62442 | LRCHS | PV | OP | NA | SUN
2020 | MN | Lake Waconia Community Solar Garden | 61572 | 38610 | PV | OP | NA | SUN |  | 14853 |  |  | EIA Prime Mover-level Data
2020 | MN | Lake Waconia IV Community Solar Garden | 61573 | 40926 | PV | OP | NA | SUN |  | 14729 |  |  | EIA Prime Mover-level Data
2020 | MN | Lakefield Junction Generating | 7925 | CT01 | GT | OP | CT | NG | 23 | 14846.2686 | 0.0025878 | 0.00034861 | EPA/CAMD | EPA/NEI | 2001
2020 | MN | Lakefield Junction Generating | 7925 | CT02 | GT | OP | CT | NG | 171 | 110844.8125 | 0.019261 | 0.00034753 | EPA/CAMD | EPA/NEI | 2001
2020 | MN | Lakefield Junction Generating | 7925 | CT03 | GT | OP | CT | NG | 226 | 114888.6328 | 0.026339 | 0.00045852 | EPA/CAMD | EPA/NEI | 2001
2020 | MN | Lakefield Junction Generating | 7925 | CT04 | GT | OP | CT | NG | 173 | 105691.2812 | 0.023189 | 0.00043882 | EPA/CAMD | EPA/NEI | 2001
2020 | MN | Lakefield Junction Generating | 7925 | CT05 | GT | OP | CT | NG | 138 | 84740.6484 | 0.014826 | 0.00034992 | EPA/CAMD | EPA/NEI | 2001
2020 | MN | Lakefield Junction Generating | 7925 | CT06 | GT | OP | CT | NG | 197 | 121591.5 | 0.021084 | 0.0003468 | EPA/CAMD | EPA/NEI | 2001
2020 | MN | Lakefield Utilities | 7415 | 1 | IC | RE | NA | DFO
2020 | MN | Lakefield Utilities | 7415 | 2 | IC | RE | NA | DFO
2020 | MN | Lakefield Utilities | 7415 | 3 | IC | RE | NA | DFO
2020 | MN | Lakefield Utilities | 7415 | 4 | IC | RE | NA | DFO
2020 | MN | Lakefield Utilities | 7415 | 5 | IC | OP | NA | DFO |  | 36.706 | 0.0056894 | 0.31 | EIA Prime Mover-level Data | Estimated using an emission factor
2020 | MN | Lakefield Utilities | 7415 | 6 | IC | OP | NA | DFO |  | 67.294 | 0.010431 | 0.31 | EIA Prime Mover-level Data | Estimated using an emission factor
2020 | MN | Lakefield Wind Project LLC | 57374 | LAKE1 | WT | OP | NA | WND |  | 4011464 |  |  | EIA Prime Mover-level Data
2020 | MN | Lakeswind Power Partners | 58836 | LW1 | WT | OP | NA | WND |  | 1445615 |  |  | EIA Prime Mover-level Data
2020 | MN | Lakota Ridge LLC | 55353 | NMO1 | WT | OP | NA | WND |  | 142598 |  |  | EIA Prime Mover-level Data
2020 | MN | Lanesboro | 1987 | 2 | HY | OP | NA | WAT
2020 | MN | Lanesboro | 1987 | 3 | IC | RE | NA | DFO
2020 | MN | Lanesboro | 1987 | 4 | IC | OP | NA | DFO |  | 89 | 0.013795 | 0.31 | EIA Prime Mover-level Data | Estimated using an emission factor
2020 | MN | Lange Solar | 63543 | LNGE | PV | OP | NA | SUN |  | 20159 |  |  | EIA Prime Mover-level Data
2020 | MN | Lantana Solar, LLC | 63311 | LANTA | PV | V | NA | SUN
2020 | MN | Laskin Energy Center | 1891 | 1 | ST | OP | TANGENTIAL | NG | 442 | 116723.1797 | 0.025089 | 0.00042989 | EPA/CAMD | EPA/NEI | 1953
2020 | MN | Laskin Energy Center | 1891 | 2 | ST | OP | TANGENTIAL | NG | 438 | 114743.9219 | 0.024659 | 0.00042981 | EPA/CAMD | EPA/NEI | 1953
2020 | MN | Laurel Village (CSG) | 63679 | LAUR | PV | OP | NA | SUN |  | 475 |  |  | EIA Prime Mover-level Data
2020 | MN | Laverne Battery | 58579 | 1 | BA | OP | NA | MWH
2020 | MN | Lawrence Creek Solar | 60528 | PV1 | PV | OP | NA | SUN |  | 54990 |  |  | EIA Prime Mover-level Data
2020 | MN | Lemond Solar | 61072 | LEMND | PV | OP | NA | SUN |  | 78632 |  |  | EIA Prime Mover-level Data
2020 | MN | Leo Community Solar | 61713 | LEO | PV | OP | NA | SUN |  | 17886 |  |  | EIA Prime Mover-level Data
2020 | MN | LeSun CSG, LLC | 61544 | GEN1 | PV | OP | NA | SUN |  | 77282 |  |  | EIA Prime Mover-level Data
2020 | MN | Leven Garden Solar | 63425 | CGS | PV | OP | NA | SUN |  | 8817 |  |  | EIA Prime Mover-level Data
2020 | MN | Libra Community Solar | 61709 | LIBR | PV | OP | NA | SUN |  | 16686 |  |  | EIA Prime Mover-level Data
2020 | MN | Lincoln Heights I | 63432 | 32002 | WT | OP | NA | WND |  | 103661 |  |  | EIA Prime Mover-level Data
2020 | MN | Lincoln Heights II | 63433 | 32003 | WT | OP | NA | WND |  | 92363 |  |  | EIA Prime Mover-level Data
2020 | MN | Lind Solar CSG | 60966 | S0222 | PV | OP | NA | SUN |  | 71746 |  |  | EIA Prime Mover-level Data
2020 | MN | Linden 01 CSG | 63179 | KANE1 | PV | OP | NA | SUN |  | 11731 |  |  | EIA Prime Mover-level Data
2020 | MN | Linden 02 CSG | 63182 | LIND2 | PV | OP | NA | SUN |  | 11731 |  |  | EIA Prime Mover-level Data
2020 | MN | Linden 03 CSG | 63183 | LIND3 | PV | OP | NA | SUN |  | 11731 |  |  | EIA Prime Mover-level Data
2020 | MN | Lindstrom Solar CSG | 61382 | LIND1 | PV | OP | NA | SUN |  | 16007.333 |  |  | EIA Prime Mover-level Data
2020 | MN | Lindstrom Solar CSG | 61382 | LIND2 | PV | OP | NA | SUN |  | 16007.333 |  |  | EIA Prime Mover-level Data
2020 | MN | Lindstrom Solar CSG | 61382 | LIND3 | PV | OP | NA | SUN |  | 16007.333 |  |  | EIA Prime Mover-level Data
2020 | MN | Litchfield | 1989 | 5 | IC | SB | NA | DFO |  | 138.975 | 0.021541 | 0.31 | EIA Prime Mover-level Data | Estimated using an emission factor
2020 | MN | Litchfield | 1989 | 6 | IC | SB | NA | DFO |  | 138.975 | 0.021541 | 0.31 | EIA Prime Mover-level Data | Estimated using an emission factor
2020 | MN | Litchfield | 1989 | QS 1 | IC | SB | NA | DFO |  | 152.21 | 0.023593 | 0.31 | EIA Prime Mover-level Data | Estimated using an emission factor
2020 | MN | Litchfield | 1989 | QS 2 | IC | SB | NA | DFO |  | 152.21 | 0.023593 | 0.31 | EIA Prime Mover-level Data | Estimated using an emission factor
2020 | MN | Litchfield | 1989 | QS 3 | IC | SB | NA | DFO |  | 152.21 | 0.023593 | 0.31 | EIA Prime Mover-level Data | Estimated using an emission factor
2020 | MN | Litchfield | 1989 | QS 4 | IC | SB | NA | DFO |  | 152.21 | 0.023593 | 0.31 | EIA Prime Mover-level Data | Estimated using an emission factor
2020 | MN | Litchfield | 1989 | QS 5 | IC | SB | NA | DFO |  | 152.21 | 0.023593 | 0.31 | EIA Prime Mover-level Data | Estimated using an emission factor
2020 | MN | Little Falls (MN) | 1896 | 1 | HY | OP | NA | WAT |  | 51405.3906 |  |  | EIA Prime Mover-level Data
2020 | MN | Little Falls (MN) | 1896 | 2 | HY | OP | NA | WAT |  | 51405.3906 |  |  | EIA Prime Mover-level Data
2020 | MN | Little Falls (MN) | 1896 | 3 | HY | OP | NA | WAT |  | 64256.7383 |  |  | EIA Prime Mover-level Data
2020 | MN | Little Falls (MN) | 1896 | 4 | HY | OP | NA | WAT |  | 77108.0859 |  |  | EIA Prime Mover-level Data
2020 | MN | Little Falls (MN) | 1896 | 5 | HY | OP | NA | WAT |  | 25702.6953 |  |  | EIA Prime Mover-level Data
2020 | MN | Little Falls (MN) | 1896 | 6 | HY | OP | NA | WAT |  | 25702.6953 |  |  | EIA Prime Mover-level Data
2020 | MN | Loon Garden | 63397 | CGS | PV | OP | NA | SUN |  | 13957 |  |  | EIA Prime Mover-level Data
2020 | MN | Lowry CSG2, LLC | 63595 | SC | PV | OP | NA | SUN
2020 | MN | Lucky Wind | 56412 | 1 | WT | OP | NA | WND |  | 26555 |  |  | EIA Prime Mover-level Data
2020 | MN | Luverne | 1990 | 3 | ST | RE | NA | NG
2020 | MN | Luverne | 1990 | 4A | IC | RE | NA | DFO
2020 | MN | Luverne | 1990 | 4B | IC | RE | NA | DFO
2020 | MN | Luverne | 1990 | 4C | IC | OP | NA | DFO |  | 442 | 0.06851 | 0.31 | EIA Prime Mover-level Data | Estimated using an emission factor
2020 | MN | Lyman Garden | 63937 | CGS | PV | OP | NA | SUN |  | 921 |  |  | EIA Prime Mover-level Data
2020 | MN | Lyra Community Solar | 61182 | RLCS1 | PV | OP | NA | SUN |  | 13709.333 |  |  | EIA Prime Mover-level Data
2020 | MN | Lyra Community Solar | 61182 | RLCS2 | PV | OP | NA | SUN |  | 13709.333 |  |  | EIA Prime Mover-level Data
2020 | MN | Lyra Community Solar | 61182 | RLCS3 | PV | OP | NA | SUN |  | 13709.333 |  |  | EIA Prime Mover-level Data
2020 | MN | Madelia | 30 | 1 | IC | OP | NA | DFO |  | 195.458 | 0.030296 | 0.31 | EIA Prime Mover-level Data | Estimated using an emission factor
2020 | MN | Madelia | 30 | 2 | IC | OP | NA | DFO |  | 126.102 | 0.019546 | 0.31 | EIA Prime Mover-level Data | Estimated using an emission factor
2020 | MN | Madelia | 30 | 3 | IC | OP | NA | DFO |  | 69.356 | 0.01075 | 0.31 | EIA Prime Mover-level Data | Estimated using an emission factor
2020 | MN | Madelia | 30 | 4 | IC | OP | NA | DFO |  | 271.119 | 0.042023 | 0.31 | EIA Prime Mover-level Data | Estimated using an emission factor
2020 | MN | Madelia | 30 | 5 | IC | OP | NA | DFO |  | 81.966 | 0.012705 | 0.31 | EIA Prime Mover-level Data | Estimated using an emission factor
2020 | MN | Malmedal Solar Garden | 63453 | CGS | PV | OP | NA | SUN |  | 15186 |  |  | EIA Prime Mover-level Data
2020 | MN | Mankato Energy Center | 56104 | CT-1 | CT | OP | CC | NG | 5903 | 11312427 | 34.9626 | 0.0061813 | EPA/CAMD | NEI avg EF - PM, fuel type, firing type | 2019
2020 | MN | Mankato Energy Center | 56104 | CT-2 | CT | OP | CC | NG | 5292 | 9595999 | 3.879 | 0.00080846 | EPA/CAMD | EPA/NEI | 2006
2020 | MN | Maple Lake Station | 2042 | 1 | GT | OP | CT | DFO | 41 | 5409.7998 | 0.012036 | 0.0044496 | EPA/CAMD | EPA/NEI | 1978
2020 | MN | Mapleton Community Solar | 60941 | DMCS1 | PV | OP | NA | SUN |  | 14806 |  |  | EIA Prime Mover-level Data
2020 | MN | Mapleton Community Solar | 60941 | DMCS2 | PV | OP | NA | SUN |  | 14806 |  |  | EIA Prime Mover-level Data
2020 | MN | Mapleton Community Solar | 60941 | DMCS3 | PV | OP | NA | SUN |  | 14806 |  |  | EIA Prime Mover-level Data
2020 | MN | Marigold Community Solar Garden, LLC | 63308 | MGOLD | PV | V | NA | SUN
2020 | MN | Marion Garden | 63935 | CGS | PV | OP | NA | SUN |  | 561 |  |  | EIA Prime Mover-level Data
2020 | MN | Marmas Solar CSG | 61139 | MARM2 | PV | OP | NA | SUN |  | 15607 |  |  | EIA Prime Mover-level Data
2020 | MN | Marmas Solar CSG | 61139 | MARM3 | PV | OP | NA | SUN |  | 15607 |  |  | EIA Prime Mover-level Data
2020 | MN | Marmas Solar CSG | 61139 | MARM4 | PV | OP | NA | SUN |  | 15607 |  |  | EIA Prime Mover-level Data
2020 | MN | Marmas Solar CSG | 61139 | MARM5 | PV | OP | NA | SUN |  | 15607 |  |  | EIA Prime Mover-level Data
2020 | MN | Marshall (MN) | 1993 | 6 | GT | OP | NA | DFO |  | 1277 | 0.011521 | 0.018044 | EIA Prime Mover-level Data | NEI avg EF - PM, fuel type, firing type
2020 | MN | Marshall Solar Energy Project | 59875 | PV1 | PV | OP | NA | SUN |  | 915815 |  |  | EIA Prime Mover-level Data
2020 | MN | Marshall Wind 1 LLC | 56840 | 1 | WT | OP | NA | WND |  | 28179 |  |  | EIA Prime Mover-level Data
2020 | MN | Marshall Wind 2 LLC | 56824 | 1 | WT | OP | NA | WND |  | 56358 |  |  | EIA Prime Mover-level Data
2020 | MN | Marshall Wind 3 LLC | 56825 | 1 | WT | OP | NA | WND |  | 56358 |  |  | EIA Prime Mover-level Data
2020 | MN | Marshall Wind 4 LLC | 56826 | 1 | WT | OP | NA | WND |  | 56358 |  |  | EIA Prime Mover-level Data
2020 | MN | Marshall Wind 5 LLC | 56827 | 1 | WT | OP | NA | WND |  | 28179 |  |  | EIA Prime Mover-level Data
2020 | MN | Marshall Wind 6 LLC | 56828 | 1 | WT | OP | NA | WND |  | 28179 |  |  | EIA Prime Mover-level Data
2020 | MN | Maston Garden Solar | 63434 | CGS | PV | OP | NA | SUN |  | 9502 |  |  | EIA Prime Mover-level Data
2020 | MN | McLeod Community Solar One LLC CSG | 63119 | 52832 | PV | OP | NA | SUN |  | 16387 |  |  | EIA Prime Mover-level Data
2020 | MN | Medin 2 Community Solar LLC | 64504 | MED2 | PV | P | NA | SUN
2020 | MN | Meeker Community Solar One LLC CSG | 63118 | 52824 | PV | OP | NA | SUN |  | 16089 |  |  | EIA Prime Mover-level Data
2020 | MN | Melrose | 1994 | 1 | IC | SB | NA | DFO |  | 86.098 | 0.013345 | 0.31 | EIA Prime Mover-level Data | Estimated using an emission factor
2020 | MN | Melrose | 1994 | 2 | IC | OP | NA | DFO |  | 94.707 | 0.01468 | 0.31 | EIA Prime Mover-level Data | Estimated using an emission factor
2020 | MN | Melrose | 1994 | 3 | IC | OP | NA | DFO |  | 266.902 | 0.04137 | 0.31 | EIA Prime Mover-level Data | Estimated using an emission factor
2020 | MN | Melrose | 1994 | 4 | IC | OP | NA | DFO |  | 258.293 | 0.040035 | 0.31 | EIA Prime Mover-level Data | Estimated using an emission factor
2020 | MN | Melrose 2 | 58929 | 12286 | IC | OP | NA | DFO |  | 39 | 0.006045 | 0.31 | EIA Prime Mover-level Data | Estimated using an emission factor
2020 | MN | Michael Solar | 60971 | PV1 | PV | OP | NA | SUN |  | 21537.666 |  |  | EIA Prime Mover-level Data
2020 | MN | Michael Solar | 60971 | PV2 | PV | OP | NA | SUN |  | 21537.666 |  |  | EIA Prime Mover-level Data
2020 | MN | Michael Solar | 60971 | PV3 | PV | OP | NA | SUN |  | 21537.666 |  |  | EIA Prime Mover-level Data
2020 | MN | MinnDakota Wind LLC | 56459 | 2 | WT | OP | NA | WND |  | 3735050 |  |  | EIA Prime Mover-level Data
2020 | MN | Minnesota Breeze LLC | 56587 | 1 | WT | OP | NA | WND |  | 17616 |  |  | EIA Prime Mover-level Data
2020 | MN | Minnesota River Station | 7844 | U001 | GT | OP | CT | NG | 39 | 4237.8911 | 0.0047277 | 0.0022312 | EPA/CAMD | EPA/NEI | 2001
2020 | MN | Minnesota Valley | 1918 | 3 | ST | RE | NA | NG
2020 | MN | Minwind | 56002 | 1 | WT | OP | NA | WND |  | 50952 |  |  | EIA Prime Mover-level Data
2020 | MN | Minwind 3-9 | 56123 | 1 | WT | OP | NA | WND
2020 | MN | MNDOT Standby Generation | 55824 | UNT1 | IC | SB | NA | DFO |  | 193 | 0.029915 | 0.31 | EIA Prime Mover-level Data | Estimated using an emission factor
2020 | MN | Montevideo Solar LLC, CSG | 61870 | MONTE | PV | OP | NA | SUN |  | 49522 |  |  | EIA Prime Mover-level Data
2020 | MN | Montgomery | 8025 | 1 | GT | RE | NA | DFO
2020 | MN | Montgomery Winsted CSG | 61456 | 41620 | PV | OP | NA | SUN |  | 14650.667 |  |  | EIA Prime Mover-level Data
2020 | MN | Montgomery Winsted CSG | 61456 | 41621 | PV | OP | NA | SUN |  | 14650.667 |  |  | EIA Prime Mover-level Data
2020 | MN | Montgomery Winsted CSG | 61456 | 41622 | PV | OP | NA | SUN |  | 14650.667 |  |  | EIA Prime Mover-level Data
2020 | MN | Monticello Nuclear Facility | 1922 | 1 | ST | OP | NA | NUC |  | 58427636 |  |  | EIA Prime Mover-level Data
2020 | MN | Monticello Project CSG | 62105 | MONTI | PV | OP | NA | SUN |  | 75958 |  |  | EIA Prime Mover-level Data
2020 | MN | Montrose Solar | 60529 | PV1 | PV | OP | NA | SUN |  | 58051 |  |  | EIA Prime Mover-level Data
2020 | MN | MontSun Community Solar | 61586 | 1 | PV | OP | NA | SUN |  | 79035 |  |  | EIA Prime Mover-level Data
2020 | MN | Moorhead | 1995 | 6 | GT | RE | NA | DFO
2020 | MN | Moorhead Wind Turbine | 7855 | 8 | WT | OP | NA | WND |  | 9707.5 |  |  | EIA Prime Mover-level Data
2020 | MN | Moorhead Wind Turbine | 7855 | 9 | WT | OP | NA | WND |  | 9707.5 |  |  | EIA Prime Mover-level Data
2020 | MN | Moose Lake | 1996 | 1 | IC | SB | NA | DFO |  | 242.157 | 0.037534 | 0.31 | EIA Prime Mover-level Data | Estimated using an emission factor
2020 | MN | Moose Lake | 1996 | 2 | IC | RE | NA | DFO
2020 | MN | Moose Lake | 1996 | 4 | IC | RE | NA | NG
2020 | MN | Moose Lake | 1996 | 5 | IC | OP | NA | DFO |  | 391.176 | 0.060632 | 0.31 | EIA Prime Mover-level Data | Estimated using an emission factor
2020 | MN | Moose Lake | 1996 | 6 | IC | OP | NA | DFO |  | 391.176 | 0.060632 | 0.31 | EIA Prime Mover-level Data | Estimated using an emission factor
2020 | MN | Moose Lake | 1996 | 7 | IC | OP | NA | DFO |  | 391.176 | 0.060632 | 0.31 | EIA Prime Mover-level Data | Estimated using an emission factor
2020 | MN | Moose Lake | 1996 | 8NG | IC | OP | NA | NG |  | 484.314 | 0.00010219 | 0.000422 | EIA Prime Mover-level Data | Estimated using an emission factor
2020 | MN | Mora | 1997 | 2 | IC | OP | NA | NG |  | 406.601 | 8.5793e-05 | 0.000422 | EIA Prime Mover-level Data | Estimated using an emission factor
2020 | MN | Mora | 1997 | 5 | IC | OP | NA | NG |  | 2106.9351 | 0.00044456 | 0.000422 | EIA Prime Mover-level Data | Estimated using an emission factor
2020 | MN | Mora | 1997 | 6 | IC | OP | NA | DFO |  | 2587.4641 | 0.40106 | 0.31 | EIA Prime Mover-level Data | Estimated using an emission factor
2020 | MN | Moraine II Wind LLC | 56794 | 1 | WT | OP | NA | WND |  | 1132296 |  |  | EIA Prime Mover-level Data
2020 | MN | Moraine Wind LLC | 56174 | MOR | WT | OP | NA | WND |  | 964189 |  |  | EIA Prime Mover-level Data
2020 | MN | Morgan Community Solar | 60942 | BMCS1 | PV | OP | NA | SUN |  | 14929 |  |  | EIA Prime Mover-level Data
2020 | MN | Morgan Community Solar | 60942 | BMCS2 | PV | OP | NA | SUN |  | 14929 |  |  | EIA Prime Mover-level Data
2020 | MN | Morgan Community Solar | 60942 | BMCS3 | PV | OP | NA | SUN |  | 14929 |  |  | EIA Prime Mover-level Data
2020 | MN | Moulton Wind Power | 55981 | 1 | WT | OP | NA | WND
2020 | MN | Mountain Lake | 1998 | 2 | IC | OP | NA | DFO |  | 22.55 | 0.0034952 | 0.31 | EIA Prime Mover-level Data | Estimated using an emission factor
2020 | MN | Mountain Lake | 1998 | 4 | IC | OP | NA | DFO |  | 41 | 0.006355 | 0.31 | EIA Prime Mover-level Data | Estimated using an emission factor
2020 | MN | Mountain Lake | 1998 | 5 | IC | OP | NA | DFO |  | 26.65 | 0.0041307 | 0.31 | EIA Prime Mover-level Data | Estimated using an emission factor
2020 | MN | Mountain Lake | 1998 | 6 | IC | OP | NA | DFO |  | 36.9 | 0.0057195 | 0.31 | EIA Prime Mover-level Data | Estimated using an emission factor
2020 | MN | Mountain Lake | 1998 | 7 | IC | OP | NA | DFO |  | 36.9 | 0.0057195 | 0.31 | EIA Prime Mover-level Data | Estimated using an emission factor
2020 | MN | Mountain Lake | 1998 | 8 | WT | OP | NA | WND |  | 26994 |  |  | EIA Prime Mover-level Data
2020 | MN | Mower County Wind Energy Center | 56424 | 1 | WT | OP | NA | WND |  | 1777058 |  |  | EIA Prime Mover-level Data
2020 | MN | MSC-Chisago01 LLC CSG | 62536 | 52739 | PV | OP | NA | SUN |  | 34 |  |  | EIA Prime Mover-level Data
2020 | MN | MSC-Chisago02 LLC | 62538 | 52740 | PV | OP | NA | SUN |  | 16812 |  |  | EIA Prime Mover-level Data
2020 | MN | MSC-Empire01, LLC | 62740 | 2044-07-06 | PV | OP | NA | SUN |  | 16910 |  |  | EIA Prime Mover-level Data
2020 | MN | MSC-GreyCloud01 Community Solar | 62143 | 2044-07-07 | PV | OP | NA | SUN |  | 17302 |  |  | EIA Prime Mover-level Data
2020 | MN | MSC-Rice01 LLC CSG | 62537 | 52738 | PV | OP | NA | SUN |  | 34 |  |  | EIA Prime Mover-level Data
2020 | MN | MSC-Scandia01 CSG | 62144 | 52741 | PV | OP | NA | SUN |  | 16915 |  |  | EIA Prime Mover-level Data
2020 | MN | MSC-Scott01 LLC | 62535 | 52737 | PV | OP | NA | SUN |  | 16984 |  |  | EIA Prime Mover-level Data
2020 | MN | Mud Garden Solar | 63427 | CGS | PV | OP | NA | SUN |  | 12931 |  |  | EIA Prime Mover-level Data
2020 | MN | Nautilus Lindstrom Solar CSG | 62030 | LI | PV | OP | NA | SUN |  | 30197 |  |  | EIA Prime Mover-level Data
2020 | MN | Nautilus Saint Cloud Solar CSG | 62031 | SC | PV | OP | NA | SUN |  | 71937 |  |  | EIA Prime Mover-level Data
2020 | MN | Nautilus Winsted Solar CSG | 62032 | WS | PV | OP | NA | SUN |  | 42567 |  |  | EIA Prime Mover-level Data
2020 | MN | Nesvold Watertown Solar | 60958 | PV1 | PV | OP | NA | SUN |  | 14930 |  |  | EIA Prime Mover-level Data
2020 | MN | Nesvold Watertown Solar | 60958 | PV2 | PV | OP | NA | SUN |  | 14930 |  |  | EIA Prime Mover-level Data
2020 | MN | Nesvold Watertown Solar | 60958 | PV3 | PV | OP | NA | SUN |  | 14930 |  |  | EIA Prime Mover-level Data
2020 | MN | Nesvold Watertown Solar | 60958 | PV4 | PV | OP | NA | SUN |  | 14930 |  |  | EIA Prime Mover-level Data
2020 | MN | Nesvold Watertown Solar | 60958 | PV5 | PV | OP | NA | SUN |  | 14930 |  |  | EIA Prime Mover-level Data
2020 | MN | New Germany Community Solar Garden | 61571 | 39062 | PV | OP | NA | SUN |  | 16791 |  |  | EIA Prime Mover-level Data
2020 | MN | New Munich Solar | 63402 | MUN | PV | OP | NA | SUN |  | 19204 |  |  | EIA Prime Mover-level Data
2020 | MN | New Prague | 1999 | 1 | IC | RE | NA | NG
2020 | MN | New Prague | 1999 | 2 | IC | OP | NA | NG |  | 1951.101 | 0.00041168 | 0.000422 | EIA Prime Mover-level Data | Estimated using an emission factor
2020 | MN | New Prague | 1999 | 3 | IC | OP | NA | NG |  | 1064.2371 | 0.00022455 | 0.000422 | EIA Prime Mover-level Data | Estimated using an emission factor
2020 | MN | New Prague | 1999 | 4 | IC | OP | NA | NG |  | 1552.012 | 0.00032747 | 0.000422 | EIA Prime Mover-level Data | Estimated using an emission factor
2020 | MN | New Prague | 1999 | 5 | IC | OP | NA | NG |  | 266.059 | 5.6138e-05 | 0.000422 | EIA Prime Mover-level Data | Estimated using an emission factor
2020 | MN | New Prague | 1999 | 6 | IC | OP | NA | NG |  | 2660.592 | 0.00056138 | 0.000422 | EIA Prime Mover-level Data | Estimated using an emission factor
2020 | MN | New Ulm | 2001 | 7 | GT | OP | CT | DFO | 31 | 5323.5 | 0.010394 | 0.0039051 | EPA/CAMD | EPA/NEI | 2001
2020 | MN | Nicollet Community Solar One LLC | 63120 | 52828 | PV | OP | NA | SUN |  | 6579 |  |  | EIA Prime Mover-level Data
2020 | MN | Nicollet Garden | 63938 | CGS | PV | OP | NA | SUN
2020 | MN | Noble Ridge LLC | 55782 | WH01 | WT | OP | NA | WND |  | 6360 |  |  | EIA Prime Mover-level Data
2020 | MN | Nobles 2 Wind Project | 62364 | WT1 | WT | OP | NA | WND |  | 718324 |  |  | EIA Prime Mover-level Data
2020 | MN | Nobles Wind Project | 57047 | 1 | WT | OP | NA | WND |  | 5859435 |  |  | EIA Prime Mover-level Data
2020 | MN | North Branch (MN) | 2002 | 1 | IC | RE | NA | DFO
2020 | MN | North Branch (MN) | 2002 | 2 | IC | RE | NA | DFO
2020 | MN | North Branch (MN) | 2002 | 3 | IC | OP | NA | DFO |  | 474.8 | 0.073594 | 0.31 | EIA Prime Mover-level Data | Estimated using an emission factor
2020 | MN | North Branch (MN) | 2002 | 4 | IC | OP | NA | DFO |  | 474.8 | 0.073594 | 0.31 | EIA Prime Mover-level Data | Estimated using an emission factor
2020 | MN | North Branch (MN) | 2002 | 5 | IC | OP | NA | DFO |  | 474.8 | 0.073594 | 0.31 | EIA Prime Mover-level Data | Estimated using an emission factor
2020 | MN | North Branch (MN) | 2002 | 6 | IC | OP | NA | DFO |  | 474.8 | 0.073594 | 0.31 | EIA Prime Mover-level Data | Estimated using an emission factor
2020 | MN | North Branch (MN) | 2002 | 7 | IC | OP | NA | DFO |  | 474.8 | 0.073594 | 0.31 | EIA Prime Mover-level Data | Estimated using an emission factor
2020 | MN | North Star Solar Project | 59852 | NSSP1 | PV | OP | NA | SUN |  | 1737109 |  |  | EIA Prime Mover-level Data
2020 | MN | Northern Lights Wind LLC | 56411 | 1 | WT | OP | NA | WND |  | 32732 |  |  | EIA Prime Mover-level Data
2020 | MN | Northfield Community Solar | 60717 | NCS1 | PV | OP | NA | SUN |  | 12043.4004 |  |  | EIA Prime Mover-level Data
2020 | MN | Northfield Community Solar | 60717 | NCS2 | PV | OP | NA | SUN |  | 12043.4004 |  |  | EIA Prime Mover-level Data
2020 | MN | Northfield Community Solar | 60717 | NCS3 | PV | OP | NA | SUN |  | 12043.4004 |  |  | EIA Prime Mover-level Data
2020 | MN | Northfield Community Solar | 60717 | NCS4 | PV | OP | NA | SUN |  | 12043.4004 |  |  | EIA Prime Mover-level Data
2020 | MN | Northfield Community Solar | 60717 | NCS5 | PV | OP | NA | SUN |  | 12043.4004 |  |  | EIA Prime Mover-level Data
2020 | MN | Northfield Holdco CSG | 61451 | NORTH | PV | OP | NA | SUN |  | 72888 |  |  | EIA Prime Mover-level Data
2020 | MN | Northfield Solar CSG | 62708 | SC | PV | OP | NA | SUN |  | 36092 |  |  | EIA Prime Mover-level Data
2020 | MN | Northshore Mining Silver Bay Power | 10849 | PB1 | ST | OP | WALL | SUB | 0 | [5 empty] | 1955
2020 | MN | Northshore Mining Silver Bay Power | 10849 | PB2 | ST | OP | WALL | SUB | 0 | [5 empty] | 1963
2020 | MN | Novel - OYA of Mapleton CSG | 61060 | 0000I | PV | OP | NA | SUN |  | 34171 |  |  | EIA Prime Mover-level Data
2020 | MN | Novel Bartel Solar CSG | 63004 | BART | PV | OP | NA | SUN |  | 10807 |  |  | EIA Prime Mover-level Data
2020 | MN | Novel Benedix Solar CSG | 63010 | BNDX | PV | OP | NA | SUN |  | 1000 |  |  | EIA Prime Mover-level Data
2020 | MN | Novel Blilie Solar LLC | 64865 | BLILE | PV | T | NA | SUN
2020 | MN | Novel Brooten Solar CSG | 62961 | BROOT | PV | OP | NA | SUN |  | 16546 |  |  | EIA Prime Mover-level Data
2020 | MN | Novel Byron Solar CSG | 62985 | BYRN | PV | OP | NA | SUN |  | 11519 |  |  | EIA Prime Mover-level Data
2020 | MN | Novel Caroline Solar, LLC CSG | 64485 | CRLNE | PV | T | NA | SUN
2020 | MN | Novel David Solar LLC CSG | 64486 | DAVID | PV | T | NA | SUN
2020 | MN | Novel Debra Solar LLC CSG | 63247 | DEBRA | PV | OP | NA | SUN |  | 1070 |  |  | EIA Prime Mover-level Data
2020 | MN | Novel DeCook Solar CSG | 62979 | DECO | PV | OP | NA | SUN |  | 11501 |  |  | EIA Prime Mover-level Data
2020 | MN | Novel Denzer Solar LLC CSG | 64488 | DNZR | PV | T | NA | SUN
2020 | MN | Novel Froehle Solar LLC | 64728 | FROLE | PV | T | NA | SUN
2020 | MN | Novel Haley Solar CSG | 63005 | HALY | PV | OP | NA | SUN |  | 7827 |  |  | EIA Prime Mover-level Data
2020 | MN | Novel Handeland Solar LLC | 64479 | HNDLD | PV | T | NA | SUN
2020 | MN | Novel Herber Solar CSG | 62966 | HERB | PV | OP | NA | SUN |  | 14080 |  |  | EIA Prime Mover-level Data
2020 | MN | Novel Herickhoff Solar CSG | 62967 | HERIC | PV | OP | NA | SUN |  | 11510 |  |  | EIA Prime Mover-level Data
2020 | MN | Novel Historical Society Solar CSG | 62963 | HIST | PV | OP | NA | SUN |  | 11090 |  |  | EIA Prime Mover-level Data
2020 | MN | Novel Holmquist Solar CSG | 63006 | HOLM | PV | CN | NA | SUN
2020 | MN | Novel Huneke Solar LLC CSG | 64487 | HNKE | PV | T | NA | SUN
2020 | MN | Novel Jewison Solar CSG | 62984 | JEWI | PV | OP | NA | SUN |  | 1640 |  |  | EIA Prime Mover-level Data
2020 | MN | Novel Kanewischer Solar CSG | 62986 | KANE | PV | OP | NA | SUN |  | 2895 |  |  | EIA Prime Mover-level Data
2020 | MN | Novel Loren Solar LLC CSG | 63248 | LOREN | PV | IP | NA | SUN
2020 | MN | Novel Martens Solar LLC | 63987 | MRTNS | PV | U | NA | SUN
2020 | MN | Novel Martin Solar One LLC (McLeod) CSG | 62779 | MART | PV | OP | NA | SUN |  | 14677 |  |  | EIA Prime Mover-level Data
2020 | MN | Novel Milbradt Solar LLC | 64729 | MLBRT | PV | T | NA | SUN
2020 | MN | Novel MNDot Solar CSG | 63007 | MNDT | PV | OP | NA | SUN |  | 7825 |  |  | EIA Prime Mover-level Data
2020 | MN | Novel Novak Solar LLC | 64153 | NOVAK | PV | U | NA | SUN
2020 | MN | Novel OYA of Osakis CSG | 61059 | 0000G | PV | OP | NA | SUN |  | 63867 |  |  | EIA Prime Mover-level Data
2020 | MN | Novel Pederson Solar CSG | 62983 | PED | PV | OP | NA | SUN |  | 5421 |  |  | EIA Prime Mover-level Data
2020 | MN | Novel Peter Solar CSG | 63009 | PETR | PV | V | NA | SUN
2020 | MN | Novel Reber Solar CSG | 62962 | REBER | PV | OP | NA | SUN |  | 17255 |  |  | EIA Prime Mover-level Data
2020 | MN | Novel Schmoll Farms Solar CSG | 62982 | SCHM | PV | OP | NA | SUN |  | 1140 |  |  | EIA Prime Mover-level Data
2020 | MN | Novel Schroeder Solar LLC CSG | 64484 | SCRDR | PV | T | NA | SUN
2020 | MN | Novel Shelly Solar LLC | 64154 | SHLLY | PV | U | NA | SUN
2020 | MN | Novel Stavem Solar LLC | 64482 | STAVM | PV | T | NA | SUN
2020 | MN | Novel Stein Solar LLC CSG | 64563 | STEIN | PV | T | NA | SUN
2020 | MN | Novel Sunnyfield Farms Solar LLC CSG | 64483 | SNYFD | PV | T | NA | SUN
2020 | MN | Novel Wayne Solar LLC CSG | 63249 | WAYNE | PV | TS | NA | SUN
2020 | MN | Novel Winegar Partnership Solar CSG | 63008 | WINE | PV | TS | NA | SUN
2020 | MN | Oak Glen Wind Farm | 57432 | 1 | WT | OP | NA | WND |  | 755058 |  |  | EIA Prime Mover-level Data
2020 | MN | Odell Wind Farm | 58657 | 1 | WT | OP | NA | WND |  | 6977842 |  |  | EIA Prime Mover-level Data
2020 | MN | Odin Wind Farm LLC | 56755 | 1 | WT | OP | NA | WND |  | 508430 |  |  | EIA Prime Mover-level Data
2020 | MN | Olinda Trail Solar | 63401 | OLI | PV | OP | NA | SUN |  | 18028 |  |  | EIA Prime Mover-level Data
2020 | MN | Olmsted Waste Energy | 50413 | DG1 | IC | RE | NA | DFO
2020 | MN | Olmsted Waste Energy | 50413 | DGCAT | IC | SB | NA | DFO |  | 163 | 0.025265 | 0.31 | EIA Prime Mover-level Data | Estimated using an emission factor
2020 | MN | Olmsted Waste Energy | 50413 | TG2 | ST | OP | NA | MSW |  | 263656.25 | 20.5652 | 0.156 | EIA Prime Mover-level Data | Estimated using an emission factor
2020 | MN | Olmsted Waste Energy | 50413 | TG3 | ST | OP | NA | MSW |  | 659140.625 | 51.413 | 0.156 | EIA Prime Mover-level Data | Estimated using an emission factor
2020 | MN | Olmsted Waste Energy | 50413 | TGI | ST | OP | NA | MSW |  | 227703.125 | 17.7608 | 0.156 | EIA Prime Mover-level Data | Estimated using an emission factor
2020 | MN | OREG 3 Inc | 57281 | CS13 | OT | OP | NA | WH |  | 299582 |  |  | EIA Prime Mover-level Data
2020 | MN | Orion Community Solar | 60716 | OCS1 | PV | OP | NA | SUN |  | 13522 |  |  | EIA Prime Mover-level Data
2020 | MN | Orion Community Solar | 60716 | OCS2 | PV | OP | NA | SUN |  | 13522 |  |  | EIA Prime Mover-level Data
2020 | MN | Orion Community Solar | 60716 | OCS3 | PV | OP | NA | SUN |  | 13522 |  |  | EIA Prime Mover-level Data
2020 | MN | Owatonna | 2003 | 5 | ST | RE | NA | NG
2020 | MN | Owatonna | 2003 | 6 | ST | RE | NA | NG
2020 | MN | Owatonna | 2003 | 7 | GT | OP | NA | NG
2020 | MN | Owatonna Energy Station | 60254 | UNIT1 | IC | OP | NA | NG |  | 55179.75 | 0.011643 | 0.000422 | EIA Prime Mover-level Data | Estimated using an emission factor
2020 | MN | Owatonna Energy Station | 60254 | UNIT2 | IC | OP | NA | NG |  | 55179.75 | 0.011643 | 0.000422 | EIA Prime Mover-level Data | Estimated using an emission factor
2020 | MN | Owatonna Energy Station | 60254 | UNIT3 | IC | OP | NA | NG |  | 55179.75 | 0.011643 | 0.000422 | EIA Prime Mover-level Data | Estimated using an emission factor
2020 | MN | Owatonna Energy Station | 60254 | UNIT4 | IC | OP | NA | NG |  | 55179.75 | 0.011643 | 0.000422 | EIA Prime Mover-level Data | Estimated using an emission factor
2020 | MN | Palmer Community Solar LLC | 64503 | PALM | PV | P | NA | SUN
2020 | MN | Palmer's Creek Wind Farm, LLC | 62291 | PCWF | WT | OP | NA | WND |  | 1237687 |  |  | EIA Prime Mover-level Data
2020 | MN | Paulson Community (CSG) | 63678 | PAUL | PV | OP | NA | SUN |  | 8307 |  |  | EIA Prime Mover-level Data
2020 | MN | Paynesville Community Solar | 60715 | PCS1 | PV | OP | NA | SUN |  | 14463.4004 |  |  | EIA Prime Mover-level Data
2020 | MN | Paynesville Community Solar | 60715 | PCS2 | PV | OP | NA | SUN |  | 14463.4004 |  |  | EIA Prime Mover-level Data
2020 | MN | Paynesville Community Solar | 60715 | PCS3 | PV | OP | NA | SUN |  | 14463.4004 |  |  | EIA Prime Mover-level Data
2020 | MN | Paynesville Community Solar | 60715 | PCS4 | PV | OP | NA | SUN |  | 14463.4004 |  |  | EIA Prime Mover-level Data
2020 | MN | Paynesville Community Solar | 60715 | PCS5 | PV | OP | NA | SUN |  | 14463.4004 |  |  | EIA Prime Mover-level Data
2020 | MN | Paynesville CSG1, LLC | 63596 | SC | PV | TS | NA | SUN
2020 | MN | Paynesville Solar | 60530 | PV1 | PV | OP | NA | SUN |  | 143851 |  |  | EIA Prime Mover-level Data
2020 | MN | Pegasus Community Solar | 61175 | CPCS1 | PV | OP | NA | SUN |  | 14379.5 |  |  | EIA Prime Mover-level Data
2020 | MN | Pegasus Community Solar | 61175 | CPCS2 | PV | OP | NA | SUN |  | 14379.5 |  |  | EIA Prime Mover-level Data
2020 | MN | Pillager | 1898 | 1 | HY | OP | NA | WAT |  | 52880 |  |  | EIA Prime Mover-level Data
2020 | MN | Pillager | 1898 | 2 | HY | OP | NA | WAT |  | 52880 |  |  | EIA Prime Mover-level Data
2020 | MN | Pine Island Solar | 60531 | PV1 | PV | OP | NA | SUN |  | 68386 |  |  | EIA Prime Mover-level Data
2020 | MN | Pine Island Solar CSG | 60835 | PINEI | PV | OP | NA | SUN |  | 54455 |  |  | EIA Prime Mover-level Data
2020 | MN | Pipestone City Solar LLC | 63726 | PSCTY | PV | V | NA | SUN
2020 | MN | Plato CSG1, LLC | 63597 | SC | PV | TS | NA | SUN
2020 | MN | Pleasant Valley Station | 7843 | 11 | GT | OP | CT | NG | 233 | 211035.9844 | 0.036557 | 0.00034645 | EPA/CAMD | EPA/NEI | 2001
2020 | MN | Pleasant Valley Station | 7843 | 12 | GT | OP | CT | NG | 115 | 103594.3438 | 0.017946 | 0.00034647 | EPA/CAMD | EPA/NEI | 2001
2020 | MN | Pleasant Valley Station | 7843 | 13 | GT | OP | CT | NG | 60 | 54964.4883 | 0.0096065 | 0.00034955 | EPA/CAMD | EPA/NEI | 2002
2020 | MN | Pleasant Valley Wind Farm | 59201 | 1 | WT | OP | NA | WND |  | 6926415 |  |  | EIA Prime Mover-level Data
2020 | MN | Plum Creek | 61687 | PLMCK | WT | P | NA | WND
2020 | MN | POET Biorefining Lake Crystal | 58197 | 1 | IC | SB | NA | DFO |  | 2324 | 0.36022 | 0.31 | EIA Prime Mover-level Data | Estimated using an emission factor
2020 | MN | POET Biorefining Lake Crystal | 58197 | 2 | ST | OP | NA | NG |  | 910245 | 3.3792 | 0.0074247 | EIA Prime Mover-level Data | NEI avg EF - PM, fuel type
2020 | MN | PopeSun CSG, LLC | 61542 | GEN1 | PV | OP | NA | SUN |  | 76684 |  |  | EIA Prime Mover-level Data
2020 | MN | Porcher CSG | 63348 | PRCHR | PV | OP | NA | SUN
2020 | MN | Porter Way Community Solar Garden | 61500 | PV1 | PV | OP | NA | SUN |  | 43277 |  |  | EIA Prime Mover-level Data
2020 | MN | Prairie Island | 1925 | 1 | ST | OP | NA | NUC |  | 45310224 |  |  | EIA Prime Mover-level Data
2020 | MN | Prairie Island | 1925 | 2 | ST | OP | NA | NUC |  | 49580772 |  |  | EIA Prime Mover-level Data
2020 | MN | Prairie River | 378 | 1 | HY | OP | NA | WAT |  | 14240.7998 |  |  | EIA Prime Mover-level Data
2020 | MN | Prairie River | 378 | 2 | HY | OP | NA | WAT |  | 6103.2002 |  |  | EIA Prime Mover-level Data
2020 | MN | Prairie Rose Wind Farm | 57644 | PR1 | WT | OP | NA | WND |  | 5742989 |  |  | EIA Prime Mover-level Data
2020 | MN | Prairie Star Wind Farm | 56494 | HP2 | WT | OP | NA | WND |  | 2539880 |  |  | EIA Prime Mover-level Data
2020 | MN | Prairie Wind Power LLC | 56628 | 1 | WT | OP | NA | WND |  | 37751 |  |  | EIA Prime Mover-level Data
2020 | MN | Prawer Project CSG | 63176 | TC3 | PV | OP | NA | SUN |  | 15537 |  |  | EIA Prime Mover-level Data
2020 | MN | Preston (MN) | 2004 | 1 | IC | RE | NA | DFO
2020 | MN | Preston (MN) | 2004 | 2 | IC | RE | NA | DFO
2020 | MN | Preston (MN) | 2004 | 3 | IC | RE | NA | DFO
2020 | MN | Preston (MN) | 2004 | 4 | IC | OP | NA | DFO |  | 125.838 | 0.019505 | 0.31 | EIA Prime Mover-level Data | Estimated using an emission factor
2020 | MN | Preston (MN) | 2004 | 5 | IC | OP | NA | NG |  | 230.703 | 4.8678e-05 | 0.000422 | EIA Prime Mover-level Data | Estimated using an emission factor
2020 | MN | Preston (MN) | 2004 | 6 | IC | OP | NA | NG |  | 419.459 | 8.8506e-05 | 0.000422 | EIA Prime Mover-level Data | Estimated using an emission factor
2020 | MN | Primrose Solar, LLC | 63314 | PROSE | PV | V | NA | SUN
2020 | MN | Princeton (MN) | 2005 | 1 | IC | RE | NA | DFO
2020 | MN | Princeton (MN) | 2005 | 2 | IC | RE | NA | DFO
2020 | MN | Princeton (MN) | 2005 | 3 | IC | OP | NA | DFO |  | 887.805 | 0.13761 | 0.31 | EIA Prime Mover-level Data | Estimated using an emission factor
2020 | MN | Princeton (MN) | 2005 | 4 | IC | OP | NA | DFO |  | 443.902 | 0.068805 | 0.31 | EIA Prime Mover-level Data | Estimated using an emission factor
2020 | MN | Princeton (MN) | 2005 | 5 | IC | OP | NA | DFO |  | 369.919 | 0.057337 | 0.31 | EIA Prime Mover-level Data | Estimated using an emission factor
2020 | MN | Princeton (MN) | 2005 | 6 | IC | OP | NA | DFO |  | 998.781 | 0.15481 | 0.31 | EIA Prime Mover-level Data | Estimated using an emission factor
2020 | MN | Princeton (MN) | 2005 | 7 | IC | OP | NA | DFO |  | 1849.594 | 0.28669 | 0.31 | EIA Prime Mover-level Data | Estimated using an emission factor
2020 | MN | Randolph CSG PV1-5 | 62209 | RAND1 | PV | OP | NA | SUN |  | 13656.2002 |  |  | EIA Prime Mover-level Data
2020 | MN | Randolph CSG PV1-5 | 62209 | RAND2 | PV | OP | NA | SUN |  | 13656.2002 |  |  | EIA Prime Mover-level Data
2020 | MN | Randolph CSG PV1-5 | 62209 | RAND3 | PV | OP | NA | SUN |  | 13656.2002 |  |  | EIA Prime Mover-level Data
2020 | MN | Randolph CSG PV1-5 | 62209 | RAND4 | PV | OP | NA | SUN |  | 13656.2002 |  |  | EIA Prime Mover-level Data
2020 | MN | Randolph CSG PV1-5 | 62209 | RAND5 | PV | OP | NA | SUN |  | 13656.2002 |  |  | EIA Prime Mover-level Data
2020 | MN | Rapidan Hydro Facility | 52054 | GEN1 | HY | OS | NA | WAT |  | 4071 |  |  | EIA Prime Mover-level Data
2020 | MN | Rapidan Hydro Facility | 52054 | GEN2 | HY | OS | NA | WAT |  | 4071 |  |  | EIA Prime Mover-level Data
2020 | MN | Rapids Energy Center | 10686 | 7 | ST | OP | NA | NG |  | 812017.75 | 3.0145 | 0.0074247 | EIA Unit-level Data | NEI avg EF - PM, fuel type
2020 | MN | Rapids Energy Center | 10686 | 8 | ST | OP | NA | NG |  | 750104.75 | 2.7847 | 0.0074247 | EIA Unit-level Data | NEI avg EF - PM, fuel type
2020 | MN | Rapids Energy Center | 10686 | HYD | HY | OP | NA | WAT |  | 109399 |  |  | EIA Prime Mover-level Data
2020 | MN | Red Lake Falls Community Hybrid | 63689 | RLFS | PV | OP | NA | SUN |  | 11265 |  |  | EIA Prime Mover-level Data
2020 | MN | Red Lake Falls Community Hybrid | 63689 | RLFW | WT | OP | NA | WND
2020 | MN | Red Maple Solar | 60962 | PV1 | PV | OP | NA | SUN |  | 15203.667 |  |  | EIA Prime Mover-level Data
2020 | MN | Red Maple Solar | 60962 | PV2 | PV | OP | NA | SUN |  | 15203.667 |  |  | EIA Prime Mover-level Data
2020 | MN | Red Maple Solar | 60962 | PV3 | PV | OP | NA | SUN |  | 15203.667 |  |  | EIA Prime Mover-level Data
2020 | MN | Red Pine Wind Project | 61357 | RP1 | WT | OP | NA | WND |  | 7461192 |  |  | EIA Prime Mover-level Data
2020 | MN | Red Wing | 1926 | 1 | ST | OP | NA | MSW |  | 1258131.625 |  |  | EIA Unit-level Data
2020 | MN | Red Wing | 1926 | 2 | ST | OP | NA | MSW |  | 1353669.875 |  |  | EIA Unit-level Data
2020 | MN | Red Wing Community Solar | 60796 | SO234 | PV | OP | NA | SUN |  | 64815 |  |  | EIA Prime Mover-level Data
2020 | MN | Redwood Falls | 2009 | 1 | HY | RE | NA | WAT
2020 | MN | Redwood Falls | 2009 | 6 | IC | OP | NA | DFO |  | 1105.5 | 0.17135 | 0.31 | EIA Prime Mover-level Data | Estimated using an emission factor
2020 | MN | Redwood Falls | 2009 | 7 | IC | OP | NA | NG |  | 2914.5 | 0.00061496 | 0.000422 | EIA Prime Mover-level Data | Estimated using an emission factor
2020 | MN | Redwood Falls | 2009 | 8 | HY | OP | NA | WAT |  | 25986 |  |  | EIA Prime Mover-level Data
2020 | MN | Redwood Falls Wind | 56414 | WND1 | WT | OP | NA | WND |  | 43132 |  |  | EIA Prime Mover-level Data
2020 | MN | Redwood Falls Wind | 56414 | WND2 | WT | OP | NA | WND |  | 43132 |  |  | EIA Prime Mover-level Data
2020 | MN | REG Juhl Glenville Wind, LLC | 64130 | RJGW | WT | OP | NA | WND |  | 1527 |  |  | EIA Prime Mover-level Data
2020 | MN | Rengstorf Solar CSG | 61383 | RENG1 | PV | OP | NA | SUN |  | 14200.2002 |  |  | EIA Prime Mover-level Data
2020 | MN | Rengstorf Solar CSG | 61383 | RENG2 | PV | OP | NA | SUN |  | 14200.2002 |  |  | EIA Prime Mover-level Data
2020 | MN | Rengstorf Solar CSG | 61383 | RENG3 | PV | OP | NA | SUN |  | 14200.2002 |  |  | EIA Prime Mover-level Data
2020 | MN | Rengstorf Solar CSG | 61383 | RENG4 | PV | OP | NA | SUN |  | 14200.2002 |  |  | EIA Prime Mover-level Data
2020 | MN | Rengstorf Solar CSG | 61383 | RENG5 | PV | OP | NA | SUN |  | 14200.2002 |  |  | EIA Prime Mover-level Data
2020 | MN | Rice Two Solar CSG | 64480 | TC3 | PV | V | NA | SUN
2020 | MN | Richmond CSG | 61427 | PV1 | PV | OP | NA | SUN |  | 80720 |  |  | EIA Prime Mover-level Data
2020 | MN | Ridgewind | 57386 | WTG1 | WT | OP | NA | WND |  | 753153 |  |  | EIA Prime Mover-level Data
2020 | MN | Riverside (1927) | 1927 | 10 | CT | OP | CC | NG | 5265 | 7971056 | 1.3827 | 0.00034693 | EPA/CAMD | EPA/NEI | 2008
2020 | MN | Riverside (1927) | 1927 | 9 | CT | OP | CC | NG | 5024 | 7698566.5 | 1.3376 | 0.00034749 | EPA/CAMD | EPA/NEI | 2008
2020 | MN | RJC CSG, LLC | 63816 | RJC01 | PV | V | NA | SUN
2020 | MN | RJC I CSG | 61504 | RCJ1 | PV | OP | NA | SUN |  | 15880 |  |  | EIA Prime Mover-level Data
2020 | MN | RJC II Community Solar Garden | 61670 | RJCII | PV | OP | NA | SUN |  | 16097 |  |  | EIA Prime Mover-level Data
2020 | MN | Roberds Garden CSG | 63480 | RPRG | PV | OP | NA | SUN |  | 13765 |  |  | EIA Prime Mover-level Data
2020 | MN | Rochester Hydro | 2007 | 1 | HY | OP | NA | WAT |  | 71320.5 |  |  | EIA Prime Mover-level Data
2020 | MN | Rochester Hydro | 2007 | 2 | HY | OP | NA | WAT |  | 71320.5 |  |  | EIA Prime Mover-level Data
2020 | MN | Rock County Wind Fuel, LLC | 63460 | RCWF | WT | OP | NA | WND |  | 103083 |  |  | EIA Prime Mover-level Data
2020 | MN | Rock Lake Station | 6741 | 1 | GT | OP | CT | DFO | 38 | 5185.7998 | 0.011519 | 0.0044427 | EPA/CAMD | EPA/NEI | 1978
2020 | MN | Rollingstone Holdco CSG | 62037 | ROLLI | PV | OP | NA | SUN |  | 2720 |  |  | EIA Prime Mover-level Data
2020 | MN | Rosemount Community Solar | 60714 | RCS1 | PV | OP | NA | SUN |  | 14935.2002 |  |  | EIA Prime Mover-level Data
2020 | MN | Rosemount Community Solar | 60714 | RCS2 | PV | OP | NA | SUN |  | 14935.2002 |  |  | EIA Prime Mover-level Data
2020 | MN | Rosemount Community Solar | 60714 | RCS3 | PV | OP | NA | SUN |  | 14935.2002 |  |  | EIA Prime Mover-level Data
2020 | MN | Rosemount Community Solar | 60714 | RCS4 | PV | OP | NA | SUN |  | 14935.2002 |  |  | EIA Prime Mover-level Data
2020 | MN | Rosemount Community Solar | 60714 | RCS5 | PV | OP | NA | SUN |  | 14935.2002 |  |  | EIA Prime Mover-level Data
2020 | MN | Ruthton Ridge LLC | 55571 | RR30 | WT | OP | NA | WND |  | 39469 |  |  | EIA Prime Mover-level Data
2020 | MN | S&P Windfarm LLC | 56208 | 1 | WT | OP | NA | WND |  | 21352 |  |  | EIA Prime Mover-level Data
2020 | MN | Sacred Heart CSG1, LLC | 63598 | SC | PV | TS | NA | SUN
2020 | MN | SAF Hydroelectric LLC | 57665 | 1 | HY | OP | NA | WAT |  | 23999.125 |  |  | EIA Prime Mover-level Data
2020 | MN | SAF Hydroelectric LLC | 57665 | 10 | HY | OP | NA | WAT |  | 23999.125 |  |  | EIA Prime Mover-level Data
2020 | MN | SAF Hydroelectric LLC | 57665 | 11 | HY | OP | NA | WAT |  | 23999.125 |  |  | EIA Prime Mover-level Data
2020 | MN | SAF Hydroelectric LLC | 57665 | 12 | HY | OP | NA | WAT |  | 23999.125 |  |  | EIA Prime Mover-level Data
2020 | MN | SAF Hydroelectric LLC | 57665 | 13 | HY | OP | NA | WAT |  | 23999.125 |  |  | EIA Prime Mover-level Data
2020 | MN | SAF Hydroelectric LLC | 57665 | 14 | HY | OP | NA | WAT |  | 23999.125 |  |  | EIA Prime Mover-level Data
2020 | MN | SAF Hydroelectric LLC | 57665 | 15 | HY | OP | NA | WAT |  | 23999.125 |  |  | EIA Prime Mover-level Data
2020 | MN | SAF Hydroelectric LLC | 57665 | 16 | HY | OP | NA | WAT |  | 23999.125 |  |  | EIA Prime Mover-level Data
2020 | MN | SAF Hydroelectric LLC | 57665 | 2 | HY | OP | NA | WAT |  | 23999.125 |  |  | EIA Prime Mover-level Data
2020 | MN | SAF Hydroelectric LLC | 57665 | 3 | HY | OP | NA | WAT |  | 23999.125 |  |  | EIA Prime Mover-level Data
2020 | MN | SAF Hydroelectric LLC | 57665 | 4 | HY | OP | NA | WAT |  | 23999.125 |  |  | EIA Prime Mover-level Data
2020 | MN | SAF Hydroelectric LLC | 57665 | 5 | HY | OP | NA | WAT |  | 23999.125 |  |  | EIA Prime Mover-level Data
2020 | MN | SAF Hydroelectric LLC | 57665 | 6 | HY | OP | NA | WAT |  | 23999.125 |  |  | EIA Prime Mover-level Data
2020 | MN | SAF Hydroelectric LLC | 57665 | 7 | HY | OP | NA | WAT |  | 23999.125 |  |  | EIA Prime Mover-level Data
2020 | MN | SAF Hydroelectric LLC | 57665 | 8 | HY | OP | NA | WAT |  | 23999.125 |  |  | EIA Prime Mover-level Data
2020 | MN | SAF Hydroelectric LLC | 57665 | 9 | HY | OP | NA | WAT |  | 23999.125 |  |  | EIA Prime Mover-level Data
2020 | MN | Sagitta Community Solar | 61708 | SAGI | PV | OP | NA | SUN |  | 16590 |  |  | EIA Prime Mover-level Data
2020 | MN | Saint Marys Hospital Power Plant | 54262 | 1 | GT | OP | NA | NG |  | 406145 | 0.2019 | 0.00099423 | EIA Prime Mover-level Data | NEI avg EF - PM, fuel type, firing type
2020 | MN | Saint Marys Hospital Power Plant | 54262 | 4 | ST | OP | NA | NG |  | 440484 | 1.6352 | 0.0074247 | EIA Prime Mover-level Data | NEI avg EF - PM, fuel type
2020 | MN | Saint Marys Hospital Power Plant | 54262 | 5 | IC | SB | NA | DFO |  | 449.318 | 0.069644 | 0.31 | EIA Prime Mover-level Data | Estimated using an emission factor
2020 | MN | Saint Marys Hospital Power Plant | 54262 | 6 | IC | RE | NA | NG |  | 485.264 | 0.00010239 | 0.000422 | EIA Prime Mover-level Data | Estimated using an emission factor
2020 | MN | Saint Marys Hospital Power Plant | 54262 | 6B | IC | OP | NA | DFO |  | 593.1 | 0.09193 | 0.31 | EIA Prime Mover-level Data | Estimated using an emission factor
2020 | MN | Saint Marys Hospital Power Plant | 54262 | 7 | IC | OP | NA | DFO |  | 449.318 | 0.069644 | 0.31 | EIA Prime Mover-level Data | Estimated using an emission factor
2020 | MN | Sappi Cloquet Mill | 50639 | 10RB | ST | OP | NA | BLQ |  | 9898596 | 33.0533 | 0.0066784 | EIA Unit-level Data | NEI avg EF - PM, fuel type
2020 | MN | Sappi Cloquet Mill | 50639 | 7PB | ST | OP | NA | WDS |  | 1166999.125 | 10.9108 | 0.018699 | EIA Unit-level Data | NEI avg EF - PM, fuel type
2020 | MN | Sappi Cloquet Mill | 50639 | 8PB | ST | OP | NA | NG |  | 768673.625 | 2.8536 | 0.0074247 | EIA Unit-level Data | NEI avg EF - PM, fuel type
2020 | MN | Sappi Cloquet Mill | 50639 | 9PB | ST | OP | NA | WDS |  | 2480320 | 23.1897 | 0.018699 | EIA Unit-level Data | NEI avg EF - PM, fuel type
2020 | MN | Sappi Cloquet Mill | 50639 | GEN1 | ST | RE | NA | BLQ
2020 | MN | Sappi Cloquet Mill | 50639 | HGN1 | HY | OP | NA | WAT |  | 53581.9336 |  |  | EIA Prime Mover-level Data
2020 | MN | Sappi Cloquet Mill | 50639 | HGN5 | HY | OP | NA | WAT |  | 23814.1934 |  |  | EIA Prime Mover-level Data
2020 | MN | Sappi Cloquet Mill | 50639 | HGN6 | HY | OP | NA | WAT |  | 23814.1934 |  |  | EIA Prime Mover-level Data
2020 | MN | Sappi Cloquet Mill | 50639 | HGN7 | HY | OP | NA | WAT |  | 83349.6797 |  |  | EIA Prime Mover-level Data
2020 | MN | Sartell Dam | 50252 | HG10 | HY | OP | NA | WAT |  | 32192.5156 |  |  | EIA Prime Mover-level Data
2020 | MN | Sartell Dam | 50252 | HG11 | HY | OP | NA | WAT |  | 32192.5156 |  |  | EIA Prime Mover-level Data
2020 | MN | Sartell Dam | 50252 | HG12 | HY | OP | NA | WAT |  | 32192.5156 |  |  | EIA Prime Mover-level Data
2020 | MN | Sartell Dam | 50252 | HG2 | HY | OP | NA | WAT |  | 32192.5156 |  |  | EIA Prime Mover-level Data
2020 | MN | Sartell Dam | 50252 | HG3 | HY | OP | NA | WAT |  | 32192.5156 |  |  | EIA Prime Mover-level Data
2020 | MN | Sartell Dam | 50252 | HG4 | HY | OP | NA | WAT |  | 32192.5156 |  |  | EIA Prime Mover-level Data
2020 | MN | Sartell Dam | 50252 | HG5 | HY | OP | NA | WAT |  | 32192.5156 |  |  | EIA Prime Mover-level Data
2020 | MN | Sartell Dam | 50252 | HG6 | HY | OP | NA | WAT |  | 28615.5703 |  |  | EIA Prime Mover-level Data
2020 | MN | Sartell Dam | 50252 | HG7 | HY | OP | NA | WAT |  | 28615.5703 |  |  | EIA Prime Mover-level Data
2020 | MN | Sartell Dam | 50252 | HG8 | HY | OP | NA | WAT |  | 25038.623 |  |  | EIA Prime Mover-level Data
2020 | MN | Sartell Dam | 50252 | HG9 | HY | OP | NA | WAT |  | 25038.623 |  |  | EIA Prime Mover-level Data
2020 | MN | Sartell Holdco CSG | 62036 | SARTE | PV | OP | NA | SUN |  | 42900 |  |  | EIA Prime Mover-level Data
2020 | MN | Scandia Community Solar Garden | 61669 | SCAND | PV | OP | NA | SUN |  | 36383 |  |  | EIA Prime Mover-level Data
2020 | MN | Scandia CSG | 61585 | 40802 | PV | OP | NA | SUN |  | 17497.1992 |  |  | EIA Prime Mover-level Data
2020 | MN | Scandia CSG | 61585 | 40803 | PV | OP | NA | SUN |  | 17497.1992 |  |  | EIA Prime Mover-level Data
2020 | MN | Scandia CSG | 61585 | 40804 | PV | OP | NA | SUN |  | 17497.1992 |  |  | EIA Prime Mover-level Data
2020 | MN | Scandia CSG | 61585 | 40805 | PV | OP | NA | SUN |  | 17497.1992 |  |  | EIA Prime Mover-level Data
2020 | MN | Scandia CSG | 61585 | 40806 | PV | OP | NA | SUN |  | 17497.1992 |  |  | EIA Prime Mover-level Data
2020 | MN | Scanlon | 1899 | 1 | HY | OP | NA | WAT |  | 16293.5 |  |  | EIA Prime Mover-level Data
2020 | MN | Scanlon | 1899 | 2 | HY | OP | NA | WAT |  | 16293.5 |  |  | EIA Prime Mover-level Data
2020 | MN | Scanlon | 1899 | 3 | HY | OP | NA | WAT |  | 16293.5 |  |  | EIA Prime Mover-level Data
2020 | MN | Scanlon | 1899 | 4 | HY | OP | NA | WAT |  | 16293.5 |  |  | EIA Prime Mover-level Data
2020 | MN | School Sisters CSG | 61516 | SCHOO | PV | OP | NA | SUN |  | 15432 |  |  | EIA Prime Mover-level Data
2020 | MN | Schueler Community Solar | 63658 | TC3 | PV | OP | NA | SUN |  | 4080 |  |  | EIA Prime Mover-level Data
2020 | MN | Schull CSG | 64413 | SCHUL | PV | T | NA | SUN
2020 | MN | Schultz CSG | 62088 | SCHUL | PV | OP | NA | SUN |  | 26863 |  |  | EIA Prime Mover-level Data
2020 | MN | Schwinghamer Project CSG | 63177 | TC3 | PV | OP | NA | SUN |  | 14633 |  |  | EIA Prime Mover-level Data
2020 | MN | Severson Garden | 63934 | CGS | PV | OP | NA | SUN |  | 1290 |  |  | EIA Prime Mover-level Data
2020 | MN | Shakopee Energy Park | 60647 | SQA01 | IC | OP | NA | NG |  | 54234 | 0.011443 | 0.000422 | EIA Prime Mover-level Data | Estimated using an emission factor
2020 | MN | Shakopee Energy Park | 60647 | SQA02 | IC | OP | NA | NG |  | 54234 | 0.011443 | 0.000422 | EIA Prime Mover-level Data | Estimated using an emission factor
2020 | MN | Shakopee Energy Park | 60647 | SQA03 | IC | OP | NA | NG |  | 54234 | 0.011443 | 0.000422 | EIA Prime Mover-level Data | Estimated using an emission factor
2020 | MN | Shakopee Energy Park | 60647 | SQA04 | IC | OP | NA | NG |  | 54234 | 0.011443 | 0.000422 | EIA Prime Mover-level Data | Estimated using an emission factor
2020 | MN | Shakopee Energy Park | 60647 | SQA05 | IC | OP | NA | NG |  | 54234 | 0.011443 | 0.000422 | EIA Prime Mover-level Data | Estimated using an emission factor
2020 | MN | Shakopee Met Council WTP | 60919 | SHAK | PV | OP | NA | SUN |  | 14774 |  |  | EIA Prime Mover-level Data
2020 | MN | Shane's Wind Machine | 56577 | 1 | WT | OP | NA | WND |  | 45367 |  |  | EIA Prime Mover-level Data
2020 | MN | Shaokatan Hills LLC | 55354 | 6150 | WT | OP | NA | WND |  | 202113 |  |  | EIA Prime Mover-level Data
2020 | MN | Sherburne Community Solar | 61672 | PV1 | PV | OP | NA | SUN |  | 67949 |  |  | EIA Prime Mover-level Data
2020 | MN | Sherburne Community Solar One LLC CSG | 63122 | 52814 | PV | OP | NA | SUN |  | 15722 |  |  | EIA Prime Mover-level Data
2020 | MN | Sherburne County | 6090 | 1 | ST | OP | TANGENTIAL | SUB | 7003 | 32591256 | 92.701 | 0.0056887 | EPA/CAMD | EPA/NEI | 1976
2020 | MN | Sherburne County | 6090 | 2 | ST | OP | TANGENTIAL | SUB | 5794 | 28495026 | 81.0689 | 0.00569 | EPA/CAMD | EPA/NEI | 1977
2020 | MN | Sherburne County | 6090 | 3 | ST | OP | WALL | SUB | 5992 | 35679524 | 112.6892 | 0.0063167 | EPA/CAMD | EPA/NEI | 1987
2020 | MN | Sherburne North Project CSG | 61762 | SHERB | PV | OP | NA | SUN |  | 69586 |  |  | EIA Prime Mover-level Data
2020 | MN | Siems Solar Project CSG | 63657 | TC3 | PV | OP | NA | SUN |  | 4150 |  |  | EIA Prime Mover-level Data
2020 | MN | Silver Lake | 2008 | 1 | ST | RE | NA | BIT
2020 | MN | Silver Lake | 2008 | 2 | ST | RE | NA | BIT
2020 | MN | Silver Lake | 2008 | 3 | ST | RE | NA | BIT
2020 | MN | Silver Lake | 2008 | 4 | ST | RE | NA | BIT
2020 | MN | Silver Lake Garden | 63936 | CGS | PV | TS | NA | SUN
2020 | MN | Slayton Solar | 58164 | PV1 | PV | OP | NA | SUN |  | 23538 |  |  | EIA Prime Mover-level Data
2020 | MN | Sleepy Eye | 2011 | 1A | IC | SB | NA | DFO |  | 180 | 0.0279 | 0.31 | EIA Prime Mover-level Data | Estimated using an emission factor
2020 | MN | Sleepy Eye | 2011 | 3 | IC | RE | NA | DFO
2020 | MN | Sleepy Eye | 2011 | 5 | IC | SB | NA | DFO |  | 180 | 0.0279 | 0.31 | EIA Prime Mover-level Data | Estimated using an emission factor
2020 | MN | Sleepy Eye | 2011 | 6 | IC | SB | NA | DFO |  | 200 | 0.031 | 0.31 | EIA Prime Mover-level Data | Estimated using an emission factor
2020 | MN | Sleepy Eye | 2011 | 7 | IC | SB | NA | DFO |  | 200 | 0.031 | 0.31 | EIA Prime Mover-level Data | Estimated using an emission factor
2020 | MN | Sleepy Eye | 2011 | IC4 | IC | SB | NA | DFO |  | 180 | 0.0279 | 0.31 | EIA Prime Mover-level Data | Estimated using an emission factor
2020 | MN | Sleepy Eye | 2011 | NEW | IC | SB | NA | DFO |  | 200 | 0.031 | 0.31 | EIA Prime Mover-level Data | Estimated using an emission factor
2020 | MN | SMMPA Methane Energy Facility | 57903 | UNIT1 | IC | OP | NA | LFG |  | 55588 | 0.40857 | 0.0147 | EIA Prime Mover-level Data | Estimated using an emission factor
2020 | MN | Snowdrop Solar, LLC | 63310 | SNOWD | PV | IP | NA | SUN
2020 | MN | Sobania Community Solar LLC | 63791 | SOB01 | PV | OP | NA | SUN |  | 3430 |  |  | EIA Prime Mover-level Data
2020 | MN | Soliloquoy Ridge LLC | 55570 | SR30 | WT | OP | NA | WND |  | 40329 |  |  | EIA Prime Mover-level Data
2020 | MN | Solway Plant | 7947 | 1 | GT | OP | CT | NG | 1755 | 523406.2812 | 0.095661 | 0.00036553 | EPA/CAMD | EPA/NEI | 2003
2020 | MN | South Fork Wind Farm | 58691 | STFK1 | WT | OP | NA | WND |  | 416920 |  |  | EIA Prime Mover-level Data
2020 | MN | South Generation | 7982 | 3 | IC | OP | NA | DFO |  | 841.667 | 0.13046 | 0.31 | EIA Prime Mover-level Data | Estimated using an emission factor
2020 | MN | South Generation | 7982 | 4 | IC | OP | NA | DFO |  | 841.667 | 0.13046 | 0.31 | EIA Prime Mover-level Data | Estimated using an emission factor
2020 | MN | South Generation | 7982 | 5 | IC | OP | NA | DFO |  | 841.667 | 0.13046 | 0.31 | EIA Prime Mover-level Data | Estimated using an emission factor
2020 | MN | Southeast Steam Plant | 57966 | SG-201 | ST | OP | NA | NG |  | 42231.7188 | 0.15678 | 0.0074247 | EIA Unit-level Data | NEI avg EF - PM, fuel type
2020 | MN | Southeast Steam Plant | 57966 | SG-203 | ST | OP | NA | NG |  | 40752.1094 | 0.15129 | 0.0074247 | EIA Unit-level Data | NEI avg EF - PM, fuel type
2020 | MN | Southern Minnesota Beet Sugar | 54533 | 1 | ST | OP | NA | SUB |  | 4145041 | 18.426 | 0.0088906 | EIA Prime Mover-level Data | NEI avg EF - PM, fuel type
2020 | MN | Spartan Hills LLC | 55569 | SH30 | WT | OP | NA | WND |  | 40427 |  |  | EIA Prime Mover-level Data
2020 | MN | Spica Community Solar | 60943 | MSCS1 | PV | OP | NA | SUN |  | 14291.5 |  |  | EIA Prime Mover-level Data
2020 | MN | Spica Community Solar | 60943 | MSCS2 | PV | OP | NA | SUN |  | 14291.5 |  |  | EIA Prime Mover-level Data
2020 | MN | Spring Valley | 2013 | 1 | IC | RE | NA | DFO
2020 | MN | Spring Valley | 2013 | 2 | IC | OP | NA | DFO |  | 249.282 | 0.038639 | 0.31 | EIA Prime Mover-level Data | Estimated using an emission factor
2020 | MN | Spring Valley | 2013 | 3 | IC | OP | NA | DFO |  | 453.239 | 0.070252 | 0.31 | EIA Prime Mover-level Data | Estimated using an emission factor
2020 | MN | Spring Valley | 2013 | 4 | IC | OP | NA | DFO |  | 453.239 | 0.070252 | 0.31 | EIA Prime Mover-level Data | Estimated using an emission factor
2020 | MN | Spring Valley | 2013 | 5 | IC | OP | NA | DFO |  | 453.239 | 0.070252 | 0.31 | EIA Prime Mover-level Data | Estimated using an emission factor
2020 | MN | Springfield (MN) | 2012 | 4 | ST | RE | NA | NG
2020 | MN | Springfield (MN) | 2012 | 5 | IC | OP | NA | DFO
2020 | MN | Springfield (MN) | 2012 | 6 | IC | OP | NA | DFO
2020 | MN | Springfield (MN) | 2012 | 7 | IC | OP | NA | DFO
2020 | MN | Springfield (MN) | 2012 | 8 | IC | OP | NA | DFO
2020 | MN | Springfield (MN) | 2012 | 9 | IC | OS | NA | DFO
2020 | MN | Spruce Ridge Gas Recovery | 57017 | GEN1 | IC | OP | NA | LFG |  | 62909 | 0.46238 | 0.0147 | EIA Prime Mover-level Data | Estimated using an emission factor
2020 | MN | Spruce Ridge Gas Recovery | 57017 | GEN2 | IC | OP | NA | LFG |  | 62909 | 0.46238 | 0.0147 | EIA Prime Mover-level Data | Estimated using an emission factor
2020 | MN | Spruce Ridge Gas Recovery | 57017 | GEN3 | IC | OP | NA | LFG |  | 62909 | 0.46238 | 0.0147 | EIA Prime Mover-level Data | Estimated using an emission factor
2020 | MN | Spruce Ridge Gas Recovery | 57017 | GEN4 | IC | OP | NA | LFG |  | 62909 | 0.46238 | 0.0147 | EIA Prime Mover-level Data | Estimated using an emission factor
2020 | MN | St James | 1929 | 1 | IC | OP | NA | DFO |  | 80.667 | 0.012503 | 0.31 | EIA Prime Mover-level Data | Estimated using an emission factor
2020 | MN | St James | 1929 | 2 | IC | OP | NA | DFO |  | 80.667 | 0.012503 | 0.31 | EIA Prime Mover-level Data | Estimated using an emission factor
2020 | MN | St James | 1929 | 3 | IC | OP | NA | DFO |  | 80.667 | 0.012503 | 0.31 | EIA Prime Mover-level Data | Estimated using an emission factor
2020 | MN | St James | 1929 | 4 | IC | OP | NA | DFO |  | 80.667 | 0.012503 | 0.31 | EIA Prime Mover-level Data | Estimated using an emission factor
2020 | MN | St James | 1929 | 5 | IC | OP | NA | DFO |  | 80.667 | 0.012503 | 0.31 | EIA Prime Mover-level Data | Estimated using an emission factor
2020 | MN | St James | 1929 | 6 | IC | OP | NA | DFO |  | 80.667 | 0.012503 | 0.31 | EIA Prime Mover-level Data | Estimated using an emission factor
2020 | MN | St Paul Cogeneration | 56643 | 7 | ST | OP | NA | WDS |  | 2697835.5 | 25.2233 | 0.018699 | EIA Unit-level Data | NEI avg EF - PM, fuel type
2020 | MN | St. Bonifacius Station | 6824 | 1 | GT | OP | CT | DFO | 111 | 5126.7998 | 0.012046 | 0.0046994 | EPA/CAMD | EPA/NEI | 1978
2020 | MN | St. Bonifacius Station | 6824 | 2 | GT | OP | CT | DFO | 111 | 5157 | 0.012122 | 0.0047011 | EPA/CAMD | EPA/NEI | 1978
2020 | MN | St. Charles Power Plant | 56100 | 1 | IC | OP | NA | DFO |  | 160.75 | 0.024916 | 0.31 | EIA Prime Mover-level Data | Estimated using an emission factor
2020 | MN | St. Charles Power Plant | 56100 | 2 | IC | OP | NA | DFO |  | 160.75 | 0.024916 | 0.31 | EIA Prime Mover-level Data | Estimated using an emission factor
2020 | MN | St. Charles Power Plant | 56100 | 3 | IC | OP | NA | DFO |  | 160.75 | 0.024916 | 0.31 | EIA Prime Mover-level Data | Estimated using an emission factor
2020 | MN | St. Charles Power Plant | 56100 | 4 | IC | OP | NA | DFO |  | 160.75 | 0.024916 | 0.31 | EIA Prime Mover-level Data | Estimated using an emission factor
2020 | MN | St. Charles Solar | 62869 | STC10 | PV | OP | NA | SUN |  | 32116 |  |  | EIA Prime Mover-level Data
2020 | MN | St. Cloud Hydro | 64242 | GEN#1 | HY | OP | NA | WAT |  | 242042 |  |  | EIA Prime Mover-level Data
2020 | MN | St. Cloud Hydro | 64242 | GEN#2 | HY | OP | NA | WAT |  | 242042 |  |  | EIA Prime Mover-level Data
2020 | MN | St. Cloud Solar CSG | 61384 | STCL1 | PV | OP | NA | SUN |  | 15463.2002 |  |  | EIA Prime Mover-level Data
2020 | MN | St. Cloud Solar CSG | 61384 | STCL2 | PV | OP | NA | SUN |  | 15463.2002 |  |  | EIA Prime Mover-level Data
2020 | MN | St. Cloud Solar CSG | 61384 | STCL3 | PV | OP | NA | SUN |  | 15463.2002 |  |  | EIA Prime Mover-level Data
2020 | MN | St. Cloud Solar CSG | 61384 | STCL4 | PV | OP | NA | SUN |  | 15463.2002 |  |  | EIA Prime Mover-level Data
2020 | MN | St. Cloud Solar CSG | 61384 | STCL5 | PV | OP | NA | SUN |  | 15463.2002 |  |  | EIA Prime Mover-level Data
2020 | MN | St. Olaf StandBy Generators | 58996 | SBIC1 | IC | SB | NA | DFO |  | 59.878 | 0.0092811 | 0.31 | EIA Prime Mover-level Data | Estimated using an emission factor
2020 | MN | St. Olaf StandBy Generators | 58996 | SBIC2 | IC | SB | NA | DFO |  | 215.561 | 0.033412 | 0.31 | EIA Prime Mover-level Data | Estimated using an emission factor
2020 | MN | St. Olaf StandBy Generators | 58996 | SBIC3 | IC | SB | NA | DFO |  | 215.561 | 0.033412 | 0.31 | EIA Prime Mover-level Data | Estimated using an emission factor
2020 | MN | St. Olaf Wind Turbine | 58995 | OLFWT | WT | OP | NA | WND |  | 24792 |  |  | EIA Prime Mover-level Data
2020 | MN | St. Paul Intl Airport Red & Blue Parking | 59709 | PV1 | PV | OP | NA | SUN |  | 17656.0938 |  |  | EIA Prime Mover-level Data
2020 | MN | St. Paul Intl Airport Red & Blue Parking | 59709 | PV2 | PV | OP | NA | SUN |  | 6908.9058 |  |  | EIA Prime Mover-level Data
2020 | MN | STAG St. Paul Project CSG | 63178 | TC3 | PV | OP | NA | SUN |  | 13869 |  |  | EIA Prime Mover-level Data
2020 | MN | Stahl Wind Energy | 56409 | 1 | WT | OP | NA | WND |  | 41602 |  |  | EIA Prime Mover-level Data
2020 | MN | Star Garden | 63395 | CGS | PV | OP | NA | SUN |  | 10844 |  |  | EIA Prime Mover-level Data
2020 | MN | Stearns Community Solar One LLC CSG | 63121 | 52825 | PV | OP | NA | SUN |  | 15782 |  |  | EIA Prime Mover-level Data
2020 | MN | Stearns Solar I | 63400 | STE | PV | OP | NA | SUN |  | 18756 |  |  | EIA Prime Mover-level Data
2020 | MN | Stevens Community Medical Center | 56245 | 1 | IC | SB | NA | DFO |  | 324 | 0.05022 | 0.31 | EIA Prime Mover-level Data | Estimated using an emission factor
2020 | MN | Stevens Community Solar LLC | 63794 | ST001 | PV | OP | NA | SUN |  | 1798 |  |  | EIA Prime Mover-level Data
2020 | MN | Stewart CSG1, LLC | 63599 | SC | PV | TS | NA | SUN
2020 | MN | Stoneray Power Partners, LLC | 62269 | STNRY | WT | OP | NA | WND |  | 3411853 |  |  | EIA Prime Mover-level Data
2020 | MN | Straight Garden Solar | 63424 | CGS | PV | OP | NA | SUN |  | 12055 |  |  | EIA Prime Mover-level Data
2020 | MN | Strandness Garden | 63367 | CGS | PV | OP | NA | SUN |  | 14167 |  |  | EIA Prime Mover-level Data
2020 | MN | Studenski Community Solar LLC CSG | 63793 | STU01 | PV | V | NA | SUN
2020 | MN | Sun River LLC | 55562 | SU30 | WT | OP | NA | WND |  | 48233 |  |  | EIA Prime Mover-level Data
2020 | MN | SunE Feely 1 CSG, LLC | 61478 | FELY1 | PV | OP | NA | SUN |  | 14974 |  |  | EIA Prime Mover-level Data
2020 | MN | SunE Feely 1 CSG, LLC | 61478 | FELY2 | PV | OP | NA | SUN |  | 14974 |  |  | EIA Prime Mover-level Data
2020 | MN | SunE Feely 1 CSG, LLC | 61478 | FELY3 | PV | OP | NA | SUN |  | 14974 |  |  | EIA Prime Mover-level Data
2020 | MN | SunE Feely 1 CSG, LLC | 61478 | FELY4 | PV | OP | NA | SUN |  | 14974 |  |  | EIA Prime Mover-level Data
2020 | MN | SunE Feely 1 CSG, LLC | 61478 | FELY5 | PV | OP | NA | SUN |  | 14974 |  |  | EIA Prime Mover-level Data
2020 | MN | SunE Stolee CSG, LLC | 61485 | STOL1 | PV | OP | NA | SUN |  | 15478.333 |  |  | EIA Prime Mover-level Data
2020 | MN | SunE Stolee CSG, LLC | 61485 | STOL2 | PV | OP | NA | SUN |  | 15478.333 |  |  | EIA Prime Mover-level Data
2020 | MN | SunE Stolee CSG, LLC | 61485 | STOL3 | PV | OP | NA | SUN |  | 15478.333 |  |  | EIA Prime Mover-level Data
2020 | MN | Sunrise Community Solar | 60713 | SCS1 | PV | OP | NA | SUN |  | 14177.4004 |  |  | EIA Prime Mover-level Data
2020 | MN | Sunrise Community Solar | 60713 | SCS2 | PV | OP | NA | SUN |  | 14177.4004 |  |  | EIA Prime Mover-level Data
2020 | MN | Sunrise Community Solar | 60713 | SCS3 | PV | OP | NA | SUN |  | 14177.4004 |  |  | EIA Prime Mover-level Data
2020 | MN | Sunrise Community Solar | 60713 | SCS4 | PV | OP | NA | SUN |  | 14177.4004 |  |  | EIA Prime Mover-level Data
2020 | MN | Sunrise Community Solar | 60713 | SCS5 | PV | OP | NA | SUN |  | 14177.4004 |  |  | EIA Prime Mover-level Data
2020 | MN | Sunset Breeze LLC | 56586 | 1 | WT | OP | NA | WND |  | 17616 |  |  | EIA Prime Mover-level Data
2020 | MN | Svihel Community Solar LLC CSG | 63792 | SVH01 | PV | V | NA | SUN
2020 | MN | Swan Garden | 64697 | CGS | PV | U | NA | SUN
2020 | MN | Sylvan | 1900 | 1 | HY | OP | NA | WAT |  | 35276 |  |  | EIA Prime Mover-level Data
2020 | MN | Sylvan | 1900 | 2 | HY | OP | NA | WAT |  | 35276 |  |  | EIA Prime Mover-level Data
2020 | MN | Sylvan | 1900 | 3 | HY | OP | NA | WAT |  | 35276 |  |  | EIA Prime Mover-level Data
2020 | MN | Syncarpha Clara City CSG I (Stamer) | 61980 | SCSG1 | PV | OP | NA | SUN |  | 16932 |  |  | EIA Prime Mover-level Data
2020 | MN | Syncarpha Dodge 1 CSG | 62053 | SPGD1 | PV | OP | NA | SUN |  | 16625 |  |  | EIA Prime Mover-level Data
2020 | MN | Syncarpha Prinsburg CSG (Ledeboer) | 61979 | SYPRN | PV | OP | NA | SUN |  | 16432 |  |  | EIA Prime Mover-level Data
2020 | MN | T Luhman CSG | 64056 | TLU01 | PV | V | NA | SUN
2020 | MN | Taconite Harbor Energy Center | 10075 | 1 | ST | OP | TANGENTIAL | SUB | 0 | [5 empty] | 2002
2020 | MN | Taconite Harbor Energy Center | 10075 | 2 | ST | OP | TANGENTIAL | SUB | 0 | [5 empty] | 2002
2020 | MN | Taconite Ridge 1 Wind Energy Center | 56630 | 1 | WT | OP | NA | WND |  | 521283 |  |  | EIA Prime Mover-level Data
2020 | MN | Tatanka Wi | 61680 | MMPA | PV | OP | NA | SUN |  | 104977 |  |  | EIA Prime Mover-level Data
2020 | MN | Taurus Community Solar | 61174 | ETCS1 | PV | OP | NA | SUN |  | 14199.5 |  |  | EIA Prime Mover-level Data
2020 | MN | Taurus Community Solar | 61174 | ETCS2 | PV | OP | NA | SUN |  | 14199.5 |  |  | EIA Prime Mover-level Data
2020 | MN | Taurus Community Solar | 61174 | ETCS3 | PV | OP | NA | SUN |  | 14199.5 |  |  | EIA Prime Mover-level Data
2020 | MN | Taurus Community Solar | 61174 | ETCS4 | PV | OP | NA | SUN |  | 14199.5 |  |  | EIA Prime Mover-level Data
2020 | MN | Taylors Falls CSG | 61428 | PV1 | PV | OP | NA | SUN |  | 72114 |  |  | EIA Prime Mover-level Data
2020 | MN | TG Windfarm LLC | 56199 | 1 | WT | OP | NA | WND |  | 29634 |  |  | EIA Prime Mover-level Data
2020 | MN | Thief River Falls | 2014 | HY1 | HY | OP | NA | WAT |  | 7353.6001 |  |  | EIA Prime Mover-level Data
2020 | MN | Thief River Falls | 2014 | HY2 | HY | OS | NA | WAT |  | 4902.3999 |  |  | EIA Prime Mover-level Data
2020 | MN | Thief River Falls | 2014 | IC1 | IC | OP | NA | DFO |  | 30.433 | 0.0047171 | 0.31 | EIA Prime Mover-level Data | Estimated using an emission factor
2020 | MN | Thief River Falls | 2014 | IC2 | IC | OP | NA | DFO |  | 16.6 | 0.002573 | 0.31 | EIA Prime Mover-level Data | Estimated using an emission factor
2020 | MN | Thief River Falls | 2014 | IC3A | IC | OP | NA | DFO |  | 16.6 | 0.002573 | 0.31 | EIA Prime Mover-level Data | Estimated using an emission factor
2020 | MN | Thief River Falls | 2014 | IC4 | IC | OP | NA | DFO |  | 19.367 | 0.0030019 | 0.31 | EIA Prime Mover-level Data | Estimated using an emission factor
2020 | MN | Thomson | 1901 | 1 | HY | OP | NA | WAT |  | 455566.0312 |  |  | EIA Prime Mover-level Data
2020 | MN | Thomson | 1901 | 2 | HY | OP | NA | WAT |  | 455566.0312 |  |  | EIA Prime Mover-level Data
2020 | MN | Thomson | 1901 | 3 | HY | OP | NA | WAT |  | 455566.0312 |  |  | EIA Prime Mover-level Data
2020 | MN | Thomson | 1901 | 4 | HY | OP | NA | WAT |  | 378470.2188 |  |  | EIA Prime Mover-level Data
2020 | MN | Thomson | 1901 | 5 | HY | OP | NA | WAT |  | 378470.2188 |  |  | EIA Prime Mover-level Data
2020 | MN | Thomson | 1901 | 6 | HY | OP | NA | WAT |  | 420522.4688 |  |  | EIA Prime Mover-level Data
2020 | MN | Thomson Reuters Campus Bldg A-D | 55133 | 3086 | IC | SB | NA | DFO |  | 231.143 | 0.035827 | 0.31 | EIA Prime Mover-level Data | Estimated using an emission factor
2020 | MN | Thomson Reuters Campus Bldg A-D | 55133 | 3087 | IC | SB | NA | DFO |  | 231.143 | 0.035827 | 0.31 | EIA Prime Mover-level Data | Estimated using an emission factor
2020 | MN | Thomson Reuters Campus Bldg A-D | 55133 | 3088 | IC | SB | NA | DFO |  | 231.143 | 0.035827 | 0.31 | EIA Prime Mover-level Data | Estimated using an emission factor
2020 | MN | Thomson Reuters Campus Bldg A-D | 55133 | 3089 | IC | SB | NA | DFO |  | 231.143 | 0.035827 | 0.31 | EIA Prime Mover-level Data | Estimated using an emission factor
2020 | MN | Thomson Reuters Campus Bldg A-D | 55133 | 3090 | IC | SB | NA | DFO |  | 231.143 | 0.035827 | 0.31 | EIA Prime Mover-level Data | Estimated using an emission factor
2020 | MN | Thomson Reuters Campus Bldg A-D | 55133 | 3091 | IC | SB | NA | DFO |  | 231.143 | 0.035827 | 0.31 | EIA Prime Mover-level Data | Estimated using an emission factor
2020 | MN | Thomson Reuters Campus Bldg A-D | 55133 | 3093 | IC | SB | NA | DFO |  | 231.143 | 0.035827 | 0.31 | EIA Prime Mover-level Data | Estimated using an emission factor
2020 | MN | Thomson Reuters Data Center Bldg ES101 | 57207 | 1 | IC | SB | NA | DFO |  | 148 | 0.02294 | 0.31 | EIA Prime Mover-level Data | Estimated using an emission factor
2020 | MN | Thomson Reuters Data Center Bldg H | 57208 | 1 | IC | SB | NA | DFO |  | 326.5 | 0.050607 | 0.31 | EIA Prime Mover-level Data | Estimated using an emission factor
2020 | MN | Thomson Reuters Data Center Bldg H | 57208 | 2 | IC | SB | NA | DFO |  | 326.5 | 0.050607 | 0.31 | EIA Prime Mover-level Data | Estimated using an emission factor
2020 | MN | Thomson Reuters Data Center Bldg H | 57208 | 3 | IC | SB | NA | DFO |  | 326.5 | 0.050607 | 0.31 | EIA Prime Mover-level Data | Estimated using an emission factor
2020 | MN | Thomson Reuters Data Center Bldg H | 57208 | 4 | IC | SB | NA | DFO |  | 326.5 | 0.050607 | 0.31 | EIA Prime Mover-level Data | Estimated using an emission factor
2020 | MN | Tiller CSG | 62098 | TILLE | PV | OP | NA | SUN |  | 75744 |  |  | EIA Prime Mover-level Data
2020 | MN | Tofteland Windfarm LLC | 56202 | I | WT | OP | NA | WND |  | 29634 |  |  | EIA Prime Mover-level Data
2020 | MN | Trimont Area Wind Farm | 56296 | 1 | WT | OP | NA | WND |  | 2607985 |  |  | EIA Prime Mover-level Data
2020 | MN | Trishe Wind Minnesota | 57255 | 1 | WT | CN | NA | WND
2020 | MN | Trishe Wind Minnesota | 57255 | 2 | WT | CN | NA | WND
2020 | MN | Truman | 2015 | 1 | IC | RE | NA | DFO
2020 | MN | Truman | 2015 | 2 | IC | RE | NA | DFO
2020 | MN | Truman | 2015 | 3 | IC | SB | NA | DFO |  | 52.516 | 0.00814 | 0.31 | EIA Prime Mover-level Data | Estimated using an emission factor
2020 | MN | Truman | 2015 | 4 | IC | RE | NA | DFO
2020 | MN | Truman | 2015 | 5 | IC | RE | NA | DFO
2020 | MN | Truman | 2015 | 6 | IC | SB | NA | DFO |  | 42.968 | 0.00666 | 0.31 | EIA Prime Mover-level Data | Estimated using an emission factor
2020 | MN | Truman | 2015 | 7 | IC | SB | NA | DFO |  | 52.516 | 0.00814 | 0.31 | EIA Prime Mover-level Data | Estimated using an emission factor
2020 | MN | Tsar Nicholas LLC | 55561 | TN30 | WT | OP | NA | WND |  | 48233 |  |  | EIA Prime Mover-level Data
2020 | MN | Tweite Community Solar LLC | 64099 | TWEIT | PV | OP | NA | SUN |  | 728 |  |  | EIA Prime Mover-level Data
2020 | MN | Twin Cities Hydro LLC | 57069 | 1 | HY | OP | NA | WAT |  | 229876.5 |  |  | EIA Prime Mover-level Data
2020 | MN | Twin Cities Hydro LLC | 57069 | 2 | HY | OP | NA | WAT |  | 229876.5 |  |  | EIA Prime Mover-level Data
2020 | MN | Twin Cities Hydro LLC | 57069 | 3 | HY | OP | NA | WAT |  | 229876.5 |  |  | EIA Prime Mover-level Data
2020 | MN | Twin Cities Hydro LLC | 57069 | 4 | HY | OP | NA | WAT |  | 229876.5 |  |  | EIA Prime Mover-level Data
2020 | MN | Twin Lake Hills LLC | 55568 | TL30 | WT | OP | NA | WND |  | 41285 |  |  | EIA Prime Mover-level Data
2020 | MN | Uilk Wind LLC | 57351 | FA01 | WT | OP | NA | WND |  | 35931.668 |  |  | EIA Prime Mover-level Data
2020 | MN | Uilk Wind LLC | 57351 | FA02 | WT | OP | NA | WND |  | 35931.668 |  |  | EIA Prime Mover-level Data
2020 | MN | Uilk Wind LLC | 57351 | FA03 | WT | OP | NA | WND |  | 35931.668 |  |  | EIA Prime Mover-level Data
2020 | MN | UMM Wind Turbine | 57732 | UMM1 | WT | OP | NA | WND |  | 47138 |  |  | EIA Prime Mover-level Data
2020 | MN | Union Garden | 63939 | CGS | PV | TS | NA | SUN
2020 | MN | United Health Care | 7377 | 1 | GT | RE | NA | DFO
2020 | MN | United Health Care | 7377 | 2 | GT | RE | NA | DFO
2020 | MN | United Hospital | 7378 | 1 | IC | RE | NA | DFO
2020 | MN | United Hospital | 7378 | 2 | IC | RE | NA | DFO
2020 | MN | United Hospital | 7378 | 3 | IC | RE | NA | DFO
2020 | MN | Univ Minnesota CHP Plant | 59197 | CTG-1 | GT | OP | NA | NG |  | 1702786 | 0.84648 | 0.00099423 | EIA Prime Mover-level Data | NEI avg EF - PM, fuel type, firing type
2020 | MN | Ursa Community Solar | 60712 | UCS1 | PV | OP | NA | SUN |  | 14542 |  |  | EIA Prime Mover-level Data
2020 | MN | Ursa Community Solar | 60712 | UCS2 | PV | OP | NA | SUN |  | 14542 |  |  | EIA Prime Mover-level Data
2020 | MN | Ursa Community Solar | 60712 | UCS3 | PV | OP | NA | SUN |  | 14542 |  |  | EIA Prime Mover-level Data
2020 | MN | Ursa Community Solar | 60712 | UCS4 | PV | OP | NA | SUN |  | 14542 |  |  | EIA Prime Mover-level Data
2020 | MN | Ursa Community Solar | 60712 | UCS5 | PV | OP | NA | SUN |  | 14542 |  |  | EIA Prime Mover-level Data
2020 | MN | USS All In Solar LLC CSG | 63160 | ALLIN | PV | OP | NA | SUN |  | 2395 |  |  | EIA Prime Mover-level Data
2020 | MN | USS B&B Solar LLC CSG | 63216 | BB | PV | OP | NA | SUN |  | 1246 |  |  | EIA Prime Mover-level Data
2020 | MN | USS Big Lake 1 Solar CSG | 61997 | USSBL | PV | OP | NA | SUN |  | 19309 |  |  | EIA Prime Mover-level Data
2020 | MN | USS Bluff Country Solar CSG | 63741 | USBCS | PV | OP | NA | SUN |  | 386 |  |  | EIA Prime Mover-level Data
2020 | MN | USS Brockway Solar CSG | 62049 | USSBR | PV | OP | NA | SUN |  | 17976 |  |  | EIA Prime Mover-level Data
2020 | MN | USS Brude Solar CSG | 62361 | USBRU | PV | OP | NA | SUN |  | 11475 |  |  | EIA Prime Mover-level Data
2020 | MN | USS Buckaroo Solar LLC CSG | 63153 | BUCKR | PV | OP | NA | SUN |  | 1026 |  |  | EIA Prime Mover-level Data
2020 | MN | USS Bush Solar LLC CSG | 63166 | BUSH | PV | OP | NA | SUN |  | 2527 |  |  | EIA Prime Mover-level Data
2020 | MN | USS Centerfield Solar CSG | 62335 | USCEN | PV | OP | NA | SUN |  | 16747 |  |  | EIA Prime Mover-level Data
2020 | MN | USS Chariot Solar LLC | 63171 | CHROT | PV | V | NA | SUN
2020 | MN | USS Cheyenne Solar LLC CSG | 63145 | CHYNE | PV | OP | NA | SUN |  | 17197 |  |  | EIA Prime Mover-level Data
2020 | MN | USS Christoffer Solar LLC CSG | 63152 | CHRST | PV | OP | NA | SUN |  | 2071 |  |  | EIA Prime Mover-level Data
2020 | MN | USS Cougar Solar LLC CSG | 63158 | COUGR | PV | OP | NA | SUN |  | 2237 |  |  | EIA Prime Mover-level Data
2020 | MN | USS Danube Solar LLC | 64871 | USSDA | PV | U | NA | SUN
2020 | MN | USS Dot Com Solar LLC CSG | 63215 | DOTCM | PV | V | NA | SUN
2020 | MN | USS Dubhe Solar CSG | 62048 | USSDB | PV | OP | NA | SUN |  | 18371 |  |  | EIA Prime Mover-level Data
2020 | MN | USS DVL Solar CSG | 62360 | USDVL | PV | OP | NA | SUN |  | 18240 |  |  | EIA Prime Mover-level Data
2020 | MN | USS East Hauer Watt CSG | 62362 | USEHW | PV | OP | NA | SUN |  | 11493 |  |  | EIA Prime Mover-level Data
2020 | MN | USS Eggo Solar CSG | 62359 | USEGG | PV | OP | NA | SUN |  | 18721 |  |  | EIA Prime Mover-level Data
2020 | MN | USS Flower Solar LLC CSG | 63159 | FLOWR | PV | OP | NA | SUN |  | 1079 |  |  | EIA Prime Mover-level Data
2020 | MN | USS Good Solar CSG | 61998 | USSGO | PV | OP | NA | SUN |  | 17685 |  |  | EIA Prime Mover-level Data
2020 | MN | USS Greenhouse Solar LLC CSG | 63143 | GRHSE | PV | OP | NA | SUN |  | 10134 |  |  | EIA Prime Mover-level Data
2020 | MN | USS Hancock Solar LLC CSG | 63167 | HNCCK | PV | V | NA | SUN
2020 | MN | USS Haven Solar LLC CSG | 63138 | USHAV | PV | OP | NA | SUN |  | 17677 |  |  | EIA Prime Mover-level Data
2020 | MN | USS Hockey Pad Solar CSG | 62334 | USHP | PV | OP | NA | SUN |  | 6800 |  |  | EIA Prime Mover-level Data
2020 | MN | USS Horne North Solar LLC CSG | 63154 | HORNN | PV | OP | NA | SUN |  | 1228 |  |  | EIA Prime Mover-level Data
2020 | MN | USS Horne South Solar LLC CSG | 63155 | HORNS | PV | OP | NA | SUN |  | 1167 |  |  | EIA Prime Mover-level Data
2020 | MN | USS Hubers Solar LLC CSG | 63744 | HUBER | PV | V | NA | SUN
2020 | MN | USS JJ Clay Solar LLC CSG | 63156 | JJCLY | PV | OP | NA | SUN |  | 1097 |  |  | EIA Prime Mover-level Data
2020 | MN | USS JJ Solar CSG | 62047 | USSJJ | PV | OP | NA | SUN |  | 17302 |  |  | EIA Prime Mover-level Data
2020 | MN | USS Kasch Solar CSG | 61999 | USSKA | PV | OP | NA | SUN |  | 17004 |  |  | EIA Prime Mover-level Data
2020 | MN | USS Kass Solar LLC | 63170 | KASS | PV | V | NA | SUN
2020 | MN | USS King 2 CSG | 62358 | USK12 | PV | OP | NA | SUN |  | 18721 |  |  | EIA Prime Mover-level Data
2020 | MN | USS Kost Trail Solar CSG | 62339 | USSKT | PV | OP | NA | SUN |  | 17668 |  |  | EIA Prime Mover-level Data
2020 | MN | USS KVPV Solar LLC CSG | 63169 | KVPV | PV | OP | NA | SUN |  | 1140 |  |  | EIA Prime Mover-level Data
2020 | MN | USS Lake Patterson Solar CSG | 62337 | USLP | PV | OP | NA | SUN |  | 18906 |  |  | EIA Prime Mover-level Data
2020 | MN | USS Mayhew Solar LLC CSG | 63144 | MAYHW | PV | OP | NA | SUN |  | 10388 |  |  | EIA Prime Mover-level Data
2020 | MN | USS Midtown Solar LLC CSG | 63146 | MDTWN | PV | OP | NA | SUN |  | 16764 |  |  | EIA Prime Mover-level Data
2020 | MN | USS Milkweed Solar LLC CSG | 63142 | MLKWD | PV | OP | NA | SUN |  | 10317 |  |  | EIA Prime Mover-level Data
2020 | MN | USS Monarch Solar LLC CSG | 63147 | MNRCH | PV | OP | NA | SUN |  | 17354 |  |  | EIA Prime Mover-level Data
2020 | MN | USS Nillie Corn Solar CSG | 62046 | USSNC | PV | OP | NA | SUN |  | 18117 |  |  | EIA Prime Mover-level Data
2020 | MN | USS Norelius Solar CSG | 62045 | USSNO | PV | OP | NA | SUN |  | 18389 |  |  | EIA Prime Mover-level Data
2020 | MN | USS Pheasant Solar LLC CSG | 63168 | PHSNT | PV | OP | NA | SUN |  | 1386 |  |  | EIA Prime Mover-level Data
2020 | MN | USS Quail Solar LLC | 64870 | USSQL | PV | U | NA | SUN
2020 | MN | USS Rapidan Solar CSG | 62338 | USRAP | PV | OP | NA | SUN |  | 11247 |  |  | EIA Prime Mover-level Data
2020 | MN | USS Reindeer Solar LLC CSG | 63165 | RENDR | PV | OP | NA | SUN |  | 588 |  |  | EIA Prime Mover-level Data
2020 | MN | USS Rockpoint Solar CSG | 62000 | USSRP | PV | OP | NA | SUN |  | 17878 |  |  | EIA Prime Mover-level Data
2020 | MN | USS Solar Dawn CSG | 62044 | USSSD | PV | OP | NA | SUN |  | 18695 |  |  | EIA Prime Mover-level Data
2020 | MN | USS Solar Rapids CSG | 62042 | USSSR | PV | OP | NA | SUN |  | 18423 |  |  | EIA Prime Mover-level Data
2020 | MN | USS Solar Sources LLC CSG | 63151 | SOURC | PV | OP | NA | SUN |  | 711 |  |  | EIA Prime Mover-level Data
2020 | MN | USS Solar Way LLC CSG | 63743 | SOLWY | PV | OP | NA | SUN |  | 1272 |  |  | EIA Prime Mover-level Data
2020 | MN | USS Steamboat Solar LLC CSG | 63221 | STMBT | PV | U | NA | SUN
2020 | MN | USS Sunrise Solar LLC CSG | 63141 | SNRSE | PV | OP | NA | SUN |  | 10151 |  |  | EIA Prime Mover-level Data
2020 | MN | USS Turkey Solar LLC CSG | 63148 | TURKY | PV | OP | NA | SUN |  | 17213 |  |  | EIA Prime Mover-level Data
2020 | MN | USS Verde Solar LLC CSG | 63157 | VERDE | PV | OP | NA | SUN |  | 2519 |  |  | EIA Prime Mover-level Data
2020 | MN | USS Viceroy Solar LLC CSG | 63742 | USVIC | PV | U | NA | SUN
2020 | MN | USS Water City Solar LLC CSG | 63220 | WTRCY | PV | P | NA | SUN
2020 | MN | USS Water Fowl Solar LLC CSG | 63219 | WTRFL | PV | P | NA | SUN
2020 | MN | USS Water Town Solar LLC CSG | 63218 | WTRTN | PV | P | NA | SUN
2020 | MN | USS Webster Solar CSG | 62336 | USWEB | PV | OP | NA | SUN |  | 18521 |  |  | EIA Prime Mover-level Data
2020 | MN | USS Westeros Solar LLC CSG | 63140 | USSWS | PV | OP | NA | SUN |  | 10553 |  |  | EIA Prime Mover-level Data
2020 | MN | USS White Cloud LLC CSG | 63139 | USSWC | PV | OP | NA | SUN |  | 16316 |  |  | EIA Prime Mover-level Data
2020 | MN | USS Wildcat Solar LLC | 64866 | USSWC | PV | U | NA | SUN
2020 | MN | USS Zanzibar Solar LLC CSG | 63217 | ZNZBR | PV | CN | NA | SUN
2020 | MN | Valley View Transmission LLC | 57434 | VVT | WT | OP | NA | WND |  | 228133 |  |  | EIA Prime Mover-level Data
2020 | MN | Vega Community Solar | 60944 | NVCS1 | PV | OP | NA | SUN |  | 15252.7998 |  |  | EIA Prime Mover-level Data
2020 | MN | Vega Community Solar | 60944 | NVCS2 | PV | OP | NA | SUN |  | 15252.7998 |  |  | EIA Prime Mover-level Data
2020 | MN | Vega Community Solar | 60944 | NVCS3 | PV | OP | NA | SUN |  | 15252.7998 |  |  | EIA Prime Mover-level Data
2020 | MN | Vega Community Solar | 60944 | NVCS4 | PV | OP | NA | SUN |  | 15252.7998 |  |  | EIA Prime Mover-level Data
2020 | MN | Vega Community Solar | 60944 | NVCS5 | PV | OP | NA | SUN |  | 15252.7998 |  |  | EIA Prime Mover-level Data
2020 | MN | Vermillion River_MN_GRE DEA-GM | 63406 | PV1 | PV | OP | NA | SUN |  | 41197 |  |  | EIA Prime Mover-level Data
2020 | MN | Veseli Community Solar Garden | 61570 | 40921 | PV | OP | NA | SUN |  | 16422 |  |  | EIA Prime Mover-level Data
2020 | MN | Viking Wind Partners | 56153 | 1 | WT | OP | NA | WND |  | 311881 |  |  | EIA Prime Mover-level Data
2020 | MN | Virginia | 2018 | 10 | ST | OP | NA | NG |  | 250518 | 0.93001 | 0.0074247 | EIA Unit-level Data | NEI avg EF - PM, fuel type
2020 | MN | Virginia | 2018 | 11 | ST | OP | NA | WDS |  | 586840.625 | 5.4867 | 0.018699 | EIA Unit-level Data | NEI avg EF - PM, fuel type
2020 | MN | Virginia | 2018 | 7 | ST | OP | NA | SUB |  | 303770.7188 | 1.3504 | 0.0088906 | EIA Unit-level Data | NEI avg EF - PM, fuel type
2020 | MN | Virginia | 2018 | 9 | ST | OP | NA | NG |  | 0 | 0 |  | EIA Unit-level Data | NEI avg EF - PM, fuel type
2020 | MN | Wabasha Holdco Solar CSG | 60838 | WABAS | PV | OP | NA | SUN |  | 47559 |  |  | EIA Prime Mover-level Data
2020 | MN | Wabasha Solar | 62800 | WAB | PV | OP | NA | SUN |  | 10834 |  |  | EIA Prime Mover-level Data
2020 | MN | WakeSun LLC | 60694 | MLC27 | PV | OP | NA | SUN |  | 15712.333 |  |  | EIA Prime Mover-level Data
2020 | MN | WakeSun LLC | 60694 | MLC28 | PV | OP | NA | SUN |  | 15712.333 |  |  | EIA Prime Mover-level Data
2020 | MN | WakeSun LLC | 60694 | MLC29 | PV | OP | NA | SUN |  | 15712.333 |  |  | EIA Prime Mover-level Data
2020 | MN | Walcott Solar CSG | 62707 | SC | PV | OP | NA | SUN |  | 35890 |  |  | EIA Prime Mover-level Data
2020 | MN | Wapsipinicon Wind Project | 56876 | TBD | WT | OP | NA | WND |  | 2577307 |  |  | EIA Prime Mover-level Data
2020 | MN | Warsaw Solar CSG | 62709 | SC | PV | OP | NA | SUN |  | 18547 |  |  | EIA Prime Mover-level Data
2020 | MN | Waseca Solar | 60532 | PV1 | PV | OP | NA | SUN |  | 165652 |  |  | EIA Prime Mover-level Data
2020 | MN | WasecaSun | 61142 | 0000H | PV | OP | NA | SUN |  | 37248.3789 |  |  | EIA Prime Mover-level Data
2020 | MN | WasecaSun | 61142 | WASE2 | PV | OP | NA | SUN |  | 10955.4053 |  |  | EIA Prime Mover-level Data
2020 | MN | WasecaSun | 61142 | WASE3 | PV | OP | NA | SUN |  | 10955.4053 |  |  | EIA Prime Mover-level Data
2020 | MN | WasecaSun | 61142 | WASE4 | PV | OP | NA | SUN |  | 10955.4053 |  |  | EIA Prime Mover-level Data
2020 | MN | WasecaSun | 61142 | WASE5 | PV | OP | NA | SUN |  | 10955.4053 |  |  | EIA Prime Mover-level Data
2020 | MN | Water Reclamation Plant | 58617 | GEN1 | IC | OP | NA | OBG |  | 11715.5 | 0.086109 | 0.0147 | EIA Prime Mover-level Data | Estimated using an emission factor
2020 | MN | Water Reclamation Plant | 58617 | GEN2 | IC | OP | NA | OBG |  | 11715.5 | 0.086109 | 0.0147 | EIA Prime Mover-level Data | Estimated using an emission factor
2020 | MN | Waterford Holdco CSG | 61452 | WATER | PV | OP | NA | SUN |  | 43733 |  |  | EIA Prime Mover-level Data
2020 | MN | Waterville CSG Solar Holdings LLC | 61627 | WA | PV | OP | NA | SUN |  | 67290 |  |  | EIA Prime Mover-level Data
2020 | MN | WaveSun Community Solar | 61587 | 1 | PV | OP | NA | SUN |  | 80738 |  |  | EIA Prime Mover-level Data
2020 | MN | WCROC Wind Farm | 57823 | WTG1 | WT | OP | NA | WND |  | 40619 |  |  | EIA Prime Mover-level Data
2020 | MN | Webster Holdco Solar CSG | 60830 | WEBST | PV | OP | NA | SUN |  | 66631 |  |  | EIA Prime Mover-level Data
2020 | MN | Welcome Wind Turbine | 57248 | WIND1 | WT | OP | NA | WND |  | 57447 |  |  | EIA Prime Mover-level Data
2020 | MN | Wells IC | 2020 | 1 | IC | OP | NA | DFO |  | 159.759 | 0.024763 | 0.31 | EIA Prime Mover-level Data | Estimated using an emission factor
2020 | MN | Wells IC | 2020 | 2 | IC | OP | NA | DFO |  | 159.759 | 0.024763 | 0.31 | EIA Prime Mover-level Data | Estimated using an emission factor
2020 | MN | Wells IC | 2020 | 3 | IC | OP | NA | DFO |  | 135.181 | 0.020953 | 0.31 | EIA Prime Mover-level Data | Estimated using an emission factor
2020 | MN | Wells IC | 2020 | 4 | IC | OP | NA | DFO |  | 282.651 | 0.043811 | 0.31 | EIA Prime Mover-level Data | Estimated using an emission factor
2020 | MN | Wells IC | 2020 | 5 | IC | OP | NA | DFO |  | 282.651 | 0.043811 | 0.31 | EIA Prime Mover-level Data | Estimated using an emission factor
2020 | MN | West Fairbault | 1932 | 1 | GT | RE | NA | NG
2020 | MN | West Fairbault | 1932 | 2 | GT | RE | NA | NG
2020 | MN | West Fairbault | 1932 | 3 | GT | RE | NA | NG
2020 | MN | West Faribault Solar | 60533 | PV1 | PV | OP | NA | SUN |  | 90687 |  |  | EIA Prime Mover-level Data
2020 | MN | West Group Data Center | 54294 | 1 | IC | SB | NA | DFO |  | 1407.75 | 0.2182 | 0.31 | EIA Prime Mover-level Data | Estimated using an emission factor
2020 | MN | West Group Data Center | 54294 | 2 | IC | SB | NA | DFO |  | 1407.75 | 0.2182 | 0.31 | EIA Prime Mover-level Data | Estimated using an emission factor
2020 | MN | West Group Data Center | 54294 | 2178 | IC | RE | NA | DFO
2020 | MN | West Group Data Center | 54294 | 2179 | IC | RE | NA | DFO
2020 | MN | West Group Data Center | 54294 | 2180 | IC | RE | NA | DFO
2020 | MN | West Group Data Center | 54294 | 3 | IC | SB | NA | DFO |  | 1407.75 | 0.2182 | 0.31 | EIA Prime Mover-level Data | Estimated using an emission factor
2020 | MN | West Group Data Center | 54294 | 4 | IC | SB | NA | DFO |  | 1407.75 | 0.2182 | 0.31 | EIA Prime Mover-level Data | Estimated using an emission factor
2020 | MN | West Group Data Center F | 56247 | 1 | IC | SB | NA | DFO |  | 791.25 | 0.12264 | 0.31 | EIA Prime Mover-level Data | Estimated using an emission factor
2020 | MN | West Group Data Center F | 56247 | 2 | IC | SB | NA | DFO |  | 791.25 | 0.12264 | 0.31 | EIA Prime Mover-level Data | Estimated using an emission factor
2020 | MN | West Group Data Center F | 56247 | 3 | IC | SB | NA | DFO |  | 791.25 | 0.12264 | 0.31 | EIA Prime Mover-level Data | Estimated using an emission factor
2020 | MN | West Group Data Center F | 56247 | 4 | IC | SB | NA | DFO |  | 791.25 | 0.12264 | 0.31 | EIA Prime Mover-level Data | Estimated using an emission factor
2020 | MN | West Waconia Solar | 60534 | PV1 | PV | OP | NA | SUN |  | 136358 |  |  | EIA Prime Mover-level Data
2020 | MN | Westbrook | 2021 | 3 | IC | RE | NA | DFO
2020 | MN | Westbrook | 2021 | 4 | IC | RE | NA | DFO
2020 | MN | Westbrook | 2021 | 5 | IC | OP | NA | DFO |  | 354 | 0.05487 | 0.31 | EIA Prime Mover-level Data | Estimated using an emission factor
2020 | MN | Westport Community Solar, LLC | 63307 | WESTP | PV | V | NA | SUN
2020 | MN | Westridge Windfarm LLC | 56203 | 1 | WT | OP | NA | WND |  | 14818 |  |  | EIA Prime Mover-level Data
2020 | MN | Westside Energy Station | 60564 | WES1 | IC | OP | NA | NG |  | 59149.1992 | 0.01248 | 0.000422 | EIA Prime Mover-level Data | Estimated using an emission factor
2020 | MN | Westside Energy Station | 60564 | WES2 | IC | OP | NA | NG |  | 59149.1992 | 0.01248 | 0.000422 | EIA Prime Mover-level Data | Estimated using an emission factor
2020 | MN | Westside Energy Station | 60564 | WES3 | IC | OP | NA | NG |  | 59149.1992 | 0.01248 | 0.000422 | EIA Prime Mover-level Data | Estimated using an emission factor
2020 | MN | Westside Energy Station | 60564 | WES4 | IC | OP | NA | NG |  | 59149.1992 | 0.01248 | 0.000422 | EIA Prime Mover-level Data | Estimated using an emission factor
2020 | MN | Westside Energy Station | 60564 | WES5 | IC | OP | NA | NG |  | 59149.1992 | 0.01248 | 0.000422 | EIA Prime Mover-level Data | Estimated using an emission factor
2020 | MN | Willmar | 2022 | 1 | ST | RE | NA | NG |  | 0 | 0 |  | EIA Unit-level Data | NEI avg EF - PM, fuel type
2020 | MN | Willmar | 2022 | 2 | ST | RE | WALL | NG |  | 0 | 0 |  | EIA Unit-level Data | NEI avg EF - PM, fuel type, firing type
2020 | MN | Willmar | 2022 | 3 | ST | RE | STOKER | AB |  | 0 | 0 |  | EIA Unit-level Data | Estimated using an emission factor
2020 | MN | Willmar | 2022 | WTG3 | WT | OP | NA | WND |  | 31398 |  |  | EIA Prime Mover-level Data
2020 | MN | Willmar | 2022 | WTG4 | WT | OP | NA | WND |  | 31398 |  |  | EIA Prime Mover-level Data
2020 | MN | Willmar Municipal East Substation | 57034 | E04 | IC | OP | NA | DFO |  | 146.333 | 0.022682 | 0.31 | EIA Prime Mover-level Data | Estimated using an emission factor
2020 | MN | Willmar Municipal East Substation | 57034 | E05 | IC | OP | NA | DFO |  | 146.333 | 0.022682 | 0.31 | EIA Prime Mover-level Data | Estimated using an emission factor
2020 | MN | Willmar Municipal East Substation | 57034 | E06 | IC | OP | NA | DFO |  | 146.333 | 0.022682 | 0.31 | EIA Prime Mover-level Data | Estimated using an emission factor
2020 | MN | Willmar Municipal SW Substation | 57035 | SW01 | IC | OP | NA | DFO |  | 140.667 | 0.021803 | 0.31 | EIA Prime Mover-level Data | Estimated using an emission factor
2020 | MN | Willmar Municipal SW Substation | 57035 | SW02 | IC | OP | NA | DFO |  | 140.667 | 0.021803 | 0.31 | EIA Prime Mover-level Data | Estimated using an emission factor
2020 | MN | Willmar Municipal SW Substation | 57035 | SW03 | IC | OP | NA | DFO |  | 140.667 | 0.021803 | 0.31 | EIA Prime Mover-level Data | Estimated using an emission factor
2020 | MN | Wilmarth | 1934 | 1 | ST | OP | NA | MSW |  | 1023751.75 |  |  | EIA Unit-level Data
2020 | MN | Wilmarth | 1934 | 2 | ST | OP | NA | MSW |  | 1015921.4375 |  |  | EIA Unit-level Data
2020 | MN | Windcurrent Farms LLC | 56205 | 1 | WT | OP | NA | WND |  | 34407 |  |  | EIA Prime Mover-level Data
2020 | MN | Windom | 2023 | CAT2 | IC | SB | NA | DFO |  | 31.333 | 0.0048566 | 0.31 | EIA Prime Mover-level Data | Estimated using an emission factor
2020 | MN | Windom | 2023 | CAT3 | IC | SB | NA | DFO |  | 31.333 | 0.0048566 | 0.31 | EIA Prime Mover-level Data | Estimated using an emission factor
2020 | MN | Windom | 2023 | CAT4 | IC | SB | NA | DFO |  | 31.333 | 0.0048566 | 0.31 | EIA Prime Mover-level Data | Estimated using an emission factor
2020 | MN | Windom | 2023 | GT1 | GT | SB | NA | DFO |  | 66 | 0.00059544 | 0.018044 | EIA Prime Mover-level Data | NEI avg EF - PM, fuel type, firing type
2020 | MN | Windom Wind Project | 56544 | 1 | WT | OP | NA | WND |  | 264593 |  |  | EIA Prime Mover-level Data
2020 | MN | Winegar CSG | 62193 | SO377 | PV | OP | NA | SUN |  | 13651 |  |  | EIA Prime Mover-level Data
2020 | MN | Winona Community Solar One LLC | 63532 | 52837 | PV | OP | NA | SUN |  | 6221 |  |  | EIA Prime Mover-level Data
2020 | MN | Winona County Wind LLC | 57547 | WCW | WT | OS | NA | WND
2020 | MN | Winona Solar | 62799 | WIN | PV | OP | NA | SUN |  | 7862 |  |  | EIA Prime Mover-level Data
2020 | MN | Winters Spawn LLC | 55567 | WS30 | WT | OP | NA | WND |  | 39276 |  |  | EIA Prime Mover-level Data
2020 | MN | Winton | 1902 | 2 | HY | OP | NA | WAT |  | 71320.5 |  |  | EIA Prime Mover-level Data
2020 | MN | Winton | 1902 | 3 | HY | OP | NA | WAT |  | 71320.5 |  |  | EIA Prime Mover-level Data
2020 | MN | Wolf Wind Enterprises LLC | 56589 | 1 | WT | OP | NA | WND |  | 17616 |  |  | EIA Prime Mover-level Data
2020 | MN | Wollan Garden Solar | 63454 | CGS | PV | OP | NA | SUN |  | 13701 |  |  | EIA Prime Mover-level Data
2020 | MN | Woodbury Solar | 63231 | PV | PV | OP | NA | SUN |  | 30372 |  |  | EIA Prime Mover-level Data
2020 | MN | Woodstock Windfarm | 55342 | WIND | WT | OP | NA | WND |  | 283008 |  |  | EIA Prime Mover-level Data
2020 | MN | Worthington | 2024 | 1 | IC | OP | NA | DFO |  | 89.714 | 0.013906 | 0.31 | EIA Prime Mover-level Data | Estimated using an emission factor
2020 | MN | Worthington | 2024 | 10 | WT | OP | NA | WND |  | 15234.5889 |  |  | EIA Prime Mover-level Data
2020 | MN | Worthington | 2024 | 11 | WT | OP | NA | WND |  | 15234.5889 |  |  | EIA Prime Mover-level Data
2020 | MN | Worthington | 2024 | 12 | WT | OP | NA | WND |  | 16927.3223 |  |  | EIA Prime Mover-level Data
2020 | MN | Worthington | 2024 | 13 | WT | OP | NA | WND |  | 16927.3223 |  |  | EIA Prime Mover-level Data
2020 | MN | Worthington | 2024 | 2 | IC | OP | NA | DFO |  | 89.714 | 0.013906 | 0.31 | EIA Prime Mover-level Data | Estimated using an emission factor
2020 | MN | Worthington | 2024 | 3 | IC | OP | NA | DFO |  | 89.714 | 0.013906 | 0.31 | EIA Prime Mover-level Data | Estimated using an emission factor
2020 | MN | Worthington | 2024 | 4 | IC | OP | NA | DFO |  | 89.714 | 0.013906 | 0.31 | EIA Prime Mover-level Data | Estimated using an emission factor
2020 | MN | Worthington | 2024 | 5 | IC | OP | NA | DFO |  | 89.714 | 0.013906 | 0.31 | EIA Prime Mover-level Data | Estimated using an emission factor
2020 | MN | Worthington | 2024 | 6 | IC | OP | NA | DFO |  | 89.714 | 0.013906 | 0.31 | EIA Prime Mover-level Data | Estimated using an emission factor
2020 | MN | Worthington | 2024 | 7 | IC | OP | NA | DFO |  | 89.714 | 0.013906 | 0.31 | EIA Prime Mover-level Data | Estimated using an emission factor
2020 | MN | Worthington | 2024 | 8 | WT | OP | NA | WND |  | 15234.5889 |  |  | EIA Prime Mover-level Data
2020 | MN | Worthington | 2024 | 9 | WT | OP | NA | WND |  | 15234.5889 |  |  | EIA Prime Mover-level Data
2020 | MN | Wright Cuddyer CSG | 61494 | 41327 | PV | OP | NA | SUN |  | 15502 |  |  | EIA Prime Mover-level Data
2020 | MN | Wright Cuddyer CSG | 61494 | 41328 | PV | OP | NA | SUN |  | 15502 |  |  | EIA Prime Mover-level Data
2020 | MN | Wright Cuddyer CSG | 61494 | 41329 | PV | OP | NA | SUN |  | 15502 |  |  | EIA Prime Mover-level Data
2020 | MN | Wright Cuddyer CSG | 61494 | 41330 | PV | OP | NA | SUN |  | 15502 |  |  | EIA Prime Mover-level Data
2020 | MN | Wright Kirby 1-5 CSG | 62365 | WK1 | PV | OP | NA | SUN |  | 16018 |  |  | EIA Prime Mover-level Data
2020 | MN | Wright Kirby 1-5 CSG | 62365 | WK2 | PV | OP | NA | SUN |  | 16018 |  |  | EIA Prime Mover-level Data
2020 | MN | Wright Kirby 1-5 CSG | 62365 | WK3 | PV | OP | NA | SUN |  | 16018 |  |  | EIA Prime Mover-level Data
2020 | MN | Wright Kirby 1-5 CSG | 62365 | WK4 | PV | OP | NA | SUN |  | 16018 |  |  | EIA Prime Mover-level Data
2020 | MN | Wright Kirby 1-5 CSG | 62365 | WK5 | PV | OP | NA | SUN |  | 16018 |  |  | EIA Prime Mover-level Data
2020 | MN | WrightSun CSG, LLC | 61547 | GEN1 | PV | OP | NA | SUN |  | 71562 |  |  | EIA Prime Mover-level Data
2020 | MN | Wyoming 2 CSG, LLC | 61486 | WY01 | PV | OP | NA | SUN |  | 14858 |  |  | EIA Prime Mover-level Data
2020 | MN | Wyoming 2 CSG, LLC | 61486 | WY02 | PV | OP | NA | SUN |  | 14858 |  |  | EIA Prime Mover-level Data
2020 | MN | Wyoming 2 CSG, LLC | 61486 | WY03 | PV | OP | NA | SUN |  | 14858 |  |  | EIA Prime Mover-level Data
2020 | MN | Wyoming 2 CSG, LLC | 61486 | WY04 | PV | OP | NA | SUN |  | 14858 |  |  | EIA Prime Mover-level Data
2020 | MN | Wyoming 2 CSG, LLC | 61486 | WY05 | PV | OP | NA | SUN |  | 14858 |  |  | EIA Prime Mover-level Data
2020 | MN | Zumbro Community Solar Garden | 61574 | 38674 | PV | OP | NA | SUN |  | 15082 |  |  | EIA Prime Mover-level Data
2020 | MN | Zumbro Solar Garden | 63426 | CGS | PV | OP | NA | SUN |  | 12185 |  |  | EIA Prime Mover-level Data
2020 | MO | Ameresco Jefferson City | 56896 | 1 | IC | OP | NA | LFG |  | 85242.6641 | 0.62653 | 0.0147 | EIA Prime Mover-level Data | Estimated using an emission factor
2020 | MO | Ameresco Jefferson City | 56896 | 2 | IC | OP | NA | LFG |  | 85242.6641 | 0.62653 | 0.0147 | EIA Prime Mover-level Data | Estimated using an emission factor
2020 | MO | Ameresco Jefferson City | 56896 | 3 | IC | OP | NA | LFG |  | 85242.6641 | 0.62653 | 0.0147 | EIA Prime Mover-level Data | Estimated using an emission factor
2020 | MO | Anheuser-Busch St Louis | 10430 | B1 | ST | OP | NA | NG |  | 97116.6016 | 0.36053 | 0.0074247 | EIA Unit-level Data | NEI avg EF - PM, fuel type
2020 | MO | Anheuser-Busch St Louis | 10430 | B7 | ST | OP | NA | NG |  | 962293.5 | 3.5724 | 0.0074247 | EIA Unit-level Data | NEI avg EF - PM, fuel type
2020 | MO | Anheuser-Busch St Louis | 10430 | B8 | ST | OP | NA | NG |  | 264277.5 | 0.98109 | 0.0074247 | EIA Unit-level Data | NEI avg EF - PM, fuel type
2020 | MO | Anheuser-Busch St Louis | 10430 | B9 | ST | OP | NA | NG |  | 270450.75 | 1.004 | 0.0074247 | EIA Unit-level Data | NEI avg EF - PM, fuel type
2020 | MO | Asbury | 2076 | 1 | ST | OP | CYCLONE | SUB | 0 | [5 empty] | 1970
2020 | MO | Audrain Power Plant | 55234 | CT1 | GT | OP | CT | NG | 65 | 37994.1211 | 0.1254 | 0.006601 | EPA/CAMD | EPA/NEI | 2001
2020 | MO | Audrain Power Plant | 55234 | CT2 | GT | OP | CT | NG | 64 | 38873.9805 | 0.1285 | 0.0066111 | EPA/CAMD | EPA/NEI | 2001
2020 | MO | Audrain Power Plant | 55234 | CT3 | GT | OP | CT | NG | 56 | 33449.3047 | 0.1104 | 0.006601 | EPA/CAMD | EPA/NEI | 2001
2020 | MO | Audrain Power Plant | 55234 | CT4 | GT | OP | CT | NG | 54 | 32876.0391 | 0.1085 | 0.0066006 | EPA/CAMD | EPA/NEI | 2001
2020 | MO | Audrain Power Plant | 55234 | CT5 | GT | OP | CT | NG | 61 | 36701.668 | 0.1212 | 0.0066046 | EPA/CAMD | EPA/NEI | 2001
2020 | MO | Audrain Power Plant | 55234 | CT6 | GT | OP | CT | NG | 53 | 32930.4766 | 0.1085 | 0.0065896 | EPA/CAMD | EPA/NEI | 2001
2020 | MO | Audrain Power Plant | 55234 | CT7 | GT | OP | CT | NG | 54 | 33891.168 | 0.1117 | 0.0065917 | EPA/CAMD | EPA/NEI | 2001
2020 | MO | Audrain Power Plant | 55234 | CT8 | GT | OP | CT | NG | 47 | 28515.3652 | 0.0939 | 0.0065859 | EPA/CAMD | EPA/NEI | 2001
2020 | MO | Black Oak Power Producers | 59310 | GEN1 | IC | OP | NA | LFG |  | 120072 | 0.88253 | 0.0147 | EIA Prime Mover-level Data | Estimated using an emission factor
2020 | MO | Black Oak Power Producers | 59310 | GEN2 | IC | OP | NA | LFG |  | 120072 | 0.88253 | 0.0147 | EIA Prime Mover-level Data | Estimated using an emission factor
2020 | MO | Blue Valley | 2132 | 3 | ST | OP | TANGENTIAL | NG | 170 | 22981.0312 | 0.0724 | 0.0063008 | EPA/CAMD | EPA/NEI | 1965
2020 | MO | Bluegrass Ridge | 56555 | 1 | WT | OP | NA | WND |  | 753880 |  |  | EIA Prime Mover-level Data
2020 | MO | Butler Municipal Power Plant | 2115 | 3 | IC | RE | NA | DFO
2020 | MO | Butler Municipal Power Plant | 2115 | 4 | IC | RE | NA | DFO |  | 57.593 | 0.0089269 | 0.31 | EIA Prime Mover-level Data | Estimated using an emission factor
2020 | MO | Butler Municipal Power Plant | 2115 | 5 | IC | SB | NA | DFO |  | 57.593 | 0.0089269 | 0.31 | EIA Prime Mover-level Data | Estimated using an emission factor
2020 | MO | Butler Municipal Power Plant | 2115 | IC6 | IC | SB | NA | DFO |  | 61.707 | 0.0095646 | 0.31 | EIA Prime Mover-level Data | Estimated using an emission factor
2020 | MO | Butler Municipal Power Plant | 2115 | NG1 | IC | SB | NA | DFO |  | 82.276 | 0.012753 | 0.31 | EIA Prime Mover-level Data | Estimated using an emission factor
2020 | MO | Butler Municipal Power Plant | 2115 | NG2 | IC | SB | NA | DFO |  | 82.276 | 0.012753 | 0.31 | EIA Prime Mover-level Data | Estimated using an emission factor
2020 | MO | Butler Municipal Power Plant | 2115 | SG1 | IC | SB | NA | DFO |  | 82.276 | 0.012753 | 0.31 | EIA Prime Mover-level Data | Estimated using an emission factor
2020 | MO | Butler Municipal Power Plant | 2115 | SG2 | IC | SB | NA | DFO |  | 82.276 | 0.012753 | 0.31 | EIA Prime Mover-level Data | Estimated using an emission factor
2020 | MO | Butler Solar Power Project | 58959 | BSF1 | PV | OP | NA | SUN |  | 36468 |  |  | EIA Prime Mover-level Data
2020 | MO | Callaway | 6153 | 1 | ST | OP | NA | NUC |  | 80886728 |  |  | EIA Prime Mover-level Data
2020 | MO | Carrollton | 2120 | 1 | IC | RE | NA | DFO
2020 | MO | Carrollton | 2120 | 10 | IC | OP | NA | NG
2020 | MO | Carrollton | 2120 | 11 | IC | OP | NA | DFO
2020 | MO | Carrollton | 2120 | 2 | IC | RE | NA | DFO
2020 | MO | Carrollton | 2120 | 3 | IC | OP | NA | NG
2020 | MO | Carrollton | 2120 | 4 | IC | RE | NA | NG
2020 | MO | Carrollton | 2120 | 5 | IC | RE | NA | NG
2020 | MO | Carrollton | 2120 | 6 | IC | RE | NA | NG
2020 | MO | Carrollton | 2120 | 7 | IC | OP | NA | NG
2020 | MO | Carrollton | 2120 | 8 | IC | OP | NA | NG
2020 | MO | Carrollton | 2120 | 9 | IC | OP | NA | NG
2020 | MO | Carthage | 2121 | 10 | IC | SB | NA | NG |  | 1300.861 | 0.00027448 | 0.000422 | EIA Prime Mover-level Data | Estimated using an emission factor
2020 | MO | Carthage | 2121 | 11 | IC | OP | NA | NG |  | 836.268 | 0.00017645 | 0.000422 | EIA Prime Mover-level Data | Estimated using an emission factor
2020 | MO | Carthage | 2121 | 12 | IC | OP | NA | NG |  | 836.268 | 0.00017645 | 0.000422 | EIA Prime Mover-level Data | Estimated using an emission factor
2020 | MO | Carthage | 2121 | 13 | IC | OP | NA | NG |  | 1115.024 | 0.00023527 | 0.000422 | EIA Prime Mover-level Data | Estimated using an emission factor
2020 | MO | Carthage | 2121 | 14 | IC | OP | NA | NG |  | 1115.024 | 0.00023527 | 0.000422 | EIA Prime Mover-level Data | Estimated using an emission factor
2020 | MO | Carthage | 2121 | 6 | IC | SB | NA | NG |  | 464.593 | 9.8029e-05 | 0.000422 | EIA Prime Mover-level Data | Estimated using an emission factor
2020 | MO | Carthage | 2121 | 7 | IC | SB | NA | NG |  | 557.512 | 0.00011764 | 0.000422 | EIA Prime Mover-level Data | Estimated using an emission factor
2020 | MO | Carthage | 2121 | 8 | IC | SB | NA | NG |  | 613.263 | 0.0001294 | 0.000422 | EIA Prime Mover-level Data | Estimated using an emission factor
2020 | MO | Carthage | 2121 | 9 | IC | SB | NA | NG |  | 929.187 | 0.00019606 | 0.000422 | EIA Prime Mover-level Data | Estimated using an emission factor
2020 | MO | Chillicothe | 2122 | GT1A | GT | OP | CT | NG | 4 | 75.2 | 0.00029176 | 0.0077596 | EPA/CAMD | NEI avg EF - PM, fuel type, firing type | 1986
2020 | MO | Chillicothe | 2122 | GT1B | GT | OP | CT | NG | 4 | 169.5 | 0.00065763 | 0.0077596 | EPA/CAMD | NEI avg EF - PM, fuel type, firing type | 1986
2020 | MO | Chillicothe | 2122 | GT2A | GT | OP | CT | NG | 45 | 6909.6001 | 0.026808 | 0.0077596 | EPA/CAMD | NEI avg EF - PM, fuel type, firing type | 1986
2020 | MO | Chillicothe | 2122 | GT2B | GT | OP | CT | NG | 45 | 6874.7998 | 0.026673 | 0.0077596 | EPA/CAMD | NEI avg EF - PM, fuel type, firing type | 1986
2020 | MO | Chillicothe Solar Farm | 61223 | CHSF1 | PV | OP | NA | SUN |  | 38207 |  |  | EIA Prime Mover-level Data
2020 | MO | City of West Plains Power Station | 59664 | UNIT1 | GT | SB | NA | NG |  | 7432.1011 | 0.0036946 | 0.00099423 | EIA Prime Mover-level Data | NEI avg EF - PM, fuel type, firing type
2020 | MO | City of West Plains Power Station | 59664 | UNIT2 | GT | SB | NA | NG |  | 6328.8989 | 0.0031462 | 0.00099423 | EIA Prime Mover-level Data | NEI avg EF - PM, fuel type, firing type
2020 | MO | Clarence Cannon | 6140 | 1 | HY | OP | NA | WAT |  | 268770 |  |  | EIA Prime Mover-level Data
2020 | MO | Clarence Cannon | 6140 | 2 | PS | OP | NA | WAT |  | 0 |  |  | EIA Prime Mover-level Data
2020 | MO | Clear Creek Wind | 63025 | V110 | WT | OP | NA | WND |  | 405976.0938 |  |  | EIA Prime Mover-level Data
2020 | MO | Clear Creek Wind | 63025 | V120 | WT | OP | NA | WND |  | 4059761 |  |  | EIA Prime Mover-level Data
2020 | MO | Coleman | 2158 | IC1 | IC | RE | NA | DFO
2020 | MO | Coleman | 2158 | IC2 | IC | RE | NA | DFO
2020 | MO | Columbia | 2123 | 6 | ST | OP | STOKER | NG | 0 | [5 empty] | 1957
2020 | MO | Columbia | 2123 | 7 | ST | OP | STOKER | BIT | 0 | [5 empty] | 1965
2020 | MO | Columbia | 2123 | 8 | ST | OP | WALL | NG | 1829 | 305484.4062 | 1.0949 | 0.0071683 | EPA/CAMD | EPA/NEI | 1970
2020 | MO | Columbia Energy Center (MO) | 55447 | CT01 | GT | OP | CT | NG | 143 | 40737.9688 | 0.1345 | 0.0066032 | EPA/CAMD | EPA/NEI | 2001
2020 | MO | Columbia Energy Center (MO) | 55447 | CT02 | GT | OP | CT | NG | 145 | 40520.6211 | 0.1345 | 0.0066386 | EPA/CAMD | EPA/NEI | 2001
2020 | MO | Columbia Energy Center (MO) | 55447 | CT03 | GT | OP | CT | NG | 163 | 48571.668 | 0.1345 | 0.0055382 | EPA/CAMD | EPA/NEI | 2001
2020 | MO | Columbia Energy Center (MO) | 55447 | CT04 | GT | OP | CT | NG | 138 | 42763.7891 | 0.1345 | 0.0062904 | EPA/CAMD | EPA/NEI | 2001
2020 | MO | Conception | 56537 | 1 | WT | OP | NA | WND |  | 728770 |  |  | EIA Prime Mover-level Data
2020 | MO | Cow Branch | 56536 | 1 | WT | OP | NA | WND |  | 787793 |  |  | EIA Prime Mover-level Data
2020 | MO | Cox Battery Energy Storage | 61679 | 1 | BA | OP | NA | MWH |  | 0 |  |  | EIA Prime Mover-level Data
2020 | MO | Dogwood Energy Facility | 55178 | CT-1 | CT | OP | CC | NG | 4616 | 8234131 | 29.06 | 0.0070584 | EPA/CAMD | EPA/NEI | 2001
2020 | MO | Dogwood Energy Facility | 55178 | CT-2 | CT | OP | CC | NG | 4447 | 7857094 | 27.4337 | 0.0069832 | EPA/CAMD | EPA/NEI | 2001
2020 | MO | El Dorado Springs Solar Farm | 61566 | EDSF1 | PV | OP | NA | SUN |  | 38382 |  |  | EIA Prime Mover-level Data
2020 | MO | Elm Street Substation Generators | 56597 | EP01 | IC | SB | NA | DFO |  | 72.333 | 0.011212 | 0.31 | EIA Prime Mover-level Data | Estimated using an emission factor
2020 | MO | Elm Street Substation Generators | 56597 | EP02 | IC | SB | NA | DFO |  | 72.333 | 0.011212 | 0.31 | EIA Prime Mover-level Data | Estimated using an emission factor
2020 | MO | Elm Street Substation Generators | 56597 | EP03 | IC | SB | NA | DFO |  | 72.333 | 0.011212 | 0.31 | EIA Prime Mover-level Data | Estimated using an emission factor
2020 | MO | Elm Street Substation Generators | 56597 | EP04 | IC | RE | NA | DFO
2020 | MO | Empire District Elec Co Energy Ctr | 6223 | 1 | GT | OP | CT | NG | 1474 | 1052410.875 | 3.7938 | 0.0072097 | EPA/CAMD | EPA/NEI | 1978
2020 | MO | Empire District Elec Co Energy Ctr | 6223 | 2 | GT | OP | CT | NG | 1434 | 1037586.625 | 3.5605 | 0.006863 | EPA/CAMD | EPA/NEI | 1981
2020 | MO | Empire District Elec Co Energy Ctr | 6223 | 3A | GT | OP | CT | NG | 2244 | 416615.3125 | 1.4878 | 0.0071423 | EPA/CAMD | EPA/NEI | 2003
2020 | MO | Empire District Elec Co Energy Ctr | 6223 | 3B | GT | OP | CT | NG | 2066 | 380343.8125 | 1.3631 | 0.0071677 | EPA/CAMD | EPA/NEI | 2003
2020 | MO | Empire District Elec Co Energy Ctr | 6223 | 4A | GT | OP | CT | NG | 1110 | 202297.6094 | 0.7364 | 0.0072804 | EPA/CAMD | EPA/NEI | 2003
2020 | MO | Empire District Elec Co Energy Ctr | 6223 | 4B | GT | OP | CT | NG | 1135 | 214852.0312 | 0.754 | 0.0070188 | EPA/CAMD | EPA/NEI | 2003
2020 | MO | Essex Power Plant | 7749 | 1 | GT | OP | CT | NG | 1069 | 1062467.125 | 6.9265 | 0.013039 | EPA/CAMD | EPA/NEI | 1999
2020 | MO | Fairgrounds | 2082 | CT01 | GT | OP | CT | DFO | 14 | 11440.4004 | 0.0398 | 0.0069578 | EPA/CAMD | EPA/NEI | 1974
2020 | MO | Farmers City Wind LLC | 56767 | 1 | WT | OP | NA | WND |  | 2428427 |  |  | EIA Prime Mover-level Data
2020 | MO | Farmington Solar Farm | 61450 | FSF1 | PV | OP | NA | SUN |  | 35417 |  |  | EIA Prime Mover-level Data
2020 | MO | Fayette | 2125 | GT1 | IC | OS | NA | DFO
2020 | MO | Fayette | 2125 | GT2 | IC | OS | NA | DFO
2020 | MO | Fayette | 2125 | GT3 | IC | OS | NA | DFO
2020 | MO | Fayette | 2125 | GT4 | IC | OS | NA | DFO
2020 | MO | Fredericktown Energy Center | 57946 | UNIT1 | GT | OP | NA | NG |  | 11029.5 | 0.0054829 | 0.00099423 | EIA Prime Mover-level Data | NEI avg EF - PM, fuel type, firing type
2020 | MO | Fredericktown Energy Center | 57946 | UNIT2 | GT | OP | NA | NG |  | 11029.5 | 0.0054829 | 0.00099423 | EIA Prime Mover-level Data | NEI avg EF - PM, fuel type, firing type
2020 | MO | Fulton (MO) | 2126 | GT4 | GT | OP | NA | NG |  | 5658 | 0.0028127 | 0.00099423 | EIA Prime Mover-level Data | NEI avg EF - PM, fuel type, firing type
2020 | MO | Fulton (MO) | 2126 | IC1 | IC | OP | NA | DFO
2020 | MO | Fulton (MO) | 2126 | IC2 | IC | RE | NA | DFO
2020 | MO | Fulton (MO) | 2126 | IC3 | IC | OP | NA | DFO
2020 | MO | Gallatin #2 | 8017 | 7 | IC | RE | NA | DFO
2020 | MO | Gallatin #2 | 8017 | 8 | IC | RE | NA | DFO
2020 | MO | Gallatin (MO) | 2127 | 2A | IC | SB | NA | DFO
2020 | MO | Gallatin (MO) | 2127 | 3A | IC | SB | NA | DFO
2020 | MO | Gallatin (MO) | 2127 | IC4 | IC | SB | NA | DFO
2020 | MO | Gallatin (MO) | 2127 | IC6 | IC | SB | NA | DFO
2020 | MO | Grand Ave Plant | 58205 | 1 | ST | OP | NA | NG |  | 3222760.5 | 11.9641 | 0.0074247 | EIA Unit-level Data | NEI avg EF - PM, fuel type
2020 | MO | Grand Avenue | 2078 | 7 | ST | RE | NA | NG
2020 | MO | Grand Avenue | 2078 | 9 | ST | RE | NA | NG
2020 | MO | Green City Renewable Energy Center Hybrid | 63065 | GBESS | BA | L | NA | MWH
2020 | MO | Green City Renewable Energy Center Hybrid | 63065 | GCREC | PV | L | NA | SUN
2020 | MO | Greenwood Energy Center | 6074 | 1 | GT | OP | CT | NG | 483 | 104439.4141 | 0.3524 | 0.0067484 | EPA/CAMD | EPA/NEI | 1975
2020 | MO | Greenwood Energy Center | 6074 | 2 | GT | OP | CT | NG | 467 | 126468.5312 | 0.425 | 0.006721 | EPA/CAMD | EPA/NEI | 1975
2020 | MO | Greenwood Energy Center | 6074 | 3 | GT | OP | CT | NG | 325 | 84280.3438 | 0.2782 | 0.0066018 | EPA/CAMD | EPA/NEI | 1977
2020 | MO | Greenwood Energy Center | 6074 | 4 | GT | OP | CT | NG | 311 | 80889.0078 | 0.267 | 0.0066016 | EPA/CAMD | EPA/NEI | 1979
2020 | MO | Greenwood Energy Center | 6074 | 5 | PV | OP | NA | SUN |  | 40804 |  |  | EIA Prime Mover-level Data
2020 | MO | Hannibal - Oakwood Substation | 63097 | EP-01 | IC | SB | NA | DFO |  | 34.5 | 0.0053475 | 0.31 | EIA Prime Mover-level Data | Estimated using an emission factor
2020 | MO | Hannibal - Oakwood Substation | 63097 | EP-02 | IC | SB | NA | DFO |  | 34.5 | 0.0053475 | 0.31 | EIA Prime Mover-level Data | Estimated using an emission factor
2020 | MO | Hannibal - Oakwood Substation | 63097 | EP-03 | IC | SB | NA | DFO |  | 34.5 | 0.0053475 | 0.31 | EIA Prime Mover-level Data | Estimated using an emission factor
2020 | MO | Hannibal - Oakwood Substation | 63097 | EP-04 | IC | SB | NA | DFO |  | 34.5 | 0.0053475 | 0.31 | EIA Prime Mover-level Data | Estimated using an emission factor
2020 | MO | Hannibal - Oakwood Substation | 63097 | EP-05 | IC | SB | NA | DFO |  | 34.5 | 0.0053475 | 0.31 | EIA Prime Mover-level Data | Estimated using an emission factor
2020 | MO | Hannibal - Oakwood Substation | 63097 | EP-06 | IC | SB | NA | DFO |  | 34.5 | 0.0053475 | 0.31 | EIA Prime Mover-level Data | Estimated using an emission factor
2020 | MO | Hannibal - Oakwood Substation | 63097 | EP-07 | IC | SB | NA | DFO |  | 34.5 | 0.0053475 | 0.31 | EIA Prime Mover-level Data | Estimated using an emission factor
2020 | MO | Hannibal - Oakwood Substation | 63097 | EP-08 | IC | SB | NA | DFO |  | 34.5 | 0.0053475 | 0.31 | EIA Prime Mover-level Data | Estimated using an emission factor
2020 | MO | Hannibal - Wastewater Treatment Plant | 63099 | EP-10 | IC | SB | NA | DFO |  | 40 | 0.0062 | 0.31 | EIA Prime Mover-level Data | Estimated using an emission factor
2020 | MO | Hannibal - Water Treatment Plant | 63098 | EP-09 | IC | SB | NA | DFO |  | 40 | 0.0062 | 0.31 | EIA Prime Mover-level Data | Estimated using an emission factor
2020 | MO | Harry Truman | 6141 | 1 | PS | OA | NA | WAT |  | 0 |  |  | EIA Prime Mover-level Data
2020 | MO | Harry Truman | 6141 | 2 | PS | OP | NA | WAT |  | 0 |  |  | EIA Prime Mover-level Data
2020 | MO | Harry Truman | 6141 | 3 | PS | OP | NA | WAT |  | 0 |  |  | EIA Prime Mover-level Data
2020 | MO | Harry Truman | 6141 | 4 | PS | OP | NA | WAT |  | 0 |  |  | EIA Prime Mover-level Data
2020 | MO | Harry Truman | 6141 | 5 | PS | OP | NA | WAT |  | 0 |  |  | EIA Prime Mover-level Data
2020 | MO | Harry Truman | 6141 | 6 | PS | OP | NA | WAT |  | 0 |  |  | EIA Prime Mover-level Data
2020 | MO | Hawthorn | 2079 | 5A | ST | OP | WALL | SUB | 5454 | 20236266 | 15.3155 | 0.0015137 | EPA/CAMD | EPA/NEI | 2001
2020 | MO | Hawthorn | 2079 | 6 | GT | OP | CT | NG | 0 | [5 empty] | 1997
2020 | MO | Hawthorn | 2079 | 7 | GT | OP | CT | NG | 940 | 576721.5625 | 1.9032 | 0.0066001 | EPA/CAMD | EPA/NEI | 2000
2020 | MO | Hawthorn | 2079 | 8 | GT | OP | CT | NG | 1034 | 676628.125 | 2.2329 | 0.0066001 | EPA/CAMD | EPA/NEI | 2000
2020 | MO | Hawthorn | 2079 | 9 | CT | OP | CC | NG | 1211 | 1224048 | 4.0393 | 0.0065999 | EPA/CAMD | EPA/NEI | 2000
2020 | MO | Higginsville Municipal Power Plant | 2131 | 4A | GT | OP | CT | NG | 177 | 39836.8984 | 0.1157 | 0.0058087 | EPA/CAMD | EPA/NEI | 1996
2020 | MO | Higginsville Municipal Power Plant | 2131 | 4B | GT | OP | CT | NG | 177 | 39961.5 | 0.1139 | 0.0057005 | EPA/CAMD | EPA/NEI | 1996
2020 | MO | Higginsville Solar Farm | 61316 | HSF1 | PV | OP | NA | SUN |  | 38681 |  |  | EIA Prime Mover-level Data
2020 | MO | High Prairie Wind Farm | 62563 | HPWF | WT | OP | NA | WND |  | 527108 |  |  | EIA Prime Mover-level Data
2020 | MO | Holden Power Plant | 7848 | 1 | GT | OP | CT | NG | 499 | 453181.8438 | 1.4973 | 0.0066079 | EPA/CAMD | EPA/NEI | 2002
2020 | MO | Holden Power Plant | 7848 | 2 | GT | OP | CT | NG | 1042 | 942026.5 | 3.1141 | 0.0066115 | EPA/CAMD | EPA/NEI | 2002
2020 | MO | Holden Power Plant | 7848 | 3 | GT | OP | CT | NG | 1606 | 1376201.25 | 4.5549 | 0.0066195 | EPA/CAMD | EPA/NEI | 2002
2020 | MO | Howard Bend | 2102 | 1 | GT | RE | NA | DFO
2020 | MO | Iatan | 6065 | 1 | ST | OP | WALL | SUB | 4206 | 20808220 | 53.7617 | 0.0051674 | EPA/CAMD | EPA/NEI | 1980
2020 | MO | Iatan | 6065 | 2 | ST | OP | WALL | SUB | 6566 | 44894876 | 32.4031 | 0.0014435 | EPA/CAMD | EPA/NEI | 2010
2020 | MO | IKEA St. Louis 410 | 59714 | IK410 | PV | OP | NA | SUN |  | 5376 |  |  | EIA Prime Mover-level Data
2020 | MO | Independence II Solar Farm | 61588 | 1 | PV | OP | NA | SUN |  | 62227.3867 |  |  | EIA Prime Mover-level Data
2020 | MO | Independence II Solar Farm | 61588 | 2 | PV | OP | NA | SUN |  | 66780.6094 |  |  | EIA Prime Mover-level Data
2020 | MO | Independence Solar Farm | 61092 | IPL1 | PV | OP | NA | SUN |  | 45068 |  |  | EIA Prime Mover-level Data
2020 | MO | Jackson (MO) | 2137 | 1 | IC | RE | NA | DFO
2020 | MO | Jackson (MO) | 2137 | 10 | IC | OP | NA | DFO |  | 164.943 | 0.025566 | 0.31 | EIA Prime Mover-level Data | Estimated using an emission factor
2020 | MO | Jackson (MO) | 2137 | 11 | IC | OP | NA | DFO |  | 164.943 | 0.025566 | 0.31 | EIA Prime Mover-level Data | Estimated using an emission factor
2020 | MO | Jackson (MO) | 2137 | 12 | IC | OP | NA | DFO |  | 164.943 | 0.025566 | 0.31 | EIA Prime Mover-level Data | Estimated using an emission factor
2020 | MO | Jackson (MO) | 2137 | 2 | IC | RE | NA | DFO
2020 | MO | Jackson (MO) | 2137 | 3 | IC | OP | NA | DFO |  | 82.471 | 0.012783 | 0.31 | EIA Prime Mover-level Data | Estimated using an emission factor
2020 | MO | Jackson (MO) | 2137 | 4 | IC | OP | NA | DFO |  | 82.471 | 0.012783 | 0.31 | EIA Prime Mover-level Data | Estimated using an emission factor
2020 | MO | Jackson (MO) | 2137 | 5 | IC | OP | NA | DFO |  | 57.73 | 0.0089481 | 0.31 | EIA Prime Mover-level Data | Estimated using an emission factor
2020 | MO | Jackson (MO) | 2137 | 6 | IC | OP | NA | DFO |  | 82.471 | 0.012783 | 0.31 | EIA Prime Mover-level Data | Estimated using an emission factor
2020 | MO | Jackson (MO) | 2137 | 7 | IC | OP | NA | DFO |  | 560.806 | 0.086925 | 0.31 | EIA Prime Mover-level Data | Estimated using an emission factor
2020 | MO | Jackson (MO) | 2137 | 8 | IC | OP | NA | DFO |  | 560.806 | 0.086925 | 0.31 | EIA Prime Mover-level Data | Estimated using an emission factor
2020 | MO | Jackson (MO) | 2137 | 9 | IC | OP | NA | DFO |  | 247.414 | 0.038349 | 0.31 | EIA Prime Mover-level Data | Estimated using an emission factor
2020 | MO | Jackson Square | 2134 | 1 | GT | OP | NA | DFO |  | 6128.5 | 0.05529 | 0.018044 | EIA Prime Mover-level Data | NEI avg EF - PM, fuel type, firing type
2020 | MO | Jackson Square | 2134 | 2 | GT | OP | NA | DFO |  | 6128.5 | 0.05529 | 0.018044 | EIA Prime Mover-level Data | NEI avg EF - PM, fuel type, firing type
2020 | MO | James River | 2161 | **GT1 | GT | OP | CT | NG | 1404 | 832841.875 | 3.136 | 0.0075308 | EPA/CAMD | EPA/NEI | 1989
2020 | MO | James River | 2161 | **GT2 | GT | OP | CT | NG | 1387 | 827642.1875 | 3.1437 | 0.0075968 | EPA/CAMD | EPA/NEI | 1992
2020 | MO | James River | 2161 | 4 | ST | OP | WALL | NG | 0 | [5 empty] | 1964
2020 | MO | James River | 2161 | 5 | ST | OP | WALL | NG | 0 | [5 empty] | 1970
2020 | MO | Jefferson Street Substation | 56599 | EP08 | IC | RE | NA | DFO
2020 | MO | Jefferson Street Substation | 56599 | EP09 | IC | RE | NA | DFO
2020 | MO | Jefferson Street Substation | 56599 | EP10 | IC | RE | NA | DFO
2020 | MO | John Twitty Energy Center | 6195 | 1 | ST | OP | WALL | SUB | 4028 | 5577840.5 | 37.9562 | 0.01361 | EPA/CAMD | EPA/NEI | 1976
2020 | MO | John Twitty Energy Center | 6195 | 2 | ST | OP | WALL | SUB | 5763 | 11129189 | 45.9101 | 0.0082504 | EPA/CAMD | EPA/NEI | 2010
2020 | MO | John Twitty Energy Center | 6195 | CT1A | GT | OP | CT | NG | 862 | 164356.5625 | 0.744 | 0.0090535 | EPA/CAMD | EPA/NEI | 1982
2020 | MO | John Twitty Energy Center | 6195 | CT1B | GT | OP | CT | NG | 552 | 91161.8672 | 0.5768 | 0.012654 | EPA/CAMD | EPA/NEI | 1982
2020 | MO | John Twitty Energy Center | 6195 | CT2A | GT | OP | CT | NG | 1718 | 342457.5938 | 1.6582 | 0.0096841 | EPA/CAMD | EPA/NEI | 1982
2020 | MO | John Twitty Energy Center | 6195 | CT2B | GT | OP | CT | NG | 1708 | 372667.1875 | 2.3616 | 0.012674 | EPA/CAMD | EPA/NEI | 1982
2020 | MO | Kahoka | 2138 | 10 | IC | OP | NA | DFO |  | 1.784 | 0.00027652 | 0.31 | EIA Prime Mover-level Data | Estimated using an emission factor
2020 | MO | Kahoka | 2138 | 11 | IC | OP | NA | DFO |  | 1.784 | 0.00027652 | 0.31 | EIA Prime Mover-level Data | Estimated using an emission factor
2020 | MO | Kahoka | 2138 | 12 | IC | OP | NA | DFO |  | 1.784 | 0.00027652 | 0.31 | EIA Prime Mover-level Data | Estimated using an emission factor
2020 | MO | Kahoka | 2138 | 3 | IC | OP | NA | DFO |  | 0.324 | 5.022e-05 | 0.31 | EIA Prime Mover-level Data | Estimated using an emission factor
2020 | MO | Kahoka | 2138 | 6 | IC | OP | NA | DFO |  | 1.135 | 0.00017592 | 0.31 | EIA Prime Mover-level Data | Estimated using an emission factor
2020 | MO | Kahoka | 2138 | 7 | IC | SB | NA | NG |  | 1.297 | 2.7367e-07 | 0.000422 | EIA Prime Mover-level Data | Estimated using an emission factor
2020 | MO | Kahoka | 2138 | 8 | IC | SB | NA | NG |  | 2.432 | 5.1315e-07 | 0.000422 | EIA Prime Mover-level Data | Estimated using an emission factor
2020 | MO | Kahoka | 2138 | 9 | IC | SB | NA | NG |  | 1.459 | 3.0785e-07 | 0.000422 | EIA Prime Mover-level Data | Estimated using an emission factor
2020 | MO | Kansas City International | 6144 | 1 | GT | RE | NA | NG
2020 | MO | Kansas City International | 6144 | 2 | GT | RE | NA | NG
2020 | MO | KCP&L SmartGrid Innovation Park | 59772 | 1 | BA | SB | NA | MWH
2020 | MO | Kennett | 2139 | 1 | IC | RE | NA | DFO
2020 | MO | Kennett | 2139 | 10 | IC | OP | NA | NG |  | 4025.261 | 0.00084933 | 0.000422 | EIA Prime Mover-level Data | Estimated using an emission factor
2020 | MO | Kennett | 2139 | 11 | IC | OP | NA | NG |  | 4025.261 | 0.00084933 | 0.000422 | EIA Prime Mover-level Data | Estimated using an emission factor
2020 | MO | Kennett | 2139 | 12 | IC | OP | NA | NG |  | 4155.1079 | 0.00087673 | 0.000422 | EIA Prime Mover-level Data | Estimated using an emission factor
2020 | MO | Kennett | 2139 | 13 | IC | OP | NA | NG |  | 4155.1079 | 0.00087673 | 0.000422 | EIA Prime Mover-level Data | Estimated using an emission factor
2020 | MO | Kennett | 2139 | 2 | IC | RE | NA | DFO
2020 | MO | Kennett | 2139 | 3 | IC | RE | NA | DFO
2020 | MO | Kennett | 2139 | 4 | IC | RE | NA | NG
2020 | MO | Kennett | 2139 | 5 | IC | RE | NA | DFO
2020 | MO | Kennett | 2139 | 6 | IC | RE | NA | NG
2020 | MO | Kennett | 2139 | 7 | IC | RE | NA | NG
2020 | MO | Kennett | 2139 | 8 | IC | RE | NA | NG
2020 | MO | Kennett | 2139 | 9 | IC | OP | NA | NG |  | 4025.261 | 0.00084933 | 0.000422 | EIA Prime Mover-level Data | Estimated using an emission factor
2020 | MO | Kings Point Wind Energy Center | 62475 | KPW1 | WT | V | NA | WND
2020 | MO | Kirksville | 2083 | 1 | GT | RE | NA | NG
2020 | MO | La Plata | 2140 | 1 | IC | OP | NA | DFO |  | 48 | 0.00744 | 0.31 | EIA Prime Mover-level Data | Estimated using an emission factor
2020 | MO | La Plata | 2140 | 2 | IC | OP | NA | DFO |  | 48 | 0.00744 | 0.31 | EIA Prime Mover-level Data | Estimated using an emission factor
2020 | MO | La Plata | 2140 | 5 | IC | RE | NA | DFO
2020 | MO | La Plata | 2140 | 6 | IC | RE | NA | DFO
2020 | MO | La Plata | 2140 | 7 | IC | RE | NA | DFO
2020 | MO | La Plata | 2140 | 8 | IC | RE | NA | DFO
2020 | MO | La Plata | 2140 | 9 | IC | RE | NA | DFO
2020 | MO | Labadie | 2103 | 1 | ST | OP | TANGENTIAL | RC | 8576 | 42644612 | 383.7744 | 0.017999 | EPA/CAMD | EPA/NEI | 1970
2020 | MO | Labadie | 2103 | 2 | ST | OP | TANGENTIAL | RC | 8579 | 42673368 | 383.8902 | 0.017992 | EPA/CAMD | EPA/NEI | 1971
2020 | MO | Labadie | 2103 | 3 | ST | OP | TANGENTIAL | RC | 8306 | 40549368 | 364.12 | 0.017959 | EPA/CAMD | EPA/NEI | 1972
2020 | MO | Labadie | 2103 | 4 | ST | OP | TANGENTIAL | RC | 7837 | 37958820 | 342.6439 | 0.018053 | EPA/CAMD | EPA/NEI | 1973
2020 | MO | Lake Road | 2098 | 6 | ST | OP | CYCLONE | NG | 212 | 51024.0938 | 0.1973 | 0.0077336 | EPA/CAMD | EPA/NEI | 1966
2020 | MO | Lake Road | 2098 | GT5 | GT | OP | CT | NG | 411 | 188354.2031 | 0.4591 | 0.0048749 | EPA/CAMD | EPA/NEI | 1973
2020 | MO | Lebanon Solar Farm (MO) | 61135 | LSF1 | PV | OP | NA | SUN |  | 36792 |  |  | EIA Prime Mover-level Data
2020 | MO | Loess Hills | 56538 | 1 | WT | OP | NA | WND |  | 55277 |  |  | EIA Prime Mover-level Data
2020 | MO | Lost Creek Wind Energy Facility | 57189 | LCW | WT | OP | NA | WND |  | 3374507 |  |  | EIA Prime Mover-level Data
2020 | MO | Macon | 2141 | 1 | IC | RE | NA | DFO
2020 | MO | Macon | 2141 | 3 | IC | RE | NA | DFO
2020 | MO | Macon | 2141 | 4 | IC | SB | NA | DFO
2020 | MO | Macon Energy Center | 56127 | 1 | GT | OP | NA | NG |  | 1071547 | 0.53268 | 0.00099423 | EIA Prime Mover-level Data | NEI avg EF - PM, fuel type, firing type
2020 | MO | Macon Solar Power Project | 59729 | MSF1 | PV | OP | NA | SUN |  | 34187 |  |  | EIA Prime Mover-level Data
2020 | MO | Main Street (MO) | 2162 | 1 | GT | RE | NA | DFO
2020 | MO | Malden | 2142 | 1 | IC | RE | NA | DFO
2020 | MO | Malden | 2142 | 2A | IC | SB | NA | DFO |  | 116.943 | 0.018126 | 0.31 | EIA Prime Mover-level Data | Estimated using an emission factor
2020 | MO | Malden | 2142 | 3A | IC | SB | NA | DFO |  | 116.943 | 0.018126 | 0.31 | EIA Prime Mover-level Data | Estimated using an emission factor
2020 | MO | Malden | 2142 | 4A | IC | SB | NA | DFO |  | 116.943 | 0.018126 | 0.31 | EIA Prime Mover-level Data | Estimated using an emission factor
2020 | MO | Malden | 2142 | 5 | IC | SB | NA | DFO |  | 90.956 | 0.014098 | 0.31 | EIA Prime Mover-level Data | Estimated using an emission factor
2020 | MO | Malden | 2142 | 6 | IC | SB | NA | DFO |  | 129.937 | 0.02014 | 0.31 | EIA Prime Mover-level Data | Estimated using an emission factor
2020 | MO | Malden | 2142 | 7 | IC | SB | NA | DFO |  | 181.912 | 0.028196 | 0.31 | EIA Prime Mover-level Data | Estimated using an emission factor
2020 | MO | Malden | 2142 | 8 | IC | SB | NA | DFO |  | 279.365 | 0.043302 | 0.31 | EIA Prime Mover-level Data | Estimated using an emission factor
2020 | MO | Marceline | 7470 | 1 | IC | SB | NA | DFO |  | 13.5 | 0.0020925 | 0.31 | EIA Prime Mover-level Data | Estimated using an emission factor
2020 | MO | Marceline | 7470 | 2 | IC | SB | NA | DFO |  | 40.5 | 0.0062775 | 0.31 | EIA Prime Mover-level Data | Estimated using an emission factor
2020 | MO | Marceline | 7470 | 3 | IC | RE | NA | DFO
2020 | MO | Marceline | 7470 | 4 | IC | RE | NA | DFO
2020 | MO | Marceline | 7470 | 5 | IC | SB | NA | DFO |  | 27 | 0.004185 | 0.31 | EIA Prime Mover-level Data | Estimated using an emission factor
2020 | MO | Marceline | 7470 | 6 | IC | SB | NA | DFO |  | 27 | 0.004185 | 0.31 | EIA Prime Mover-level Data | Estimated using an emission factor
2020 | MO | Marshall (MO) | 2144 | 10 | IC | OP | NA | NG |  | 922.788 | 0.00019471 | 0.000422 | EIA Prime Mover-level Data | Estimated using an emission factor
2020 | MO | Marshall (MO) | 2144 | 11 | IC | OP | NA | NG |  | 922.788 | 0.00019471 | 0.000422 | EIA Prime Mover-level Data | Estimated using an emission factor
2020 | MO | Marshall (MO) | 2144 | 3 | ST | RE | NA | NG
2020 | MO | Marshall (MO) | 2144 | 4 | ST | RE | NA | BIT
2020 | MO | Marshall (MO) | 2144 | 5 | ST | RE | NA | BIT
2020 | MO | Marshall (MO) | 2144 | 7 | IC | OP | NA | DFO |  | 146.474 | 0.022703 | 0.31 | EIA Prime Mover-level Data | Estimated using an emission factor
2020 | MO | Marshall (MO) | 2144 | 8 | IC | OP | NA | DFO |  | 146.474 | 0.022703 | 0.31 | EIA Prime Mover-level Data | Estimated using an emission factor
2020 | MO | Marshall (MO) | 2144 | 9 | IC | OP | NA | DFO |  | 146.474 | 0.022703 | 0.31 | EIA Prime Mover-level Data | Estimated using an emission factor
2020 | MO | Marshall (MO) | 2144 | GT1 | GT | OP | NA | NG |  | 32685 | 0.016248 | 0.00099423 | EIA Prime Mover-level Data | NEI avg EF - PM, fuel type, firing type
2020 | MO | Marshall Solar Farm (MO) | 60707 | MMSF1 | PV | OP | NA | SUN |  | 35987 |  |  | EIA Prime Mover-level Data
2020 | MO | MBS Texbook Exchange | 62647 | MBS1 | IC | OP | NA | DFO
2020 | MO | MBS Texbook Exchange | 62647 | MBS2 | IC | OP | NA | DFO
2020 | MO | McCartney Generating Station | 7903 | MGS1A | GT | OP | CT | NG | 656 | 96176.7109 | 0.1953 | 0.0040613 | EPA/CAMD | EPA/NEI | 2002
2020 | MO | McCartney Generating Station | 7903 | MGS1B | GT | OP | CT | NG | 717 | 113332.3125 | 0.2213 | 0.0039053 | EPA/CAMD | EPA/NEI | 2002
2020 | MO | McCartney Generating Station | 7903 | MGS2A | GT | OP | CT | NG | 834 | 129687.9922 | 0.2859 | 0.004409 | EPA/CAMD | EPA/NEI | 2002
2020 | MO | McCartney Generating Station | 7903 | MGS2B | GT | OP | CT | NG | 843 | 134253.3594 | 0.3024 | 0.0045049 | EPA/CAMD | EPA/NEI | 2002
2020 | MO | Memphis | 2145 | 1 | IC | OP | NA | DFO
2020 | MO | Memphis | 2145 | 10 | IC | OP | NA | DFO
2020 | MO | Memphis | 2145 | 11 | IC | OP | NA | DFO
2020 | MO | Memphis | 2145 | 12 | IC | OP | NA | DFO
2020 | MO | Memphis | 2145 | 13 | IC | OP | NA | DFO
2020 | MO | Memphis | 2145 | 3 | IC | OP | NA | DFO
2020 | MO | Memphis | 2145 | 6 | IC | OP | NA | DFO
2020 | MO | Memphis | 2145 | 7 | IC | OP | NA | DFO
2020 | MO | Memphis | 2145 | 8 | IC | OP | NA | DFO
2020 | MO | Memphis | 2145 | 9 | IC | OP | NA | DFO
2020 | MO | Meramec | 2104 | 1 | ST | OP | TANGENTIAL | NG | 547 | 165878.2656 | 1.4211 | 0.017134 | EPA/CAMD | EPA/NEI | 1953
2020 | MO | Meramec | 2104 | 2 | ST | OP | TANGENTIAL | NG | 522 | 190432.8125 | 0.4052 | 0.0042556 | EPA/CAMD | EPA/NEI | 1954
2020 | MO | Meramec | 2104 | 3 | ST | OP | WALL | SUB | 220 | 218203.9062 | 0.7273 | 0.0066662 | EPA/CAMD | EPA/NEI | 1958
2020 | MO | Meramec | 2104 | 4 | ST | OP | WALL | SUB | 692 | 974617.875 | 3.3037 | 0.0067795 | EPA/CAMD | EPA/NEI | 1961
2020 | MO | Meramec | 2104 | CT01 | GT | OP | CT | DFO | 0 | [5 empty] | 1974
2020 | MO | Meramec | 2104 | CT2A | GT | OP | CT | NG | 0 | [5 empty] | 1974
2020 | MO | Meramec | 2104 | CT2B | GT | OP | CT | NG | 0 | [5 empty] | 1974
2020 | MO | Mexico | 6650 | CT01 | GT | OP | CT | DFO | 15 | 8883.2002 | 0.0282 | 0.0063491 | EPA/CAMD | EPA/NEI | 1977
2020 | MO | Missouri City | 2171 | 1 | ST | RE | NA | BIT
2020 | MO | Missouri City | 2171 | 2 | ST | RE | NA | BIT
2020 | MO | MJMEUC Generating Station #1 | 56478 | 1 | GT | OP | NA | NG |  | 1271782 | 0.63222 | 0.00099423 | EIA Prime Mover-level Data | NEI avg EF - PM, fuel type, firing type
2020 | MO | Moberly | 6651 | CT01 | GT | OP | CT | DFO | 15 | 9177.4004 | 0.0236 | 0.0051431 | EPA/CAMD | EPA/NEI | 1977
2020 | MO | Monroe (MO) | 2146 | 1 | IC | RE | NA | DFO
2020 | MO | Monroe (MO) | 2146 | 10 | IC | OP | NA | DFO
2020 | MO | Monroe (MO) | 2146 | 11 | IC | OP | NA | DFO
2020 | MO | Monroe (MO) | 2146 | 12 | IC | OP | NA | DFO
2020 | MO | Monroe (MO) | 2146 | 2 | IC | RE | NA | DFO
2020 | MO | Monroe (MO) | 2146 | 3 | IC | RE | NA | NG
2020 | MO | Monroe (MO) | 2146 | 4 | IC | RE | NA | NG
2020 | MO | Monroe (MO) | 2146 | 5 | IC | OP | NA | DFO
2020 | MO | Monroe (MO) | 2146 | 6 | IC | RE | NA | NG
2020 | MO | Monroe (MO) | 2146 | 7 | IC | RE | NA | NG
2020 | MO | Monroe (MO) | 2146 | 8 | IC | OP | NA | DFO
2020 | MO | Monroe (MO) | 2146 | 9 | IC | OP | NA | DFO
2020 | MO | Montrose | 2080 | 1 | ST | RE | TANGENTIAL | SUB
2020 | MO | Montrose | 2080 | 2 | ST | RE | TANGENTIAL | SUB
2020 | MO | Montrose | 2080 | 3 | ST | RE | TANGENTIAL | SUB
2020 | MO | Moreau | 6652 | CT01 | GT | OP | CT | DFO | 17 | 12866.2002 | 0.0463 | 0.0071972 | EPA/CAMD | EPA/NEI | 1977
2020 | MO | MU Combined Heat and Power Plant | 50969 | BFB-1 | ST | OP | NA | WDS |  | 1115510.25 | 10.4294 | 0.018699 | EIA Unit-level Data | NEI avg EF - PM, fuel type
2020 | MO | MU Combined Heat and Power Plant | 50969 | BLR10 | ST | OP | NA | NG |  | 604655.1875 | 2.2447 | 0.0074247 | EIA Unit-level Data | NEI avg EF - PM, fuel type
2020 | MO | MU Combined Heat and Power Plant | 50969 | BLR11 | ST | RE | NA | NG |  | 0 | 0 |  | EIA Unit-level Data | NEI avg EF - PM, fuel type
2020 | MO | MU Combined Heat and Power Plant | 50969 | BLR12 | ST | OP | NA | NG |  | 470095 | 1.7452 | 0.0074247 | EIA Unit-level Data | NEI avg EF - PM, fuel type
2020 | MO | MU Combined Heat and Power Plant | 50969 | BLR7 | ST | OP | NA | BIT |  | 0 | 0 |  | EIA Unit-level Data | NEI avg EF - PM, fuel type
2020 | MO | MU Combined Heat and Power Plant | 50969 | BLR8 | ST | OP | NA | BIT |  | 0 | 0 |  | EIA Unit-level Data | NEI avg EF - PM, fuel type
2020 | MO | MU Combined Heat and Power Plant | 50969 | BLR9 | ST | OP | NA | BIT |  | 0 | 0 |  | EIA Unit-level Data | NEI avg EF - PM, fuel type
2020 | MO | MU Combined Heat and Power Plant | 50969 | HRSG1 | ST | OP | NA | NG |  | 92883 | 0.34482 | 0.0074247 | EIA Unit-level Data | NEI avg EF - PM, fuel type
2020 | MO | MU Combined Heat and Power Plant | 50969 | HRSG2 | ST | OP | NA | NG |  | 83496 | 0.30997 | 0.0074247 | EIA Unit-level Data | NEI avg EF - PM, fuel type
2020 | MO | MU Combined Heat and Power Plant | 50969 | DGT1 | IC | SB | NA | DFO
2020 | MO | MU Combined Heat and Power Plant | 50969 | GEN6 | IC | SB | NA | DFO
2020 | MO | MU Combined Heat and Power Plant | 50969 | GEN7 | IC | SB | NA | DFO
2020 | MO | MU Combined Heat and Power Plant | 50969 | NTG1 | GT | OP | NA | NG |  | 500174.5 | 0.24864 | 0.00099423 | EIA Prime Mover-level Data | NEI avg EF - PM, fuel type, firing type
2020 | MO | MU Combined Heat and Power Plant | 50969 | NTG2 | GT | OP | NA | NG |  | 500174.5 | 0.24864 | 0.00099423 | EIA Prime Mover-level Data | NEI avg EF - PM, fuel type, firing type
2020 | MO | Nevada | 2090 | 1 | GT | OP | NA | DFO
2020 | MO | New Madrid Power Plant | 2167 | 1 | ST | OP | CYCLONE | RC | 7714 | 30913568 | 169.3486 | 0.010956 | EPA/CAMD | EPA/NEI | 1972
2020 | MO | New Madrid Power Plant | 2167 | 2 | ST | OP | CYCLONE | RC | 7525 | 28174024 | 209.6457 | 0.014882 | EPA/CAMD | EPA/NEI | 1977
2020 | MO | Niangua | 2099 | 1 | HY | OP | NA | WAT |  | 13519 |  |  | EIA Prime Mover-level Data
2020 | MO | Niangua | 2099 | 2 | HY | OP | NA | WAT |  | 13519 |  |  | EIA Prime Mover-level Data
2020 | MO | Nixa Solar, LLC | 60673 | NIXA | PV | OP | NA | SUN |  | 125488 |  |  | EIA Prime Mover-level Data
2020 | MO | Noble Hill Landfill | 56404 | NHLC | IC | OP | NA | LFG |  | 137983 | 1.0142 | 0.0147 | EIA Prime Mover-level Data | Estimated using an emission factor
2020 | MO | Nodaway Power Plant | 7754 | 1 | GT | OP | CT | NG | 78 | 62076.0195 | 0.2029 | 0.0065371 | EPA/CAMD | EPA/NEI | 1999
2020 | MO | Nodaway Power Plant | 7754 | 2 | GT | OP | CT | NG | 68 | 47347.9062 | 0.162 | 0.006843 | EPA/CAMD | EPA/NEI | 1999
2020 | MO | North Fork Ridge Wind Energy Center | 62478 | NFRW1 | WT | OP | NA | WND |  | 1351 |  |  | EIA Prime Mover-level Data
2020 | MO | Northeast Generating Station | 2081 | 11 | GT | OP | CT | DFO | 110 | 33383 | 0.192 | 0.011503 | EPA/CAMD | EPA/NEI | 1972
2020 | MO | Northeast Generating Station | 2081 | 12 | GT | OP | CT | DFO | 61 | 17570.5 | 0.1011 | 0.011508 | EPA/CAMD | EPA/NEI | 1972
2020 | MO | Northeast Generating Station | 2081 | 13 | GT | OP | CT | DFO | 22 | 5572.1001 | 0.0321 | 0.011522 | EPA/CAMD | EPA/NEI | 1976
2020 | MO | Northeast Generating Station | 2081 | 14 | GT | OP | CT | DFO | 95 | 25702.6992 | 0.1478 | 0.011501 | EPA/CAMD | EPA/NEI | 1976
2020 | MO | Northeast Generating Station | 2081 | 15 | GT | OP | CT | DFO | 107 | 27295.3008 | 0.157 | 0.011504 | EPA/CAMD | EPA/NEI | 1975
2020 | MO | Northeast Generating Station | 2081 | 16 | GT | OP | CT | DFO | 80 | 19422.8008 | 0.1117 | 0.011502 | EPA/CAMD | EPA/NEI | 1975
2020 | MO | Northeast Generating Station | 2081 | 17 | GT | OP | CT | DFO | 120 | 30960.5 | 0.1781 | 0.011505 | EPA/CAMD | EPA/NEI | 1977
2020 | MO | Northeast Generating Station | 2081 | 18 | GT | OP | CT | DFO | 108 | 27876.3008 | 0.1603 | 0.011501 | EPA/CAMD | EPA/NEI | 1977
2020 | MO | O'Fallon Renewable Energy Center | 61826 | OREC | PV | OP | NA | SUN |  | 51875 |  |  | EIA Prime Mover-level Data
2020 | MO | Osage Dam | 2106 | 1 | HY | OP | NA | WAT |  | 1020544.6875 |  |  | EIA Prime Mover-level Data
2020 | MO | Osage Dam | 2106 | 2 | HY | OP | NA | WAT |  | 1020544.6875 |  |  | EIA Prime Mover-level Data
2020 | MO | Osage Dam | 2106 | 3 | HY | OP | NA | WAT |  | 1020544.6875 |  |  | EIA Prime Mover-level Data
2020 | MO | Osage Dam | 2106 | 4 | HY | OP | NA | WAT |  | 1020544.6875 |  |  | EIA Prime Mover-level Data
2020 | MO | Osage Dam | 2106 | 5 | HY | OP | NA | WAT |  | 1020544.6875 |  |  | EIA Prime Mover-level Data
2020 | MO | Osage Dam | 2106 | 6 | HY | OP | NA | WAT |  | 1020544.6875 |  |  | EIA Prime Mover-level Data
2020 | MO | Osage Dam | 2106 | 7 | HY | OP | NA | WAT |  | 797880.375 |  |  | EIA Prime Mover-level Data
2020 | MO | Osage Dam | 2106 | 8 | HY | OP | NA | WAT |  | 797880.375 |  |  | EIA Prime Mover-level Data
2020 | MO | Osborn Wind Energy | 60672 | GEN1 | WT | OP | NA | WND |  | 6074794 |  |  | EIA Prime Mover-level Data
2020 | MO | Outlaw Wind Project LLC | 63574 | GEN1 | WT | U | NA | WND
2020 | MO | Overall Road Station | 56600 | EP11 | IC | SB | NA | DFO |  | 75.25 | 0.011664 | 0.31 | EIA Prime Mover-level Data | Estimated using an emission factor
2020 | MO | Overall Road Station | 56600 | EP12 | IC | SB | NA | DFO |  | 75.25 | 0.011664 | 0.31 | EIA Prime Mover-level Data | Estimated using an emission factor
2020 | MO | Overall Road Station | 56600 | EP13 | IC | SB | NA | DFO |  | 75.25 | 0.011664 | 0.31 | EIA Prime Mover-level Data | Estimated using an emission factor
2020 | MO | Overall Road Station | 56600 | EP14 | IC | SB | NA | DFO |  | 75.25 | 0.011664 | 0.31 | EIA Prime Mover-level Data | Estimated using an emission factor
2020 | MO | Ozark Beach | 6280 | 5 | HY | OP | NA | WAT |  | 64391.5 |  |  | EIA Prime Mover-level Data
2020 | MO | Ozark Beach | 6280 | 6 | HY | OP | NA | WAT |  | 64391.5 |  |  | EIA Prime Mover-level Data
2020 | MO | Ozark Beach | 6280 | 7 | HY | OP | NA | WAT |  | 64391.5 |  |  | EIA Prime Mover-level Data
2020 | MO | Ozark Beach | 6280 | 8 | HY | OP | NA | WAT |  | 64391.5 |  |  | EIA Prime Mover-level Data
2020 | MO | Peno Creek Energy Center | 7964 | CT1A | GT | OP | CT | NG | 166 | 33131.3086 | 0.1095 | 0.0066101 | EPA/CAMD | EPA/NEI | 2002
2020 | MO | Peno Creek Energy Center | 7964 | CT1B | GT | OP | CT | NG | 155 | 30876.5781 | 0.1021 | 0.0066134 | EPA/CAMD | EPA/NEI | 2002
2020 | MO | Peno Creek Energy Center | 7964 | CT2A | GT | OP | CT | NG | 256 | 56752.2344 | 0.1873 | 0.0066006 | EPA/CAMD | EPA/NEI | 2002
2020 | MO | Peno Creek Energy Center | 7964 | CT2B | GT | OP | CT | NG | 257 | 52210.1602 | 0.1723 | 0.0066002 | EPA/CAMD | EPA/NEI | 2002
2020 | MO | Peno Creek Energy Center | 7964 | CT3A | GT | OP | CT | NG | 50 | 6849.375 | 0.0226 | 0.0065991 | EPA/CAMD | EPA/NEI | 2002
2020 | MO | Peno Creek Energy Center | 7964 | CT3B | GT | OP | CT | NG | 0 | [5 empty] | 2002
2020 | MO | Peno Creek Energy Center | 7964 | CT4A | GT | OP | CT | NG | 204 | 41716.2891 | 0.1379 | 0.0066113 | EPA/CAMD | EPA/NEI | 2002
2020 | MO | Peno Creek Energy Center | 7964 | CT4B | GT | OP | CT | NG | 208 | 41259.7383 | 0.1363 | 0.0066069 | EPA/CAMD | EPA/NEI | 2002
2020 | MO | Poplar Bluff Generating Station | 7392 | 1 | IC | OP | NA | NG |  | 7646.4219 | 0.0016134 | 0.000422 | EIA Prime Mover-level Data | Estimated using an emission factor
2020 | MO | Poplar Bluff Generating Station | 7392 | 2 | IC | OP | NA | NG |  | 7646.4219 | 0.0016134 | 0.000422 | EIA Prime Mover-level Data | Estimated using an emission factor
2020 | MO | Poplar Bluff Generating Station | 7392 | 3 | IC | OP | NA | NG |  | 7318.7178 | 0.0015442 | 0.000422 | EIA Prime Mover-level Data | Estimated using an emission factor
2020 | MO | Poplar Bluff Generating Station | 7392 | 4 | IC | OA | NA | DFO |  | 7318.7178 | 1.1344 | 0.31 | EIA Prime Mover-level Data | Estimated using an emission factor
2020 | MO | Poplar Bluff Generating Station | 7392 | 5 | IC | OP | NA | NG |  | 7318.7178 | 0.0015442 | 0.000422 | EIA Prime Mover-level Data | Estimated using an emission factor
2020 | MO | Prosperity Solar Farm CSG | 64225 | PROS1 | PV | U | NA | SUN
2020 | MO | Ralph Green Station | 2092 | 3 | GT | OP | CT | NG | 663 | 226676.0156 | 0.748 | 0.0065997 | EPA/CAMD | EPA/NEI | 1981
2020 | MO | Renewable Energy Center at BJH | 64288 | RECBJ | PV | OP | NA | SUN |  | 18485 |  |  | EIA Prime Mover-level Data
2020 | MO | Richwoods Renewable Energy Center Hybrid | 63066 | RBESS | BA | L | NA | MWH
2020 | MO | Richwoods Renewable Energy Center Hybrid | 63066 | RREC | PV | L | NA | SUN
2020 | MO | Rock Creek Wind Project | 60655 | WT1 | WT | OP | NA | WND |  | 9607348 |  |  | EIA Prime Mover-level Data
2020 | MO | Rolla Solar Farm (MO) | 60705 | RSF1 | PV | OP | NA | SUN |  | 35610 |  |  | EIA Prime Mover-level Data
2020 | MO | Rush Island | 6155 | 1 | ST | OP | TANGENTIAL | RC | 7209 | 33378706 | 97.6933 | 0.0058536 | EPA/CAMD | EPA/NEI | 1976
2020 | MO | Rush Island | 6155 | 2 | ST | OP | TANGENTIAL | RC | 7775 | 38305740 | 112.5196 | 0.0058748 | EPA/CAMD | EPA/NEI | 1977
2020 | MO | Salisbury City of | 7400 | 1 | IC | OP | NA | DFO
2020 | MO | Salisbury City of | 7400 | 2 | IC | OP | NA | DFO
2020 | MO | Salisbury City of | 7400 | 3 | IC | OP | NA | DFO
2020 | MO | Salisbury City of | 7400 | 4 | IC | OP | NA | DFO
2020 | MO | Shelbina Power #1 | 7405 | G1 | IC | OP | NA | DFO |  | 85.435 | 0.013242 | 0.31 | EIA Prime Mover-level Data | Estimated using an emission factor
2020 | MO | Shelbina Power #1 | 7405 | G2 | IC | OP | NA | DFO |  | 45.565 | 0.0070626 | 0.31 | EIA Prime Mover-level Data | Estimated using an emission factor
2020 | MO | Shelbina Power #2 | 7406 | G3 | IC | OP | NA | DFO |  | 143.758 | 0.022282 | 0.31 | EIA Prime Mover-level Data | Estimated using an emission factor
2020 | MO | Shelbina Power #2 | 7406 | G4 | IC | OP | NA | DFO |  | 143.758 | 0.022282 | 0.31 | EIA Prime Mover-level Data | Estimated using an emission factor
2020 | MO | Shelbina Power #2 | 7406 | G5 | IC | OP | NA | DFO |  | 143.758 | 0.022282 | 0.31 | EIA Prime Mover-level Data | Estimated using an emission factor
2020 | MO | Shelbina Power #2 | 7406 | G6 | IC | OP | NA | DFO |  | 161.727 | 0.025068 | 0.31 | EIA Prime Mover-level Data | Estimated using an emission factor
2020 | MO | Shelbina Power #3 | 7860 | G7 | IC | OP | NA | DFO |  | 194 | 0.03007 | 0.31 | EIA Prime Mover-level Data | Estimated using an emission factor
2020 | MO | Shelbina Power #3 | 7860 | G8 | IC | OP | NA | DFO |  | 194 | 0.03007 | 0.31 | EIA Prime Mover-level Data | Estimated using an emission factor
2020 | MO | Sibley | 2094 | 1 | ST | RE | CYCLONE | SUB
2020 | MO | Sibley | 2094 | 2 | ST | RE | CYCLONE | SUB
2020 | MO | Sibley | 2094 | 3 | ST | RE | CYCLONE | SUB
2020 | MO | Sikeston | 6768 | 1 | ST | OP | WALL | SUB | 7891 | 16880136 | 364.7798 | 0.04322 | EPA/CAMD | EPA/NEI | 1981
2020 | MO | Sioux | 2107 | 1 | ST | OP | CYCLONE | RC | 3916 | 13604785 | 107.1599 | 0.015753 | EPA/CAMD | EPA/NEI | 1967
2020 | MO | Sioux | 2107 | 2 | ST | OP | CYCLONE | RC | 4877 | 16576472 | 133.3643 | 0.016091 | EPA/CAMD | EPA/NEI | 1968
2020 | MO | South Harper Peaking Facility | 56151 | 1 | GT | OP | CT | NG | 290 | 254197.5312 | 0.8389 | 0.0066004 | EPA/CAMD | EPA/NEI | 2005
2020 | MO | South Harper Peaking Facility | 56151 | 2 | GT | OP | CT | NG | 292 | 262473.9688 | 0.8662 | 0.0066003 | EPA/CAMD | EPA/NEI | 2005
2020 | MO | South Harper Peaking Facility | 56151 | 3 | GT | OP | CT | NG | 236 | 217073.6719 | 0.7163 | 0.0065996 | EPA/CAMD | EPA/NEI | 2005
2020 | MO | Southwestern Bell Telephone | 54858 | E/G1 | IC | SB | NA | DFO |  | 54.419 | 0.0084349 | 0.31 | EIA Prime Mover-level Data | Estimated using an emission factor
2020 | MO | Southwestern Bell Telephone | 54858 | E/G2 | IC | SB | NA | DFO |  | 54.419 | 0.0084349 | 0.31 | EIA Prime Mover-level Data | Estimated using an emission factor
2020 | MO | Southwestern Bell Telephone | 54858 | E/G3 | IC | SB | NA | DFO |  | 54.419 | 0.0084349 | 0.31 | EIA Prime Mover-level Data | Estimated using an emission factor
2020 | MO | Southwestern Bell Telephone | 54858 | E/G4 | IC | SB | NA | DFO |  | 76.186 | 0.011809 | 0.31 | EIA Prime Mover-level Data | Estimated using an emission factor
2020 | MO | Southwestern Bell Telephone | 54858 | E/G5 | IC | SB | NA | DFO |  | 76.186 | 0.011809 | 0.31 | EIA Prime Mover-level Data | Estimated using an emission factor
2020 | MO | Southwestern Bell Telephone | 54858 | E/G6 | IC | SB | NA | DFO |  | 76.186 | 0.011809 | 0.31 | EIA Prime Mover-level Data | Estimated using an emission factor
2020 | MO | Southwestern Bell Telephone | 54858 | E/G7 | IC | SB | NA | DFO |  | 76.186 | 0.011809 | 0.31 | EIA Prime Mover-level Data | Estimated using an emission factor
2020 | MO | Springfield Solar 1 LLC | 59110 | 1 | PV | OP | NA | SUN |  | 62463 |  |  | EIA Prime Mover-level Data
2020 | MO | St Joseph Landfill Generating Station | 58024 | UNIT1 | IC | OP | NA | LFG |  | 135837 | 0.9984 | 0.0147 | EIA Prime Mover-level Data | Estimated using an emission factor
2020 | MO | St. Francis Power Plant | 7604 | 1 | CT | OP | CC | NG | 2282 | 3049327.75 | 0.0097 | 6.3621e-06 | EPA/CAMD | EPA/NEI | 1999
2020 | MO | St. Francis Power Plant | 7604 | 2 | CT | OP | CC | NG | 3188 | 4180894.25 | 0.0134 | 6.4101e-06 | EPA/CAMD | EPA/NEI | 2001
2020 | MO | Stanberry | 8110 | 1 | IC | SB | NA | NG
2020 | MO | Stanberry | 8110 | 2 | IC | SB | NA | NG
2020 | MO | Stanberry | 8110 | 3 | IC | RE | NA | DFO
2020 | MO | Stanberry | 8110 | 4 | IC | RE | NA | DFO
2020 | MO | Stanberry | 8110 | IC5 | IC | SB | NA | DFO
2020 | MO | Stanberry | 8110 | IC6 | IC | SB | NA | NG
2020 | MO | State Line (MO) | 7296 | 1899-12-31 | GT | OP | CT | NG | 1658 | 842133.5625 | 4.9941 | 0.011861 | EPA/CAMD | EPA/NEI | 2000
2020 | MO | State Line (MO) | 7296 | 2022-02-01 | CT | OP | CC | NG | 6503 | 9559603 | 31.8289 | 0.006659 | EPA/CAMD | EPA/NEI | 2000
2020 | MO | State Line (MO) | 7296 | 2022-02-02 | CT | OP | CC | NG | 6287 | 9127897 | 30.6878 | 0.006724 | EPA/CAMD | EPA/NEI | 2000
2020 | MO | Station H | 2135 | 1 | GT | OP | NA | NG |  | 119627.5312 | 0.059469 | 0.00099423 | EIA Prime Mover-level Data | NEI avg EF - PM, fuel type, firing type
2020 | MO | Station H | 2135 | 2 | GT | OP | NA | NG |  | 151108.4688 | 0.075118 | 0.00099423 | EIA Prime Mover-level Data | NEI avg EF - PM, fuel type, firing type
2020 | MO | Station I | 2136 | 1 | GT | OP | NA | DFO |  | 11592 | 0.10458 | 0.018044 | EIA Prime Mover-level Data | NEI avg EF - PM, fuel type, firing type
2020 | MO | Station I | 2136 | 2 | GT | OP | NA | DFO |  | 11592 | 0.10458 | 0.018044 | EIA Prime Mover-level Data | NEI avg EF - PM, fuel type, firing type
2020 | MO | Stockton Hydro | 2124 | 1 | HY | OP | NA | WAT |  | 1114231 |  |  | EIA Prime Mover-level Data
2020 | MO | Sub 2 Generating Station | 56126 | 1 | IC | SB | NA | DFO
2020 | MO | Sub 2 Generating Station | 56126 | 2 | IC | SB | NA | DFO
2020 | MO | Sub 3 Generating Station | 56128 | 1 | IC | SB | NA | DFO
2020 | MO | Sub 3 Generating Station | 56128 | 2 | IC | SB | NA | DFO
2020 | MO | Sub 3 Generating Station | 56128 | 3 | IC | SB | NA | DFO
2020 | MO | Sub 3 Generating Station | 56128 | 4 | IC | SB | NA | DFO
2020 | MO | Table Rock | 2166 | 1 | HY | OP | NA | WAT |  | 1775346.25 |  |  | EIA Prime Mover-level Data
2020 | MO | Table Rock | 2166 | 2 | HY | OP | NA | WAT |  | 1775346.25 |  |  | EIA Prime Mover-level Data
2020 | MO | Table Rock | 2166 | 3 | HY | OP | NA | WAT |  | 1775346.25 |  |  | EIA Prime Mover-level Data
2020 | MO | Table Rock | 2166 | 4 | HY | OP | NA | WAT |  | 1775346.25 |  |  | EIA Prime Mover-level Data
2020 | MO | Taum Sauk | 2108 | 1 | PS | OP | NA | WAT |  | 0 |  |  | EIA Prime Mover-level Data
2020 | MO | Taum Sauk | 2108 | 2 | PS | OP | NA | WAT |  | 0 |  |  | EIA Prime Mover-level Data
2020 | MO | Thomas Hill Energy Center | 2168 | MB1 | ST | OP | CYCLONE | RC | 7744 | 12656652 | 62.361 | 0.0098543 | EPA/CAMD | EPA/NEI | 1966
2020 | MO | Thomas Hill Energy Center | 2168 | MB2 | ST | OP | CYCLONE | RC | 7895 | 19824778 | 102.2053 | 0.010311 | EPA/CAMD | EPA/NEI | 1969
2020 | MO | Thomas Hill Energy Center | 2168 | MB3 | ST | OP | WALL | RC | 6219 | 37868692 | 218.1532 | 0.011522 | EPA/CAMD | EPA/NEI | 1982
2020 | MO | Trenton Diesel | 2163 | 1 | IC | RE | NA | DFO
2020 | MO | Trenton Diesel | 2163 | 2 | IC | RE | NA | DFO
2020 | MO | Trenton Diesel | 2163 | 4 | IC | RE | NA | DFO
2020 | MO | Trenton Diesel | 2163 | 5 | IC | RE | NA | DFO
2020 | MO | Trenton Diesel | 2163 | 6 | IC | RE | NA | DFO
2020 | MO | Trenton Diesel | 2163 | 7 | IC | RE | NA | DFO
2020 | MO | Trenton North | 698 | 1 | IC | OP | NA | DFO |  | 160.2 | 0.024831 | 0.31 | EIA Prime Mover-level Data | Estimated using an emission factor
2020 | MO | Trenton North | 698 | 2 | IC | OP | NA | DFO |  | 160.2 | 0.024831 | 0.31 | EIA Prime Mover-level Data | Estimated using an emission factor
2020 | MO | Trenton North | 698 | 3 | IC | OP | NA | DFO |  | 160.2 | 0.024831 | 0.31 | EIA Prime Mover-level Data | Estimated using an emission factor
2020 | MO | Trenton North | 698 | 4 | IC | OP | NA | DFO |  | 160.2 | 0.024831 | 0.31 | EIA Prime Mover-level Data | Estimated using an emission factor
2020 | MO | Trenton North | 698 | 5 | IC | OP | NA | DFO |  | 160.2 | 0.024831 | 0.31 | EIA Prime Mover-level Data | Estimated using an emission factor
2020 | MO | Trenton Solar Farm (MO) | 60704 | TSF1 | PV | OP | NA | SUN |  | 38355 |  |  | EIA Prime Mover-level Data
2020 | MO | Trenton South | 7935 | 1 | IC | OP | NA | DFO |  | 107.857 | 0.016718 | 0.31 | EIA Prime Mover-level Data | Estimated using an emission factor
2020 | MO | Trenton South | 7935 | 2 | IC | OP | NA | DFO |  | 107.857 | 0.016718 | 0.31 | EIA Prime Mover-level Data | Estimated using an emission factor
2020 | MO | Trenton South | 7935 | 3 | IC | OP | NA | DFO |  | 107.857 | 0.016718 | 0.31 | EIA Prime Mover-level Data | Estimated using an emission factor
2020 | MO | Trenton South | 7935 | 4 | IC | OP | NA | DFO |  | 107.857 | 0.016718 | 0.31 | EIA Prime Mover-level Data | Estimated using an emission factor
2020 | MO | Trenton South | 7935 | 5 | IC | OP | NA | DFO |  | 107.857 | 0.016718 | 0.31 | EIA Prime Mover-level Data | Estimated using an emission factor
2020 | MO | Trenton South | 7935 | 6 | IC | OP | NA | DFO |  | 107.857 | 0.016718 | 0.31 | EIA Prime Mover-level Data | Estimated using an emission factor
2020 | MO | Trenton South | 7935 | 7 | IC | OP | NA | DFO |  | 107.857 | 0.016718 | 0.31 | EIA Prime Mover-level Data | Estimated using an emission factor
2020 | MO | Trigen St. Louis | 56309 | CT-1 | CS |  | NA | NG |  | 0 | 0 |  | EIA Unit-level Data | Estimated using an emission factor
2020 | MO | Trigen St. Louis | 56309 | CT-2 | CS |  | NA | NG |  | 0 | 0 |  | EIA Unit-level Data | Estimated using an emission factor
2020 | MO | Trigen St. Louis | 56309 | HRSG1 | ST | OP | NA | NG |  | 0 | 0 |  | EIA Unit-level Data | NEI avg EF - PM, fuel type
2020 | MO | Trigen St. Louis | 56309 | HRSG2 | ST | OP | NA | NG |  | 0 | 0 |  | EIA Unit-level Data | NEI avg EF - PM, fuel type
2020 | MO | Trigen St. Louis | 56309 | IC-1 | IC | OP | NA | DFO
2020 | MO | Unionville | 6563 | 1 | GT | OS | NA | DFO
2020 | MO | Unionville | 6563 | 2 | GT | OS | NA | DFO
2020 | MO | Unionville City of | 2164 | 1 | IC | OP | NA | DFO |  | 1.655 | 0.00025652 | 0.31 | EIA Prime Mover-level Data | Estimated using an emission factor
2020 | MO | Unionville City of | 2164 | 2 | IC | OP | NA | DFO |  | 3.517 | 0.00054513 | 0.31 | EIA Prime Mover-level Data | Estimated using an emission factor
2020 | MO | Unionville City of | 2164 | 3 | IC | OP | NA | DFO |  | 0.414 | 6.417e-05 | 0.31 | EIA Prime Mover-level Data | Estimated using an emission factor
2020 | MO | Unionville City of | 2164 | 4 | IC | OP | NA | DFO |  | 2.069 | 0.0003207 | 0.31 | EIA Prime Mover-level Data | Estimated using an emission factor
2020 | MO | Unionville City of | 2164 | 5 | IC | OP | NA | DFO |  | 0.621 | 9.6255e-05 | 0.31 | EIA Prime Mover-level Data | Estimated using an emission factor
2020 | MO | Unionville City of | 2164 | 6 | IC | OP | NA | DFO |  | 0.621 | 9.6255e-05 | 0.31 | EIA Prime Mover-level Data | Estimated using an emission factor
2020 | MO | Unionville City of | 2164 | 7 | IC | OP | NA | DFO |  | 2.276 | 0.00035278 | 0.31 | EIA Prime Mover-level Data | Estimated using an emission factor
2020 | MO | Unionville City of | 2164 | 8 | IC | OP | NA | DFO |  | 2.69 | 0.00041695 | 0.31 | EIA Prime Mover-level Data | Estimated using an emission factor
2020 | MO | Unionville City of | 2164 | 9 | IC | OP | NA | DFO |  | 4.138 | 0.00064139 | 0.31 | EIA Prime Mover-level Data | Estimated using an emission factor
2020 | MO | Utica Renewable Energy Center Hybrid | 63067 | UBESS | BA | L | NA | MWH
2020 | MO | Utica Renewable Energy Center Hybrid | 63067 | UREC | PV | L | NA | SUN
2020 | MO | Viaduct | 2096 | 1 | GT | RE | NA | NG
2020 | MO | Walton Street Substation | 56598 | EP05 | IC | RE | NA | DFO
2020 | MO | Walton Street Substation | 56598 | EP06 | IC | RE | NA | DFO
2020 | MO | Walton Street Substation | 56598 | EP07 | IC | SB | NA | DFO |  | 64 | 0.00992 | 0.31 | EIA Prime Mover-level Data | Estimated using an emission factor
2020 | MO | Waynesville Solar Farm (MO) | 60706 | WSF1 | PV | OP | NA | SUN |  | 37181 |  |  | EIA Prime Mover-level Data
2020 | MO | White Cloud Wind Project, LLC | 62624 | WTCWF | WT | OP | NA | WND |  | 541584 |  |  | EIA Prime Mover-level Data
2020 | MS | Ackerman Combined Cycle Plant | 55694 | AA-001 | CT | OP | CC | NG | 5361 | 10563879 | 39.1 | 0.0074026 | EPA/CAMD | EPA/NEI | 2006
2020 | MS | Ackerman Combined Cycle Plant | 55694 | AA-002 | CT | OP | CC | NG | 5681 | 11394251 | 52.54 | 0.0092222 | EPA/CAMD | EPA/NEI | 2006
2020 | MS | Arkabutla Lake Hydroelectric Project | 62402 | NA1 | HY | P | NA | WAT
2020 | MS | Arkabutla Lake Hydroelectric Project | 62402 | NA2 | HY | P | NA | WAT
2020 | MS | Attala Generating Plant | 55220 | A01 | CT | OP | CC | NG | 4251 | 6935312 | 50.0833 | 0.014443 | EPA/CAMD | EPA/NEI | 2001
2020 | MS | Attala Generating Plant | 55220 | A02 | CT | OP | CC | NG | 4304 | 7008840 | 50.6084 | 0.014441 | EPA/CAMD | EPA/NEI | 2001
2020 | MS | Batesville Generation Facility | 55063 | 1 | CT | OP | CC | NG | 5329 | 9879149 | 57.3037 | 0.011601 | EPA/CAMD | EPA/NEI | 2000
2020 | MS | Batesville Generation Facility | 55063 | 2 | CT | OP | CC | NG | 6093 | 11565098 | 67.1497 | 0.011612 | EPA/CAMD | EPA/NEI | 2000
2020 | MS | Batesville Generation Facility | 55063 | 3 | CT | OP | CC | NG | 5279 | 9588343 | 56.8442 | 0.011857 | EPA/CAMD | EPA/NEI | 2000
2020 | MS | Baxter Wilson | 2050 | 1 | ST | OP | TANGENTIAL | NG | 4158 | 15533548 | 49.88 | 0.0064222 | EPA/CAMD | EPA/NEI | 1966
2020 | MS | Benndale | 2068 | 1 | GT | RE | NA | NG
2020 | MS | Benndale | 2068 | BENU1 | IC | OP | NA | NG |  | 178742.5 | 0.037715 | 0.000422 | EIA Prime Mover-level Data | Estimated using an emission factor
2020 | MS | Benndale | 2068 | BENU2 | IC | OP | NA | NG |  | 178742.5 | 0.037715 | 0.000422 | EIA Prime Mover-level Data | Estimated using an emission factor
2020 | MS | Caledonia | 55197 | AA-001 | CT | OP | CC | NG | 6317 | 10629532 | 41.8 | 0.0078649 | EPA/CAMD | EPA/NEI | 2003
2020 | MS | Caledonia | 55197 | AA-002 | CT | OP | CC | NG | 6028 | 10431824 | 40.9 | 0.0078414 | EPA/CAMD | EPA/NEI | 2003
2020 | MS | Caledonia | 55197 | AA-003 | CT | OP | CC | NG | 6029 | 10334242 | 49.5 | 0.0095798 | EPA/CAMD | EPA/NEI | 2003
2020 | MS | CF Industries Yazoo City Complex | 10195 | EXIS | GT | OP | NA | NG |  | 1938028 | 0.96342 | 0.00099423 | EIA Prime Mover-level Data | NEI avg EF - PM, fuel type, firing type
2020 | MS | Chevron Cogenerating Station | 2047 | 5 | GT | OP | CT | NG | 8380 | 6774642.5 | 47.87 | 0.014132 | EPA/CAMD | EPA/NEI | 1994
2020 | MS | Choctaw County Gen | 55706 | CTG1 | CT | OP | CC | NG | 6653 | 12624096 | 31.56 | 0.005 | EPA/CAMD | EPA/NEI | 2003
2020 | MS | Choctaw County Gen | 55706 | CTG2 | CT | OP | CC | NG | 6804 | 11755359 | 33.5 | 0.0056995 | EPA/CAMD | EPA/NEI | 2003
2020 | MS | Choctaw County Gen | 55706 | CTG3 | CT | OP | CC | NG | 6798 | 12965504 | 21.39 | 0.0032995 | EPA/CAMD | EPA/NEI | 2003
2020 | MS | Columbus MS | 50184 | COMB | ST | OP | CELL | WDS |  | 3968388.25 | 37.1023 | 0.018699 | EIA Unit-level Data | NEI avg EF - PM, fuel type
2020 | MS | Columbus MS | 50184 | PKG | ST | OP | WALL | NG |  | 202006 | 0.74176 | 0.0073439 | EIA Unit-level Data | NEI avg EF - PM, fuel type, firing type
2020 | MS | Columbus MS | 50184 | REC | ST | OP | CYCLONE | BLQ |  | 11715640 | 39.1207 | 0.0066784 | EIA Unit-level Data | NEI avg EF - PM, fuel type
2020 | MS | Crossroads Energy Center (CPU) | 55395 | CT01 | GT | OP | CT | NG | 628 | 393301.5938 | 3.8071 | 0.01936 | EPA/CAMD | EPA/NEI | 2002
2020 | MS | Crossroads Energy Center (CPU) | 55395 | CT02 | GT | OP | CT | NG | 657 | 407775.3438 | 3.2601 | 0.01599 | EPA/CAMD | EPA/NEI | 2002
2020 | MS | Crossroads Energy Center (CPU) | 55395 | CT03 | GT | OP | CT | NG | 697 | 436932.75 | 3.5227 | 0.016125 | EPA/CAMD | EPA/NEI | 2002
2020 | MS | Crossroads Energy Center (CPU) | 55395 | CT04 | GT | OP | CT | NG | 566 | 339072.8438 | 2.6475 | 0.015616 | EPA/CAMD | EPA/NEI | 2002
2020 | MS | Daniel Electric Generating Plant | 6073 | 1 | ST | OP | TANGENTIAL | SUB | 4278 | 11281679 | 12.7124 | 0.0022536 | EPA/CAMD | EPA/NEI | 1977
2020 | MS | Daniel Electric Generating Plant | 6073 | 2 | ST | OP | TANGENTIAL | SUB | 6387 | 18042376 | 48.8818 | 0.0054186 | EPA/CAMD | EPA/NEI | 1981
2020 | MS | Daniel Electric Generating Plant | 6073 | 3A | CT | OP | CC | NG | 8459 | 15134208 | 33.1044 | 0.0043748 | EPA/CAMD | EPA/NEI | 2001
2020 | MS | Daniel Electric Generating Plant | 6073 | 3B | CT | OP | CC | NG | 8401 | 14927474 | 32.6668 | 0.0043767 | EPA/CAMD | EPA/NEI | 2001
2020 | MS | Daniel Electric Generating Plant | 6073 | 4A | CT | OP | CC | NG | 7799 | 13698738 | 29.9756 | 0.0043764 | EPA/CAMD | EPA/NEI | 2000
2020 | MS | Daniel Electric Generating Plant | 6073 | 4B | CT | OP | CC | NG | 7957 | 13291443 | 43.6287 | 0.0065649 | EPA/CAMD | EPA/NEI | 2000
2020 | MS | David M Ratcliffe | 57037 | AB-001 | ST | OP | IGC | NG | 8101 | 15931667 | 48.6 | 0.0061011 | EPA/CAMD | EPA/NEI | 2013
2020 | MS | David M Ratcliffe | 57037 | AB-002 | ST | OP | IGC | NG | 8046 | 15719956 | 43.23 | 0.0055 | EPA/CAMD | EPA/NEI | 2013
2020 | MS | Delta (MS) | 2051 | 1 | ST | RE | WALL | NG
2020 | MS | Delta (MS) | 2051 | 2 | ST | RE | WALL | NG
2020 | MS | District 70 Transco Gas Pipe Line | 54744 | 1 | ST | OS | NA | WH
2020 | MS | District 70 Transco Gas Pipe Line | 54744 | 2 | ST | OS | NA | WH
2020 | MS | Eaton | 2046 | 1 | ST | RE | NA | NG
2020 | MS | Eaton | 2046 | 2 | ST | RE | NA | NG
2020 | MS | Eaton | 2046 | 3 | ST | RE | NA | NG
2020 | MS | Enid Lake Hydroelectric Project | 62432 | NA1 | HY | P | NA | WAT
2020 | MS | Enid Lake Hydroelectric Project | 62432 | NA2 | HY | P | NA | WAT
2020 | MS | Ergon Refining Vicksburg | 54918 | TMO1 | GT | OP | NA | NG |  | 455152 | 0.22626 | 0.00099423 | EIA Prime Mover-level Data | NEI avg EF - PM, fuel type, firing type
2020 | MS | Georgia-Pacific Monticello Paper | 10610 | COMB | ST | OP | NA | WDS |  | 1805624 | 16.8816 | 0.018699 | EIA Unit-level Data | NEI avg EF - PM, fuel type
2020 | MS | Georgia-Pacific Monticello Paper | 10610 | PFI | ST | OP | NA | NG |  | 1588665 | 5.8977 | 0.0074247 | EIA Unit-level Data | NEI avg EF - PM, fuel type
2020 | MS | Georgia-Pacific Monticello Paper | 10610 | REC1 | ST | OP | NA | BLQ |  | 1478219.75 | 4.9361 | 0.0066784 | EIA Unit-level Data | NEI avg EF - PM, fuel type
2020 | MS | Georgia-Pacific Monticello Paper | 10610 | REC2 | ST | OP | NA | BLQ |  | 1459406.375 | 4.8732 | 0.0066784 | EIA Unit-level Data | NEI avg EF - PM, fuel type
2020 | MS | Georgia-Pacific Taylorsville Plywood | 61927 | CTG1 | GT | OP | NA | NG |  | 682078 | 0.33907 | 0.00099423 | EIA Prime Mover-level Data | NEI avg EF - PM, fuel type, firing type
2020 | MS | Gerald Andrus | 8054 | 1 | ST | OP | WALL | NG | 2567 | 11519665 | 41.27 | 0.0071651 | EPA/CAMD | EPA/NEI | 1975
2020 | MS | Grand Gulf | 6072 | 1 | ST | OP | NA | NUC |  | 67716104 |  |  | EIA Prime Mover-level Data
2020 | MS | Grenada Lake Hydroelectric Project | 62430 | NA1 | HY | P | NA | WAT
2020 | MS | Grenada Lake Hydroelectric Project | 62430 | NA2 | HY | P | NA | WAT
2020 | MS | Gulfport Naval Base CSG PV System | 61208 | PV1 | PV | OP | NA | SUN
2020 | MS | Hattiesburg Solar Farm | 60552 | HATTI | PV | OP | NA | SUN |  | 776959 |  |  | EIA Prime Mover-level Data
2020 | MS | Hinds Energy Facility | 55218 | 2 | GT | OP | CT | NG | 342 | 71583.5859 | 0.27773 | 0.0077596 | EPA/CAMD | NEI avg EF - PM, fuel type, firing type | 2019
2020 | MS | Hinds Energy Facility | 55218 | H01 | CT | OP | CC | NG | 6617 | 10442302 | 18.24 | 0.0034935 | EPA/CAMD | EPA/NEI | 2001
2020 | MS | Hinds Energy Facility | 55218 | H02 | CT | OP | CC | NG | 6626 | 10463496 | 18.27 | 0.0034921 | EPA/CAMD | EPA/NEI | 2001
2020 | MS | International Paper Vicksburg Mill | 54100 | N1BABO | ST | OP | NA | WDS |  | 4003358.5 | 37.4293 | 0.018699 | EIA Unit-level Data | NEI avg EF - PM, fuel type
2020 | MS | International Paper Vicksburg Mill | 54100 | N1REBO | ST | OP | NA | BLQ |  | 5815021 | 19.4174 | 0.0066784 | EIA Unit-level Data | NEI avg EF - PM, fuel type
2020 | MS | Kemper County | 7960 | KCT1 | GT | OP | CT | DFO | 911 | 684510.75 | 4.13 | 0.012067 | EPA/CAMD | EPA/NEI | 2002
2020 | MS | Kemper County | 7960 | KCT2 | GT | OP | CT | DFO | 881 | 661813.875 | 4.01 | 0.012118 | EPA/CAMD | EPA/NEI | 2002
2020 | MS | Kemper County | 7960 | KCT3 | GT | OP | CT | DFO | 979 | 751037.5 | 4.51 | 0.01201 | EPA/CAMD | EPA/NEI | 2002
2020 | MS | Kemper County | 7960 | KCT4 | GT | OP | CT | DFO | 964 | 747274.5625 | 4.5 | 0.012044 | EPA/CAMD | EPA/NEI | 2002
2020 | MS | L L Wilkins | 2059 | 7 | ST | OP | NA | NG |  | 0 | 0 |  | EIA Unit-level Data | NEI avg EF - PM, fuel type
2020 | MS | L L Wilkins | 2059 | 8 | CT | OP | NA | NG |  | 1295 | 0.0040024 | 0.0061813 | EIA Unit-level Data | NEI avg EF - PM, fuel type
2020 | MS | L L Wilkins | 2059 | 9 | CS |  | NA | NG |  | 1880 | 0.00039668 | 0.000422 | EIA Unit-level Data | Estimated using an emission factor
2020 | MS | Leaf River Cellulose LLC | 10233 | PB | ST | OP | NA | WDS |  | 2798741 | 26.1668 | 0.018699 | EIA Unit-level Data | NEI avg EF - PM, fuel type
2020 | MS | Leaf River Cellulose LLC | 10233 | RB | ST | OP | NA | BLQ |  | 13554572 | 45.2613 | 0.0066784 | EIA Unit-level Data | NEI avg EF - PM, fuel type
2020 | MS | Magnolia Combined Cycle Plant | 55451 | CTG-1 | CT | OP | CC | NG | 7319 | 14517021 | 64.48 | 0.0088834 | EPA/CAMD | EPA/NEI | 2002
2020 | MS | Magnolia Combined Cycle Plant | 55451 | CTG-2 | CT | OP | CC | NG | 6994 | 13499215 | 59.85 | 0.0088672 | EPA/CAMD | EPA/NEI | 2002
2020 | MS | Magnolia Combined Cycle Plant | 55451 | CTG-3 | CT | OP | CC | NG | 6093 | 11785631 | 52.06 | 0.0088345 | EPA/CAMD | EPA/NEI | 2003
2020 | MS | Meridian | 7719 | 1 | IC | OP | NA | DFO |  | 62.4 | 0.009672 | 0.31 | EIA Prime Mover-level Data | Estimated using an emission factor
2020 | MS | Meridian | 7719 | 2 | IC | OP | NA | DFO |  | 62.4 | 0.009672 | 0.31 | EIA Prime Mover-level Data | Estimated using an emission factor
2020 | MS | Meridian | 7719 | 3 | IC | OP | NA | DFO |  | 62.4 | 0.009672 | 0.31 | EIA Prime Mover-level Data | Estimated using an emission factor
2020 | MS | Meridian | 7719 | 4 | IC | OP | NA | DFO |  | 62.4 | 0.009672 | 0.31 | EIA Prime Mover-level Data | Estimated using an emission factor
2020 | MS | Meridian | 7719 | 5 | IC | OP | NA | DFO |  | 62.4 | 0.009672 | 0.31 | EIA Prime Mover-level Data | Estimated using an emission factor
2020 | MS | Meridian II | 62164 | MRDII | PV | OP | NA | SUN |  | 66501 |  |  | EIA Prime Mover-level Data
2020 | MS | Meridian III | 62163 | MRDII | PV | OP | NA | SUN |  | 1091974 |  |  | EIA Prime Mover-level Data
2020 | MS | Mississippi Baptist Medical Center | 54203 | A | GT | SB | NA | NG
2020 | MS | Moselle Generation Complex | 2070 | **4 | GT | OP | CT | NG | 530 | 359255.9375 | 3.7196 | 0.020707 | EPA/CAMD | EPA/NEI | 1997
2020 | MS | Moselle Generation Complex | 2070 | 3 | ST | OP | WALL | NG | 764 | 161989.25 | 1.6021 | 0.01978 | EPA/CAMD | EPA/NEI | 1970
2020 | MS | Moselle Generation Complex | 2070 | 5 | GT | OP | CT | NG | 542 | 374071.3438 | 5.2293 | 0.027959 | EPA/CAMD | EPA/NEI | 2006
2020 | MS | Moselle Generation Complex | 2070 | 6 | CT | OP | CC | NG | 7121 | 7781129 | 24.0486 | 0.0061813 | EPA/CAMD | NEI avg EF - PM, fuel type, firing type | 2011
2020 | MS | Moselle Generation Complex | 2070 | 7 | CT | OP | CC | NG | 6658 | 7183493 | 22.2016 | 0.0061813 | EPA/CAMD | NEI avg EF - PM, fuel type, firing type | 2011
2020 | MS | MPC1 | 7875 | 1 | GT | CN | NA | NG
2020 | MS | Natchez | 2052 | 1 | ST | RE | NA | NG
2020 | MS | OE_MS5 | 64529 | MS5_S | BA | T | NA | MWH
2020 | MS | OE_MS5 | 64529 | OEMS5 | PV | T | NA | SUN
2020 | MS | Paulding | 2071 | 1 | GT | RE | NA | DFO
2020 | MS | Prairie Bluff | 57408 | GEN1 | IC | OP | NA | LFG |  | 115630 | 0.84988 | 0.0147 | EIA Prime Mover-level Data | Estimated using an emission factor
2020 | MS | R D Morrow | 6061 | 1 | ST | RE | WALL | BIT
2020 | MS | R D Morrow | 6061 | 2 | ST | RE | WALL | BIT
2020 | MS | R D Morrow | 6061 | MOR1 | CC | L | NA | NG
2020 | MS | Red Hills Generation Facility | 55076 | AA001 | ST | OP | FLUIDIZED | RC | 6242 | 10690045 | 68.44 | 0.012804 | EPA/CAMD | EPA/NEI | 2001
2020 | MS | Red Hills Generation Facility | 55076 | AA002 | ST | OP | FLUIDIZED | RC | 6430 | 15368749 | 73.11 | 0.0095141 | EPA/CAMD | EPA/NEI | 2001
2020 | MS | Rex Brown | 2053 | 1 | ST | RE | NA | NG
2020 | MS | Rex Brown | 2053 | 3 | ST | RE | WALL | NG
2020 | MS | Rex Brown | 2053 | 4 | ST | RE | WALL | NG
2020 | MS | Rex Brown | 2053 | GT1 | GT | RE | NA | DFO
2020 | MS | Sardis Lake Hydroelectric Project | 62425 | NA1 | HY | P | NA | WAT
2020 | MS | Sardis Lake Hydroelectric Project | 62425 | NA2 | HY | P | NA | WAT
2020 | MS | Silver Creek Generating Plant | 7988 | 1 | GT | OP | CT | NG | 328 | 221832.2969 | 2.1661 | 0.019529 | EPA/CAMD | EPA/NEI | 2003
2020 | MS | Silver Creek Generating Plant | 7988 | 2 | GT | OP | CT | NG | 280 | 190562.3906 | 1.8817 | 0.019749 | EPA/CAMD | EPA/NEI | 2004
2020 | MS | Silver Creek Generating Plant | 7988 | 3 | GT | OP | CT | NG | 248 | 163292.7344 | 1.641 | 0.020099 | EPA/CAMD | EPA/NEI | 2005
2020 | MS | Southaven Combined Cycle Plant | 55269 | AA-001 | CT | OP | CC | NG | 6565 | 10905534 | 65.57 | 0.012025 | EPA/CAMD | EPA/NEI | 2003
2020 | MS | Southaven Combined Cycle Plant | 55269 | AA-002 | CT | OP | CC | NG | 6546 | 10946471 | 57.05 | 0.010423 | EPA/CAMD | EPA/NEI | 2003
2020 | MS | Southaven Combined Cycle Plant | 55269 | AA-003 | CT | OP | CC | NG | 6507 | 10621404 | 49.22 | 0.0092681 | EPA/CAMD | EPA/NEI | 2003
2020 | MS | SR Houston | 60853 | HOUST | PV | OP | NA | SUN |  | 31433 |  |  | EIA Prime Mover-level Data
2020 | MS | Sumrall I Solar Farm | 60306 | SUM1 | PV | OP | NA | SUN |  | 909778 |  |  | EIA Prime Mover-level Data
2020 | MS | Sumrall II Solar Farm | 60303 | SUM2 | PV | OP | NA | SUN |  | 896775 |  |  | EIA Prime Mover-level Data
2020 | MS | Sunflower County | 64081 | SUNFL | PV | T | NA | SUN
2020 | MS | Sweatt Electric Generating Plant | 2048 | CTA | GT | OP | CT | NG | 392 | 80959.6016 | 0.48136 | 0.011891 | EPA/CAMD | EPA/NEI | 1971
2020 | MS | Sweatt Electric Generating Plant | 2048 | CTB | GT | OP | CT | NG | 401 | 81431.7969 | 0.48136 | 0.011822 | EPA/CAMD | EPA/NEI | 1971
2020 | MS | Sylvarena Generating Plant | 7989 | 1 | GT | OP | CT | NG | 2146 | 719120.75 | 5.3825 | 0.01497 | EPA/CAMD | EPA/NEI | 2003
2020 | MS | Sylvarena Generating Plant | 7989 | 2 | GT | OP | CT | NG | 2150 | 721843.0625 | 5.3825 | 0.014913 | EPA/CAMD | EPA/NEI | 2003
2020 | MS | Sylvarena Generating Plant | 7989 | 3 | GT | OP | CT | NG | 2164 | 729717.375 | 5.4044 | 0.014812 | EPA/CAMD | EPA/NEI | 2003
2020 | MS | Third Street | 2060 | 4 | ST | RE | NA | NG
2020 | MS | Third Street | 2060 | 5 | ST | RE | NA | NG
2020 | MS | Watson Electric Generating Plant | 2049 | 4 | ST | OP | WALL | NG | 7542 | 7066720.5 | 19.9743 | 0.0056531 | EPA/CAMD | EPA/NEI | 1968
2020 | MS | Watson Electric Generating Plant | 2049 | 5 | ST | OP | WALL | NG | 7371 | 16773141 | 19.535 | 0.0023293 | EPA/CAMD | EPA/NEI | 1973
2020 | MS | Watson Electric Generating Plant | 2049 | CTA | GT | OP | CT | NG | 178 | 23890.6992 | 0.45948 | 0.038465 | EPA/CAMD | EPA/NEI | 1970
2020 | MS | Watson Electric Generating Plant | 2049 | CTB | GT | OP | CT | NG | 180 | 27194 | 0.45948 | 0.033793 | EPA/CAMD | EPA/NEI | 1970
2020 | MS | Yazoo | 2067 | 3 | CA | SB | NA | NG |  | 0 | 0 |  | EIA Unit-level Data | Estimated using an emission factor
2020 | MS | Yazoo | 2067 | GT1 | CT |  | NA | DFO |  | 0 | 0 |  | EIA Unit-level Data | NEI avg EF - PM, fuel type
2020 | MS | Yazoo | 2067 | HRSG1 | CA | OP | NA | NG |  | 0 | 0 |  | EIA Unit-level Data | Estimated using an emission factor
2020 | MT | Basin Creek Plant | 55866 | 1 | IC | OP | NA | NG |  | 59211.7773 | 0.012494 | 0.000422 | EIA Prime Mover-level Data | Estimated using an emission factor
2020 | MT | Basin Creek Plant | 55866 | 2 | IC | OP | NA | NG |  | 59211.7773 | 0.012494 | 0.000422 | EIA Prime Mover-level Data | Estimated using an emission factor
2020 | MT | Basin Creek Plant | 55866 | 3 | IC | OP | NA | NG |  | 59211.7773 | 0.012494 | 0.000422 | EIA Prime Mover-level Data | Estimated using an emission factor
2020 | MT | Basin Creek Plant | 55866 | 4 | IC | OP | NA | NG |  | 59211.7773 | 0.012494 | 0.000422 | EIA Prime Mover-level Data | Estimated using an emission factor
2020 | MT | Basin Creek Plant | 55866 | 5 | IC | OP | NA | NG |  | 59211.7773 | 0.012494 | 0.000422 | EIA Prime Mover-level Data | Estimated using an emission factor
2020 | MT | Basin Creek Plant | 55866 | 6 | IC | OP | NA | NG |  | 59211.7773 | 0.012494 | 0.000422 | EIA Prime Mover-level Data | Estimated using an emission factor
2020 | MT | Basin Creek Plant | 55866 | 7 | IC | OP | NA | NG |  | 59211.7773 | 0.012494 | 0.000422 | EIA Prime Mover-level Data | Estimated using an emission factor
2020 | MT | Basin Creek Plant | 55866 | 8 | IC | OP | NA | NG |  | 59211.7773 | 0.012494 | 0.000422 | EIA Prime Mover-level Data | Estimated using an emission factor
2020 | MT | Basin Creek Plant | 55866 | 9 | IC | OP | NA | NG |  | 59211.7773 | 0.012494 | 0.000422 | EIA Prime Mover-level Data | Estimated using an emission factor
2020 | MT | Big Fork | 6459 | 1 | HY | OP | NA | WAT |  | 98330.9062 |  |  | EIA Prime Mover-level Data
2020 | MT | Big Fork | 6459 | 2 | HY | OP | NA | WAT |  | 98330.9062 |  |  | EIA Prime Mover-level Data
2020 | MT | Big Fork | 6459 | 3 | HY | OP | NA | WAT |  | 40489.1953 |  |  | EIA Prime Mover-level Data
2020 | MT | Big Timber Wind Farm | 61155 | BT-MT | WT | OP | NA | WND |  | 834294 |  |  | EIA Prime Mover-level Data
2020 | MT | Black Bear Wind (MT) | 62808 | BBW | WT | P | NA | WND
2020 | MT | Black Eagle | 2181 | BLA1 | HY | OA | NA | WAT |  | 338827.7812 |  |  | EIA Prime Mover-level Data
2020 | MT | Black Eagle | 2181 | BLA2 | HY | OP | NA | WAT |  | 338827.7812 |  |  | EIA Prime Mover-level Data
2020 | MT | Black Eagle | 2181 | BLA3 | HY | OP | NA | WAT |  | 364891.4375 |  |  | EIA Prime Mover-level Data
2020 | MT | Black Eagle Solar, LLC | 61336 | BESMT | PV | OP | NA | SUN |  | 52936 |  |  | EIA Prime Mover-level Data
2020 | MT | Broadwater Power Project | 54006 | GEN1 | HY | OP | NA | WAT |  | 459651 |  |  | EIA Prime Mover-level Data
2020 | MT | Cabin Creek Solar | 64199 | CBCK1 | PV | P | NA | SUN
2020 | MT | Cabin Creek Solar II | 64203 | CBCK2 | PV | P | NA | SUN
2020 | MT | Canyon Ferry | 6400 | 1 | HY | OP | NA | WAT |  | 1002605 |  |  | EIA Prime Mover-level Data
2020 | MT | Canyon Ferry | 6400 | 2 | HY | OP | NA | WAT |  | 1002605 |  |  | EIA Prime Mover-level Data
2020 | MT | Canyon Ferry | 6400 | 3 | HY | OP | NA | WAT |  | 1002605 |  |  | EIA Prime Mover-level Data
2020 | MT | Clark Canyon Hydro-Electric Facility | 60483 | FRNS1 | HY | P | NA | WAT
2020 | MT | Clark Canyon Hydro-Electric Facility | 60483 | FRNS2 | HY | P | NA | WAT
2020 | MT | Cochrane | 2182 | COC1 | HY | OP | NA | WAT |  | 1246995.125 |  |  | EIA Prime Mover-level Data
2020 | MT | Cochrane | 2182 | COC2 | HY | OP | NA | WAT |  | 1405064.875 |  |  | EIA Prime Mover-level Data
2020 | MT | Colstrip | 6076 | 1 | ST | OP | TANGENTIAL | SUB | 34 | 68076.6719 | 0.0822 | 0.0024149 | EPA/CAMD | EPA/NEI | 1975
2020 | MT | Colstrip | 6076 | 2 | ST | OP | TANGENTIAL | SUB | 68 | 133721.4375 | 0.1244 | 0.0018606 | EPA/CAMD | EPA/NEI | 1976
2020 | MT | Colstrip | 6076 | 3 | ST | OP | TANGENTIAL | SUB | 8046 | 49603092 | 547.5758 | 0.022078 | EPA/CAMD | EPA/NEI | 1984
2020 | MT | Colstrip | 6076 | 4 | ST | OP | TANGENTIAL | SUB | 6129 | 37194256 | 397.407 | 0.021369 | EPA/CAMD | EPA/NEI | 1986
2020 | MT | Colstrip Energy Limited Partnership | 10784 | CBLR | ST | OP | FLUIDIZED | WC |  | 3840975 | 22.5656 | 0.01175 | EIA Unit-level Data | NEI avg EF - PM, fuel type, firing type | 1990
2020 | MT | Crazy Mountain Wind LLC | 61859 | WT | WT | CN | NA | WND
2020 | MT | Culbertson Station | 56606 | CT01 | GT | OP | CT | NG | 1377 | 478814.6562 | 3.462 | 0.014461 | EPA/CAMD | EPA/NEI | 2010
2020 | MT | Dave Gates Generating Station | 56908 | 1A | GT | OP | CT | NG | 2491 | 306725.4375 | 6.0562 | 0.039489 | EPA/CAMD | EPA/NEI | 2010
2020 | MT | Dave Gates Generating Station | 56908 | 1B | GT | OP | CT | NG | 2477 | 293844.5938 | 6.0562 | 0.04122 | EPA/CAMD | EPA/NEI | 2010
2020 | MT | Dave Gates Generating Station | 56908 | 2A | GT | OP | CT | NG | 3062 | 419961.4375 | 1.902 | 0.009058 | EPA/CAMD | EPA/NEI | 2010
2020 | MT | Dave Gates Generating Station | 56908 | 2B | GT | OP | CT | NG | 3061 | 374662.3438 | 1.902 | 0.010153 | EPA/CAMD | EPA/NEI | 2010
2020 | MT | Dave Gates Generating Station | 56908 | 3A | GT | OP | CT | NG | 3879 | 462063.5312 | 5.9018 | 0.025545 | EPA/CAMD | EPA/NEI | 2010
2020 | MT | Dave Gates Generating Station | 56908 | 3B | GT | OP | CT | NG | 3919 | 486167.7188 | 5.9018 | 0.024279 | EPA/CAMD | EPA/NEI | 2010
2020 | MT | Diamond Willow Wind Facility | 56782 | DIAW | WT | OP | NA | WND |  | 864501 |  |  | EIA Prime Mover-level Data
2020 | MT | Fairfield Wind | 58966 | T 1-6 | WT | OP | NA | WND |  | 297246 |  |  | EIA Prime Mover-level Data
2020 | MT | Flathead Landfill to Gas Energy Facility | 64505 | LFGE1 | IC | OP | NA | LFG |  | 112270 | 0.82518 | 0.0147 | EIA Prime Mover-level Data | Estimated using an emission factor
2020 | MT | Flathead Landfill to Gas Energy Facility | 64505 | LFGE2 | IC | P | NA | LFG
2020 | MT | Flint Creek Hydroelectric LLC | 58392 | GEN1 | HY | OP | NA | WAT |  | 128587 |  |  | EIA Prime Mover-level Data
2020 | MT | Fort Peck | 6623 | 1 | HY | OP | NA | WAT |  | 2223912.25 |  |  | EIA Prime Mover-level Data
2020 | MT | Fort Peck | 6623 | 2 | HY | OS | NA | WAT |  | 933827.25 |  |  | EIA Prime Mover-level Data
2020 | MT | Fort Peck | 6623 | 3 | HY | OP | NA | WAT |  | 2223912.25 |  |  | EIA Prime Mover-level Data
2020 | MT | Fort Peck | 6623 | 4 | HY | OP | NA | WAT |  | 2159138 |  |  | EIA Prime Mover-level Data
2020 | MT | Fort Peck | 6623 | 5 | HY | OP | NA | WAT |  | 2159138 |  |  | EIA Prime Mover-level Data
2020 | MT | Glendive Generating Station | 2176 | GT-2 | GT | OP | CT | NG | 73 | 10167.6885 | 0.0414 | 0.0081434 | EPA/CAMD | EPA/NEI | 2003
2020 | MT | Gordon Butte Wind LLC | 57748 | DAW | WT | OP | NA | WND |  | 103368.0547 |  |  | EIA Prime Mover-level Data
2020 | MT | Gordon Butte Wind LLC | 57748 | GBW | WT | OP | NA | WND |  | 367530.8438 |  |  | EIA Prime Mover-level Data
2020 | MT | Gordon Butte Wind LLC | 57748 | OSR | WT | OP | NA | WND |  | 103368.0547 |  |  | EIA Prime Mover-level Data
2020 | MT | Gordon Butte Wind LLC | 57748 | SOR | WT | OP | NA | WND |  | 103368.0547 |  |  | EIA Prime Mover-level Data
2020 | MT | Great Divide Solar, LLC | 61335 | GDSMT | PV | OP | NA | SUN |  | 56814 |  |  | EIA Prime Mover-level Data
2020 | MT | Green Meadow Solar, LLC | 61291 | GMSMT | PV | OP | NA | SUN |  | 45814 |  |  | EIA Prime Mover-level Data
2020 | MT | Greenfield Wind - MT | 60486 | 1 | WT | OP | NA | WND |  | 788236 |  |  | EIA Prime Mover-level Data
2020 | MT | Grizzly Wind LLC | 62802 | GW | WT | P | NA | WND
2020 | MT | Hardin Generating Station | 55749 | U1 | ST | OP | WALL | SUB | 841 | 764993.9375 | 4.6282 | 0.0121 | EPA/CAMD | EPA/NEI | 2006
2020 | MT | Hauser | 2185 | HAU1 | HY | OP | NA | WAT |  | 158322.125 |  |  | EIA Prime Mover-level Data
2020 | MT | Hauser | 2185 | HAU2 | HY | OS | NA | WAT |  | 158322.125 |  |  | EIA Prime Mover-level Data
2020 | MT | Hauser | 2185 | HAU3 | HY | OP | NA | WAT |  | 158322.125 |  |  | EIA Prime Mover-level Data
2020 | MT | Hauser | 2185 | HAU4 | HY | RE | NA | WAT
2020 | MT | Hauser | 2185 | HAU5 | HY | OP | NA | WAT |  | 158322.125 |  |  | EIA Prime Mover-level Data
2020 | MT | Hauser | 2185 | HAU6 | HY | OP | NA | WAT |  | 169630.8438 |  |  | EIA Prime Mover-level Data
2020 | MT | Hauser | 2185 | HAU7 | HY | OP | NA | WAT |  | 197902.6562 |  |  | EIA Prime Mover-level Data
2020 | MT | Haymaker Hybrid | 63878 | HAY | WT | P | NA | WND
2020 | MT | Haymaker Hybrid | 63878 | HBESS | BA | P | NA | MWH
2020 | MT | Holter | 2186 | HOL1 | HY | OP | NA | WAT |  | 653994.25 |  |  | EIA Prime Mover-level Data
2020 | MT | Holter | 2186 | HOL2 | HY | OP | NA | WAT |  | 653994.25 |  |  | EIA Prime Mover-level Data
2020 | MT | Holter | 2186 | HOL3 | HY | OP | NA | WAT |  | 653994.25 |  |  | EIA Prime Mover-level Data
2020 | MT | Holter | 2186 | HOL4 | HY | OP | NA | WAT |  | 653994.25 |  |  | EIA Prime Mover-level Data
2020 | MT | Horse Thief Wind Project, LLC | 59758 | 1 | WT | IP | NA | WND
2020 | MT | Horseshoe Bend Wind Park | 56591 | HBWP | WT | OP | NA | WND |  | 209473 |  |  | EIA Prime Mover-level Data
2020 | MT | Hungry Horse | 2203 | 1 | HY | OP | NA | WAT |  | 2030311.5 |  |  | EIA Prime Mover-level Data
2020 | MT | Hungry Horse | 2203 | 2 | HY | OP | NA | WAT |  | 2030311.5 |  |  | EIA Prime Mover-level Data
2020 | MT | Hungry Horse | 2203 | 3 | HY | OP | NA | WAT |  | 2030311.5 |  |  | EIA Prime Mover-level Data
2020 | MT | Hungry Horse | 2203 | 4 | HY | OP | NA | WAT |  | 2030311.5 |  |  | EIA Prime Mover-level Data
2020 | MT | J E Corette Plant | 2187 | 1 | ST | RE | NA | SUB
2020 | MT | Jawbone Wind Project | 58175 | JWPI | WT | U | NA | WND
2020 | MT | Judith Gap Wind Energy Center | 56377 | 1 | WT | OP | NA | WND |  | 4539114 |  |  | EIA Prime Mover-level Data
2020 | MT | Lewis & Clark | 6089 | B1 | ST | OP | TANGENTIAL | LIG | 7618 | 3179862.5 | 43.2979 | 0.027233 | EPA/CAMD | EPA/NEI | 1958
2020 | MT | Libby | 6172 | 1 | HY | OP | NA | WAT |  | 4054672.25 |  |  | EIA Prime Mover-level Data
2020 | MT | Libby | 6172 | 2 | HY | OP | NA | WAT |  | 4054672.25 |  |  | EIA Prime Mover-level Data
2020 | MT | Libby | 6172 | 3 | HY | OP | NA | WAT |  | 4054672.25 |  |  | EIA Prime Mover-level Data
2020 | MT | Libby | 6172 | 4 | HY | OP | NA | WAT |  | 4054672.25 |  |  | EIA Prime Mover-level Data
2020 | MT | Libby | 6172 | 5 | HY | OP | NA | WAT |  | 4054672.25 |  |  | EIA Prime Mover-level Data
2020 | MT | Madison Dam | 6422 | MAD1 | HY | OP | NA | WAT
2020 | MT | Madison Dam | 6422 | MAD2 | HY | OP | NA | WAT
2020 | MT | Madison Dam | 6422 | MAD3 | HY | OP | NA | WAT
2020 | MT | Madison Dam | 6422 | MAD4 | HY | OP | NA | WAT
2020 | MT | Magpie Solar, LLC | 61337 | MSMT | PV | OP | NA | SUN |  | 54709 |  |  | EIA Prime Mover-level Data
2020 | MT | Martinsdale Wind Farm | 61108 | MTD | WT | P | NA | WND
2020 | MT | Miles City GT | 2177 | 1 | GT | OP | NA | NG |  | 6000 | 0.0029827 | 0.00099423 | EIA Prime Mover-level Data | NEI avg EF - PM, fuel type, firing type
2020 | MT | Milltown | 2190 | 1 | HY | RE | NA | WAT
2020 | MT | Milltown | 2190 | 2 | HY | RE | NA | WAT
2020 | MT | Milltown | 2190 | 3 | HY | RE | NA | WAT
2020 | MT | Milltown | 2190 | 4 | HY | RE | NA | WAT
2020 | MT | Milltown | 2190 | 5 | HY | RE | NA | WAT
2020 | MT | Morony | 2191 | MOR1 | HY | OP | NA | WAT |  | 1349384 |  |  | EIA Prime Mover-level Data
2020 | MT | Morony | 2191 | MOR2 | HY | OP | NA | WAT |  | 1349384 |  |  | EIA Prime Mover-level Data
2020 | MT | MTSUN | 64032 | MTSUN | PV | T | NA | SUN
2020 | MT | Mud Springs Wind Project, LLC | 59756 | 1 | WT | IP | NA | WND
2020 | MT | Musselshell Wind Project | 57963 | MS01 | WT | OP | NA | WND |  | 228580 |  |  | EIA Prime Mover-level Data
2020 | MT | Musselshell Wind Project Two LLC | 57965 | MS02 | WT | OP | NA | WND |  | 270806 |  |  | EIA Prime Mover-level Data
2020 | MT | Mystic | 2192 | MYS1 | HY | OP | NA | WAT |  | 247539 |  |  | EIA Prime Mover-level Data
2020 | MT | Mystic | 2192 | MYS2 | HY | OP | NA | WAT |  | 247539 |  |  | EIA Prime Mover-level Data
2020 | MT | NaturEner Glacier Wind Energy 1 | 57049 | NGW1 | WT | OP | NA | WND |  | 2621767 |  |  | EIA Prime Mover-level Data
2020 | MT | NaturEner Glacier Wind Energy 2 | 57050 | NGW2 | WT | OP | NA | WND |  | 2834390 |  |  | EIA Prime Mover-level Data
2020 | MT | NaturEner Rim Rock Energy | 57995 | RR | WT | OP | NA | WND |  | 6190099 |  |  | EIA Prime Mover-level Data
2020 | MT | Noxon Rapids | 2199 | 1 | HY | OP | NA | WAT |  | 2842494.25 |  |  | EIA Prime Mover-level Data
2020 | MT | Noxon Rapids | 2199 | 2 | HY | OP | NA | WAT |  | 2205086.5 |  |  | EIA Prime Mover-level Data
2020 | MT | Noxon Rapids | 2199 | 3 | HY | OP | NA | WAT |  | 2842494.25 |  |  | EIA Prime Mover-level Data
2020 | MT | Noxon Rapids | 2199 | 4 | HY | OP | NA | WAT |  | 2842494.25 |  |  | EIA Prime Mover-level Data
2020 | MT | Noxon Rapids | 2199 | 5 | HY | OP | NA | WAT |  | 3273175 |  |  | EIA Prime Mover-level Data
2020 | MT | OREG 1 Inc | 56833 | CS10 | OT | OP | NA | WH |  | 291362.25 |  |  | EIA Prime Mover-level Data
2020 | MT | OREG 1 Inc | 56833 | CS11 | OT | OP | NA | WH |  | 291362.25 |  |  | EIA Prime Mover-level Data
2020 | MT | OREG 1 Inc | 56833 | CS7 | OT | OP | NA | WH |  | 291362.25 |  |  | EIA Prime Mover-level Data
2020 | MT | OREG 1 Inc | 56833 | CS9 | OT | OP | NA | WH |  | 291362.25 |  |  | EIA Prime Mover-level Data
2020 | MT | OREG 2 Inc | 56880 | CS12 | OT | OP | NA | WH |  | 215722 |  |  | EIA Prime Mover-level Data
2020 | MT | OREG 2 Inc | 56880 | CS3 | OT | OP | NA | WH |  | 215722 |  |  | EIA Prime Mover-level Data
2020 | MT | OREG 2 Inc | 56880 | CS5 | OT | OP | NA | WH |  | 215722 |  |  | EIA Prime Mover-level Data
2020 | MT | OREG 2 Inc | 56880 | CS8 | OT | OP | NA | WH |  | 215722 |  |  | EIA Prime Mover-level Data
2020 | MT | Phillips 66 Billings Refinery | 56496 | 3701 | ST | OA | NA | OG |  | 529 | 0.0032162 | 0.012159 | EIA Prime Mover-level Data | NEI avg EF - PM, fuel type
2020 | MT | Pryor Mountain Wind | 59757 | 1 | WT | IP | NA | WND
2020 | MT | Rainbow (MT) | 2193 | RAI1 | HY | RE | NA | WAT
2020 | MT | Rainbow (MT) | 2193 | RAI2 | HY | RE | NA | WAT
2020 | MT | Rainbow (MT) | 2193 | RAI3 | HY | RE | NA | WAT
2020 | MT | Rainbow (MT) | 2193 | RAI4 | HY | RE | NA | WAT
2020 | MT | Rainbow (MT) | 2193 | RAI5 | HY | RE | NA | WAT
2020 | MT | Rainbow (MT) | 2193 | RAI6 | HY | RE | NA | WAT
2020 | MT | Rainbow (MT) | 2193 | RAI7 | HY | RE | NA | WAT
2020 | MT | Rainbow (MT) | 2193 | RAI8 | HY | RE | NA | WAT
2020 | MT | Rainbow (MT) | 2193 | RAI9 | HY | OP | NA | WAT |  | 3527913 |  |  | EIA Prime Mover-level Data
2020 | MT | Rattlesnake Solar | 64189 | RSNAK | PV | P | NA | SUN
2020 | MT | River Bend Solar, LLC | 61289 | RBSMT | PV | OP | NA | SUN |  | 27854 |  |  | EIA Prime Mover-level Data
2020 | MT | Ryan | 2194 | RYA1 | HY | OP | NA | WAT |  | 610180.9375 |  |  | EIA Prime Mover-level Data
2020 | MT | Ryan | 2194 | RYA2 | HY | OP | NA | WAT |  | 701708.0625 |  |  | EIA Prime Mover-level Data
2020 | MT | Ryan | 2194 | RYA3 | HY | OP | NA | WAT |  | 701708.0625 |  |  | EIA Prime Mover-level Data
2020 | MT | Ryan | 2194 | RYA4 | HY | OP | NA | WAT |  | 701708.0625 |  |  | EIA Prime Mover-level Data
2020 | MT | Ryan | 2194 | RYA5 | HY | OP | NA | WAT |  | 701708.0625 |  |  | EIA Prime Mover-level Data
2020 | MT | Ryan | 2194 | RYA6 | HY | OP | NA | WAT |  | 610180.9375 |  |  | EIA Prime Mover-level Data
2020 | MT | Sand Creek Wind Farm | 60595 | WT1 | WT | CN | NA | WND
2020 | MT | Selis Ksanka Qlispe | 2188 | KER1 | HY | OP | NA | WAT |  | 2617844.25 |  |  | EIA Prime Mover-level Data
2020 | MT | Selis Ksanka Qlispe | 2188 | KER2 | HY | OP | NA | WAT |  | 2617844.25 |  |  | EIA Prime Mover-level Data
2020 | MT | Selis Ksanka Qlispe | 2188 | KER3 | HY | OP | NA | WAT |  | 3211123.5 |  |  | EIA Prime Mover-level Data
2020 | MT | Sidney MT Plant | 57914 | CE1 | ST | OP | NA | LIG |  | 432343.6875 | 4.7083 | 0.02178 | EIA Unit-level Data | NEI avg EF - PM, fuel type
2020 | MT | Sidney MT Plant | 57914 | CE2 | ST | OP | NA | LIG |  | 398759.625 | 4.3426 | 0.02178 | EIA Unit-level Data | NEI avg EF - PM, fuel type
2020 | MT | Sidney MT Plant | 57914 | UI3 | ST | OP | NA | NG |  | 277980.4688 | 1.032 | 0.0074247 | EIA Unit-level Data | NEI avg EF - PM, fuel type
2020 | MT | Sidney MT Plant | 57914 | UI4 | ST | OP | NA | NG |  | 97302.7812 | 0.36122 | 0.0074247 | EIA Unit-level Data | NEI avg EF - PM, fuel type
2020 | MT | South Dry Creek Hydro | 10138 | 1 | HY | OP | NA | WAT |  | 37383 |  |  | EIA Prime Mover-level Data
2020 | MT | South Mills Solar, LLC | 61290 | SMSMT | PV | OP | NA | SUN |  | 48762 |  |  | EIA Prime Mover-level Data
2020 | MT | South Peak Wind | 62939 | 41001 | WT | OP | NA | WND |  | 2100739 |  |  | EIA Prime Mover-level Data
2020 | MT | Spion Kop Wind Farm | 58218 | SKW25 | WT | OP | NA | WND |  | 1280771 |  |  | EIA Prime Mover-level Data
2020 | MT | Stillwater Wind, LLC | 61858 | WT | WT | OP | NA | WND |  | 2696082 |  |  | EIA Prime Mover-level Data
2020 | MT | Stoltze CoGen1 | 58523 | STL2 | ST | OP | NA | WDS |  | 556210 | 5.2003 | 0.018699 | EIA Prime Mover-level Data | NEI avg EF - PM, fuel type
2020 | MT | Thompson Falls | 2195 | TF1 | HY | OP | NA | WAT |  | 300592.125 |  |  | EIA Prime Mover-level Data
2020 | MT | Thompson Falls | 2195 | TF2 | HY | OP | NA | WAT |  | 300592.125 |  |  | EIA Prime Mover-level Data
2020 | MT | Thompson Falls | 2195 | TF3 | HY | OP | NA | WAT |  | 300592.125 |  |  | EIA Prime Mover-level Data
2020 | MT | Thompson Falls | 2195 | TF4 | HY | OP | NA | WAT |  | 257650.3906 |  |  | EIA Prime Mover-level Data
2020 | MT | Thompson Falls | 2195 | TF5 | HY | OP | NA | WAT |  | 300592.125 |  |  | EIA Prime Mover-level Data
2020 | MT | Thompson Falls | 2195 | TF6 | HY | OP | NA | WAT |  | 300592.125 |  |  | EIA Prime Mover-level Data
2020 | MT | Thompson Falls | 2195 | TF7 | HY | OP | NA | WAT |  | 2451973 |  |  | EIA Prime Mover-level Data
2020 | MT | Tiber Dam Hydroelectric Plant | 56499 | HY1 | HY | OP | NA | WAT |  | 478533 |  |  | EIA Prime Mover-level Data
2020 | MT | Turnbull Hydro | 57690 | 1 | HY | OP | NA | WAT |  | 111138.5547 |  |  | EIA Prime Mover-level Data
2020 | MT | Turnbull Hydro | 57690 | 2 | HY | OP | NA | WAT |  | 161465.4531 |  |  | EIA Prime Mover-level Data
2020 | MT | Two Dot Wind Broadview East LLC | 64332 | CHL2 | WT | OP | NA | WND |  | 45322 |  |  | EIA Prime Mover-level Data
2020 | MT | Two Dot Wind Farm | 59003 | 1 | WT | OP | NA | WND |  | 353867 |  |  | EIA Prime Mover-level Data
2020 | MT | Western Sugar Cooperative - Billings | 62319 | 1 | ST | OP | NA | BIT |  | 957611 | 6.6954 | 0.013984 | EIA Prime Mover-level Data | NEI avg EF - PM, fuel type
2020 | MT | Yellowstone Energy Limited Partnership | 50931 | BLR1 | ST | OP | FLUIDIZED | PC |  | 3945113.5 | 18.2073 | 0.0092303 | EIA Prime Mover-level Data | NEI avg EF - PM, fuel type, firing type | 1995
2020 | MT | Yellowstone Energy Limited Partnership | 50931 | BLR2 | ST | OP | FLUIDIZED | PC |  | 3945130.5 | 18.2073 | 0.0092303 | EIA Prime Mover-level Data | NEI avg EF - PM, fuel type, firing type | 1995
2020 | MT | Yellowtail | 2204 | 1 | HY | OP | NA | WAT |  | 1769424.875 |  |  | EIA Prime Mover-level Data
2020 | MT | Yellowtail | 2204 | 2 | HY | OP | NA | WAT |  | 1538095.375 |  |  | EIA Prime Mover-level Data
2020 | MT | Yellowtail | 2204 | 3 | HY | OP | NA | WAT |  | 1769424.875 |  |  | EIA Prime Mover-level Data
2020 | MT | Yellowtail | 2204 | 4 | HY | OP | NA | WAT |  | 1769424.875 |  |  | EIA Prime Mover-level Data
2020 | NC | 1001 Ebenezer Church Solar | 63444 | 1001 | PV | P | NA | SUN
2020 | NC | 1008 Matthews Solar | 63447 | 1008 | PV | P | NA | SUN
2020 | NC | 1009 Yadkin Solar | 63445 | 1009 | PV | P | NA | SUN
2020 | NC | 1025 Traveller Solar, LLC | 62660 | 1025 | PV | OP | NA | SUN |  | 83054 |  |  | EIA Prime Mover-level Data
2020 | NC | 1034 Catherine Lake Solar, LLC | 64478 | 1034 | PV | P | NA | SUN
2020 | NC | 1045 Tomlin Mill Solar | 63448 | 1045 | PV | P | NA | SUN
2020 | NC | 1047 Little Mountain Solar, LLC | 62661 | 1047 | PV | OP | NA | SUN |  | 49980 |  |  | EIA Prime Mover-level Data
2020 | NC | 1051 Lucky Solar, LLC | 64271 | 18 | PV | P | NA | SUN
2020 | NC | 1073 Onslow Solar | 63446 | 1073 | PV | P | NA | SUN
2020 | NC | 231 Dixon 74 Solar I, LLC | 61195 | DIXON | PV | OP | NA | SUN |  | 33749 |  |  | EIA Prime Mover-level Data
2020 | NC | 232 Long Branch 29 Solar I, LLC | 63296 | NCLFT | PV | OP | NA | SUN |  | 21239 |  |  | EIA Prime Mover-level Data
2020 | NC | 315 Vinson Road | 63979 | VINSN | PV | OP | NA | SUN |  | 368 |  |  | EIA Prime Mover-level Data
2020 | NC | 4Oaks | 59534 | 4OAKS | PV | OP | NA | SUN |  | 73279 |  |  | EIA Prime Mover-level Data
2020 | NC | 510 REPP One | 57363 | 1 | PV | OP | NA | SUN |  | 17247 |  |  | EIA Prime Mover-level Data
2020 | NC | ABD Farms | 61525 | GEN1 | PV | OP | NA | SUN |  | 81045 |  |  | EIA Prime Mover-level Data
2020 | NC | Achilles Solar | 62621 | ACHIL | PV | OP | NA | SUN |  | 85283 |  |  | EIA Prime Mover-level Data
2020 | NC | Acme Solar, LLC | 64238 | 18 | PV | P | NA | SUN
2020 | NC | Adams Solar | 60949 | PV1 | PV | CN | NA | SUN
2020 | NC | AGA TAG Solar IV LLC | 63225 | PV1 | PV | OP | NA | SUN |  | 13554 |  |  | EIA Prime Mover-level Data
2020 | NC | Ahoskie | 59795 | FLS1 | PV | OP | NA | SUN |  | 51631 |  |  | EIA Prime Mover-level Data
2020 | NC | Ajax Solar | 60288 | PV1 | PV | OP | NA | SUN |  | 33749 |  |  | EIA Prime Mover-level Data
2020 | NC | Albemarle Beach Solar | 64169 | BEACH | PV | OP | NA | SUN |  | 5895 |  |  | EIA Prime Mover-level Data
2020 | NC | Albemarle Hospital Unit | 56339 | 1 | IC | OP | NA | DFO |  | 882 | 0.13671 | 0.31 | EIA Prime Mover-level Data | Estimated using an emission factor
2020 | NC | Albemarle Prime Power Park | 56263 | Unit1 | IC | OP | NA | DFO |  | 701 | 0.10866 | 0.31 | EIA Prime Mover-level Data | Estimated using an emission factor
2020 | NC | Albemarle Prime Power Park | 56263 | Unit2 | IC | OP | NA | DFO |  | 701 | 0.10866 | 0.31 | EIA Prime Mover-level Data | Estimated using an emission factor
2020 | NC | Albemarle Solar Center LLC | 58806 | ASC1 | PV | OP | NA | SUN |  | 75484 |  |  | EIA Prime Mover-level Data
2020 | NC | Albertson Solar LLC | 59901 | ALBRT | PV | OP | NA | SUN |  | 84476 |  |  | EIA Prime Mover-level Data
2020 | NC | Alexis Solar | 60139 | PV1 | PV | CN | NA | SUN
2020 | NC | Alpha Value Solar | 62054 | AVS01 | PV | OP | NA | SUN |  | 33348 |  |  | EIA Prime Mover-level Data
2020 | NC | AM Best Farm | 58344 | 1 | PV | OP | NA | SUN |  | 72790 |  |  | EIA Prime Mover-level Data
2020 | NC | American Beech Solar LLC | 64430 | KOV4A | PV | T | NA | SUN
2020 | NC | American Legion PV 1 | 59516 | AMLEG | PV | OP | NA | SUN |  | 159309 |  |  | EIA Prime Mover-level Data
2020 | NC | Amethyst Solar | 58730 | PV1 | PV | OP | NA | SUN |  | 47637 |  |  | EIA Prime Mover-level Data
2020 | NC | Anderson Farm LLC | 59115 | 1 | PV | OP | NA | SUN |  | 32636 |  |  | EIA Prime Mover-level Data
2020 | NC | Andrew Solar | 59497 | PV1 | PV | OP | NA | SUN |  | 79360 |  |  | EIA Prime Mover-level Data
2020 | NC | Angel Solar | 58731 | PV1 | PV | OP | NA | SUN |  | 72870 |  |  | EIA Prime Mover-level Data
2020 | NC | Angier Farm | 58867 | 1 | PV | OP | NA | SUN |  | 55031 |  |  | EIA Prime Mover-level Data
2020 | NC | Anna Solar | 60176 | PV1 | PV | CN | NA | SUN
2020 | NC | Apple Data Center - Fuel Cell 1&2 | 58264 | FC1 | FC | OP | NA | LFG |  | 248057.625 | 0 | 0 | EIA Prime Mover-level Data | Estimated using an emission factor
2020 | NC | Apple Data Center - Fuel Cell 1&2 | 58264 | FC2 | FC | OP | NA | LFG |  | 272863.375 | 0 | 0 | EIA Prime Mover-level Data | Estimated using an emission factor
2020 | NC | Apple Data Center - PV2 | 58701 | PV2 | PV | OP | NA | SUN |  | 313618 |  |  | EIA Prime Mover-level Data
2020 | NC | Apple Data Center PV | 57994 | PV1 | PV | OP | NA | SUN |  | 282569 |  |  | EIA Prime Mover-level Data
2020 | NC | Apple Data Center PV3 | 59474 | DCPV3 | PV | OP | NA | SUN |  | 288247 |  |  | EIA Prime Mover-level Data
2020 | NC | Apple One | 58828 | PV1 | PV | OP | NA | SUN |  | 76310 |  |  | EIA Prime Mover-level Data
2020 | NC | Ararat Rock Solar, LLC | 58492 | ARARR | PV | OP | NA | SUN |  | 47218 |  |  | EIA Prime Mover-level Data
2020 | NC | Arba Solar Energy Storage | 64510 | BAT1 | BA | T | NA | MWH
2020 | NC | Arba Solar Energy Storage | 64510 | SOL1 | PV | T | NA | SUN
2020 | NC | Arba Solar, LLC | 58801 | INV1 | PV | OP | NA | SUN |  | 4403.75 |  |  | EIA Prime Mover-level Data
2020 | NC | Arba Solar, LLC | 58801 | INV2 | PV | OP | NA | SUN |  | 4403.75 |  |  | EIA Prime Mover-level Data
2020 | NC | Arba Solar, LLC | 58801 | INV3 | PV | OP | NA | SUN |  | 4403.75 |  |  | EIA Prime Mover-level Data
2020 | NC | Arba Solar, LLC | 58801 | INV4 | PV | OP | NA | SUN |  | 4403.75 |  |  | EIA Prime Mover-level Data
2020 | NC | Arborgate Solar | 62623 | ARBOR | PV | OP | NA | SUN |  | 82458 |  |  | EIA Prime Mover-level Data
2020 | NC | Archer Daniels Midland Southport | 54316 | GEN1 | GT | SB | NA | NG
2020 | NC | Archer Daniels Midland Southport | 54316 | GEN2 | GT | SB | NA | NG
2020 | NC | Archer Daniels Midland Southport | 54316 | GEN3 | GT | SB | NA | NG
2020 | NC | Arndt Farm | 58315 | 1 | PV | OP | NA | SUN |  | 73227 |  |  | EIA Prime Mover-level Data
2020 | NC | Arthur Solar, LLC | 62136 | ART01 | PV | OP | NA | SUN |  | 83257 |  |  | EIA Prime Mover-level Data
2020 | NC | Asheville | 2706 | 1 | ST | OP | WALL | BIT | 240 | 210180.1562 | 2.0825 | 0.019816 | EPA/CAMD | EPA/NEI | 1964
2020 | NC | Asheville | 2706 | 2 | ST | OP | WALL | BIT | 0 |  | 0 |  |  | EPA/NEI | 1971
2020 | NC | Asheville | 2706 | 3 | GT | OP | CT | NG | 841 | 987772.9375 | 1.4046 | 0.002844 | EPA/CAMD | EPA/NEI | 1999
2020 | NC | Asheville | 2706 | 4 | GT | OP | CT | NG | 1084 | 1231535.5 | 1.7518 | 0.0028449 | EPA/CAMD | EPA/NEI | 2000
2020 | NC | Asheville | 2706 | CT5 | CT | OP | CC | NG | 6000 | 10053791 | 31.0726 | 0.0061813 | EPA/CAMD | NEI avg EF - PM, fuel type, firing type | 2019
2020 | NC | Asheville | 2706 | CT7 | CT | OP | CC | NG | 5928 | 9556036 | 29.5342 | 0.0061813 | EPA/CAMD | NEI avg EF - PM, fuel type, firing type | 2019
2020 | NC | Asheville-Rock Hill Battery | 63064 | ES1 | BA | OP | NA | MWH |  | 0 |  |  | EIA Prime Mover-level Data
2020 | NC | Ashley Solar Farm | 59566 | PV1 | PV | OP | NA | SUN |  | 58428 |  |  | EIA Prime Mover-level Data
2020 | NC | Aspen Solar, LLC | 59694 | GEN1 | PV | OP | NA | SUN |  | 73623 |  |  | EIA Prime Mover-level Data
2020 | NC | Atkinson Farm Solar | 60982 | 1 | PV | OP | NA | SUN |  | 76841 |  |  | EIA Prime Mover-level Data
2020 | NC | Atkinson Solar II | 62096 | PGRF3 | PV | OP | NA | SUN |  | 29319 |  |  | EIA Prime Mover-level Data
2020 | NC | ATOOD Solar IV, LLC | 63383 | NCATD | PV | OP | NA | SUN |  | 71463 |  |  | EIA Prime Mover-level Data
2020 | NC | Audrey Solar | 58732 | PV1 | PV | OP | NA | SUN |  | 39451 |  |  | EIA Prime Mover-level Data
2020 | NC | Augustus Farm, LLC | 60313 | 1 | PV | OP | NA | SUN |  | 82204 |  |  | EIA Prime Mover-level Data
2020 | NC | Aulander Holloman Solar, LLC | 62340 | HOLLO | PV | OP | NA | SUN |  | 1572175 |  |  | EIA Prime Mover-level Data
2020 | NC | Aulander Hwy 42 Solar, LLC | 63332 | NCAUL | PV | OP | NA | SUN |  | 83844 |  |  | EIA Prime Mover-level Data
2020 | NC | Austin Solar | 58733 | PV1 | PV | CN | NA | SUN
2020 | NC | Auten Road Farm, LLC | 60634 | PV1 | PV | OP | NA | SUN |  | 79895 |  |  | EIA Prime Mover-level Data
2020 | NC | Avalon Hydropower | 54801 | GEN1 | HY | OP | NA | WAT |  | 37979.332 |  |  | EIA Prime Mover-level Data
2020 | NC | Avalon Hydropower | 54801 | GEN2 | HY | OP | NA | WAT |  | 14242.25 |  |  | EIA Prime Mover-level Data
2020 | NC | Avalon Hydropower | 54801 | GEN3 | HY | OP | NA | WAT |  | 4747.417 |  |  | EIA Prime Mover-level Data
2020 | NC | Ayrshire | 58792 | PV1 | PV | OP | NA | SUN |  | 298300 |  |  | EIA Prime Mover-level Data
2020 | NC | Badger | 62603 | BADGE | PV | OP | NA | SUN |  | 87930 |  |  | EIA Prime Mover-level Data
2020 | NC | Bailey Farm LLC | 59127 | 1 | PV | OP | NA | SUN |  | 74850 |  |  | EIA Prime Mover-level Data
2020 | NC | Bakatsias Solar | 61527 | GEN1 | PV | OP | NA | SUN |  | 66114 |  |  | EIA Prime Mover-level Data
2020 | NC | Baker PV 1 | 59517 | BAKE1 | PV | OP | NA | SUN |  | 67745 |  |  | EIA Prime Mover-level Data
2020 | NC | Balsam | 59828 | 5375 | PV | OP | NA | SUN |  | 72844 |  |  | EIA Prime Mover-level Data
2020 | NC | Baltimore Church Solar, LLC | 60144 | FLS1 | PV | OP | NA | SUN |  | 65148 |  |  | EIA Prime Mover-level Data
2020 | NC | Barker Solar, LLC | 61194 | BARK | PV | OP | NA | SUN |  | 79573 |  |  | EIA Prime Mover-level Data
2020 | NC | Barnhill Road Solar, LLC | 60782 | 1 | PV | OP | NA | SUN |  | 43716 |  |  | EIA Prime Mover-level Data
2020 | NC | Battleboro Farm | 60369 | BFPV | PV | OP | NA | SUN |  | 75484 |  |  | EIA Prime Mover-level Data
2020 | NC | Battleground | 59038 | GEN1 | PV | OP | NA | SUN |  | 46715 |  |  | EIA Prime Mover-level Data
2020 | NC | Bay Branch Solar | 60601 | BBSOL | PV | OP | NA | SUN |  | 89134 |  |  | EIA Prime Mover-level Data
2020 | NC | Bay Tree | 63976 | 959 | PV | U | NA | SUN
2020 | NC | Bayboro Solar Farm | 61528 | GEN1 | PV | OP | NA | SUN |  | 67955 |  |  | EIA Prime Mover-level Data
2020 | NC | Bear Branch Solar | 64168 | GEN | PV | L | NA | SUN
2020 | NC | Bear Creek Dam | 2741 | 1 | HY | OP | NA | WAT |  | 298020 |  |  | EIA Prime Mover-level Data
2020 | NC | Bear Creek Solar | 61351 | GEN1 | PV | OP | NA | SUN |  | 34600 |  |  | EIA Prime Mover-level Data
2020 | NC | Bearford Farm Solar Project | 59567 | PV1 | PV | OP | NA | SUN |  | 76800 |  |  | EIA Prime Mover-level Data
2020 | NC | Bearford Solar II | 59488 | BEARF | PV | OP | NA | SUN |  | 79633 |  |  | EIA Prime Mover-level Data
2020 | NC | BearPond Solar Center LLC | 58955 | BEAR | PV | OP | NA | SUN |  | 75167 |  |  | EIA Prime Mover-level Data
2020 | NC | Beaufort Solar, LLC | 59887 | GEN | PV | OP | NA | SUN |  | 241651 |  |  | EIA Prime Mover-level Data
2020 | NC | Beetle Solar | 59511 | PV1 | PV | OP | NA | SUN |  | 56445 |  |  | EIA Prime Mover-level Data
2020 | NC | Belews Creek | 8042 | 1 | ST | OP | CELL | BIT | 4590 | 26403006 | 293.47 | 0.02223 | EPA/CAMD | EPA/NEI | 1974
2020 | NC | Belews Creek | 8042 | 2 | ST | OP | CELL | BIT | 3732 | 25072860 | 254.1 | 0.020269 | EPA/CAMD | EPA/NEI | 1975
2020 | NC | Belwood Farm | 58314 | 1 | PV | OP | NA | SUN |  | 59269 |  |  | EIA Prime Mover-level Data
2020 | NC | Benson Solar, LLC | 63836 | PV1 | PV | OP | NA | SUN |  | 23704 |  |  | EIA Prime Mover-level Data
2020 | NC | Benthall Bridge PV 1 | 59515 | BENT1 | PV | OP | NA | SUN |  | 77913 |  |  | EIA Prime Mover-level Data
2020 | NC | Bernhardt Furniture Solar Farm | 60881 | BERN4 | PV | OP | NA | SUN |  | 12774 |  |  | EIA Prime Mover-level Data
2020 | NC | Beth | 64175 | 1302 | PV | OP | NA | SUN |  | 69394 |  |  | EIA Prime Mover-level Data
2020 | NC | Bethel Price Solar, LLC | 58843 | 1 | PV | OP | NA | SUN |  | 57909 |  |  | EIA Prime Mover-level Data
2020 | NC | Bethel Solar | 59173 | 5MWPV | PV | OP | NA | SUN |  | 69797 |  |  | EIA Prime Mover-level Data
2020 | NC | Beulaville | 59039 | GEN 1 | PV | OP | NA | SUN |  | 28626 |  |  | EIA Prime Mover-level Data
2020 | NC | BG Stewart Solar Farm, LLC | 59930 | NB005 | PV | OP | NA | SUN |  | 73150 |  |  | EIA Prime Mover-level Data
2020 | NC | Big Boy | 64174 | 1303 | PV | OP | NA | SUN |  | 38699 |  |  | EIA Prime Mover-level Data
2020 | NC | Biltmore Solar Fields | 61271 | 18950 | PV | OP | NA | SUN |  | 8517 |  |  | EIA Prime Mover-level Data
2020 | NC | Binks Solar | 58737 | PV1 | PV | CN | NA | SUN
2020 | NC | Biscoe Solar LLC | 58667 | BISCO | PV | OP | NA | SUN |  | 77984 |  |  | EIA Prime Mover-level Data
2020 | NC | Bizzell Church Solar 1, LLC | 60401 | BCSPV | PV | OP | NA | SUN |  | 78517 |  |  | EIA Prime Mover-level Data
2020 | NC | Bizzell Church Solar 2 | 61158 | BIZZE | PV | OP | NA | SUN |  | 78227 |  |  | EIA Prime Mover-level Data
2020 | NC | Blackburn Landfill Co-Generation | 55488 | BB1 | IC | OP | NA | LFG |  | 89138.6172 | 0.65517 | 0.0147 | EIA Prime Mover-level Data | Estimated using an emission factor
2020 | NC | Blackburn Landfill Co-Generation | 55488 | BB2 | IC | OP | NA | LFG |  | 89138.6172 | 0.65517 | 0.0147 | EIA Prime Mover-level Data | Estimated using an emission factor
2020 | NC | Blackburn Landfill Co-Generation | 55488 | BB3 | IC | OP | NA | LFG |  | 80224.7578 | 0.58965 | 0.0147 | EIA Prime Mover-level Data | Estimated using an emission factor
2020 | NC | Bladen Solar | 61561 | GEN1 | PV | OP | NA | SUN |  | 867614 |  |  | EIA Prime Mover-level Data
2020 | NC | Bladenboro Farm | 58868 | 1 | PV | OP | NA | SUN |  | 73307 |  |  | EIA Prime Mover-level Data
2020 | NC | Bladenboro Solar 2 | 62101 | PGRF6 | PV | OP | NA | SUN |  | 64755 |  |  | EIA Prime Mover-level Data
2020 | NC | Bladenboro Solar, LLC | 61283 | GEN1 | PV | OP | NA | SUN |  | 77333 |  |  | EIA Prime Mover-level Data
2020 | NC | Blewett | 2707 | 1 | GT | OP | CT | DFO | 19 | 2493.2 | 0.071772 | 0.057574 | EPA/CAMD | NEI avg EF - PM, fuel type, firing type | 1971
2020 | NC | Blewett | 2707 | 2 | GT | OP | CT | DFO | 13 | 1676.1 | 0.04825 | 0.057574 | EPA/CAMD | NEI avg EF - PM, fuel type, firing type | 1971
2020 | NC | Blewett | 2707 | 3 | GT | OP | CT | DFO | 18 | 2421.1001 | 0.069697 | 0.057574 | EPA/CAMD | NEI avg EF - PM, fuel type, firing type | 1971
2020 | NC | Blewett | 2707 | 4 | GT | OP | CT | DFO | 20 | 2584.6001 | 0.074403 | 0.057574 | EPA/CAMD | NEI avg EF - PM, fuel type, firing type | 1971
2020 | NC | Blewett | 2707 | 1 | HY | OP | NA | WAT |  | 33250.082 |  |  | EIA Prime Mover-level Data
2020 | NC | Blewett | 2707 | 2 | HY | OP | NA | WAT |  | 33250.082 |  |  | EIA Prime Mover-level Data
2020 | NC | Blewett | 2707 | 3 | HY | OP | NA | WAT |  | 33250.082 |  |  | EIA Prime Mover-level Data
2020 | NC | Blewett | 2707 | 4 | HY | OP | NA | WAT |  | 51953.2539 |  |  | EIA Prime Mover-level Data
2020 | NC | Blewett | 2707 | 5 | HY | OP | NA | WAT |  | 51953.2539 |  |  | EIA Prime Mover-level Data
2020 | NC | Blewett | 2707 | 6 | HY | OP | NA | WAT |  | 51953.2539 |  |  | EIA Prime Mover-level Data
2020 | NC | Blue Bird Solar | 60177 | PV1 | PV | CN | NA | SUN
2020 | NC | Blue Ridge Paper Products Inc. | 50244 | B4 | ST | OP | TANGENTIAL | BIT |  | 1702377.25 | 41.79 | 0.049096 | EIA Prime Mover-level Data | EPA/NEI
2020 | NC | Blue Ridge Paper Products Inc. | 50244 | BB | ST | OP | WALL | BIT |  | 1063985.75 | 8.0574 | 0.015146 | EIA Prime Mover-level Data | NEI avg EF - PM, fuel type, firing type
2020 | NC | Blue Ridge Paper Products Inc. | 50244 | PG | ST | OP | WALL | BIT |  | 1021426.3125 | 7.7351 | 0.015146 | EIA Prime Mover-level Data | NEI avg EF - PM, fuel type, firing type
2020 | NC | Blue Ridge Paper Products Inc. | 50244 | RB | ST | OP | STOKER | BIT |  | 1063985.75 | 123.38 | 0.23192 | EIA Prime Mover-level Data | EPA/NEI
2020 | NC | Blue Ridge Paper Products Inc. | 50244 | RC | ST | OP | WALL | BIT |  | 1276782.875 | 31.22 | 0.048904 | EIA Prime Mover-level Data | EPA/NEI
2020 | NC | Blueberry One | 58605 | PV1 | PV | OP | NA | SUN |  | 77843 |  |  | EIA Prime Mover-level Data
2020 | NC | Bo Biggs Solar | 64192 | BB08 | PV | OP | NA | SUN |  | 79633 |  |  | EIA Prime Mover-level Data
2020 | NC | Boaz Farm Solar | 61157 | BOAZF | PV | OP | NA | SUN |  | 79437 |  |  | EIA Prime Mover-level Data
2020 | NC | Bolton Farm | 58349 | 1 | PV | OP | NA | SUN |  | 73552 |  |  | EIA Prime Mover-level Data
2020 | NC | Bondi Solar | 61352 | GEN1 | PV | OP | NA | SUN |  | 84422 |  |  | EIA Prime Mover-level Data
2020 | NC | Bonnie Solar | 60175 | PV1 | PV | CN | NA | SUN
2020 | NC | Boseman Solar Center LLC | 58807 | BSC1 | PV | OP | NA | SUN |  | 74956 |  |  | EIA Prime Mover-level Data
2020 | NC | Bostic Delivery No 2 | 56547 | 1 | IC | OP | NA | DFO |  | 6 | 0.00093 | 0.31 | EIA Prime Mover-level Data | Estimated using an emission factor
2020 | NC | Boykin PV1 | 59996 | BOYK1 | PV | OP | NA | SUN |  | 5430 |  |  | EIA Prime Mover-level Data
2020 | NC | Bradley Farm (Dudley) | 62593 | PV1 | PV | CN | NA | SUN
2020 | NC | Bradley PV1 | 59154 | BRAD1 | PV | OP | NA | SUN |  | 61411 |  |  | EIA Prime Mover-level Data
2020 | NC | Brantley Solar | 60623 | PV1 | PV | OP | NA | SUN |  | 873377 |  |  | EIA Prime Mover-level Data
2020 | NC | BRE | 59706 | NB005 | PV | OP | NA | SUN |  | 73334 |  |  | EIA Prime Mover-level Data
2020 | NC | BRE NC Solar 2 | 60626 | BEAM2 | PV | T | NA | SUN
2020 | NC | BRE NC Solar 3 | 60627 | BEAM3 | PV | T | NA | SUN
2020 | NC | BRE NC Solar 4 | 60628 | BEAM4 | PV | L | NA | SUN
2020 | NC | Bridgewater | 2719 | 1 | HY | OP | NA | WAT |  | 417338 |  |  | EIA Prime Mover-level Data
2020 | NC | Bridgewater | 2719 | 2 | HY | OP | NA | WAT |  | 417338 |  |  | EIA Prime Mover-level Data
2020 | NC | Bridgewater | 2719 | 3 | HY | OP | NA | WAT |  | 54574.9727 |  |  | EIA Prime Mover-level Data
2020 | NC | Broad River Solar, LLC | 62822 | GEN1 | PV | P | NA | SUN
2020 | NC | Broadridge Solar, LLC | 61218 | BROAD | PV | OP | NA | SUN |  | 83666 |  |  | EIA Prime Mover-level Data
2020 | NC | Broadway Road Solar, LLC | 64820 | OS | PV | T | NA | SUN
2020 | NC | Broadway Solar Center, LLC | 59762 | BRDWY | PV | OP | NA | SUN |  | 73598 |  |  | EIA Prime Mover-level Data
2020 | NC | Brooke Solar | 60140 | PV1 | PV | CN | NA | SUN
2020 | NC | Brunswick Nuclear | 6014 | 1 | ST | OP | NA | NUC |  | 72262872 |  |  | EIA Prime Mover-level Data
2020 | NC | Brunswick Nuclear | 6014 | 2 | ST | OP | NA | NUC |  | 84491776 |  |  | EIA Prime Mover-level Data
2020 | NC | Buck | 2720 | 11C | CT | OP | CC | NG | 6765 | 13688338 | 38.28 | 0.0055931 | EPA/CAMD | EPA/NEI | 2011
2020 | NC | Buck | 2720 | 12C | CT | OP | CC | NG | 6773 | 13366186 | 38.28 | 0.0057279 | EPA/CAMD | EPA/NEI | 2011
2020 | NC | Buckleberry Solar | 61693 | GEN | PV | OP | NA | SUN |  | 863351 |  |  | EIA Prime Mover-level Data
2020 | NC | Buddy Solar | 58735 | PV1 | PV | OP | NA | SUN |  | 50944 |  |  | EIA Prime Mover-level Data
2020 | NC | Bullock Solar, LLC | 61512 | GEN1 | PV | OP | NA | SUN |  | 874457 |  |  | EIA Prime Mover-level Data
2020 | NC | Bunn Level Farm, LLC | 60636 | 1 | PV | OP | NA | SUN |  | 79166 |  |  | EIA Prime Mover-level Data
2020 | NC | Burgaw Solar, LLC | 62240 | 1072 | PV | OP | NA | SUN |  | 68456 |  |  | EIA Prime Mover-level Data
2020 | NC | Butler-Warner Generation Plant | 1016 | GT-1 | CT | OP | CC | NG | 39 | 12456.7002 | 0.09 | 0.01445 | EPA/CAMD | EPA/NEI | 1976
2020 | NC | Butler-Warner Generation Plant | 1016 | GT-2 | CT | OP | CC | NG | 14 | 2966.5 | 0.09 | 0.060678 | EPA/CAMD | EPA/NEI | 1976
2020 | NC | Butler-Warner Generation Plant | 1016 | GT-3 | CT | OP | CC | NG | 22 | 6186.7002 | 0.09 | 0.029095 | EPA/CAMD | EPA/NEI | 1976
2020 | NC | Butler-Warner Generation Plant | 1016 | GT-4 | GT | OP | CT | NG | 2 | 405.4 | 0.02 | 0.098668 | EPA/CAMD | EPA/NEI | 1976
2020 | NC | Butler-Warner Generation Plant | 1016 | GT-5 | GT | OP | CT | NG | 1 | 36.9 | 0.02 | 1.084 | EPA/CAMD | EPA/NEI | 1977
2020 | NC | Butler-Warner Generation Plant | 1016 | GT-6 | CT | OP | CC | NG | 40 | 12697.2998 | 0.09 | 0.014176 | EPA/CAMD | EPA/NEI | 1978
2020 | NC | Butler-Warner Generation Plant | 1016 | GT-7 | CT | OP | CC | NG | 20 | 6073.1001 | 0.09 | 0.029639 | EPA/CAMD | EPA/NEI | 1979
2020 | NC | Butler-Warner Generation Plant | 1016 | GT-8 | CT | OP | CC | NG | 15 | 4659.6001 | 0.01 | 0.0042922 | EPA/CAMD | EPA/NEI | 1980
2020 | NC | Buttercup Solar, LLC | 64002 | 11629 | PV | OP | NA | SUN |  | 5509 |  |  | EIA Prime Mover-level Data
2020 | NC | Buxton | 2783 | 1A | IC | OP | NA | DFO |  | 867.4 | 0.13445 | 0.31 | EIA Prime Mover-level Data | Estimated using an emission factor
2020 | NC | Buxton | 2783 | 2A | IC | OP | NA | DFO |  | 867.4 | 0.13445 | 0.31 | EIA Prime Mover-level Data | Estimated using an emission factor
2020 | NC | Buxton | 2783 | 3A | IC | OP | NA | DFO |  | 867.4 | 0.13445 | 0.31 | EIA Prime Mover-level Data | Estimated using an emission factor
2020 | NC | Buxton | 2783 | 4A | IC | OP | NA | DFO |  | 867.4 | 0.13445 | 0.31 | EIA Prime Mover-level Data | Estimated using an emission factor
2020 | NC | Buxton | 2783 | 5A | IC | OP | NA | DFO |  | 867.4 | 0.13445 | 0.31 | EIA Prime Mover-level Data | Estimated using an emission factor
2020 | NC | Cabaniss Solar | 60430 | PV1 | PV | T | NA | SUN
2020 | NC | Camden Dam Solar, LLC | 62330 | CMDND | PV | OP | NA | SUN |  | 91282 |  |  | EIA Prime Mover-level Data
2020 | NC | Camden Solar LLC | 64535 | KOV4A | PV | T | NA | SUN
2020 | NC | Camp Lejeune Solar | 59966 | PV1 | PV | OP | NA | SUN |  | 182505 |  |  | EIA Prime Mover-level Data
2020 | NC | Candace Solar | 59499 | PV1 | PV | OP | NA | SUN |  | 75911 |  |  | EIA Prime Mover-level Data
2020 | NC | Cape Fear | 2708 | 1 | CA | RE | NA | DFO
2020 | NC | Cape Fear | 2708 | 1A | CT | RE | NA | DFO
2020 | NC | Cape Fear | 2708 | 1B | CT | RE | NA | DFO
2020 | NC | Cape Fear | 2708 | 2 | CA | RE | NA | DFO
2020 | NC | Cape Fear | 2708 | 2A | CT | RE | NA | DFO
2020 | NC | Cape Fear | 2708 | 2B | CT | RE | NA | DFO
2020 | NC | Cape Fear | 2708 | 5 | ST | RE | TANGENTIAL | BIT
2020 | NC | Cape Fear | 2708 | 6 | ST | RE | TANGENTIAL | BIT
2020 | NC | Cardinal Solar | 60174 | PV1 | PV | CN | NA | SUN
2020 | NC | Carl Friedrich Gauss Solar | 60882 | GAUSS | PV | OP | NA | SUN |  | 40279 |  |  | EIA Prime Mover-level Data
2020 | NC | Carol Jean Solar | 59017 | GEN 1 | PV | OP | NA | SUN |  | 59340 |  |  | EIA Prime Mover-level Data
2020 | NC | Carolina Lily Solar | 63016 | 1096 | PV | L | NA | SUN
2020 | NC | Carolina Poultry Power Farmville | 62873 | 7474 | ST | OP | NA | AB |  | 159385.4062 | 79.8521 | 1.002 | EIA Prime Mover-level Data | Estimated using an emission factor
2020 | NC | Carolina Poultry Power Farmville | 62873 | 7475 | ST | OP | NA | AB |  | 159385.4062 | 79.8521 | 1.002 | EIA Prime Mover-level Data | Estimated using an emission factor
2020 | NC | Carolina Poultry Power Farmville | 62873 | 7476 | ST | OP | NA | AB |  | 19923.1758 | 9.9815 | 1.002 | EIA Prime Mover-level Data | Estimated using an emission factor
2020 | NC | Carter PV1 | 59156 | CTR1 | PV | OP | NA | SUN |  | 79703 |  |  | EIA Prime Mover-level Data
2020 | NC | Carter Solar | 60167 | PV1 | PV | CN | NA | SUN
2020 | NC | Cash Solar | 60178 | PV1 | PV | OP | NA | SUN
2020 | NC | Castalia Solar | 58849 | 1 | PV | OP | NA | SUN |  | 28003 |  |  | EIA Prime Mover-level Data
2020 | NC | Catawba River Pollution Control | 56553 | 1234 | IC | OP | NA | DFO |  | 518 | 0.08029 | 0.31 | EIA Prime Mover-level Data | Estimated using an emission factor
2020 | NC | Catawba Solar LLC | 60800 | PV1 | PV | OP | NA | SUN |  | 26722 |  |  | EIA Prime Mover-level Data
2020 | NC | CB Bladen Solar, LLC | 60402 | CBPV | PV | OP | NA | SUN |  | 78395 |  |  | EIA Prime Mover-level Data
2020 | NC | CBC Solar Energy Gen Fac Phase 2 | 59451 | PV2 | PV | OP | NA | SUN |  | 31714 |  |  | EIA Prime Mover-level Data
2020 | NC | Cedar Cliff | 2743 | 1 | HY | OP | NA | WAT |  | 125980 |  |  | EIA Prime Mover-level Data
2020 | NC | Cedar Solar, LLC | 60135 | CED | PV | OP | NA | SUN |  | 75993 |  |  | EIA Prime Mover-level Data
2020 | NC | Century Drive Solar Farm | 61187 | CENT1 | PV | OP | NA | SUN |  | 8344 |  |  | EIA Prime Mover-level Data
2020 | NC | CenturyLink Regional HQ | 54882 | GEN1 | IC | RE | NA | DFO
2020 | NC | CenturyLink Regional HQ | 54882 | GEN2 | IC | SB | NA | DFO
2020 | NC | Chadbourn Farm | 58311 | 1 | PV | OP | NA | SUN |  | 78334 |  |  | EIA Prime Mover-level Data
2020 | NC | Changeup | 62601 | CHANG | PV | OP | NA | SUN |  | 32215 |  |  | EIA Prime Mover-level Data
2020 | NC | Charlie | 64176 | 1304 | PV | OP | NA | SUN |  | 63902 |  |  | EIA Prime Mover-level Data
2020 | NC | Charlotte Solar | 58722 | PV1 | PV | OP | NA | SUN |  | 74850 |  |  | EIA Prime Mover-level Data
2020 | NC | Chatuge | 2778 | 1 | HY | OP | NA | WAT |  | 505963 |  |  | EIA Prime Mover-level Data
2020 | NC | Chauncey Farm LLC | 59100 | 1 | PV | OP | NA | SUN |  | 72921 |  |  | EIA Prime Mover-level Data
2020 | NC | Chei Solar | 59508 | PV1 | PV | OP | NA | SUN |  | 73517 |  |  | EIA Prime Mover-level Data
2020 | NC | Cheoah | 54899 | 1 | HY | RE | NA | WAT
2020 | NC | Cheoah | 54899 | 1A | HY | OP | NA | WAT |  | 1320621.25 |  |  | EIA Prime Mover-level Data
2020 | NC | Cheoah | 54899 | 2 | HY | RE | NA | WAT
2020 | NC | Cheoah | 54899 | 2A | HY | OP | NA | WAT |  | 1320621.25 |  |  | EIA Prime Mover-level Data
2020 | NC | Cheoah | 54899 | 3 | HY | RE | NA | WAT
2020 | NC | Cheoah | 54899 | 3A | HY | OP | NA | WAT |  | 1320621.25 |  |  | EIA Prime Mover-level Data
2020 | NC | Cheoah | 54899 | 4 | HY | RE | NA | WAT
2020 | NC | Cheoah | 54899 | 4A | HY | OP | NA | WAT |  | 1320621.25 |  |  | EIA Prime Mover-level Data
2020 | NC | Cheoah | 54899 | 5 | HY | OP | NA | WAT |  | 1440677.75 |  |  | EIA Prime Mover-level Data
2020 | NC | Cherryville City Hall | 56340 | 1 | IC | OP | NA | DFO |  | 931 | 0.1443 | 0.31 | EIA Prime Mover-level Data | Estimated using an emission factor
2020 | NC | Chestnut Solar | 61011 | PV1 | PV | OP | NA | SUN |  | 1120355 |  |  | EIA Prime Mover-level Data
2020 | NC | Choco Solar, LLC | 59899 | CHOCO | PV | OP | NA | SUN |  | 87116 |  |  | EIA Prime Mover-level Data
2020 | NC | Chocowinity Solar LLC | 58675 | CHOCO | PV | OP | NA | SUN |  | 72411 |  |  | EIA Prime Mover-level Data
2020 | NC | Chowan Jehu Solar | 62693 | PGR03 | PV | OP | NA | SUN |  | 70736 |  |  | EIA Prime Mover-level Data
2020 | NC | Christina Solar | 60172 | PV1 | PV | CN | NA | SUN
2020 | NC | Church Road Solar LLC | 62168 | CHU01 | PV | OP | NA | SUN |  | 63060 |  |  | EIA Prime Mover-level Data
2020 | NC | CII Methane Management IV, LLC | 59711 | GEN1 | IC | OP | NA | LFG |  | 89794 | 0.65999 | 0.0147 | EIA Prime Mover-level Data | Estimated using an emission factor
2020 | NC | Cirrus Solar LLC | 58674 | CIRRU | PV | OP | NA | SUN |  | 72756 |  |  | EIA Prime Mover-level Data
2020 | NC | Clayton Solar | 60171 | PV1 | PV | CN | NA | SUN
2020 | NC | Cleveland County Generating Facility | 57029 | ES1 | GT | OP | CT | NG | 433 | 658707.375 | 2.74 | 0.0083193 | EPA/CAMD | EPA/NEI | 2012
2020 | NC | Cleveland County Generating Facility | 57029 | ES2 | GT | OP | CT | NG | 1134 | 1797462.375 | 7.5 | 0.0083451 | EPA/CAMD | EPA/NEI | 2012
2020 | NC | Cleveland County Generating Facility | 57029 | ES3 | GT | OP | CT | NG | 1005 | 1598926.125 | 6.74 | 0.0084307 | EPA/CAMD | EPA/NEI | 2012
2020 | NC | Cleveland County Generating Facility | 57029 | ES4 | GT | OP | CT | NG | 1214 | 1944657.75 | 8.24 | 0.0084745 | EPA/CAMD | EPA/NEI | 2012
2020 | NC | Cliffside | 2721 | 5 | ST | OP | TANGENTIAL | BIT | 3706 | 11564413 | 113.05 | 0.019551 | EPA/CAMD | EPA/NEI | 1972
2020 | NC | Cliffside | 2721 | 6 | ST | OP | WALL | BIT | 6892 | 38753416 | 79.79 | 0.0041178 | EPA/CAMD | EPA/NEI | 2012
2020 | NC | Climax Solar | 60286 | PV1 | PV | CN | NA | SUN
2020 | NC | Cline Solar Farm, LLC | 59929 | NB007 | PV | OP | NA | SUN |  | 69062 |  |  | EIA Prime Mover-level Data
2020 | NC | Clipperton Holdings LLC | 59213 | PV1 | PV | OP | NA | SUN |  | 83099 |  |  | EIA Prime Mover-level Data
2020 | NC | Coats Solar Farm, LLC | 59937 | NB006 | PV | OP | NA | SUN |  | 76350 |  |  | EIA Prime Mover-level Data
2020 | NC | COC Surry LFG, LLC | 59439 | UNIT1 | IC | OP | NA | LFG |  | 76621 | 0.56316 | 0.0147 | EIA Prime Mover-level Data | Estimated using an emission factor
2020 | NC | Cohen Farm Solar, LLC | 60146 | FLS1 | PV | OP | NA | SUN |  | 78177 |  |  | EIA Prime Mover-level Data
2020 | NC | Colin Solar | 58723 | PV1 | PV | CN | NA | SUN
2020 | NC | Collard Holdings Solar | 62317 | PV | PV | L | NA | SUN
2020 | NC | Concord Energy | 57896 | UNT1 | GT | OP | NA | LFG |  | 458979.5 | 4.957 | 0.0216 | EIA Prime Mover-level Data | Estimated using an emission factor
2020 | NC | Concord Energy | 57896 | UNT2 | GT | OP | NA | LFG |  | 458979.5 | 4.957 | 0.0216 | EIA Prime Mover-level Data | Estimated using an emission factor
2020 | NC | Concord Farm | 59818 | 1 | PV | OP | NA | SUN |  | 39531 |  |  | EIA Prime Mover-level Data
2020 | NC | Conetoe II Solar, LLC | 59944 | CONE1 | PV | OP | NA | SUN |  | 1343936 |  |  | EIA Prime Mover-level Data
2020 | NC | Conetoe Solar | 60188 | CON15 | PV | OP | NA | SUN |  | 80509 |  |  | EIA Prime Mover-level Data
2020 | NC | Cookstown | 62600 | COOKS | PV | OP | NA | SUN |  | 87547 |  |  | EIA Prime Mover-level Data
2020 | NC | Copperfield | 61882 | GEN1 | PV | OP | NA | SUN |  | 28583 |  |  | EIA Prime Mover-level Data
2020 | NC | Cork Oak Solar | 60637 | NC160 | PV | OP | NA | SUN |  | 321740 |  |  | EIA Prime Mover-level Data
2020 | NC | Cornelius Delivery No 1 | 56546 | 1 | IC | OP | NA | DFO |  | 43 | 0.006665 | 0.31 | EIA Prime Mover-level Data | Estimated using an emission factor
2020 | NC | Cornwall Solar Center, LLC | 59663 | CSC1 | PV | OP | NA | SUN |  | 79564 |  |  | EIA Prime Mover-level Data
2020 | NC | Cotten Farm, LLC | 60965 | COT | PV | OP | NA | SUN |  | 80220 |  |  | EIA Prime Mover-level Data
2020 | NC | Cottonwood Solar, LLC | 63293 | NCCWD | PV | OP | NA | SUN |  | 45927 |  |  | EIA Prime Mover-level Data
2020 | NC | Cougar Solar, LLC | 61658 | COUGR | PV | OP | NA | SUN |  | 31197 |  |  | EIA Prime Mover-level Data
2020 | NC | County Home Solar Center, LLC | 60199 | CHSC1 | PV | OP | NA | SUN |  | 29064 |  |  | EIA Prime Mover-level Data
2020 | NC | County Home Solar LLC | 62167 | COU01 | PV | OP | NA | SUN |  | 81519 |  |  | EIA Prime Mover-level Data
2020 | NC | Cowans Ford | 2722 | 1 | HY | OP | NA | WAT |  | 757925.5 |  |  | EIA Prime Mover-level Data
2020 | NC | Cowans Ford | 2722 | 2 | HY | OP | NA | WAT |  | 757925.5 |  |  | EIA Prime Mover-level Data
2020 | NC | Cowans Ford | 2722 | 3 | HY | OP | NA | WAT |  | 757925.5 |  |  | EIA Prime Mover-level Data
2020 | NC | Cowans Ford | 2722 | 4 | HY | OP | NA | WAT |  | 757925.5 |  |  | EIA Prime Mover-level Data
2020 | NC | CPI USA North Carolina Roxboro | 10379 | BLR01A | ST | OP | STOKER | WDS | 8019 | 1580244.25 | 18.57 | 0.023503 | EPA/CAMD | EPA/NEI | 1987
2020 | NC | CPI USA North Carolina Roxboro | 10379 | BLR01B | ST | OP | STOKER | WDS | 7940 | 1519522.375 | 18.57 | 0.024442 | EPA/CAMD | EPA/NEI | 1987
2020 | NC | CPI USA North Carolina Roxboro | 10379 | BLR01C | ST | OP | STOKER | WDS | 7965 | 1521777.875 | 18.57 | 0.024406 | EPA/CAMD | EPA/NEI | 1987
2020 | NC | CPI USA North Carolina Southport | 10378 | BLR01A | ST | OP | STOKER | WDS | 7214 | 1199131.625 | 71.5 | 0.11925 | EPA/CAMD | EPA/NEI | 1987
2020 | NC | CPI USA North Carolina Southport | 10378 | BLR01B | ST | OP | STOKER | WDS | 7255 | 1214553.75 | 71.5 | 0.11774 | EPA/CAMD | EPA/NEI | 1987
2020 | NC | CPI USA North Carolina Southport | 10378 | BLR01C | ST | OP | STOKER | WDS | 7308 | 1225397.375 | 71.5 | 0.1167 | EPA/CAMD | EPA/NEI | 1987
2020 | NC | CPI USA North Carolina Southport | 10378 | BLR02A | ST | OP | STOKER | WDS | 7250 | 1244268.75 | 71.5 | 0.11493 | EPA/CAMD | EPA/NEI | 1987
2020 | NC | CPI USA North Carolina Southport | 10378 | BLR02B | ST | OP | STOKER | WDS | 6908 | 1230191.625 | 71.5 | 0.11624 | EPA/CAMD | EPA/NEI | 1987
2020 | NC | CPI USA North Carolina Southport | 10378 | BLR02C | ST | OP | STOKER | WDS | 6525 | 1136203.875 | 71.5 | 0.12586 | EPA/CAMD | EPA/NEI | 1987
2020 | NC | Craven County Wood Energy | 10525 | ES5A | ST | OP | STOKER | WDS | 5987 | 3245796 | 48.7 | 0.030008 | EPA/CAMD | EPA/NEI | 1990
2020 | NC | Crawford Solar | 60294 | PV1 | PV | CN | NA | SUN
2020 | NC | Creech Solar 2, LLC | 60635 | PV1 | PV | OP | NA | SUN |  | 74087 |  |  | EIA Prime Mover-level Data
2020 | NC | Crestwood Solar Center LLC | 59914 | CREST | PV | OP | NA | SUN |  | 74736 |  |  | EIA Prime Mover-level Data
2020 | NC | Creswell Alligood Solar, LLC | 59548 | CRES1 | PV | OP | NA | SUN |  | 120977 |  |  | EIA Prime Mover-level Data
2020 | NC | Crimson Solar | 60295 | PV1 | PV | CN | NA | SUN
2020 | NC | Crockett Farm | 59561 | PV1 | PV | OP | NA | SUN |  | 77316 |  |  | EIA Prime Mover-level Data
2020 | NC | Crooked Run | 62678 | 299 | PV | OP | NA | SUN |  | 1199612 |  |  | EIA Prime Mover-level Data
2020 | NC | CS Murphy Point, LLC | 57687 | 1 | PV | OP | NA | SUN |  | 10616 |  |  | EIA Prime Mover-level Data
2020 | NC | Cubera Solar, LLC | 63346 | PGR06 | PV | OP | NA | SUN |  | 30469 |  |  | EIA Prime Mover-level Data
2020 | NC | Currin Solar, LLC | 60403 | CSPV | PV | OP | NA | SUN |  | 71281 |  |  | EIA Prime Mover-level Data
2020 | NC | Dan River | 2723 | 8C | CT | OP | CC | NG | 7911 | 16164372 | 146.62 | 0.018141 | EPA/CAMD | EPA/NEI | 2012
2020 | NC | Dan River | 2723 | 9C | CT | OP | CC | NG | 7780 | 15968375 | 146.62 | 0.018364 | EPA/CAMD | EPA/NEI | 2012
2020 | NC | Daniel Farm LLC | 59126 | 1 | PV | OP | NA | SUN |  | 71403 |  |  | EIA Prime Mover-level Data
2020 | NC | Davidson Gas Producers LLC | 57436 | 1 | IC | OP | NA | LFG |  | 136688 | 1.0047 | 0.0147 | EIA Prime Mover-level Data | Estimated using an emission factor
2020 | NC | Davis Lane Solar, LLC | 61581 | DAVIS | PV | OP | NA | SUN |  | 77498 |  |  | EIA Prime Mover-level Data
2020 | NC | Daystar Solar | 60179 | PV1 | PV | OP | NA | SUN |  | 82096 |  |  | EIA Prime Mover-level Data
2020 | NC | DD Fayetteville Solar NC LLC | 59117 | PV1 | PV | OP | NA | SUN |  | 344868 |  |  | EIA Prime Mover-level Data
2020 | NC | DE Solar 10240 Old Dowd Rd | 57334 | PV01 | PV | OP | NA | SUN |  | 17634 |  |  | EIA Prime Mover-level Data
2020 | NC | DE Solar 1725 Drywall Dr | 57336 | PV01 | PV | OP | NA | SUN |  | 11553 |  |  | EIA Prime Mover-level Data
2020 | NC | DE Solar 657 Brigham Rd | 57335 | PV01 | PV | OP | NA | SUN |  | 13245 |  |  | EIA Prime Mover-level Data
2020 | NC | Deep Branch Farm | 61403 | 1 | PV | OP | NA | SUN |  | 76455 |  |  | EIA Prime Mover-level Data
2020 | NC | Delco Farm | 61088 | 1 | PV | OP | NA | SUN |  | 71800 |  |  | EIA Prime Mover-level Data
2020 | NC | Dement Farm LLC | 58874 | DF1 | PV | OP | NA | SUN |  | 73719 |  |  | EIA Prime Mover-level Data
2020 | NC | Desert Wind Farm, LLC | 59968 | 1 | WT | OP | NA | WND |  | 4792400 |  |  | EIA Prime Mover-level Data
2020 | NC | Dessie Solar Center LLC | 58952 | DESS | PV | OP | NA | SUN |  | 67895 |  |  | EIA Prime Mover-level Data
2020 | NC | Dibrell Farm | 58346 | 1 | PV | OP | NA | SUN |  | 78482 |  |  | EIA Prime Mover-level Data
2020 | NC | Dixon Dairy Road Solar | 58453 | 1 | PV | OP | NA | SUN |  | 58077 |  |  | EIA Prime Mover-level Data
2020 | NC | Dogwood Solar, LLC | 58844 | 1 | PV | OP | NA | SUN |  | 325821 |  |  | EIA Prime Mover-level Data
2020 | NC | Domtar Paper Co LLC Plymouth NC | 50189 | 1HFB | ST | OP | STOKER | NG |  | 0 | 0 |  | EIA Unit-level Data | NEI avg EF - PM, fuel type, firing type
2020 | NC | Domtar Paper Co LLC Plymouth NC | 50189 | 2HFB | ST | OP | STOKER | WDS |  | 10336934 | 156.7484 | 0.030328 | EIA Unit-level Data | NEI avg EF - PM, fuel type, firing type
2020 | NC | Domtar Paper Co LLC Plymouth NC | 50189 | 5REC | ST | OP | OTHER BOILER | BLQ |  | 10722298 | 44.3111 | 0.0082652 | EIA Unit-level Data | NEI avg EF - PM, fuel type, firing type
2020 | NC | Domtar Paper Co LLC Plymouth NC | 50189 | TG4 | ST | RE | NA | BIT
2020 | NC | Domtar Paper Co LLC Plymouth NC | 50189 | TG6 | ST | RE | NA | BIT
2020 | NC | Downs Farm Solar | 59429 | DOWN1 | PV | OP | NA | SUN |  | 67613 |  |  | EIA Prime Mover-level Data
2020 | NC | Dragstrip Farm | 59102 | 1 | PV | OP | NA | SUN |  | 76676 |  |  | EIA Prime Mover-level Data
2020 | NC | Drexel Operations Center | 56548 | 1 | IC | OP | NA | DFO |  | 794 | 0.12307 | 0.31 | EIA Prime Mover-level Data | Estimated using an emission factor
2020 | NC | DSM Pharmaceuticals | 54887 | GEN1 | GT | SB | NA | NG |  | 13703 | 0.006812 | 0.00099423 | EIA Prime Mover-level Data | NEI avg EF - PM, fuel type, firing type
2020 | NC | DSM Pharmaceuticals | 54887 | GEN2 | IC | SB | NA | DFO |  | 472.5 | 0.073237 | 0.31 | EIA Prime Mover-level Data | Estimated using an emission factor
2020 | NC | DSM Pharmaceuticals | 54887 | GEN3 | IC | SB | NA | DFO |  | 1732.5 | 0.26854 | 0.31 | EIA Prime Mover-level Data | Estimated using an emission factor
2020 | NC | DSM Pharmaceuticals | 54887 | GEN4 | IC | SB | NA | DFO |  | 1890 | 0.29295 | 0.31 | EIA Prime Mover-level Data | Estimated using an emission factor
2020 | NC | DSM Pharmaceuticals | 54887 | GEN5 | IC | SB | NA | DFO |  | 1575 | 0.24413 | 0.31 | EIA Prime Mover-level Data | Estimated using an emission factor
2020 | NC | DSM Pharmaceuticals | 54887 | GEN6 | IC | SB | NA | DFO |  | 1890 | 0.29295 | 0.31 | EIA Prime Mover-level Data | Estimated using an emission factor
2020 | NC | DSM Pharmaceuticals | 54887 | GEN7 | IC | SB | NA | DFO |  | 157.5 | 0.024413 | 0.31 | EIA Prime Mover-level Data | Estimated using an emission factor
2020 | NC | DSM Pharmaceuticals | 54887 | GEN8 | IC | SB | NA | DFO |  | 472.5 | 0.073237 | 0.31 | EIA Prime Mover-level Data | Estimated using an emission factor
2020 | NC | Duck Solar | 58724 | PV1 | PV | CN | NA | SUN
2020 | NC | Dunn | 59376 | DUNN1 | PV | OP | NA | SUN |  | 27134 |  |  | EIA Prime Mover-level Data
2020 | NC | Duplin Solar I LLC (160 Houston Lane) | 60599 | DPLN | PV | OP | NA | SUN |  | 62279 |  |  | EIA Prime Mover-level Data
2020 | NC | Duplin Solar LLC | 58879 | DF | PV | OP | NA | SUN |  | 75009 |  |  | EIA Prime Mover-level Data
2020 | NC | Durham Solar | 60131 | DURM | PV | OP | NA | SUN |  | 50507 |  |  | EIA Prime Mover-level Data
2020 | NC | E Nash PV1 | 60002 | NASH1 | PV | L | NA | SUN
2020 | NC | E Nash PV3 | 64369 | ENSH3 | PV | L | NA | SUN
2020 | NC | Eagle Solar | 60161 | PV1 | PV | OP | NA | SUN |  | 23011 |  |  | EIA Prime Mover-level Data
2020 | NC | East Nash PV2 | 63789 | ENSH2 | PV | L | NA | SUN
2020 | NC | East Wayne Solar LLC | 59189 | 1 | PV | OP | NA | SUN |  | 30128 |  |  | EIA Prime Mover-level Data
2020 | NC | Eastover Farm | 59562 | PV1 | PV | OP | NA | SUN |  | 70868 |  |  | EIA Prime Mover-level Data
2020 | NC | Eastside WWTP | 57606 | 1 | IC | OP | NA | DFO |  | 759.333 | 0.1177 | 0.31 | EIA Prime Mover-level Data | Estimated using an emission factor
2020 | NC | Eastside WWTP | 57606 | 2 | IC | OP | NA | DFO |  | 759.333 | 0.1177 | 0.31 | EIA Prime Mover-level Data | Estimated using an emission factor
2020 | NC | Eastside WWTP | 57606 | 3 | IC | OP | NA | DFO |  | 759.333 | 0.1177 | 0.31 | EIA Prime Mover-level Data | Estimated using an emission factor
2020 | NC | Eastway Solar, LLC | 60829 | PV1 | PV | IP | NA | SUN
2020 | NC | Eden Solar LLC | 59778 | EDENS | PV | OP | NA | SUN |  | 707720 |  |  | EIA Prime Mover-level Data
2020 | NC | Edenton Generators | 7429 | 1 | IC | RE | NA | DFO
2020 | NC | Edenton Generators | 7429 | 2 | IC | OP | NA | DFO |  | 1596.5 | 0.24746 | 0.31 | EIA Prime Mover-level Data | Estimated using an emission factor
2020 | NC | Edenton Generators | 7429 | 3 | IC | OP | NA | DFO |  | 1596.5 | 0.24746 | 0.31 | EIA Prime Mover-level Data | Estimated using an emission factor
2020 | NC | Edenton Solar | 61781 | EDE | PV | OP | NA | SUN |  | 96277 |  |  | EIA Prime Mover-level Data
2020 | NC | Ellerbe | 59042 | GEN 1 | PV | OP | NA | SUN |  | 25941 |  |  | EIA Prime Mover-level Data
2020 | NC | Elliana Solar | 58725 | PV1 | PV | OP | NA | SUN |  | 75089 |  |  | EIA Prime Mover-level Data
2020 | NC | Elm City Solar Facility | 59164 | NSC 1 | PV | OP | NA | SUN |  | 661098 |  |  | EIA Prime Mover-level Data
2020 | NC | Elm Solar, LLC | 60136 | ELM | PV | OP | NA | SUN |  | 70448 |  |  | EIA Prime Mover-level Data
2020 | NC | Enka | 10320 | GE10 | ST | RE | NA | BIT
2020 | NC | Enka | 10320 | GE11 | ST | RE | NA | BIT
2020 | NC | Enka | 10320 | GE12 | ST | RE | NA | BIT
2020 | NC | Enka | 10320 | GEN8 | ST | RE | NA | BIT
2020 | NC | Enka | 10320 | GEN9 | ST | RE | NA | BIT
2020 | NC | Ennis Solar, LLC | 62662 | 22503 | PV | OP | NA | SUN |  | 66798 |  |  | EIA Prime Mover-level Data
2020 | NC | Eros Solar, LLC | 63733 | 11631 | PV | OP | NA | SUN |  | 9290 |  |  | EIA Prime Mover-level Data
2020 | NC | Erwin Farm | 58859 | 1 | PV | OP | NA | SUN |  | 58630 |  |  | EIA Prime Mover-level Data
2020 | NC | ESA Boston Solar, LLC | 64363 | 30008 | PV | OP | NA | SUN |  | 2763 |  |  | EIA Prime Mover-level Data
2020 | NC | ESA Buies Creek, LLC | 63732 | 11630 | PV | OP | NA | SUN |  | 5333 |  |  | EIA Prime Mover-level Data
2020 | NC | ESA Four Oaks 2 NC LLC | 62996 | PGR08 | PV | OP | NA | SUN |  | 26863 |  |  | EIA Prime Mover-level Data
2020 | NC | ESA Hamlet NC , LLC | 63377 | PGR10 | PV | OP | NA | SUN
2020 | NC | ESA Selma | 59956 | GEN02 | PV | OP | NA | SUN |  | 23705 |  |  | EIA Prime Mover-level Data
2020 | NC | ESA Smithfield | 59955 | GEN01 | PV | OP | NA | SUN |  | 25311 |  |  | EIA Prime Mover-level Data
2020 | NC | Everett PV1 | 60997 | EVRT1 | PV | OP | NA | SUN |  | 129322 |  |  | EIA Prime Mover-level Data
2020 | NC | Everetts Wildcat Solar, LLC | 59549 | EVER1 | PV | OP | NA | SUN |  | 87864 |  |  | EIA Prime Mover-level Data
2020 | NC | Exum Farm Solar, LLC | 60400 | FLS1 | PV | OP | NA | SUN |  | 74850 |  |  | EIA Prime Mover-level Data
2020 | NC | Facile Solar | 59406 | SYS1 | PV | OP | NA | SUN |  | 18862 |  |  | EIA Prime Mover-level Data
2020 | NC | Fairmont-FLS 100 | 59052 | GEN 1 | PV | OP | NA | SUN |  | 56667 |  |  | EIA Prime Mover-level Data
2020 | NC | Faison Solar | 59333 | FAIS1 | PV | OP | NA | SUN |  | 23739 |  |  | EIA Prime Mover-level Data
2020 | NC | Falls Hydro | 54895 | YF1 | HY | OP | NA | WAT |  | 454521.2188 |  |  | EIA Prime Mover-level Data
2020 | NC | Falls Hydro | 54895 | YF2 | HY | OP | NA | WAT |  | 565626.375 |  |  | EIA Prime Mover-level Data
2020 | NC | Falls Hydro | 54895 | YF3 | HY | OP | NA | WAT |  | 565626.375 |  |  | EIA Prime Mover-level Data
2020 | NC | Farrington Farm | 58318 | 1 | PV | OP | NA | SUN |  | 12677 |  |  | EIA Prime Mover-level Data
2020 | NC | Fern Solar LLC | 62798 | FERN | PV | OP | NA | SUN |  | 52550 |  |  | EIA Prime Mover-level Data
2020 | NC | Fisher Solar Farm - NC | 61089 | 1 | PV | OP | NA | SUN |  | 75824 |  |  | EIA Prime Mover-level Data
2020 | NC | Five Forks Solar | 59951 | 5FRK | PV | OP | NA | SUN |  | 348762 |  |  | EIA Prime Mover-level Data
2020 | NC | Flash Solar | 58726 | PV1 | PV | OP | NA | SUN |  | 70947 |  |  | EIA Prime Mover-level Data
2020 | NC | Flat Meeks PV 1 | 59514 | FLAT1 | PV | OP | NA | SUN |  | 76895 |  |  | EIA Prime Mover-level Data
2020 | NC | Flatwood Farm | 64527 | 16507 | PV | OP | NA | SUN |  | 78361 |  |  | EIA Prime Mover-level Data
2020 | NC | Flemming Solar Center LLC | 58808 | FSC1 | PV | OP | NA | SUN |  | 73999 |  |  | EIA Prime Mover-level Data
2020 | NC | Flint Hill Solar, LLC | 60370 | FHSPV | PV | OP | NA | SUN |  | 75143 |  |  | EIA Prime Mover-level Data
2020 | NC | Flowers Solar LLC | 62487 | FLOW | PV | OP | NA | SUN |  | 65148 |  |  | EIA Prime Mover-level Data
2020 | NC | Floyd Road Solar Farm | 61031 | PV1 | PV | OP | NA | SUN |  | 86720 |  |  | EIA Prime Mover-level Data
2020 | NC | Floyd Solar, LLC | 60147 | FLS1 | PV | OP | NA | SUN |  | 77498 |  |  | EIA Prime Mover-level Data
2020 | NC | FLS Solar 170, LLC | 59552 | FLS1 | PV | OP | NA | SUN |  | 29863 |  |  | EIA Prime Mover-level Data
2020 | NC | FLS Solar 200, LLC | 59551 | FLS1 | PV | OP | NA | SUN |  | 51770 |  |  | EIA Prime Mover-level Data
2020 | NC | FLS Solar 230 (Warren) | 59646 | FLS1 | PV | OP | NA | SUN |  | 72729 |  |  | EIA Prime Mover-level Data
2020 | NC | Fontana Dam | 2779 | 1 | HY | OP | NA | WAT |  | 5156550.5 |  |  | EIA Prime Mover-level Data
2020 | NC | Fontana Dam | 2779 | 2 | HY | OP | NA | WAT |  | 5901385.5 |  |  | EIA Prime Mover-level Data
2020 | NC | Fontana Dam | 2779 | 3 | HY | OP | NA | WAT |  | 5156550.5 |  |  | EIA Prime Mover-level Data
2020 | NC | Fort Bragg - Camp Mackall PV BESS System | 64050 | CMABS | BA | P | NA | MWH
2020 | NC | Fort Bragg - Camp Mackall PV BESS System | 64050 | CMAPV | PV | P | NA | SUN
2020 | NC | Fox Creek Solar | 60624 | PV1 | PV | OP | NA | SUN |  | 800897 |  |  | EIA Prime Mover-level Data
2020 | NC | Foxfire Solar Farm | 59563 | PV1 | PV | OP | NA | SUN |  | 78746 |  |  | EIA Prime Mover-level Data
2020 | NC | Franklin (NC) | 2745 | 1 | HY | OP | NA | WAT |  | 27016 |  |  | EIA Prime Mover-level Data
2020 | NC | Franklin (NC) | 2745 | 2 | HY | OP | NA | WAT |  | 27016 |  |  | EIA Prime Mover-level Data
2020 | NC | Franklin Solar 2 | 59579 | PV1 | PV | OP | NA | SUN |  | 31260 |  |  | EIA Prime Mover-level Data
2020 | NC | Franklin Solar, LLC | 58802 | INV1 | PV | OP | NA | SUN |  | 6450.5 |  |  | EIA Prime Mover-level Data
2020 | NC | Franklin Solar, LLC | 58802 | INV2 | PV | OP | NA | SUN |  | 6450.5 |  |  | EIA Prime Mover-level Data
2020 | NC | Franklin Solar, LLC | 58802 | INV3 | PV | OP | NA | SUN |  | 6450.5 |  |  | EIA Prime Mover-level Data
2020 | NC | Franklin Solar, LLC | 58802 | INV4 | PV | OP | NA | SUN |  | 6450.5 |  |  | EIA Prime Mover-level Data
2020 | NC | Franklinton Solar | 59708 | 5MWPV | PV | OP | NA | SUN |  | 74308 |  |  | EIA Prime Mover-level Data
2020 | NC | Freemont Solar Center LLC | 59912 | FREE | PV | OP | NA | SUN |  | 74318 |  |  | EIA Prime Mover-level Data
2020 | NC | Freight Line Solar, LLC | 63693 | 13503 | PV | OP | NA | SUN
2020 | NC | Fremont Farm LLC | 59103 | 1 | PV | OP | NA | SUN |  | 80553 |  |  | EIA Prime Mover-level Data
2020 | NC | Friesian Holdings | 60692 | PV1 | PV | L | NA | SUN
2020 | NC | Future Gen Plant 1 | 7727 | 1 | CC | CN | NA | NG
2020 | NC | Future Gen Plant 2 | 7728 | 1 | CC | CN | NA | NG
2020 | NC | G G Allen | 2718 | 1 | ST | OP | TANGENTIAL | BIT | 211 | 180692.6094 | 15.15 | 0.16769 | EPA/CAMD | EPA/NEI | 1957
2020 | NC | G G Allen | 2718 | 2 | ST | OP | TANGENTIAL | BIT | 217 | 191004.5625 | 15.15 | 0.15863 | EPA/CAMD | EPA/NEI | 1957
2020 | NC | G G Allen | 2718 | 3 | ST | OP | TANGENTIAL | BIT | 453 | 668571.4375 | 13.21 | 0.039517 | EPA/CAMD | EPA/NEI | 1959
2020 | NC | G G Allen | 2718 | 4 | ST | OP | TANGENTIAL | BIT | 1672 | 2406530 | 13.21 | 0.010978 | EPA/CAMD | EPA/NEI | 1960
2020 | NC | G G Allen | 2718 | 5 | ST | OP | TANGENTIAL | BIT | 1372 | 2258678.75 | 15.15 | 0.013415 | EPA/CAMD | EPA/NEI | 1961
2020 | NC | Gainey Solar, LLC | 60633 | PV1 | PV | OP | NA | SUN |  | 32172 |  |  | EIA Prime Mover-level Data
2020 | NC | Gamble Solar | 61127 | 12348 | PV | OP | NA | SUN |  | 22353 |  |  | EIA Prime Mover-level Data
2020 | NC | Garrell Solar Farm | 58866 | 1 | PV | OP | NA | SUN |  | 58746 |  |  | EIA Prime Mover-level Data
2020 | NC | Garysburg Solar | 59641 | 5MWPV | PV | OP | NA | SUN |  | 75256 |  |  | EIA Prime Mover-level Data
2020 | NC | Gaston | 2756 | 1 | HY | OP | NA | WAT |  | 825618.25 |  |  | EIA Prime Mover-level Data
2020 | NC | Gaston | 2756 | 2 | HY | OP | NA | WAT |  | 825618.25 |  |  | EIA Prime Mover-level Data
2020 | NC | Gaston | 2756 | 3 | HY | OP | NA | WAT |  | 825618.25 |  |  | EIA Prime Mover-level Data
2020 | NC | Gaston | 2756 | 4 | HY | OP | NA | WAT |  | 825618.25 |  |  | EIA Prime Mover-level Data
2020 | NC | Gaston County Renewable Energy Center | 61758 | GEN1 | IC | OP | NA | LFG |  | 93627 | 0.68816 | 0.0147 | EIA Prime Mover-level Data | Estimated using an emission factor
2020 | NC | Gaston County Renewable Energy Center | 61758 | GEN2 | IC | OP | NA | LFG |  | 93627 | 0.68816 | 0.0147 | EIA Prime Mover-level Data | Estimated using an emission factor
2020 | NC | Gaston County Renewable Energy Center | 61758 | GEN3 | IC | OP | NA | LFG |  | 93627 | 0.68816 | 0.0147 | EIA Prime Mover-level Data | Estimated using an emission factor
2020 | NC | Gaston Memorial Hospital | 57629 | GMH1 | IC | OP | NA | DFO
2020 | NC | Gaston Solar | 59642 | 5MWPV | PV | OP | NA | SUN |  | 77853 |  |  | EIA Prime Mover-level Data
2020 | NC | Gaston Solar Power Plant | 62669 | PV1 | PV | OP | NA | SUN |  | 7203 |  |  | EIA Prime Mover-level Data
2020 | NC | Gastonia Duke Street | 56061 | 1 | IC | RE | NA | DFO
2020 | NC | Gastonia Prime Power Park | 56954 | 1 | IC | OP | NA | DFO |  | 406.008 | 0.062931 | 0.31 | EIA Prime Mover-level Data | Estimated using an emission factor
2020 | NC | Gastonia Prime Power Park | 56954 | 2 | IC | OP | NA | DFO |  | 406.008 | 0.062931 | 0.31 | EIA Prime Mover-level Data | Estimated using an emission factor
2020 | NC | Gastonia Prime Power Park | 56954 | 3 | IC | OP | NA | DFO |  | 317.746 | 0.049251 | 0.31 | EIA Prime Mover-level Data | Estimated using an emission factor
2020 | NC | Gastonia Prime Power Park | 56954 | 4 | IC | OP | NA | DFO |  | 317.746 | 0.049251 | 0.31 | EIA Prime Mover-level Data | Estimated using an emission factor
2020 | NC | Gastonia Prime Power Park | 56954 | 5 | IC | OP | NA | DFO |  | 317.746 | 0.049251 | 0.31 | EIA Prime Mover-level Data | Estimated using an emission factor
2020 | NC | Gastonia Prime Power Park | 56954 | 6 | IC | OP | NA | DFO |  | 317.746 | 0.049251 | 0.31 | EIA Prime Mover-level Data | Estimated using an emission factor
2020 | NC | Gastonia Rankin Lake | 56060 | 1 | IC | RE | NA | DFO
2020 | NC | Gastonia Solar Center | 60359 | 60916 | PV | OP | NA | SUN |  | 51961 |  |  | EIA Prime Mover-level Data
2020 | NC | Gastonia, Tulip Drive | 56262 | DG3 | IC | OP | NA | DFO |  | 570.667 | 0.088453 | 0.31 | EIA Prime Mover-level Data | Estimated using an emission factor
2020 | NC | Gastonia, Tulip Drive | 56262 | Unit1 | IC | OP | NA | DFO |  | 570.667 | 0.088453 | 0.31 | EIA Prime Mover-level Data | Estimated using an emission factor
2020 | NC | Gastonia, Tulip Drive | 56262 | Unit2 | IC | OP | NA | DFO |  | 570.667 | 0.088453 | 0.31 | EIA Prime Mover-level Data | Estimated using an emission factor
2020 | NC | Gates Solar LLC | 58673 | GATES | PV | OP | NA | SUN |  | 77229 |  |  | EIA Prime Mover-level Data
2020 | NC | Germantown Solar, LLC | 60480 | PV1 | PV | OP | NA | SUN |  | 24338 |  |  | EIA Prime Mover-level Data
2020 | NC | GKS Solar | 59426 | GKS1 | PV | OP | NA | SUN |  | 69939 |  |  | EIA Prime Mover-level Data
2020 | NC | Gliden (Op Zone) | 64385 | 304 | PV | OP | NA | SUN
2020 | NC | Graham Solar Center LLC | 58957 | GRAH | PV | OP | NA | SUN |  | 78589 |  |  | EIA Prime Mover-level Data
2020 | NC | Grandy PV 1 | 59518 | GRAND | PV | OP | NA | SUN |  | 213744 |  |  | EIA Prime Mover-level Data
2020 | NC | Granite Falls Walmart | 56549 | 1 | IC | OP | NA | DFO |  | 870 | 0.13485 | 0.31 | EIA Prime Mover-level Data | Estimated using an emission factor
2020 | NC | Granville Solar PV Power Project | 58487 | 1 | PV | OP | NA | SUN |  | 40874 |  |  | EIA Prime Mover-level Data
2020 | NC | Green Farm | 59148 | GREEN | PV | OP | NA | SUN |  | 75632 |  |  | EIA Prime Mover-level Data
2020 | NC | Grifton PV2 | 63568 | GRFT2 | PV | L | NA | SUN
2020 | NC | Grissom Solar, LLC | 64450 | GSF01 | PV | T | NA | SUN
2020 | NC | Grissom Solar, LLC | 64450 | GSF02 | BA | T | NA | MWH
2020 | NC | Grove Solar | 60181 | PV1 | PV | OP | NA | SUN |  | 118662 |  |  | EIA Prime Mover-level Data
2020 | NC | GRS CMS | 55599 | 1 | GT | OP | NA | LFG |  | 100636 | 1.0869 | 0.0216 | EIA Prime Mover-level Data | Estimated using an emission factor
2020 | NC | Gutenberg Solar | 63076 | GUTN | PV | OP | NA | SUN |  | 1341673 |  |  | EIA Prime Mover-level Data
2020 | NC | H F Lee Steam Electric Plant | 2709 | 01A | CT | OP | CC | NG | 7276 | 12654747 | 39.23 | 0.0062 | EPA/CAMD | EPA/NEI | 2012
2020 | NC | H F Lee Steam Electric Plant | 2709 | 01B | CT | OP | CC | NG | 7949 | 14197642 | 44.01 | 0.0061996 | EPA/CAMD | EPA/NEI | 2012
2020 | NC | H F Lee Steam Electric Plant | 2709 | 01C | CT | OP | CC | NG | 7820 | 13801340 | 42.78 | 0.0061994 | EPA/CAMD | EPA/NEI | 2012
2020 | NC | H F Lee Steam Electric Plant | 2709 | 10 | GT | OP | CT | DFO | 187 | 226259.0312 | 1.22 | 0.010784 | EPA/CAMD | EPA/NEI | 2000
2020 | NC | H F Lee Steam Electric Plant | 2709 | 11 | GT | OP | CT | DFO | 181 | 238700.6719 | 1.22 | 0.010222 | EPA/CAMD | EPA/NEI | 2000
2020 | NC | H F Lee Steam Electric Plant | 2709 | 12 | GT | OP | CT | NG | 270 | 328094 | 2.36 | 0.014386 | EPA/CAMD | EPA/NEI | 2000
2020 | NC | H F Lee Steam Electric Plant | 2709 | 13 | GT | OP | CT | NG | 427 | 519795.7188 | 2.36 | 0.0090805 | EPA/CAMD | EPA/NEI | 2000
2020 | NC | H F Lee Steam Electric Plant | 2709 | 14 | GT | OP | CT | NG | 580 | 723967.875 | 2.01 | 0.0055527 | EPA/CAMD | EPA/NEI | 2009
2020 | NC | Halifax | 58943 | 1 | PV | OP | NA | SUN |  | 318636 |  |  | EIA Prime Mover-level Data
2020 | NC | Hall Solar Energy Storage | 64508 | BAT1 | BA | T | NA | MWH
2020 | NC | Hall Solar Energy Storage | 64508 | SOL1 | PV | T | NA | SUN
2020 | NC | Hamlet Solar Energy Storage | 64512 | BAT1 | BA | T | NA | MWH
2020 | NC | Hamlet Solar Energy Storage | 64512 | SOL1 | PV | T | NA | SUN
2020 | NC | Hanover Solar, LLC | 61877 | HAN01 | PV | OP | NA | SUN |  | 83257 |  |  | EIA Prime Mover-level Data
2020 | NC | Happy Solar | 59512 | PV1 | PV | OP | NA | SUN |  | 60612 |  |  | EIA Prime Mover-level Data
2020 | NC | Hardison Farm Solar, LLC | 60415 | HFSPV | PV | OP | NA | SUN |  | 80106 |  |  | EIA Prime Mover-level Data
2020 | NC | Harrell's Hill Solar Center LLC | 59337 | HHS1 | PV | OP | NA | SUN |  | 73683 |  |  | EIA Prime Mover-level Data
2020 | NC | Harris | 6015 | 1 | ST | OP | NA | NUC |  | 86446664 |  |  | EIA Prime Mover-level Data
2020 | NC | Harrison Solar, LLC | 63975 | HARS | PV | OP | NA | SUN |  | 79 |  |  | EIA Prime Mover-level Data
2020 | NC | Harts Mill Solar, LLC | 64144 | HMS01 | PV | T | NA | SUN
2020 | NC | Harvest Beulaville, LLC | 63299 | NCBVL | PV | OP | NA | SUN |  | 31014 |  |  | EIA Prime Mover-level Data
2020 | NC | Haw River Hydro | 10258 | 1 | HY | OP | NA | WAT |  | 51532 |  |  | EIA Prime Mover-level Data
2020 | NC | Haw River Hydro | 10258 | 2 | HY | OP | NA | WAT |  | 25766 |  |  | EIA Prime Mover-level Data
2020 | NC | Hawk Solar | 60163 | PV1 | PV | CN | NA | SUN
2020 | NC | Hawkins Solar | 58727 | PV1 | PV | CN | NA | SUN
2020 | NC | Hawtree Solar | 62951 | HAWT1 | PV | U | NA | SUN
2020 | NC | Hayes Solar, LLC | 63974 | HAYES | PV | OP | NA | SUN |  | 114 |  |  | EIA Prime Mover-level Data
2020 | NC | Haynes Farm | 58332 | 1 | PV | OP | NA | SUN |  | 64866 |  |  | EIA Prime Mover-level Data
2020 | NC | Haywood Farm Solar, LLC | 61255 | HAY02 | PV | OP | NA | SUN |  | 74230 |  |  | EIA Prime Mover-level Data
2020 | NC | HCE Johnston I, LLC | 60121 | HCEJI | PV | OP | NA | SUN
2020 | NC | HCE Moore I | 62539 | PGR02 | PV | OP | NA | SUN |  | 28232 |  |  | EIA Prime Mover-level Data
2020 | NC | Hector Farm | 60577 | 1 | PV | OP | NA | SUN |  | 79642 |  |  | EIA Prime Mover-level Data
2020 | NC | Heedeh Solar | 60157 | PV1 | PV | OP | NA | SUN |  | 60103 |  |  | EIA Prime Mover-level Data
2020 | NC | Hemlock Solar | 60207 | HEMLK | PV | OP | NA | SUN |  | 83220 |  |  | EIA Prime Mover-level Data
2020 | NC | Hertford Solar Farm | 60384 | HERT | PV | OP | NA | SUN |  | 73124 |  |  | EIA Prime Mover-level Data
2020 | NC | Hertford Solar Power, LLC | 63024 | KEH | PV | U | NA | SUN
2020 | NC | Hew Fulton Farm, LLC | 60778 | 1 | PV | OP | NA | SUN |  | 73239 |  |  | EIA Prime Mover-level Data
2020 | NC | Hickory | 59829 | 5515 | PV | OP | NA | SUN |  | 84913 |  |  | EIA Prime Mover-level Data
2020 | NC | Higgins Solar | 60166 | PV1 | PV | CN | NA | SUN
2020 | NC | High Point, Fairfield | 56059 | 1 | IC | OP | NA | DFO |  | 37 | 0.005735 | 0.31 | EIA Prime Mover-level Data | Estimated using an emission factor
2020 | NC | High Point, Jackson Lake | 56058 | 1 | IC | RE | NA | DFO
2020 | NC | High Point, POLO | 57196 | 1 | IC | OP | NA | DFO |  | 1047 | 0.16229 | 0.31 | EIA Prime Mover-level Data | Estimated using an emission factor
2020 | NC | High Point, Pump Station Rd | 56260 | Unit1 | IC | OP | NA | DFO |  | 899.5 | 0.13942 | 0.31 | EIA Prime Mover-level Data | Estimated using an emission factor
2020 | NC | High Point, Pump Station Rd | 56260 | Unit2 | IC | OP | NA | DFO |  | 899.5 | 0.13942 | 0.31 | EIA Prime Mover-level Data | Estimated using an emission factor
2020 | NC | High Rock Hydro | 54896 | HR1 | HY | OP | NA | WAT |  | 468999 |  |  | EIA Prime Mover-level Data
2020 | NC | High Rock Hydro | 54896 | HR2 | HY | OP | NA | WAT |  | 468999 |  |  | EIA Prime Mover-level Data
2020 | NC | High Rock Hydro | 54896 | HR3 | HY | OP | NA | WAT |  | 468999 |  |  | EIA Prime Mover-level Data
2020 | NC | High Shoals Hydro (NC) | 10550 | GEN1 | HY | OP | NA | WAT |  | 51542 |  |  | EIA Prime Mover-level Data
2020 | NC | High Shoals PV1 | 59997 | HISHO | PV | U | NA | SUN
2020 | NC | Highest Power Solar, LLC | 63812 | PGR31 | PV | L | NA | SUN
2020 | NC | Highland Solar Center LLC | 59163 | HSC 1 | PV | OP | NA | SUN |  | 75350 |  |  | EIA Prime Mover-level Data
2020 | NC | Highwater Solar I | 59487 | HIGHW | PV | OP | NA | SUN |  | 80228 |  |  | EIA Prime Mover-level Data
2020 | NC | Hilly Branch | 60358 | 28941 | PV | IP | NA | SUN
2020 | NC | Hiwassee Dam | 2780 | 1 | HY | OP | NA | WAT |  | 4153311 |  |  | EIA Prime Mover-level Data
2020 | NC | Hiwassee Dam | 2780 | 2 | PS | OP | NA | WAT
2020 | NC | Holly Swamp Solar, LLC | 63695 | 13502 | PV | OP | NA | SUN
2020 | NC | Holstein Plant | 58623 | PV1 | PV | OP | NA | SUN |  | 293247 |  |  | EIA Prime Mover-level Data
2020 | NC | Hood Farm Solar, LLC | 61256 | HOF05 | PV | OP | NA | SUN |  | 73844 |  |  | EIA Prime Mover-level Data
2020 | NC | Hopewell Friends | 61883 | GEN1 | PV | OP | NA | SUN |  | 19187 |  |  | EIA Prime Mover-level Data
2020 | NC | Hornet Solar | 64167 | GEN | PV | L | NA | SUN
2020 | NC | Hot Springs Energy Storage & Microgrid | 64640 | ES1 | BA | V | NA | MWH
2020 | NC | Hot Springs Energy Storage & Microgrid | 64640 | PV1 | PV | V | NA | SUN
2020 | NC | Howardtown Farm | 60630 | PV1 | PV | L | NA | SUN
2020 | NC | Howell Midland Farm, LLC | 60312 | 1 | PV | OP | NA | SUN |  | 75378 |  |  | EIA Prime Mover-level Data
2020 | NC | Hunters Cove Solar | 64166 | GEN | PV | L | NA | SUN
2020 | NC | Huntersville Delivery No 2 | 56550 | 1 | IC | OP | NA | DFO |  | 37 | 0.005735 | 0.31 | EIA Prime Mover-level Data | Estimated using an emission factor
2020 | NC | Husky Solar | 59510 | PV1 | PV | OP | NA | SUN |  | 75455 |  |  | EIA Prime Mover-level Data
2020 | NC | Hutchinson Farm | 59564 | PV1 | PV | OP | NA | SUN |  | 80722 |  |  | EIA Prime Mover-level Data
2020 | NC | HWY 158 PV | 63566 | HW158 | PV | OP | NA | SUN |  | 6177 |  |  | EIA Prime Mover-level Data
2020 | NC | HXNAir Solar One | 60209 | HXNAI | PV | OP | NA | SUN |  | 73588 |  |  | EIA Prime Mover-level Data
2020 | NC | Icarus Solar | 60169 | PV1 | PV | CN | NA | SUN
2020 | NC | Iga Solar | 60170 | PV1 | PV | CN | NA | SUN
2020 | NC | Ingredion Winston Salem | 54618 | 7500 | ST | OP | NA | WDS |  | 2060629.5 | 19.2658 | 0.018699 | EIA Prime Mover-level Data | NEI avg EF - PM, fuel type
2020 | NC | Ingredion Winston Salem | 54618 | 900 | ST | OP | NA | WDS |  | 247275.5312 | 2.3119 | 0.018699 | EIA Prime Mover-level Data | NEI avg EF - PM, fuel type
2020 | NC | Innovative Solar 10 | 60050 | FLS1 | PV | OP | NA | SUN |  | 21064 |  |  | EIA Prime Mover-level Data
2020 | NC | Innovative Solar 14, LLC | 59553 | FLS1 | PV | OP | NA | SUN |  | 29091 |  |  | EIA Prime Mover-level Data
2020 | NC | Innovative Solar 15, LLC | 59554 | FLS1 | PV | OP | NA | SUN |  | 26634 |  |  | EIA Prime Mover-level Data
2020 | NC | Innovative Solar 16 | 60055 | FLS1 | PV | OP | NA | SUN |  | 29274 |  |  | EIA Prime Mover-level Data
2020 | NC | Innovative Solar 18, LLC | 60051 | FLS1 | PV | OP | NA | SUN |  | 31732 |  |  | EIA Prime Mover-level Data
2020 | NC | Innovative Solar 23 | 59670 | IS023 | PV | OP | NA | SUN |  | 29556 |  |  | EIA Prime Mover-level Data
2020 | NC | Innovative Solar 26, LLC | 60052 | FLS1 | PV | OP | NA | SUN |  | 30583 |  |  | EIA Prime Mover-level Data
2020 | NC | Innovative Solar 31 | 60540 | IS031 | PV | OP | NA | SUN |  | 511448 |  |  | EIA Prime Mover-level Data
2020 | NC | Innovative Solar 35, LLC | 61258 | ISS35 | PV | OP | NA | SUN |  | 31065 |  |  | EIA Prime Mover-level Data
2020 | NC | Innovative Solar 37 LLC | 59665 | IS037 | PV | OP | NA | SUN |  | 1212717 |  |  | EIA Prime Mover-level Data
2020 | NC | Innovative Solar 42 | 60539 | IS042 | PV | OP | NA | SUN |  | 1149928 |  |  | EIA Prime Mover-level Data
2020 | NC | Innovative Solar 43, LLC | 60149 | FLS1 | PV | OP | NA | SUN |  | 562201 |  |  | EIA Prime Mover-level Data
2020 | NC | Innovative Solar 44 | 59675 | IS044 | PV | OP | NA | SUN |  | 71948 |  |  | EIA Prime Mover-level Data
2020 | NC | Innovative Solar 46 | 59671 | IS046 | PV | OP | NA | SUN |  | 1304079 |  |  | EIA Prime Mover-level Data
2020 | NC | Innovative Solar 47 | 59666 | IS047 | PV | OP | NA | SUN |  | 599301 |  |  | EIA Prime Mover-level Data
2020 | NC | Innovative Solar 48 | 59667 | IS048 | PV | OP | NA | SUN |  | 72229 |  |  | EIA Prime Mover-level Data
2020 | NC | Innovative Solar 54 | 59669 | IS054 | PV | OP | NA | SUN |  | 843623 |  |  | EIA Prime Mover-level Data
2020 | NC | Innovative Solar 55 | 59676 | IS044 | PV | OP | NA | SUN |  | 76273 |  |  | EIA Prime Mover-level Data
2020 | NC | Innovative Solar 59, LLC | 61259 | ISS59 | PV | OP | NA | SUN |  | 30951 |  |  | EIA Prime Mover-level Data
2020 | NC | Innovative Solar 6 | 59542 | IS6 | PV | OP | NA | SUN |  | 53444 |  |  | EIA Prime Mover-level Data
2020 | NC | Innovative Solar 60, LLC | 61260 | ISS60 | PV | OP | NA | SUN |  | 33223 |  |  | EIA Prime Mover-level Data
2020 | NC | Innovative Solar 63, LLC | 60053 | FLS1 | PV | OP | NA | SUN |  | 75553 |  |  | EIA Prime Mover-level Data
2020 | NC | Innovative Solar 64 | 59677 | IS064 | PV | OP | NA | SUN |  | 69579 |  |  | EIA Prime Mover-level Data
2020 | NC | Innovative Solar 65 | 60398 | FLS1 | PV | OP | NA | SUN |  | 73773 |  |  | EIA Prime Mover-level Data
2020 | NC | Innovative Solar 67 | 59678 | IS067 | PV | OP | NA | SUN |  | 571973 |  |  | EIA Prime Mover-level Data
2020 | NC | International Paper Riegelwood Mill | 54656 | PB1 | ST | RE | NA | BIT |  | 0 | 0 |  | EIA Unit-level Data | NEI avg EF - PM, fuel type
2020 | NC | International Paper Riegelwood Mill | 54656 | PB2 | ST | OP | NA | NG |  | 991319 | 3.6801 | 0.0074247 | EIA Unit-level Data | NEI avg EF - PM, fuel type
2020 | NC | International Paper Riegelwood Mill | 54656 | PB5 | ST | OP | NA | NG |  | 758545 | 2.816 | 0.0074247 | EIA Unit-level Data | NEI avg EF - PM, fuel type
2020 | NC | International Paper Riegelwood Mill | 54656 | RB4 | ST | OP | NA | BLQ |  | 2899080 | 9.6806 | 0.0066784 | EIA Unit-level Data | NEI avg EF - PM, fuel type
2020 | NC | International Paper Riegelwood Mill | 54656 | RB5 | ST | OP | NA | BLQ |  | 12189936 | 40.7045 | 0.0066784 | EIA Unit-level Data | NEI avg EF - PM, fuel type
2020 | NC | Iredell County LFG Facility | 56962 | 1 | IC | OP | NA | LFG |  | 127167 | 0.93468 | 0.0147 | EIA Prime Mover-level Data | Estimated using an emission factor
2020 | NC | Iredell County LFG Facility | 56962 | 2 | IC | OP | NA | LFG |  | 127167 | 0.93468 | 0.0147 | EIA Prime Mover-level Data | Estimated using an emission factor
2020 | NC | Island Grove Solar | 61531 | GEN1 | PV | CN | NA | SUN
2020 | NC | Ivy River Hydro | 50890 | GEN1 | HY | OP | NA | WAT
2020 | NC | Ivy River Hydro | 50890 | GEN2 | HY | OP | NA | WAT
2020 | NC | Ivy River Hydro | 50890 | GEN3 | HY | OP | NA | WAT
2020 | NC | Ivy River Hydro | 50890 | GEN4 | HY | OP | NA | WAT
2020 | NC | Ivy River Hydro | 50890 | GEN5 | HY | OS | NA | WAT
2020 | NC | Ivy River Hydro | 50890 | GEN6 | HY | OS | NA | WAT
2020 | NC | Izia Solar | 60141 | PV1 | PV | CN | NA | SUN
2020 | NC | Jackson Solar Farm | 61292 | JAKSN | PV | OP | NA | SUN |  | 136481 |  |  | EIA Prime Mover-level Data
2020 | NC | Jacob Solar | 59503 | PV1 | PV | OP | NA | SUN |  | 66535 |  |  | EIA Prime Mover-level Data
2020 | NC | Jakana Solar | 59170 | 5MWPV | PV | OP | NA | SUN |  | 75414 |  |  | EIA Prime Mover-level Data
2020 | NC | Jamesville Road Solar, LLC | 62329 | JMVLR | PV | OP | NA | SUN |  | 95469 |  |  | EIA Prime Mover-level Data
2020 | NC | Jersey Holdings | 60784 | PV1 | PV | OP | NA | SUN |  | 78605 |  |  | EIA Prime Mover-level Data
2020 | NC | Jester Solar | 60290 | PV1 | PV | OP | NA | SUN |  | 72658 |  |  | EIA Prime Mover-level Data
2020 | NC | Jordan Hydroelectric Project | 58390 | EMOD | HY | OP | NA | WAT |  | 69009 |  |  | EIA Prime Mover-level Data
2020 | NC | Jordan Hydroelectric Project | 58390 | WMOD | HY | OP | NA | WAT |  | 69009 |  |  | EIA Prime Mover-level Data
2020 | NC | Jordan Solar | 60164 | PV1 | PV | CN | NA | SUN
2020 | NC | June Solar | 60158 | PV1 | PV | CN | NA | SUN
2020 | NC | Katherine Solar | 58728 | PV1 | PV | CN | NA | SUN
2020 | NC | Kathleen Solar | 60180 | PV1 | PV | OP | NA | SUN |  | 78352 |  |  | EIA Prime Mover-level Data
2020 | NC | Keen Farm | 59565 | PV1 | PV | OP | NA | SUN |  | 73884 |  |  | EIA Prime Mover-level Data
2020 | NC | Kelford | 59527 | KELF1 | PV | OP | NA | SUN |  | 358879 |  |  | EIA Prime Mover-level Data
2020 | NC | Kelford | 59796 | FLS1 | PV | OP | NA | SUN |  | 74203 |  |  | EIA Prime Mover-level Data
2020 | NC | Kelly Solar, LLC | 61219 | KELLY | PV | OP | NA | SUN |  | 77466 |  |  | EIA Prime Mover-level Data
2020 | NC | Kenansville | 59051 | GEN 1 | PV | OP | NA | SUN |  | 29424 |  |  | EIA Prime Mover-level Data
2020 | NC | Kenansville Solar 2, LLC | 58803 | INV1 | PV | OP | NA | SUN |  | 28266 |  |  | EIA Prime Mover-level Data
2020 | NC | Kenansville Solar Farm, LLC | 58840 | INV1 | PV | OP | NA | SUN |  | 6594.5562 |  |  | EIA Prime Mover-level Data
2020 | NC | Kenansville Solar Farm, LLC | 58840 | INV2 | PV | OP | NA | SUN |  | 6594.5562 |  |  | EIA Prime Mover-level Data
2020 | NC | Kenansville Solar Farm, LLC | 58840 | INV3 | PV | OP | NA | SUN |  | 6594.5562 |  |  | EIA Prime Mover-level Data
2020 | NC | Kenansville Solar Farm, LLC | 58840 | INV4 | PV | OP | NA | SUN |  | 6594.5562 |  |  | EIA Prime Mover-level Data
2020 | NC | Kenansville Solar Farm, LLC | 58840 | INV5 | PV | OP | NA | SUN |  | 6594.5562 |  |  | EIA Prime Mover-level Data
2020 | NC | Kenansville Solar Farm, LLC | 58840 | INV6 | PV | OP | NA | SUN |  | 6594.5562 |  |  | EIA Prime Mover-level Data
2020 | NC | Kenansville Solar Farm, LLC | 58840 | INV7 | PV | OP | NA | SUN |  | 6594.5562 |  |  | EIA Prime Mover-level Data
2020 | NC | Kenansville Solar Farm, LLC | 58840 | INV8 | PV | OP | NA | SUN |  | 6594.5562 |  |  | EIA Prime Mover-level Data
2020 | NC | Kenansville Solar Farm, LLC | 58840 | INV9 | PV | OP | NA | SUN |  | 6594.5562 |  |  | EIA Prime Mover-level Data
2020 | NC | Kennedy Solar, LLC | 60397 | FLS1 | PV | OP | NA | SUN |  | 69588 |  |  | EIA Prime Mover-level Data
2020 | NC | Kenneth Solar | 59507 | PV1 | PV | OP | NA | SUN |  | 39198 |  |  | EIA Prime Mover-level Data
2020 | NC | Kings Mountain Energy Center | 59325 | ES-1 | CT | OP | CC | NG | 7948 | 19784814 | 61.1477 | 0.0061813 | EPA/CAMD | NEI avg EF - PM, fuel type, firing type | 2018
2020 | NC | Kinston | 59125 | 1 | PV | OP | NA | SUN |  | 31277 |  |  | EIA Prime Mover-level Data
2020 | NC | Kinston Davis Farm | 61090 | 1 | PV | OP | NA | SUN |  | 74097 |  |  | EIA Prime Mover-level Data
2020 | NC | Kinston Solar | 59832 | FLS1 | PV | OP | NA | SUN |  | 76350 |  |  | EIA Prime Mover-level Data
2020 | NC | Kirkwall Holdings | 58791 | PV1 | PV | OP | NA | SUN |  | 71184 |  |  | EIA Prime Mover-level Data
2020 | NC | Kitty Hawk | 2757 | GT1 | GT | RE | NA | DFO
2020 | NC | Kitty Hawk | 2757 | GT2 | GT | RE | NA | DFO
2020 | NC | Kojak Farm | 60578 | 1 | PV | OP | NA | SUN |  | 74281 |  |  | EIA Prime Mover-level Data
2020 | NC | L V Sutton | 2713 | 01A | CT | OP | CC | NG | 7709 | 14192534 | 66.7 | 0.0093993 | EPA/CAMD | EPA/NEI | 2013
2020 | NC | L V Sutton | 2713 | 01B | CT | OP | CC | NG | 7757 | 14190767 | 66.7 | 0.0094005 | EPA/CAMD | EPA/NEI | 2013
2020 | NC | L V Sutton | 2713 | 4 | GT | OP | CT | NG | 898 | 323699 | 3.15 | 0.019463 | EPA/CAMD | EPA/NEI | 2017
2020 | NC | L V Sutton | 2713 | 5 | GT | OP | CT | NG | 911 | 329887.8125 | 3.22 | 0.019522 | EPA/CAMD | EPA/NEI | 2017
2020 | NC | Lafayette Solar I, LLC | 60105 | LAF | PV | OP | NA | SUN |  | 26732 |  |  | EIA Prime Mover-level Data
2020 | NC | Lake Lure | 2773 | 1 | HY | OA | NA | WAT |  | 27468 |  |  | EIA Prime Mover-level Data
2020 | NC | Lake Lure | 2773 | 2 | HY | OP | NA | WAT |  | 54936 |  |  | EIA Prime Mover-level Data
2020 | NC | Landis Delivery No 2 | 56551 | 1 | IC | OP | NA | DFO |  | 37 | 0.005735 | 0.31 | EIA Prime Mover-level Data | Estimated using an emission factor
2020 | NC | Lane II Solar, LLC | 63837 | PV1 | PV | OP | NA | SUN |  | 31303 |  |  | EIA Prime Mover-level Data
2020 | NC | Lane Solar | 62104 | PGRF2 | PV | OP | NA | SUN |  | 85913 |  |  | EIA Prime Mover-level Data
2020 | NC | Lang Solar Farm | 63449 | PV1 | PV | OP | NA | SUN |  | 78237 |  |  | EIA Prime Mover-level Data
2020 | NC | Langdon Solar Farm, LLC | 60538 | 1 | PV | OP | NA | SUN |  | 71545 |  |  | EIA Prime Mover-level Data
2020 | NC | Langley PV1 | 59158 | LNG1 | PV | OP | NA | SUN |  | 80641 |  |  | EIA Prime Mover-level Data
2020 | NC | Lanier Solar | 59486 | LANIE | PV | OP | NA | SUN |  | 77596 |  |  | EIA Prime Mover-level Data
2020 | NC | Laurinburg Farm | 61091 | 1 | PV | OP | NA | SUN |  | 78693 |  |  | EIA Prime Mover-level Data
2020 | NC | Laurinburg Solar | 59833 | FLS1 | PV | OP | NA | SUN |  | 72937 |  |  | EIA Prime Mover-level Data
2020 | NC | Laurinburg Solar, LLC (Heelstone) | 60200 | LAUR | PV | OP | NA | SUN |  | 32837 |  |  | EIA Prime Mover-level Data
2020 | NC | Leggett Solar, LLC | 60783 | 1 | PV | OP | NA | SUN |  | 79615 |  |  | EIA Prime Mover-level Data
2020 | NC | Lenoir Farm | 58333 | 1 | PV | OP | NA | SUN |  | 69421 |  |  | EIA Prime Mover-level Data
2020 | NC | Lenoir Farm 2 | 58334 | 1 | PV | OP | NA | SUN |  | 68560 |  |  | EIA Prime Mover-level Data
2020 | NC | Lewiston Solar | 59174 | 5MWPV | PV | OP | NA | SUN |  | 75447 |  |  | EIA Prime Mover-level Data
2020 | NC | Lexington | 56261 | Unit1 | IC | OP | NA | DFO |  | 48.5 | 0.0075175 | 0.31 | EIA Prime Mover-level Data | Estimated using an emission factor
2020 | NC | Lexington | 56261 | Unit2 | IC | OP | NA | DFO |  | 48.5 | 0.0075175 | 0.31 | EIA Prime Mover-level Data | Estimated using an emission factor
2020 | NC | Lexington Health Center | 56067 | 1 | IC | OP | NA | DFO |  | 50 | 0.00775 | 0.31 | EIA Prime Mover-level Data | Estimated using an emission factor
2020 | NC | Lexington Hickory Street | 56066 | 1 | IC | RE | NA | DFO
2020 | NC | Lick Creek Solar, LLC | 63811 | PGR27 | PV | U | NA | SUN
2020 | NC | Lillington Solar | 59921 | 5MWPV | PV | OP | NA | SUN |  | 82616 |  |  | EIA Prime Mover-level Data
2020 | NC | Lincoln Combustion Turbine | 7277 | 1 | GT | OP | CT | DFO | 45 | 28366.8262 | 0.62 | 0.043713 | EPA/CAMD | EPA/NEI | 1995
2020 | NC | Lincoln Combustion Turbine | 7277 | 10 | GT | OP | CT | DFO | 21 | 12720.3486 | 0.62 | 0.097482 | EPA/CAMD | EPA/NEI | 1995
2020 | NC | Lincoln Combustion Turbine | 7277 | 11 | GT | OP | CT | DFO | 29 | 19578.7266 | 0.62 | 0.063334 | EPA/CAMD | EPA/NEI | 1995
2020 | NC | Lincoln Combustion Turbine | 7277 | 12 | GT | OP | CT | DFO | 24 | 13103.4238 | 0.62 | 0.094632 | EPA/CAMD | EPA/NEI | 1995
2020 | NC | Lincoln Combustion Turbine | 7277 | 13 | GT | OP | CT | DFO | 21 | 13395.0195 | 0.62 | 0.092572 | EPA/CAMD | EPA/NEI | 1996
2020 | NC | Lincoln Combustion Turbine | 7277 | 14 | GT | OP | CT | DFO | 24 | 15798.3154 | 0.62 | 0.078489 | EPA/CAMD | EPA/NEI | 1996
2020 | NC | Lincoln Combustion Turbine | 7277 | 15 | GT | OP | CT | DFO | 22 | 14912.7217 | 0.62 | 0.08315 | EPA/CAMD | EPA/NEI | 1996
2020 | NC | Lincoln Combustion Turbine | 7277 | 16 | GT | OP | CT | DFO | 25 | 16626.4258 | 0.62 | 0.07458 | EPA/CAMD | EPA/NEI | 1996
2020 | NC | Lincoln Combustion Turbine | 7277 | 17 | GT | OP | CT | NG | 167 | 329059.9062 | 1.2767 | 0.0077596 | EPA/CAMD | NEI avg EF - PM, fuel type, firing type | 2020
2020 | NC | Lincoln Combustion Turbine | 7277 | 2 | GT | OP | CT | DFO | 44 | 29642.9316 | 0.62 | 0.041831 | EPA/CAMD | EPA/NEI | 1995
2020 | NC | Lincoln Combustion Turbine | 7277 | 3 | GT | OP | CT | DFO | 41 | 24704.0488 | 0.62 | 0.050194 | EPA/CAMD | EPA/NEI | 1995
2020 | NC | Lincoln Combustion Turbine | 7277 | 4 | GT | OP | CT | DFO | 33 | 20701.4727 | 0.62 | 0.059899 | EPA/CAMD | EPA/NEI | 1995
2020 | NC | Lincoln Combustion Turbine | 7277 | 5 | GT | OP | CT | DFO | 28 | 17386.9727 | 0.62 | 0.071318 | EPA/CAMD | EPA/NEI | 1995
2020 | NC | Lincoln Combustion Turbine | 7277 | 6 | GT | OP | CT | DFO | 29 | 16525.4531 | 0.62 | 0.075036 | EPA/CAMD | EPA/NEI | 1995
2020 | NC | Lincoln Combustion Turbine | 7277 | 7 | GT | OP | CT | DFO | 37 | 24414.5 | 0.62 | 0.050789 | EPA/CAMD | EPA/NEI | 1995
2020 | NC | Lincoln Combustion Turbine | 7277 | 8 | GT | OP | CT | DFO | 42 | 28793.5742 | 0.62 | 0.043065 | EPA/CAMD | EPA/NEI | 1995
2020 | NC | Lincoln Combustion Turbine | 7277 | 9 | GT | OP | CT | DFO | 27 | 15023.4688 | 0.62 | 0.082538 | EPA/CAMD | EPA/NEI | 1995
2020 | NC | Lincoln Solar, LLC (NC) | 60399 | FLS1 | PV | OP | NA | SUN |  | 79053 |  |  | EIA Prime Mover-level Data
2020 | NC | Lincolnton High School | 56341 | 1 | IC | OP | NA | DFO |  | 870 | 0.13485 | 0.31 | EIA Prime Mover-level Data | Estimated using an emission factor
2020 | NC | Little River PV 1 | 59521 | LTLRV | PV | OP | NA | SUN |  | 74466 |  |  | EIA Prime Mover-level Data
2020 | NC | Littlefield Solar Center LLC | 58809 | LSC1 | PV | OP | NA | SUN |  | 76361 |  |  | EIA Prime Mover-level Data
2020 | NC | Lockville Hydropower | 10051 | GEN1 | HY | OP | NA | WAT |  | 9706.5 |  |  | EIA Prime Mover-level Data
2020 | NC | Lockville Hydropower | 10051 | GEN2 | HY | OP | NA | WAT |  | 9706.5 |  |  | EIA Prime Mover-level Data
2020 | NC | Long Creek Waste Water Plant | 57630 | ES1 | IC | OP | NA | DFO |  | 1003.333 | 0.15552 | 0.31 | EIA Prime Mover-level Data | Estimated using an emission factor
2020 | NC | Long Creek Waste Water Plant | 57630 | ES2 | IC | OP | NA | DFO |  | 1003.333 | 0.15552 | 0.31 | EIA Prime Mover-level Data | Estimated using an emission factor
2020 | NC | Long Creek Waste Water Plant | 57630 | ES3 | IC | OP | NA | DFO |  | 1003.333 | 0.15552 | 0.31 | EIA Prime Mover-level Data | Estimated using an emission factor
2020 | NC | Long Farm 46 Solar, LLC | 60208 | PV1 | PV | OP | NA | SUN |  | 74850 |  |  | EIA Prime Mover-level Data
2020 | NC | Long Henry Solar | 61347 | GEN1 | PV | OP | NA | SUN |  | 33960 |  |  | EIA Prime Mover-level Data
2020 | NC | Longleaf Solar | 60173 | PV1 | PV | CN | NA | SUN
2020 | NC | Lookout Shoals | 2726 | 1 | HY | OP | NA | WAT |  | 509246 |  |  | EIA Prime Mover-level Data
2020 | NC | Lookout Shoals | 2726 | 2 | HY | OP | NA | WAT |  | 509246 |  |  | EIA Prime Mover-level Data
2020 | NC | Lookout Shoals | 2726 | 3 | HY | OP | NA | WAT |  | 509246 |  |  | EIA Prime Mover-level Data
2020 | NC | Lotus | 64173 | 1305 | PV | OP | NA | SUN |  | 60805 |  |  | EIA Prime Mover-level Data
2020 | NC | Lowe Solar Energy Storage | 64516 | BAT1 | BA | T | NA | MWH
2020 | NC | Lowe Solar Energy Storage | 64516 | SOL1 | PV | T | NA | SUN
2020 | NC | Ludie Brown Solar Energy Storage | 64514 | BAT1 | BA | T | NA | MWH
2020 | NC | Ludie Brown Solar Energy Storage | 64514 | SOL1 | PV | T | NA | SUN
2020 | NC | Lux Solar, LLC | 61284 | GEN1 | PV | OP | NA | SUN |  | 33749 |  |  | EIA Prime Mover-level Data
2020 | NC | Maiden Community Center | 56342 | 1 | IC | OP | NA | DFO |  | 931 | 0.1443 | 0.31 | EIA Prime Mover-level Data | Estimated using an emission factor
2020 | NC | Maiden Creek Solar Power Plant | 62668 | PV1 | PV | V | NA | SUN
2020 | NC | Maiden Finger Street | 56065 | 1 | IC | RE | NA | DFO
2020 | NC | Manning PV 1 | 59520 | MANN | PV | OP | NA | SUN |  | 78860 |  |  | EIA Prime Mover-level Data
2020 | NC | Manway Solar Farm | 59575 | PV1 | PV | OP | NA | SUN |  | 80634 |  |  | EIA Prime Mover-level Data
2020 | NC | Mariposa Solar Center LLC | 59162 | MSC 1 | PV | OP | NA | SUN |  | 74525 |  |  | EIA Prime Mover-level Data
2020 | NC | Market Farm | 59105 | 1 | PV | OP | NA | SUN |  | 71691 |  |  | EIA Prime Mover-level Data
2020 | NC | Marshall | 2727 | 1 | ST | OP | TANGENTIAL | BIT | 3523 | 8433159 | 45.86 | 0.010876 | EPA/CAMD | EPA/NEI | 1965
2020 | NC | Marshall | 2727 | 2 | ST | OP | TANGENTIAL | BIT | 3820 | 9450891 | 45.86 | 0.0097049 | EPA/CAMD | EPA/NEI | 1966
2020 | NC | Marshall | 2727 | 3 | ST | OP | TANGENTIAL | BIT | 4534 | 20408456 | 67.56 | 0.0066208 | EPA/CAMD | EPA/NEI | 1969
2020 | NC | Marshall | 2727 | 4 | ST | OP | TANGENTIAL | BIT | 5336 | 21418426 | 69.1 | 0.0064524 | EPA/CAMD | EPA/NEI | 1970
2020 | NC | Marshall Dam | 2710 | HC1 | HY | OP | NA | WAT |  | 0 |  |  | EIA Prime Mover-level Data
2020 | NC | Marshall Dam | 2710 | HC2 | HY | OP | NA | WAT |  | 0 |  |  | EIA Prime Mover-level Data
2020 | NC | Marshville Farm | 58335 | 1 | PV | OP | NA | SUN |  | 66604 |  |  | EIA Prime Mover-level Data
2020 | NC | Martin Creek Farm LLC | 59124 | 1 | PV | OP | NA | SUN |  | 46147 |  |  | EIA Prime Mover-level Data
2020 | NC | Martins Creek Solar NC, LLC | 57461 | 1 | PV | OP | NA | SUN |  | 10134 |  |  | EIA Prime Mover-level Data
2020 | NC | Mas Durham Power, LLC | 57365 | 1A | IC | OP | NA | LFG |  | 44678.5 | 0.32839 | 0.0147 | EIA Prime Mover-level Data | Estimated using an emission factor
2020 | NC | Mas Durham Power, LLC | 57365 | 1B | IC | OP | NA | LFG |  | 44678.5 | 0.32839 | 0.0147 | EIA Prime Mover-level Data | Estimated using an emission factor
2020 | NC | Mas Durham Power, LLC | 57365 | 1C | IC | RE | NA | LFG
2020 | NC | Mas Wayne Co Power, LLC | 57366 | 1A | IC | OP | NA | LFG |  | 19266 | 0.14161 | 0.0147 | EIA Prime Mover-level Data | Estimated using an emission factor
2020 | NC | Mas Wayne Co Power, LLC | 57366 | 1B | IC | OP | NA | LFG |  | 19266 | 0.14161 | 0.0147 | EIA Prime Mover-level Data | Estimated using an emission factor
2020 | NC | Mas Wayne Co Power, LLC | 57366 | 1C | IC | OP | NA | LFG |  | 19266 | 0.14161 | 0.0147 | EIA Prime Mover-level Data | Estimated using an emission factor
2020 | NC | Maxton Solar, LLC | 60416 | MSPV | PV | OP | NA | SUN |  | 75502 |  |  | EIA Prime Mover-level Data
2020 | NC | Mayberry Solar LLC | 57321 | 1PV | PV | OP | NA | SUN |  | 13045 |  |  | EIA Prime Mover-level Data
2020 | NC | Mayo | 6250 | 1A | ST | OP | WALL | BIT | 2523 | 4810825 | 67.55 | 0.028083 | EPA/CAMD | EPA/NEI | 1982
2020 | NC | Mayo | 6250 | 1B | ST | OP | WALL | BIT | 2523 | 3863818.5 | 67.55 | 0.034965 | EPA/CAMD | EPA/NEI | 1982
2020 | NC | MC1 Solar | 60395 | MC1PV | PV | OP | NA | SUN |  | 75439 |  |  | EIA Prime Mover-level Data
2020 | NC | McCallum Farm | 58350 | 1 | PV | OP | NA | SUN |  | 71974 |  |  | EIA Prime Mover-level Data
2020 | NC | McCaskey Solar Farm, LLC | 58804 | INV1 | PV | CN | NA | SUN
2020 | NC | McCaskey Solar Farm, LLC | 58804 | INV2 | PV | CN | NA | SUN
2020 | NC | McCaskey Solar Farm, LLC | 58804 | INV3 | PV | CN | NA | SUN
2020 | NC | McCaskey Solar Farm, LLC | 58804 | INV4 | PV | CN | NA | SUN
2020 | NC | McCaskey Solar Farm, LLC | 58804 | INV5 | PV | CN | NA | SUN
2020 | NC | McCaskey Solar Farm, LLC | 58804 | INV6 | PV | CN | NA | SUN
2020 | NC | McCaskey Solar Farm, LLC | 58804 | INV7 | PV | CN | NA | SUN
2020 | NC | McCaskey Solar Farm, LLC | 58804 | INV8 | PV | CN | NA | SUN
2020 | NC | McGoogan Farm, LLC | 60779 | 1 | PV | OP | NA | SUN |  | 80876 |  |  | EIA Prime Mover-level Data
2020 | NC | McGrigor Farm Solar | 60440 | PV1 | PV | OP | NA | SUN |  | 90152 |  |  | EIA Prime Mover-level Data
2020 | NC | McGuire | 6038 | 1 | ST | OP | NA | NUC |  | 98548592 |  |  | EIA Prime Mover-level Data
2020 | NC | McGuire | 6038 | 2 | ST | OP | NA | NUC |  | 100415424 |  |  | EIA Prime Mover-level Data
2020 | NC | McKenzie Farm | 58853 | 1 | PV | OP | NA | SUN |  | 74536 |  |  | EIA Prime Mover-level Data
2020 | NC | McLean Homestead | 60020 | PV1 | PV | L | NA | SUN
2020 | NC | Meadowbrook Solar Farm | 59936 | NB008 | PV | OP | NA | SUN |  | 80265 |  |  | EIA Prime Mover-level Data
2020 | NC | Meadowlark Solar | 64117 | MLS01 | PV | OP | NA | SUN |  | 81851 |  |  | EIA Prime Mover-level Data
2020 | NC | Meadows PV 1 | 59513 | MEAD1 | PV | OP | NA | SUN |  | 299175 |  |  | EIA Prime Mover-level Data
2020 | NC | Meeks Solar, LLC | 63267 | NCMKS | PV | OP | NA | SUN |  | 31126 |  |  | EIA Prime Mover-level Data
2020 | NC | Melinda Solar | 59502 | PV1 | PV | OP | NA | SUN |  | 68106 |  |  | EIA Prime Mover-level Data
2020 | NC | Meriwether Farm | 60579 | 1 | PV | OP | NA | SUN |  | 80651 |  |  | EIA Prime Mover-level Data
2020 | NC | Metropolitan Sewerage District | 10181 | GEN1 | HY | SB | NA | WAT |  | 24991.666 |  |  | EIA Prime Mover-level Data
2020 | NC | Metropolitan Sewerage District | 10181 | GEN2 | HY | OP | NA | WAT |  | 24991.666 |  |  | EIA Prime Mover-level Data
2020 | NC | Metropolitan Sewerage District | 10181 | GEN3 | HY | OP | NA | WAT |  | 24991.666 |  |  | EIA Prime Mover-level Data
2020 | NC | Mile Farm | 58336 | 1 | PV | OP | NA | SUN |  | 75009 |  |  | EIA Prime Mover-level Data
2020 | NC | Mill Pond Solar Farm, LLC | 61196 | MILLL | PV | OP | NA | SUN |  | 82171 |  |  | EIA Prime Mover-level Data
2020 | NC | Mill Pond Solar, LLC | 62328 | MLLPD | PV | OP | NA | SUN |  | 97609 |  |  | EIA Prime Mover-level Data
2020 | NC | MILL SOLAR 1 | 61160 | MILL1 | PV | OP | NA | SUN |  | 6939 |  |  | EIA Prime Mover-level Data
2020 | NC | Millikan Farm | 59576 | GEN1 | PV | OP | NA | SUN |  | 73456 |  |  | EIA Prime Mover-level Data
2020 | NC | Mills Anson Farm | 61093 | 1 | PV | OP | NA | SUN |  | 72718 |  |  | EIA Prime Mover-level Data
2020 | NC | Milo Solar | 58739 | PV1 | PV | OP | NA | SUN |  | 46733 |  |  | EIA Prime Mover-level Data
2020 | NC | Minnie Solar | 58740 | PV1 | PV | OP | NA | SUN |  | 44294 |  |  | EIA Prime Mover-level Data
2020 | NC | Misenheimer Farm | 59577 | PV1 | PV | OP | NA | SUN |  | 72428 |  |  | EIA Prime Mover-level Data
2020 | NC | Mission | 2746 | 1 | HY | OP | NA | WAT |  | 36028 |  |  | EIA Prime Mover-level Data
2020 | NC | Mission | 2746 | 2 | HY | OP | NA | WAT |  | 36028 |  |  | EIA Prime Mover-level Data
2020 | NC | Mission | 2746 | 3 | HY | OP | NA | WAT |  | 36028 |  |  | EIA Prime Mover-level Data
2020 | NC | Mocksville Farm | 58313 | 1 | PV | OP | NA | SUN |  | 74613 |  |  | EIA Prime Mover-level Data
2020 | NC | Mocksville Solar | 59570 | PV1 | PV | OP | NA | SUN |  | 227659 |  |  | EIA Prime Mover-level Data
2020 | NC | Modlin Solar Farm | 60417 | MSFPV | PV | OP | NA | SUN |  | 82782 |  |  | EIA Prime Mover-level Data
2020 | NC | Moncure Farm LLC | 59123 | 1 | PV | OP | NA | SUN |  | 48899 |  |  | EIA Prime Mover-level Data
2020 | NC | Monroe Generating Station | 57505 | 1 | GT | OP | NA | NG |  | 6455.5 | 0.0032091 | 0.00099423 | EIA Prime Mover-level Data | NEI avg EF - PM, fuel type, firing type
2020 | NC | Monroe Generating Station | 57505 | 2 | GT | OP | NA | NG |  | 6455.5 | 0.0032091 | 0.00099423 | EIA Prime Mover-level Data | NEI avg EF - PM, fuel type, firing type
2020 | NC | Monroe Middle School | 56343 | 1 | IC | OP | NA | DFO |  | 858 | 0.13299 | 0.31 | EIA Prime Mover-level Data | Estimated using an emission factor
2020 | NC | Monroe Moore Farm | 59578 | PV1 | PV | OP | NA | SUN |  | 76079 |  |  | EIA Prime Mover-level Data
2020 | NC | Monroe Solar Facility | 60383 | MONPV | PV | OP | NA | SUN |  | 883808 |  |  | EIA Prime Mover-level Data
2020 | NC | Montgomery Solar LLC | 58649 | 1 | PV | OP | NA | SUN |  | 328127 |  |  | EIA Prime Mover-level Data
2020 | NC | Moore Solar | 64193 | MR01 | PV | OP | NA | SUN |  | 69841 |  |  | EIA Prime Mover-level Data
2020 | NC | Moore Solar Farm | 58337 | 1 | PV | OP | NA | SUN |  | 67166 |  |  | EIA Prime Mover-level Data
2020 | NC | Moorings Farm | 58338 | 1 | PV | OP | NA | SUN |  | 66991 |  |  | EIA Prime Mover-level Data
2020 | NC | Moorings Farm 2, LLC | 61405 | 1 | PV | OP | NA | SUN |  | 78615 |  |  | EIA Prime Mover-level Data
2020 | NC | Morehead | 2711 | GT1 | GT | RE | NA | DFO
2020 | NC | Morgan Farm, LLC | 60133 | MOR | PV | OP | NA | SUN |  | 74657 |  |  | EIA Prime Mover-level Data
2020 | NC | Morgan's Corner | 60422 | 1 | PV | OP | NA | SUN |  | 269401 |  |  | EIA Prime Mover-level Data
2020 | NC | Morganton Station 5 | 56344 | 1 | IC | OP | NA | DFO |  | 50 | 0.00775 | 0.31 | EIA Prime Mover-level Data | Estimated using an emission factor
2020 | NC | Morganton, Parker Road | 56064 | 1 | IC | OP | NA | DFO |  | 43 | 0.006665 | 0.31 | EIA Prime Mover-level Data | Estimated using an emission factor
2020 | NC | Morning View | 61881 | GEN1 | PV | OP | NA | SUN |  | 30951 |  |  | EIA Prime Mover-level Data
2020 | NC | Mount Olive Farm | 59107 | 1 | PV | OP | NA | SUN |  | 82711 |  |  | EIA Prime Mover-level Data
2020 | NC | Mount Olive Solar | 59908 | 2MWPV | PV | OP | NA | SUN |  | 29082 |  |  | EIA Prime Mover-level Data
2020 | NC | Mountain Island | 2728 | 1 | HY | OP | NA | WAT |  | 499291.25 |  |  | EIA Prime Mover-level Data
2020 | NC | Mountain Island | 2728 | 2 | HY | OP | NA | WAT |  | 499291.25 |  |  | EIA Prime Mover-level Data
2020 | NC | Mountain Island | 2728 | 3 | HY | OP | NA | WAT |  | 499291.25 |  |  | EIA Prime Mover-level Data
2020 | NC | Mountain Island | 2728 | 4 | HY | OP | NA | WAT |  | 499291.25 |  |  | EIA Prime Mover-level Data
2020 | NC | Mt Olive Farm 2 | 58345 | 1 | PV | OP | NA | SUN |  | 76115 |  |  | EIA Prime Mover-level Data
2020 | NC | Mt Olive Solar 1 | 59645 | FLS1 | PV | OP | NA | SUN |  | 70991 |  |  | EIA Prime Mover-level Data
2020 | NC | Murdock Solar | 59509 | PV1 | PV | OP | NA | SUN |  | 58455 |  |  | EIA Prime Mover-level Data
2020 | NC | Murphy Farm Power, LLC | 57677 | 1 | PV | OP | NA | SUN |  | 10079 |  |  | EIA Prime Mover-level Data
2020 | NC | Murphy-Brown LLC | 55002 | 1 | IC | SB | NA | DFO |  | 75.5 | 0.011702 | 0.31 | EIA Prime Mover-level Data | Estimated using an emission factor
2020 | NC | Murphy-Brown LLC | 55002 | 2 | IC | SB | NA | DFO |  | 75.5 | 0.011702 | 0.31 | EIA Prime Mover-level Data | Estimated using an emission factor
2020 | NC | Mustang Solar | 61533 | GEN1 | PV | OP | NA | SUN |  | 82388 |  |  | EIA Prime Mover-level Data
2020 | NC | NA 1 (NC) | 7539 | 10 | CA | CN | NA | NG
2020 | NC | NA 1 (NC) | 7539 | 11 | CT | CN | NA | NG
2020 | NC | NA 1 (NC) | 7539 | 12 | CC | CN | NA | NG
2020 | NC | NA 1 (NC) | 7539 | 4 | CT | CN | NA | NG
2020 | NC | NA 1 (NC) | 7539 | 5 | CA | CN | NA | NG
2020 | NC | NA 1 (NC) | 7539 | 6 | CT | CN | NA | NG
2020 | NC | NA 1 (NC) | 7539 | 7 | CC | CN | NA | NG
2020 | NC | NA 1 (NC) | 7539 | 9 | CT | CN | NA | NG
2020 | NC | NA 1 (NC) | 7539 | CCE1 | CC | CN | NA | NG
2020 | NC | NA 1 (NC) | 7539 | CCW1 | CC | CN | NA | NG
2020 | NC | NA 1 (NC) | 7539 | CT1 | GT | CN | NA | NG
2020 | NC | NA 1 (NC) | 7539 | CT2 | GT | CN | NA | NG
2020 | NC | Nantahala | 2747 | 1 | HY | OP | NA | WAT |  | 2466678 |  |  | EIA Prime Mover-level Data
2020 | NC | Narrows (NC) | 54894 | YN1 | HY | OP | NA | WAT |  | 1337641.875 |  |  | EIA Prime Mover-level Data
2020 | NC | Narrows (NC) | 54894 | YN2 | HY | OP | NA | WAT |  | 1337641.875 |  |  | EIA Prime Mover-level Data
2020 | NC | Narrows (NC) | 54894 | YN3 | HY | OP | NA | WAT |  | 1570510.75 |  |  | EIA Prime Mover-level Data
2020 | NC | Narrows (NC) | 54894 | YN4 | HY | OP | NA | WAT |  | 1646328.5 |  |  | EIA Prime Mover-level Data
2020 | NC | Nash 58 Farm | 58854 | 1 | PV | OP | NA | SUN |  | 75132 |  |  | EIA Prime Mover-level Data
2020 | NC | Nash 64 Farm | 58855 | 1 | PV | OP | NA | SUN |  | 59718 |  |  | EIA Prime Mover-level Data
2020 | NC | Nash 97 Solar 2 | 64118 | N97S2 | PV | OP | NA | SUN |  | 76317 |  |  | EIA Prime Mover-level Data
2020 | NC | Nash 97 Solar, LLC | 60408 | 97PV | PV | OP | NA | SUN |  | 79730 |  |  | EIA Prime Mover-level Data
2020 | NC | Nashville Farms, LLC | 60134 | NASH | PV | OP | NA | SUN |  | 28838 |  |  | EIA Prime Mover-level Data
2020 | NC | NC 102 Project LLC | 61610 | NC102 | PV | OP | NA | SUN |  | 1232905 |  |  | EIA Prime Mover-level Data
2020 | NC | NC Renewable Power - Lumberton LLC | 10382 | UNIT1 | ST | OP | STOKER | WDS | 5390 | 977989.3125 | 10.09 | 0.020634 | EPA/CAMD | EPA/NEI | 1985
2020 | NC | NC Renewable Power - Lumberton LLC | 10382 | UNIT2 | ST | OP | STOKER | WDS | 5456 | 1005967.8125 | 10.09 | 0.02006 | EPA/CAMD | EPA/NEI | 1985
2020 | NC | NCEMC Anson Plant | 56249 | ES1-A | GT | OP | CT | NG | 236 | 57597.3867 | 2.35 | 0.081601 | EPA/CAMD | EPA/NEI | 2007
2020 | NC | NCEMC Anson Plant | 56249 | ES1-B | GT | OP | CT | NG | 198 | 49601.6914 | 2.35 | 0.094755 | EPA/CAMD | EPA/NEI | 2007
2020 | NC | NCEMC Anson Plant | 56249 | ES2-A | GT | OP | CT | NG | 210 | 51141.2188 | 2.35 | 0.091902 | EPA/CAMD | EPA/NEI | 2007
2020 | NC | NCEMC Anson Plant | 56249 | ES2-B | GT | OP | CT | NG | 196 | 48522.9766 | 2.35 | 0.096861 | EPA/CAMD | EPA/NEI | 2007
2020 | NC | NCEMC Anson Plant | 56249 | ES3-A | GT | OP | CT | NG | 345 | 83186.8047 | 2.35 | 0.056499 | EPA/CAMD | EPA/NEI | 2007
2020 | NC | NCEMC Anson Plant | 56249 | ES3-B | GT | OP | CT | NG | 342 | 87472.8438 | 2.35 | 0.053731 | EPA/CAMD | EPA/NEI | 2007
2020 | NC | NCEMC Anson Plant | 56249 | ES4-A | GT | OP | CT | NG | 362 | 90055.8125 | 2.35 | 0.05219 | EPA/CAMD | EPA/NEI | 2007
2020 | NC | NCEMC Anson Plant | 56249 | ES4-B | GT | OP | CT | NG | 360 | 92294.7031 | 2.35 | 0.050924 | EPA/CAMD | EPA/NEI | 2007
2020 | NC | NCEMC Anson Plant | 56249 | ES5-A | GT | OP | CT | NG | 401 | 98159.6719 | 2.35 | 0.047881 | EPA/CAMD | EPA/NEI | 2007
2020 | NC | NCEMC Anson Plant | 56249 | ES5-B | GT | OP | CT | NG | 398 | 97178.7812 | 2.35 | 0.048364 | EPA/CAMD | EPA/NEI | 2007
2020 | NC | NCEMC Anson Plant | 56249 | ES6-A | GT | OP | CT | NG | 332 | 81651.0625 | 2.35 | 0.057562 | EPA/CAMD | EPA/NEI | 2007
2020 | NC | NCEMC Anson Plant | 56249 | ES6-B | GT | OP | CT | NG | 339 | 82625.0391 | 2.35 | 0.056883 | EPA/CAMD | EPA/NEI | 2007
2020 | NC | NCEMC Hamlet Plant | 56292 | ES1-A | GT | OP | CT | NG | 344 | 82949.0781 | 1.47 | 0.035443 | EPA/CAMD | EPA/NEI | 2007
2020 | NC | NCEMC Hamlet Plant | 56292 | ES1-B | GT | OP | CT | NG | 344 | 88557.0859 | 1.47 | 0.033199 | EPA/CAMD | EPA/NEI | 2007
2020 | NC | NCEMC Hamlet Plant | 56292 | ES2-A | GT | OP | CT | NG | 102 | 21251.4395 | 1.47 | 0.13834 | EPA/CAMD | EPA/NEI | 2007
2020 | NC | NCEMC Hamlet Plant | 56292 | ES2-B | GT | OP | CT | NG | 101 | 22385.9258 | 1.47 | 0.13133 | EPA/CAMD | EPA/NEI | 2007
2020 | NC | NCEMC Hamlet Plant | 56292 | ES3-A | GT | OP | CT | NG | 94 | 19580.4961 | 1.47 | 0.15015 | EPA/CAMD | EPA/NEI | 2007
2020 | NC | NCEMC Hamlet Plant | 56292 | ES3-B | GT | OP | CT | NG | 89 | 19830.4805 | 1.47 | 0.14826 | EPA/CAMD | EPA/NEI | 2007
2020 | NC | NCEMC Hamlet Plant | 56292 | ES4-A | GT | OP | CT | NG | 332 | 82844.9453 | 1.47 | 0.035488 | EPA/CAMD | EPA/NEI | 2007
2020 | NC | NCEMC Hamlet Plant | 56292 | ES4-B | GT | OP | CT | NG | 332 | 80239.6719 | 1.47 | 0.03664 | EPA/CAMD | EPA/NEI | 2007
2020 | NC | NCEMC Hamlet Plant | 56292 | ES5-A | GT | OP | CT | NG | 341 | 84942.1641 | 1.47 | 0.034612 | EPA/CAMD | EPA/NEI | 2007
2020 | NC | NCEMC Hamlet Plant | 56292 | ES5-B | GT | OP | CT | NG | 324 | 80244.3906 | 1.47 | 0.036638 | EPA/CAMD | EPA/NEI | 2007
2020 | NC | NCEMC Hamlet Plant | 56292 | ES6-A | GT | OP | CT | NG | 102 | 22234.0449 | 0.11 | 0.0098947 | EPA/CAMD | EPA/NEI | 2013
2020 | NC | NCEMC Hamlet Plant | 56292 | ES6-B | GT | OP | CT | NG | 101 | 22295.7715 | 0.11 | 0.0098673 | EPA/CAMD | EPA/NEI | 2013
2020 | NC | NCSU Cates Cogeneration Plant | 61676 | CTG1 | GT | OP | NA | NG |  | 677060.5 | 0.33658 | 0.00099423 | EIA Prime Mover-level Data | NEI avg EF - PM, fuel type, firing type
2020 | NC | NCSU Cates Cogeneration Plant | 61676 | CTG2 | GT | OP | NA | NG |  | 677060.5 | 0.33658 | 0.00099423 | EIA Prime Mover-level Data | NEI avg EF - PM, fuel type, firing type
2020 | NC | NCSU CCUP Cogeneration Plant | 61675 | CTG1 | GT | OP | NA | NG |  | 577691 | 0.28718 | 0.00099423 | EIA Prime Mover-level Data | NEI avg EF - PM, fuel type, firing type
2020 | NC | NCSU CCUP Cogeneration Plant | 61675 | STG | ST | OP | NA | NG |  | 35137 | 0.13044 | 0.0074247 | EIA Prime Mover-level Data | NEI avg EF - PM, fuel type
2020 | NC | Neisler Street Solar | 60072 | NSS1 | PV | OP | NA | SUN |  | 29354 |  |  | EIA Prime Mover-level Data
2020 | NC | Neuse River Solar Farm | 58524 | 1 | PV | OP | NA | SUN |  | 12622 |  |  | EIA Prime Mover-level Data
2020 | NC | New Bern | 56688 | 1 | IC | OP | NA | LFG |  | 13767.7227 | 0.10119 | 0.0147 | EIA Prime Mover-level Data | Estimated using an emission factor
2020 | NC | New Bern | 56688 | 10 | IC | OP | NA | LFG |  | 13767.7227 | 0.10119 | 0.0147 | EIA Prime Mover-level Data | Estimated using an emission factor
2020 | NC | New Bern | 56688 | 11 | IC | OP | NA | LFG |  | 13767.7227 | 0.10119 | 0.0147 | EIA Prime Mover-level Data | Estimated using an emission factor
2020 | NC | New Bern | 56688 | 12 | IC | OP | NA | LFG |  | 13767.7227 | 0.10119 | 0.0147 | EIA Prime Mover-level Data | Estimated using an emission factor
2020 | NC | New Bern | 56688 | 13 | IC | OP | NA | LFG |  | 13767.7227 | 0.10119 | 0.0147 | EIA Prime Mover-level Data | Estimated using an emission factor
2020 | NC | New Bern | 56688 | 14 | IC | OP | NA | LFG |  | 13767.7227 | 0.10119 | 0.0147 | EIA Prime Mover-level Data | Estimated using an emission factor
2020 | NC | New Bern | 56688 | 15 | IC | OP | NA | LFG |  | 13767.7227 | 0.10119 | 0.0147 | EIA Prime Mover-level Data | Estimated using an emission factor
2020 | NC | New Bern | 56688 | 16 | IC | OP | NA | LFG |  | 13767.7227 | 0.10119 | 0.0147 | EIA Prime Mover-level Data | Estimated using an emission factor
2020 | NC | New Bern | 56688 | 17 | IC | OP | NA | LFG |  | 13767.7227 | 0.10119 | 0.0147 | EIA Prime Mover-level Data | Estimated using an emission factor
2020 | NC | New Bern | 56688 | 18 | IC | OP | NA | LFG |  | 13767.7227 | 0.10119 | 0.0147 | EIA Prime Mover-level Data | Estimated using an emission factor
2020 | NC | New Bern | 56688 | 2 | IC | OP | NA | LFG |  | 13767.7227 | 0.10119 | 0.0147 | EIA Prime Mover-level Data | Estimated using an emission factor
2020 | NC | New Bern | 56688 | 3 | IC | OP | NA | LFG |  | 13767.7227 | 0.10119 | 0.0147 | EIA Prime Mover-level Data | Estimated using an emission factor
2020 | NC | New Bern | 56688 | 4 | IC | OP | NA | LFG |  | 13767.7227 | 0.10119 | 0.0147 | EIA Prime Mover-level Data | Estimated using an emission factor
2020 | NC | New Bern | 56688 | 5 | IC | OP | NA | LFG |  | 13767.7227 | 0.10119 | 0.0147 | EIA Prime Mover-level Data | Estimated using an emission factor
2020 | NC | New Bern | 56688 | 6 | IC | OP | NA | LFG |  | 13767.7227 | 0.10119 | 0.0147 | EIA Prime Mover-level Data | Estimated using an emission factor
2020 | NC | New Bern | 56688 | 7 | IC | OP | NA | LFG |  | 13767.7227 | 0.10119 | 0.0147 | EIA Prime Mover-level Data | Estimated using an emission factor
2020 | NC | New Bern | 56688 | 8 | IC | OP | NA | LFG |  | 13767.7227 | 0.10119 | 0.0147 | EIA Prime Mover-level Data | Estimated using an emission factor
2020 | NC | New Bern | 56688 | 9 | IC | OP | NA | LFG |  | 13767.7227 | 0.10119 | 0.0147 | EIA Prime Mover-level Data | Estimated using an emission factor
2020 | NC | New Bern Farm | 58339 | 1 | PV | OP | NA | SUN |  | 71710 |  |  | EIA Prime Mover-level Data
2020 | NC | Newton Grove | 59835 | GEN1 | PV | OP | NA | SUN |  | 25952 |  |  | EIA Prime Mover-level Data
2020 | NC | Nick Solar | 58741 | NICK | PV | OP | NA | SUN |  | 71342 |  |  | EIA Prime Mover-level Data
2020 | NC | Nickelson Solar 2 | 64119 | NS2 | PV | OP | NA | SUN |  | 82177 |  |  | EIA Prime Mover-level Data
2020 | NC | Nickelson Solar, LLC | 62205 | GNICK | PV | OP | NA | SUN |  | 82422 |  |  | EIA Prime Mover-level Data
2020 | NC | Nitro Solar | 59501 | NITRO | PV | OP | NA | SUN |  | 69439 |  |  | EIA Prime Mover-level Data
2020 | NC | North 301 Solar | 61778 | N301 | PV | OP | NA | SUN |  | 334032 |  |  | EIA Prime Mover-level Data
2020 | NC | North Carolina Solar Bethea I | 58531 | P22A | PV | OP | NA | SUN |  | 13650.5 |  |  | EIA Prime Mover-level Data
2020 | NC | North Carolina Solar Bethea I | 58531 | P22B | PV | OP | NA | SUN |  | 13650.5 |  |  | EIA Prime Mover-level Data
2020 | NC | North Carolina Solar III LLC | 58880 | NCIII | PV | OP | NA | SUN |  | 70658 |  |  | EIA Prime Mover-level Data
2020 | NC | North Nash Farm, LLC | 60651 | 1 | PV | OP | NA | SUN |  | 75062 |  |  | EIA Prime Mover-level Data
2020 | NC | Northern Cardinal Solar | 60992 | NCARD | PV | OP | NA | SUN |  | 32917 |  |  | EIA Prime Mover-level Data
2020 | NC | Oak Trail Solar, LLC | 64683 | GEN01 | PV | T | NA | SUN
2020 | NC | Oakboro Farm | 58851 | 1 | PV | OP | NA | SUN |  | 71473 |  |  | EIA Prime Mover-level Data
2020 | NC | OAKBORO PV1 | 63162 | OAKPV | PV | P | NA | SUN
2020 | NC | Ocracoke Hybrid | 6377 | 1 | IC | OP | NA | DFO |  | 1218 | 0.18879 | 0.31 | EIA Prime Mover-level Data | Estimated using an emission factor
2020 | NC | Ocracoke Hybrid | 6377 | BAT | BA | OP | NA | MWH |  | 0 |  |  | EIA Prime Mover-level Data
2020 | NC | Old Caroleen Solar Farm | 61534 | GEN1 | PV | OP | NA | SUN |  | 30302 |  |  | EIA Prime Mover-level Data
2020 | NC | Old Catawba PV 1 | 59519 | OLDC | PV | OP | NA | SUN |  | 49111 |  |  | EIA Prime Mover-level Data
2020 | NC | Old Cedar Solar Energy Storage | 64522 | BAT1 | BA | T | NA | MWH
2020 | NC | Old Cedar Solar Energy Storage | 64522 | SOL1 | PV | T | NA | SUN
2020 | NC | Old Pageland Monroe Road Solar Farm | 60600 | PV1 | PV | OP | NA | SUN |  | 75204 |  |  | EIA Prime Mover-level Data
2020 | NC | Old Wire Farm | 61094 | 1 | PV | OP | NA | SUN |  | 85483 |  |  | EIA Prime Mover-level Data
2020 | NC | Olin Creek Farm Solar | 64626 | OLINC | PV | T | NA | SUN
2020 | NC | Onslow Energy | 59036 | GEN 1 | PV | CN | NA | SUN
2020 | NC | Onslow Power Producers | 58558 | GEN1 | IC | OP | NA | LFG |  | 152346 | 1.1197 | 0.0147 | EIA Prime Mover-level Data | Estimated using an emission factor
2020 | NC | Orbit Energy Charlotte | 58638 | 1 | IC | OP | NA | OBG
2020 | NC | Organ Church Solar | 60284 | PV1 | PV | OP | NA | SUN |  | 92669 |  |  | EIA Prime Mover-level Data
2020 | NC | Osceola Solar, LLC | 60828 | PV1 | PV | CN | NA | SUN
2020 | NC | Ouchchy PV1 | 59999 | OUCH1 | PV | OP | NA | SUN |  | 43970 |  |  | EIA Prime Mover-level Data
2020 | NC | Owen Solar | 58742 | PV1 | PV | OP | NA | SUN |  | 77221 |  |  | EIA Prime Mover-level Data
2020 | NC | Oxford Dam | 2729 | 1 | HY | OP | NA | WAT |  | 803954 |  |  | EIA Prime Mover-level Data
2020 | NC | Oxford Dam | 2729 | 2 | HY | OP | NA | WAT |  | 803954 |  |  | EIA Prime Mover-level Data
2020 | NC | Page Solar | 62018 | PGRI1 | PV | OP | NA | SUN |  | 24943 |  |  | EIA Prime Mover-level Data
2020 | NC | Pamlico Partners Solar | 58799 | 1 | PV | OP | NA | SUN |  | 71473 |  |  | EIA Prime Mover-level Data
2020 | NC | Panda Solar NC 1, LLC | 62089 | 20002 | PV | OP | NA | SUN |  | 13440 |  |  | EIA Prime Mover-level Data
2020 | NC | Panda Solar NC 10, LLC | 62128 | 20031 | PV | OP | NA | SUN |  | 26634 |  |  | EIA Prime Mover-level Data
2020 | NC | Panda Solar NC 11, LLC | 62129 | 20032 | PV | OP | NA | SUN |  | 29250 |  |  | EIA Prime Mover-level Data
2020 | NC | Panda Solar NC 2, LLC | 62120 | 20003 | PV | OP | NA | SUN |  | 27880 |  |  | EIA Prime Mover-level Data
2020 | NC | Panda Solar NC 3, LLC | 62121 | 20011 | PV | OP | NA | SUN |  | 32179 |  |  | EIA Prime Mover-level Data
2020 | NC | Panda Solar NC 4, LLC | 62122 | 20009 | PV | OP | NA | SUN |  | 27116 |  |  | EIA Prime Mover-level Data
2020 | NC | Panda Solar NC 5, LLC | 62123 | 20007 | PV | OP | NA | SUN |  | 14528 |  |  | EIA Prime Mover-level Data
2020 | NC | Panda Solar NC 6, LLC | 62124 | 20028 | PV | OP | NA | SUN |  | 15247 |  |  | EIA Prime Mover-level Data
2020 | NC | Panda Solar NC 7, LLC | 62125 | 20038 | PV | OP | NA | SUN |  | 20197 |  |  | EIA Prime Mover-level Data
2020 | NC | Panda Solar NC 8, LLC | 62126 | 20052 | PV | OP | NA | SUN |  | 28011 |  |  | EIA Prime Mover-level Data
2020 | NC | Panda Solar NC 9, LLC | 62127 | 20022 | PV | OP | NA | SUN |  | 29215 |  |  | EIA Prime Mover-level Data
2020 | NC | Partin Solar | 63827 | 95 | PV | V | NA | SUN
2020 | NC | Pasquotank | 59530 | PASQ1 | PV | OP | NA | SUN |  | 329425 |  |  | EIA Prime Mover-level Data
2020 | NC | Pate Farm | 58856 | 1 | PV | OP | NA | SUN |  | 73334 |  |  | EIA Prime Mover-level Data
2020 | NC | PCIP Solar | 58305 | PCIP | PV | OP | NA | SUN |  | 14669 |  |  | EIA Prime Mover-level Data
2020 | NC | PCS Phosphate | 50509 | GEN1 | ST | OP | NA | WH |  | 1733256 |  |  | EIA Prime Mover-level Data
2020 | NC | PCSP3 Airport | 58538 | 3 | PV | OP | NA | SUN |  | 33663 |  |  | EIA Prime Mover-level Data
2020 | NC | Pecan Grove Solar, LLC | 62659 | 1081 | PV | OP | NA | SUN |  | 70413 |  |  | EIA Prime Mover-level Data
2020 | NC | Pecan PV1 | 59157 | PEC1 | PV | OP | NA | SUN |  | 76983 |  |  | EIA Prime Mover-level Data
2020 | NC | Pecan Solar | 60030 | PECAN | PV | OP | NA | SUN |  | 1386870 |  |  | EIA Prime Mover-level Data
2020 | NC | Penny Hill Solar | 63266 | NCPHL | PV | OP | NA | SUN |  | 31846 |  |  | EIA Prime Mover-level Data
2020 | NC | Perkins Solar, LLC | 60629 | PV1 | PV | OP | NA | SUN |  | 31986 |  |  | EIA Prime Mover-level Data
2020 | NC | Perquimans Solar LLC | 63955 | PERQU | PV | T | NA | SUN
2020 | NC | PG Solar, LLC | 63692 | 13504 | PV | OP | NA | SUN
2020 | NC | Phelps 158 Solar Farm | 61134 | 15800 | PV | OP | NA | SUN |  | 85607 |  |  | EIA Prime Mover-level Data
2020 | NC | Pike Road Solar | 60360 | 51116 | PV | IP | NA | SUN
2020 | NC | Pikeville Farm | 61404 | 1 | PV | OP | NA | SUN |  | 88099 |  |  | EIA Prime Mover-level Data
2020 | NC | Pilot Mountain Solar, LLC | 63835 | PV1 | PV | OP | NA | SUN |  | 19730 |  |  | EIA Prime Mover-level Data
2020 | NC | Pine Valley Solar Farm, LLC | 60298 | PV1 | PV | P | NA | SUN
2020 | NC | Pinesage | 61978 | GEN1 | PV | OP | NA | SUN |  | 73139 |  |  | EIA Prime Mover-level Data
2020 | NC | Pineville Delivery 2 | 56345 | 1 | IC | OP | NA | DFO |  | 50 | 0.00775 | 0.31 | EIA Prime Mover-level Data | Estimated using an emission factor
2020 | NC | Plant Rowan County | 7826 | 1 | GT | OP | CT | NG | 1045 | 1429762.625 | 7.31 | 0.010225 | EPA/CAMD | EPA/NEI | 2001
2020 | NC | Plant Rowan County | 7826 | 2 | GT | OP | CT | NG | 174 | 260786.7188 | 1.31 | 0.010047 | EPA/CAMD | EPA/NEI | 2001
2020 | NC | Plant Rowan County | 7826 | 3 | GT | OP | CT | NG | 1308 | 1859838.375 | 9.51 | 0.010227 | EPA/CAMD | EPA/NEI | 2001
2020 | NC | Plant Rowan County | 7826 | 4 | CT | OP | CC | NG | 7992 | 13910631 | 29.2 | 0.0041982 | EPA/CAMD | EPA/NEI | 2003
2020 | NC | Plant Rowan County | 7826 | 5 | CT | OP | CC | NG | 8143 | 14219666 | 29.9 | 0.0042054 | EPA/CAMD | EPA/NEI | 2003
2020 | NC | Pleasant Hill PV1 | 63787 | PHILL | PV | L | NA | SUN
2020 | NC | Plott Hound Solar | 63015 | 1088 | PV | L | NA | SUN
2020 | NC | Plymouth Solar LLC | 58480 | 1 | PV | OP | NA | SUN |  | 55192 |  |  | EIA Prime Mover-level Data
2020 | NC | Pollocksville Solar | 59917 | 5MWPV | PV | OP | NA | SUN |  | 80334 |  |  | EIA Prime Mover-level Data
2020 | NC | Porter Solar | 59504 | PV1 | PV | OP | NA | SUN |  | 68255 |  |  | EIA Prime Mover-level Data
2020 | NC | Powatan Road Solar | 64035 | POWTN | PV | OP | NA | SUN |  | 351 |  |  | EIA Prime Mover-level Data
2020 | NC | Princeton | 59533 | PRCTN | PV | OP | NA | SUN |  | 74597 |  |  | EIA Prime Mover-level Data
2020 | NC | Progress Manis I | 58529 | P11A | PV | OP | NA | SUN |  | 12962.5 |  |  | EIA Prime Mover-level Data
2020 | NC | Progress Manis I | 58529 | P11B | PV | OP | NA | SUN |  | 12962.5 |  |  | EIA Prime Mover-level Data
2020 | NC | Progress Solar 1, LLC | 58493 | PRO1 | PV | OP | NA | SUN |  | 49241 |  |  | EIA Prime Mover-level Data
2020 | NC | Progress Solar II, LLC | 58494 | PROG2 | PV | OP | NA | SUN |  | 49321 |  |  | EIA Prime Mover-level Data
2020 | NC | Progress Solar III, LLC | 58495 | PROG3 | PV | OP | NA | SUN |  | 51139 |  |  | EIA Prime Mover-level Data
2020 | NC | Quail Holdings | 60434 | PV1 | PV | L | NA | SUN
2020 | NC | Quarter Horse Solar | 62095 | PGRF5 | PV | OP | NA | SUN |  | 70675 |  |  | EIA Prime Mover-level Data
2020 | NC | Queens Creek | 6438 | 1 | HY | OP | NA | WAT |  | 55200 |  |  | EIA Prime Mover-level Data
2020 | NC | Quincy Solar | 59506 | PV1 | PV | OP | NA | SUN |  | 59218 |  |  | EIA Prime Mover-level Data
2020 | NC | QVC Inc | 56966 | 1 | PV | OP | NA | SUN |  | 5778.4609 |  |  | EIA Prime Mover-level Data
2020 | NC | QVC Inc | 56966 | 2 | PV | OP | NA | SUN |  | 16757.5391 |  |  | EIA Prime Mover-level Data
2020 | NC | Raeford Farm | 58274 | RAEF | PV | OP | NA | SUN |  | 69192 |  |  | EIA Prime Mover-level Data
2020 | NC | Railroad Farm | 58316 | 1 | PV | OP | NA | SUN |  | 68869 |  |  | EIA Prime Mover-level Data
2020 | NC | Railroad Farm 2 | 61095 | 1 | PV | OP | NA | SUN |  | 79625 |  |  | EIA Prime Mover-level Data
2020 | NC | Railroad Solar Farm, LLC | 63381 | NCRAL | PV | OP | NA | SUN |  | 58131 |  |  | EIA Prime Mover-level Data
2020 | NC | Rams Horn Solar Center LLC | 58810 | RHSC1 | PV | OP | NA | SUN |  | 69579 |  |  | EIA Prime Mover-level Data
2020 | NC | Ranchland Solar, LLC | 61813 | RCHLD | PV | OP | NA | SUN |  | 1090378 |  |  | EIA Prime Mover-level Data
2020 | NC | Ray Wilson Solar | 63017 | 1090 | PV | L | NA | SUN
2020 | NC | Red Hill Solar Center, LLC | 59760 | RHILL | PV | OP | NA | SUN |  | 68438 |  |  | EIA Prime Mover-level Data
2020 | NC | Red Oak Solar Farm, LLC | 60929 | RDOAK | PV | OP | NA | SUN |  | 80895 |  |  | EIA Prime Mover-level Data
2020 | NC | Red Toad 1425 A Powatan Road, LLC | 60129 | POW | PV | OP | NA | SUN |  | 31589 |  |  | EIA Prime Mover-level Data
2020 | NC | Red Toad 4451 Buffalo Road, LLC | 62131 | G4451 | PV | OP | NA | SUN |  | 34976 |  |  | EIA Prime Mover-level Data
2020 | NC | Red Toad 5840 Buffalo Road, LLC | 62204 | G5840 | PV | OP | NA | SUN |  | 33023 |  |  | EIA Prime Mover-level Data
2020 | NC | Redmon Solar Farm LLC | 59114 | 1 | PV | OP | NA | SUN |  | 32959 |  |  | EIA Prime Mover-level Data
2020 | NC | Reidsville Energy Center | 61240 | REC | CT | T | NA | NG
2020 | NC | Reidsville Energy Center | 61240 | REC2 | CA | T | NA | NG
2020 | NC | Reventure Park | 58865 | LFG | IC | OP | NA | LFG |  | 147662.5781 | 1.0853 | 0.0147 | EIA Prime Mover-level Data | Estimated using an emission factor
2020 | NC | Reventure Park | 58865 | RNG | IC | OP | NA | LFG |  | 124347.4297 | 0.91395 | 0.0147 | EIA Prime Mover-level Data | Estimated using an emission factor
2020 | NC | Rhodhiss | 2730 | 1 | HY | OP | NA | WAT |  | 348094.6562 |  |  | EIA Prime Mover-level Data
2020 | NC | Rhodhiss | 2730 | 2 | HY | OP | NA | WAT |  | 348094.6562 |  |  | EIA Prime Mover-level Data
2020 | NC | Rhodhiss | 2730 | 3 | HY | OP | NA | WAT |  | 348094.6562 |  |  | EIA Prime Mover-level Data
2020 | NC | Rhubarb One | 59216 | PV1 | PV | CN | NA | SUN
2020 | NC | Richmond County Plant | 7805 | 1 | GT | OP | CT | NG | 2145 | 2886556.25 | 7.95 | 0.0055083 | EPA/CAMD | EPA/NEI | 2001
2020 | NC | Richmond County Plant | 7805 | 10 | CT | OP | CC | NG | 7661 | 15331106 | 42.16 | 0.0054999 | EPA/CAMD | EPA/NEI | 2011
2020 | NC | Richmond County Plant | 7805 | 2 | GT | OP | CT | NG | 2180 | 2937583.5 | 8.08 | 0.0055011 | EPA/CAMD | EPA/NEI | 2001
2020 | NC | Richmond County Plant | 7805 | 3 | GT | OP | CT | NG | 1979 | 2693204 | 7.43 | 0.0055176 | EPA/CAMD | EPA/NEI | 2001
2020 | NC | Richmond County Plant | 7805 | 4 | GT | OP | CT | NG | 1417 | 1993644.25 | 5.49 | 0.0055075 | EPA/CAMD | EPA/NEI | 2001
2020 | NC | Richmond County Plant | 7805 | 6 | GT | OP | CT | NG | 2070 | 2795252 | 7.69 | 0.0055022 | EPA/CAMD | EPA/NEI | 2002
2020 | NC | Richmond County Plant | 7805 | 7 | CT | OP | CC | NG | 6549 | 10764432 | 29.6 | 0.0054996 | EPA/CAMD | EPA/NEI | 2002
2020 | NC | Richmond County Plant | 7805 | 8 | CT | OP | CC | NG | 6486 | 10567723 | 29.06 | 0.0054998 | EPA/CAMD | EPA/NEI | 2002
2020 | NC | Richmond County Plant | 7805 | 9 | CT | OP | CC | NG | 7649 | 15360892 | 42.24 | 0.0054997 | EPA/CAMD | EPA/NEI | 2011
2020 | NC | River Road Solar, LLC | 60487 | PV1 | PV | OP | NA | SUN |  | 65095 |  |  | EIA Prime Mover-level Data
2020 | NC | Riverbend | 2732 | 10 | GT | RE | TANGENTIAL | NG
2020 | NC | Riverbend | 2732 | 11 | GT | RE | NA | NG
2020 | NC | Riverbend | 2732 | 4 | ST | RE | NA | BIT
2020 | NC | Riverbend | 2732 | 5 | ST | RE | NA | BIT
2020 | NC | Riverbend | 2732 | 6 | ST | RE | NA | BIT
2020 | NC | Riverbend | 2732 | 7 | ST | RE | TANGENTIAL | BIT
2020 | NC | Riverbend | 2732 | 8 | GT | RE | TANGENTIAL | NG
2020 | NC | Riverbend | 2732 | 9 | GT | RE | TANGENTIAL | NG
2020 | NC | RJ Solar | 58743 | PV1 | PV | CN | NA | SUN
2020 | NC | Roanoke Rapids | 2758 | 1 | HY | OP | NA | WAT |  | 879703.5 |  |  | EIA Prime Mover-level Data
2020 | NC | Roanoke Rapids | 2758 | 2 | HY | OP | NA | WAT |  | 879703.5 |  |  | EIA Prime Mover-level Data
2020 | NC | Roanoke Rapids | 2758 | 3 | HY | OP | NA | WAT |  | 879703.5 |  |  | EIA Prime Mover-level Data
2020 | NC | Roanoke Rapids | 2758 | 4 | HY | OP | NA | WAT |  | 879703.5 |  |  | EIA Prime Mover-level Data
2020 | NC | Robeson County LFG to Energy | 59763 | GEN01 | IC | OP | NA | LFG |  | 18009 | 0.13237 | 0.0147 | EIA Prime Mover-level Data | Estimated using an emission factor
2020 | NC | Robeson County LFG to Energy | 59763 | GEN02 | IC | OS | NA | LFG |  | 18009 | 0.13237 | 0.0147 | EIA Prime Mover-level Data | Estimated using an emission factor
2020 | NC | Robin Solar | 60165 | PV1 | PV | V | NA | SUN
2020 | NC | Rock Farm | 58347 | 1 | PV | OP | NA | SUN |  | 76325 |  |  | EIA Prime Mover-level Data
2020 | NC | Rockingham County Combustion Turbine | 55116 | CT1 | GT | OP | CT | NG | 774 | 1028138.5625 | 5.95 | 0.011574 | EPA/CAMD | EPA/NEI | 2000
2020 | NC | Rockingham County Combustion Turbine | 55116 | CT2 | GT | OP | CT | NG | 1384 | 1888216.25 | 5.95 | 0.0063022 | EPA/CAMD | EPA/NEI | 2000
2020 | NC | Rockingham County Combustion Turbine | 55116 | CT3 | GT | OP | CT | NG | 1121 | 1505304.375 | 5.95 | 0.0079054 | EPA/CAMD | EPA/NEI | 2000
2020 | NC | Rockingham County Combustion Turbine | 55116 | CT4 | GT | OP | CT | NG | 1021 | 1380707.875 | 5.95 | 0.0086188 | EPA/CAMD | EPA/NEI | 2000
2020 | NC | Rockingham County Combustion Turbine | 55116 | CT5 | GT | OP | CT | NG | 787 | 1060550.875 | 5.95 | 0.011221 | EPA/CAMD | EPA/NEI | 2000
2020 | NC | Rockingham Solar, LLC | 60106 | ROCK | PV | OP | NA | SUN |  | 79817 |  |  | EIA Prime Mover-level Data
2020 | NC | Rockwell Solar LLC | 58668 | ROCKW | PV | OP | NA | SUN |  | 37636 |  |  | EIA Prime Mover-level Data
2020 | NC | Rocky Mount Mill | 50468 | 1 | HY | OS | NA | WAT
2020 | NC | Rocky Mount Mill | 50468 | 2 | HY | OA | NA | WAT
2020 | NC | Rocky Mount Mill | 50468 | 3 | HY | OA | NA | WAT
2020 | NC | Roman Solar | 60159 | PV1 | PV | CN | NA | SUN
2020 | NC | Roper Farm, LLC | 60761 | 1 | PV | OP | NA | SUN |  | 80782 |  |  | EIA Prime Mover-level Data
2020 | NC | Rose Acre Solar Energy Storage | 64511 | BAT1 | BA | T | NA | MWH
2020 | NC | Rose Acre Solar Energy Storage | 64511 | SOL1 | PV | T | NA | SUN
2020 | NC | Rose Hill | 59375 | ROSE1 | PV | OP | NA | SUN |  | 28160 |  |  | EIA Prime Mover-level Data
2020 | NC | Rosemary Power Station | 50555 | 1 | CT | OP | CC | DFO | 8 | 5019.5132 | 0.03 | 0.011953 | EPA/CAMD | EPA/NEI | 1990
2020 | NC | Rosemary Power Station | 50555 | 2 | CT | OP | CC | DFO | 88 | 33343.1016 | 0.18 | 0.010797 | EPA/CAMD | EPA/NEI | 1990
2020 | NC | Rosewood Solar | 61520 | GEN1 | PV | OP | NA | SUN |  | 33678 |  |  | EIA Prime Mover-level Data
2020 | NC | Round Hill PV1 | 59998 | RNDHL | PV | CN | NA | SUN
2020 | NC | Roxboro | 2712 | 1 | ST | OP | WALL | BIT | 2391 | 5934618 | 28.98 | 0.0097664 | EPA/CAMD | EPA/NEI | 1966
2020 | NC | Roxboro | 2712 | 2 | ST | OP | TANGENTIAL | BIT | 3768 | 15176379 | 30.47 | 0.0040155 | EPA/CAMD | EPA/NEI | 1968
2020 | NC | Roxboro | 2712 | 3A | ST | OP | WALL | BIT | 4791 | 9670948 | 65.45 | 0.013535 | EPA/CAMD | EPA/NEI | 1973
2020 | NC | Roxboro | 2712 | 3B | ST | OP | WALL | BIT | 4626 | 9723036 | 65.45 | 0.013463 | EPA/CAMD | EPA/NEI | 1973
2020 | NC | Roxboro | 2712 | 4A | ST | OP | WALL | BIT | 2998 | 8362210.5 | 109.5 | 0.026189 | EPA/CAMD | EPA/NEI | 1980
2020 | NC | Roxboro | 2712 | 4B | ST | OP | WALL | BIT | 2768 | 6551634 | 109.5 | 0.033427 | EPA/CAMD | EPA/NEI | 1980
2020 | NC | Roxboro Farm | 58340 | 1 | PV | OP | NA | SUN |  | 74964 |  |  | EIA Prime Mover-level Data
2020 | NC | Roxboro Solar Farm, LLC | 61288 | GEN1 | PV | OP | NA | SUN |  | 76115 |  |  | EIA Prime Mover-level Data
2020 | NC | Royal Solar | 59831 | FLS1 | PV | OP | NA | SUN |  | 69334 |  |  | EIA Prime Mover-level Data
2020 | NC | Ruff Solar LLC | 62594 | 11625 | PV | OP | NA | SUN |  | 94467 |  |  | EIA Prime Mover-level Data
2020 | NC | Ruskin Solar | 60922 | PV1 | PV | OP | NA | SUN |  | 33996 |  |  | EIA Prime Mover-level Data
2020 | NC | Rutherford Farm | 59589 | PV1 | PV | OP | NA | SUN |  | 1152580 |  |  | EIA Prime Mover-level Data
2020 | NC | Ryland Road Solar | 64677 | RYLND | PV | V | NA | SUN
2020 | NC | Sabattus Solar LLC | 62596 | 11999 | PV | OP | NA | SUN |  | 68132 |  |  | EIA Prime Mover-level Data
2020 | NC | Sadie Solar | 60168 | PV1 | PV | CN | NA | SUN
2020 | NC | Sadiebrook NC Solar | 62102 | PGRF1 | PV | OP | NA | SUN |  | 75993 |  |  | EIA Prime Mover-level Data
2020 | NC | Salem Energy Systems LLC | 54984 | UNT1 | GT | RE | NA | LFG
2020 | NC | Salem Energy Systems LLC | 54984 | UNT2 | GT | OP | NA | LFG |  | 449785 | 4.8577 | 0.0216 | EIA Prime Mover-level Data | Estimated using an emission factor
2020 | NC | Salisbury Solar | 61128 | 12349 | PV | OP | NA | SUN |  | 65806 |  |  | EIA Prime Mover-level Data
2020 | NC | Samarcand Solar Farm, LLC | 58805 | INV1 | PV | OP | NA | SUN |  | 6598.2002 |  |  | EIA Prime Mover-level Data
2020 | NC | Samarcand Solar Farm, LLC | 58805 | INV10 | PV | OP | NA | SUN |  | 6598.2002 |  |  | EIA Prime Mover-level Data
2020 | NC | Samarcand Solar Farm, LLC | 58805 | INV2 | PV | OP | NA | SUN |  | 6598.2002 |  |  | EIA Prime Mover-level Data
2020 | NC | Samarcand Solar Farm, LLC | 58805 | INV3 | PV | OP | NA | SUN |  | 6598.2002 |  |  | EIA Prime Mover-level Data
2020 | NC | Samarcand Solar Farm, LLC | 58805 | INV4 | PV | OP | NA | SUN |  | 6598.2002 |  |  | EIA Prime Mover-level Data
2020 | NC | Samarcand Solar Farm, LLC | 58805 | INV5 | PV | OP | NA | SUN |  | 6598.2002 |  |  | EIA Prime Mover-level Data
2020 | NC | Samarcand Solar Farm, LLC | 58805 | INV6 | PV | OP | NA | SUN |  | 6598.2002 |  |  | EIA Prime Mover-level Data
2020 | NC | Samarcand Solar Farm, LLC | 58805 | INV7 | PV | OP | NA | SUN |  | 6598.2002 |  |  | EIA Prime Mover-level Data
2020 | NC | Samarcand Solar Farm, LLC | 58805 | INV8 | PV | OP | NA | SUN |  | 6598.2002 |  |  | EIA Prime Mover-level Data
2020 | NC | Samarcand Solar Farm, LLC | 58805 | INV9 | PV | OP | NA | SUN |  | 6598.2002 |  |  | EIA Prime Mover-level Data
2020 | NC | Sampson County Disposal | 57492 | GEN1 | IC | OP | NA | LFG |  | 105864.6641 | 0.77811 | 0.0147 | EIA Prime Mover-level Data | Estimated using an emission factor
2020 | NC | Sampson County Disposal | 57492 | GEN2 | IC | OP | NA | LFG |  | 105864.6641 | 0.77811 | 0.0147 | EIA Prime Mover-level Data | Estimated using an emission factor
2020 | NC | Sampson County Disposal | 57492 | GEN3 | IC | OP | NA | LFG |  | 105864.6641 | 0.77811 | 0.0147 | EIA Prime Mover-level Data | Estimated using an emission factor
2020 | NC | Sampson County Disposal | 57492 | GEN4 | IC | OP | NA | LFG |  | 105864.6641 | 0.77811 | 0.0147 | EIA Prime Mover-level Data | Estimated using an emission factor
2020 | NC | Sampson County Disposal | 57492 | GEN5 | IC | OP | NA | LFG |  | 105864.6641 | 0.77811 | 0.0147 | EIA Prime Mover-level Data | Estimated using an emission factor
2020 | NC | Sampson County Disposal | 57492 | GEN6 | IC | OP | NA | LFG |  | 105864.6641 | 0.77811 | 0.0147 | EIA Prime Mover-level Data | Estimated using an emission factor
2020 | NC | Sampson County Disposal | 57492 | GEN7 | IC | T | NA | LFG
2020 | NC | Sampson County Disposal | 57492 | GEN8 | IC | T | NA | LFG
2020 | NC | Sampson Solar | 61096 | 1 | PV | OP | NA | SUN |  | 32996 |  |  | EIA Prime Mover-level Data
2020 | NC | Sandy Cross Solar, LLC | 58491 | SANDY | PV | OP | NA | SUN |  | 17502 |  |  | EIA Prime Mover-level Data
2020 | NC | Sandy Solar | 62692 | PGR04 | PV | OP | NA | SUN |  | 85213 |  |  | EIA Prime Mover-level Data
2020 | NC | Santeetlah | 54898 | 1 | HY | OP | NA | WAT |  | 964281 |  |  | EIA Prime Mover-level Data
2020 | NC | Santeetlah | 54898 | 2 | HY | OP | NA | WAT |  | 964281 |  |  | EIA Prime Mover-level Data
2020 | NC | Sarah Solar | 59500 | SARAH | PV | OP | NA | SUN |  | 69027 |  |  | EIA Prime Mover-level Data
2020 | NC | SAS Solar Farm | 56915 | 1 | PV | OP | NA | SUN |  | 4336 |  |  | EIA Prime Mover-level Data
2020 | NC | SAS Solar Farm | 56915 | 2 | PV | OP | NA | SUN |  | 4336 |  |  | EIA Prime Mover-level Data
2020 | NC | SAS Solar Farm | 56915 | 3 | PV | OP | NA | SUN |  | 4336 |  |  | EIA Prime Mover-level Data
2020 | NC | SAS Solar Farm | 56915 | 4 | PV | OP | NA | SUN |  | 4336 |  |  | EIA Prime Mover-level Data
2020 | NC | Scarlet Solar | 60921 | PV1 | PV | OP | NA | SUN |  | 33442 |  |  | EIA Prime Mover-level Data
2020 | NC | Schell Solar Farm | 59591 | PV1 | PV | OP | NA | SUN |  | 72411 |  |  | EIA Prime Mover-level Data
2020 | NC | Scotch Bonnet Solar, LLC | 63345 | PGR07 | PV | OP | NA | SUN
2020 | NC | Seaboard Solar LLC | 59643 | 5MWPV | PV | OP | NA | SUN |  | 77194 |  |  | EIA Prime Mover-level Data
2020 | NC | Sedberry Farm | 59592 | PV1 | PV | OP | NA | SUN |  | 74421 |  |  | EIA Prime Mover-level Data
2020 | NC | Sellers Farm Solar | 60439 | PV1 | PV | T | NA | SUN
2020 | NC | Selma Solar LLC | 58669 | SELMA | PV | OP | NA | SUN |  | 68682 |  |  | EIA Prime Mover-level Data
2020 | NC | Shadow Solar | 58744 | PV1 | PV | CN | NA | SUN
2020 | NC | Shakespeare Solar | 63014 | PGR12 | PV | CN | NA | SUN
2020 | NC | Shankle Solar Center LLC | 58956 | SHAN | PV | OP | NA | SUN |  | 68869 |  |  | EIA Prime Mover-level Data
2020 | NC | Shannon Farm | 58323 | 1 | PV | OP | NA | SUN |  | 70228 |  |  | EIA Prime Mover-level Data
2020 | NC | Shawboro PV1 | 59155 | SHAW1 | PV | OP | NA | SUN |  | 316040 |  |  | EIA Prime Mover-level Data
2020 | NC | Shelby Randolph Road Solar 1, LLC | 60101 | SRR | PV | OP | NA | SUN |  | 27897 |  |  | EIA Prime Mover-level Data
2020 | NC | Shelby Solar Energy Generation Facility | 57200 | 1 | PV | OP | NA | SUN |  | 13055 |  |  | EIA Prime Mover-level Data
2020 | NC | Shelby, NC | 54363 | GEN2 | IC | SB | NA | DFO
2020 | NC | Shelby, NC | 54363 | GEN3 | IC | SB | NA | DFO
2020 | NC | Shelby, NC | 54363 | GEN4 | IC | SB | NA | DFO
2020 | NC | Shelby, NC | 54363 | GEN5 | IC | SB | NA | DFO
2020 | NC | Shelby, Toms Street | 56063 | 1 | IC | OP | NA | DFO |  | 43 | 0.006665 | 0.31 | EIA Prime Mover-level Data | Estimated using an emission factor
2020 | NC | Shelter Solar | 60156 | PV1 | PV | OP | NA | SUN |  | 81545 |  |  | EIA Prime Mover-level Data
2020 | NC | Shiloh Hwy Solar | 62691 | PGR05 | PV | OP | NA | SUN |  | 83711 |  |  | EIA Prime Mover-level Data
2020 | NC | Shoe Creek Solar, LLC | 60380 | SCSPV | PV | OP | NA | SUN |  | 1212412 |  |  | EIA Prime Mover-level Data
2020 | NC | SID Solar I, LLC | 60108 | SID | PV | OP | NA | SUN |  | 68201 |  |  | EIA Prime Mover-level Data
2020 | NC | Sigmon Catawba Farm | 58861 | 1 | PV | OP | NA | SUN |  | 71200 |  |  | EIA Prime Mover-level Data
2020 | NC | Signature Solar | 60155 | PV1 | PV | CN | NA | SUN
2020 | NC | Siler 421 Farm, LLC | 61019 | SILER | PV | OP | NA | SUN |  | 83503 |  |  | EIA Prime Mover-level Data
2020 | NC | Siler City Solar 2 | 64121 | SCS2 | PV | OP | NA | SUN |  | 85765 |  |  | EIA Prime Mover-level Data
2020 | NC | Siler Solar LLC | 59112 | 1 | PV | OP | NA | SUN |  | 79940 |  |  | EIA Prime Mover-level Data
2020 | NC | Simons Farm | 59149 | SIMON | PV | OP | NA | SUN |  | 68823 |  |  | EIA Prime Mover-level Data
2020 | NC | Smithfield Farmland Corp Bladen | 54823 | GEN1 | IC | SB | NA | DFO |  | 34.526 | 0.0053515 | 0.31 | EIA Prime Mover-level Data | Estimated using an emission factor
2020 | NC | Smithfield Farmland Corp Bladen | 54823 | GEN2 | IC | SB | NA | DFO |  | 34.526 | 0.0053515 | 0.31 | EIA Prime Mover-level Data | Estimated using an emission factor
2020 | NC | Smithfield Farmland Corp Bladen | 54823 | GEN3 | IC | SB | NA | DFO |  | 34.526 | 0.0053515 | 0.31 | EIA Prime Mover-level Data | Estimated using an emission factor
2020 | NC | Smithfield Farmland Corp Bladen | 54823 | GEN4 | IC | SB | NA | DFO |  | 34.526 | 0.0053515 | 0.31 | EIA Prime Mover-level Data | Estimated using an emission factor
2020 | NC | Smithfield Farmland Corp Bladen | 54823 | GEN5 | IC | SB | NA | DFO |  | 34.526 | 0.0053515 | 0.31 | EIA Prime Mover-level Data | Estimated using an emission factor
2020 | NC | Smithfield Farmland Corp Bladen | 54823 | GEN6 | IC | SB | NA | DFO |  | 34.526 | 0.0053515 | 0.31 | EIA Prime Mover-level Data | Estimated using an emission factor
2020 | NC | Smithfield Farmland Corp Bladen | 54823 | GEN7 | IC | SB | NA | DFO |  | 34.526 | 0.0053515 | 0.31 | EIA Prime Mover-level Data | Estimated using an emission factor
2020 | NC | Smithfield Farmland Corp Bladen | 54823 | GEN8 | IC | SB | NA | DFO |  | 34.526 | 0.0053515 | 0.31 | EIA Prime Mover-level Data | Estimated using an emission factor
2020 | NC | Smithfield Farmland Corp Bladen | 54823 | GEN9 | IC | SB | NA | DFO |  | 34.526 | 0.0053515 | 0.31 | EIA Prime Mover-level Data | Estimated using an emission factor
2020 | NC | Smithfield Farmland Corp Bladen | 54823 | GN10 | IC | SB | NA | DFO |  | 34.526 | 0.0053515 | 0.31 | EIA Prime Mover-level Data | Estimated using an emission factor
2020 | NC | Smithfield Farmland Corp Bladen | 54823 | GN11 | IC | SB | NA | DFO |  | 34.526 | 0.0053515 | 0.31 | EIA Prime Mover-level Data | Estimated using an emission factor
2020 | NC | Smithfield Farmland Corp Bladen | 54823 | GN12 | IC | SB | NA | DFO |  | 34.526 | 0.0053515 | 0.31 | EIA Prime Mover-level Data | Estimated using an emission factor
2020 | NC | Smithfield Farmland Corp Bladen | 54823 | GN13 | IC | SB | NA | DFO |  | 34.526 | 0.0053515 | 0.31 | EIA Prime Mover-level Data | Estimated using an emission factor
2020 | NC | Smithfield Farmland Corp Bladen | 54823 | GN14 | IC | SB | NA | DFO |  | 34.526 | 0.0053515 | 0.31 | EIA Prime Mover-level Data | Estimated using an emission factor
2020 | NC | Smithfield Farmland Corp Bladen | 54823 | GN15 | IC | SB | NA | DFO |  | 34.526 | 0.0053515 | 0.31 | EIA Prime Mover-level Data | Estimated using an emission factor
2020 | NC | Smithfield Farmland Corp Bladen | 54823 | GN16 | IC | SB | NA | DFO |  | 34.526 | 0.0053515 | 0.31 | EIA Prime Mover-level Data | Estimated using an emission factor
2020 | NC | Smithfield Farmland Corp Bladen | 54823 | GN17 | IC | SB | NA | DFO |  | 34.526 | 0.0053515 | 0.31 | EIA Prime Mover-level Data | Estimated using an emission factor
2020 | NC | Smithfield Farmland Corp Bladen | 54823 | GN18 | IC | SB | NA | DFO |  | 34.526 | 0.0053515 | 0.31 | EIA Prime Mover-level Data | Estimated using an emission factor
2020 | NC | Smithfield Farmland Corp Bladen | 54823 | GN19 | IC | SB | NA | DFO |  | 34.526 | 0.0053515 | 0.31 | EIA Prime Mover-level Data | Estimated using an emission factor
2020 | NC | Smithfield Packaged Meats Corp. | 56035 | 1 | IC | SB | NA | DFO |  | 1320.5 | 0.20468 | 0.31 | EIA Prime Mover-level Data | Estimated using an emission factor
2020 | NC | Smithfield Packaged Meats Corp. | 56035 | 2 | IC | SB | NA | DFO |  | 1320.5 | 0.20468 | 0.31 | EIA Prime Mover-level Data | Estimated using an emission factor
2020 | NC | Smithfield Packaged Meats Corp. | 58575 | 1 | IC | OP | NA | DFO |  | 3820.75 | 0.59222 | 0.31 | EIA Prime Mover-level Data | Estimated using an emission factor
2020 | NC | Smithfield Packaged Meats Corp. | 58575 | 2 | IC | OP | NA | DFO |  | 3820.75 | 0.59222 | 0.31 | EIA Prime Mover-level Data | Estimated using an emission factor
2020 | NC | Smithfield Packaged Meats Corp. | 58575 | 3 | IC | OP | NA | DFO |  | 3820.75 | 0.59222 | 0.31 | EIA Prime Mover-level Data | Estimated using an emission factor
2020 | NC | Smithfield Packaged Meats Corp. | 58575 | 4 | IC | OP | NA | DFO |  | 3820.75 | 0.59222 | 0.31 | EIA Prime Mover-level Data | Estimated using an emission factor
2020 | NC | Snow Camp Solar, LLC | 60367 | SCSPV | PV | OP | NA | SUN |  | 92388 |  |  | EIA Prime Mover-level Data
2020 | NC | Snow Hill Solar 2 LLC | 59106 | 1 | PV | OP | NA | SUN |  | 30978 |  |  | EIA Prime Mover-level Data
2020 | NC | SoINCPower5, LLC | 59857 | BAT1 | PV | OP | NA | SUN |  | 89563 |  |  | EIA Prime Mover-level Data
2020 | NC | SoINCPower6, LLC | 59856 | SUN1 | PV | OP | NA | SUN |  | 91089 |  |  | EIA Prime Mover-level Data
2020 | NC | Solar Lee, LLC | 64237 | 2 | PV | P | NA | SUN
2020 | NC | Solar Star North Carolina II LLC | 57435 | 1 | PV | OP | NA | SUN |  | 15902.2002 |  |  | EIA Prime Mover-level Data
2020 | NC | Solar Star North Carolina II LLC | 57435 | 2 | PV | OP | NA | SUN |  | 15902.2002 |  |  | EIA Prime Mover-level Data
2020 | NC | Solar Star North Carolina II LLC | 57435 | 3 | PV | OP | NA | SUN |  | 15902.2002 |  |  | EIA Prime Mover-level Data
2020 | NC | Solar Star North Carolina II LLC | 57435 | 4 | PV | OP | NA | SUN |  | 15902.2002 |  |  | EIA Prime Mover-level Data
2020 | NC | Solar Star North Carolina II LLC | 57435 | 5 | PV | OP | NA | SUN |  | 15902.2002 |  |  | EIA Prime Mover-level Data
2020 | NC | Soluga Farms 1 | 59191 | 1 | PV | OP | NA | SUN |  | 75300 |  |  | EIA Prime Mover-level Data
2020 | NC | Soluga Farms 2 LLC | 59192 | 1 | PV | OP | NA | SUN |  | 73755 |  |  | EIA Prime Mover-level Data
2020 | NC | Soluga Farms III | 60580 | 1 | PV | OP | NA | SUN |  | 78605 |  |  | EIA Prime Mover-level Data
2020 | NC | Soluga Farms IV | 59934 | SFIV | PV | OP | NA | SUN |  | 70667 |  |  | EIA Prime Mover-level Data
2020 | NC | Sonne One | 58782 | PV1 | PV | OP | NA | SUN |  | 77694 |  |  | EIA Prime Mover-level Data
2020 | NC | Sonne Two | 58829 | PV1 | PV | OP | NA | SUN |  | 78994 |  |  | EIA Prime Mover-level Data
2020 | NC | Sophie Solar | 58745 | PV1 | PV | OP | NA | SUN |  | 65304 |  |  | EIA Prime Mover-level Data
2020 | NC | Soul City Solar | 59606 | FLS1 | PV | OP | NA | SUN |  | 44391 |  |  | EIA Prime Mover-level Data
2020 | NC | South Atlantic Services Solar Farm I | 60798 | PV1 | PV | OP | NA | SUN |  | 24916 |  |  | EIA Prime Mover-level Data
2020 | NC | South Louisburg Solar | 59825 | 5MWPV | PV | OP | NA | SUN |  | 83756 |  |  | EIA Prime Mover-level Data
2020 | NC | South River H4 Solar Energy Storage | 64509 | BAT1 | BA | T | NA | MWH
2020 | NC | South River H4 Solar Energy Storage | 64509 | SOL1 | PV | T | NA | SUN
2020 | NC | South Robeson Farm | 58273 | SROB | PV | OP | NA | SUN |  | 67920 |  |  | EIA Prime Mover-level Data
2020 | NC | South Winston Farm, LLC | 60409 | SWFPV | PV | OP | NA | SUN |  | 76948 |  |  | EIA Prime Mover-level Data
2020 | NC | Southerland Farm Solar | 60553 | 1 | PV | OP | NA | SUN |  | 80851 |  |  | EIA Prime Mover-level Data
2020 | NC | Speedway Solar NC, LLC | 62821 | GEN1 | PV | V | NA | SUN
2020 | NC | Spencer Farm, LLC | 61220 | 1 | PV | OP | NA | SUN |  | 70947 |  |  | EIA Prime Mover-level Data
2020 | NC | Spencer Meadow Solar Energy Storage | 64520 | BAT1 | BA | T | NA | MWH
2020 | NC | Spencer Meadow Solar Energy Storage | 64520 | SOL1 | PV | T | NA | SUN
2020 | NC | Spicewood Solar Farm LLC | 59109 | 1 | PV | OP | NA | SUN |  | 70947 |  |  | EIA Prime Mover-level Data
2020 | NC | Spring Hope Solar 3, LLC | 62997 | PGR09 | PV | OP | NA | SUN |  | 263 |  |  | EIA Prime Mover-level Data
2020 | NC | Spring Valley Farm 2, LLC | 59593 | PV1 | PV | OP | NA | SUN |  | 77922 |  |  | EIA Prime Mover-level Data
2020 | NC | St. Pauls Solar 1, LLC | 60396 | FLS1 | PV | OP | NA | SUN |  | 72263 |  |  | EIA Prime Mover-level Data
2020 | NC | St. Pauls Solar 2 | 61156 | STPAU | PV | OP | NA | SUN |  | 80651 |  |  | EIA Prime Mover-level Data
2020 | NC | Stagecoach Solar | 59604 | FLS1 | PV | OP | NA | SUN |  | 72551 |  |  | EIA Prime Mover-level Data
2020 | NC | Stainback Solar Farm | 60257 | INV1 | PV | OP | NA | SUN |  | 80228 |  |  | EIA Prime Mover-level Data
2020 | NC | Stanly Solar, LLC | 64702 | PGR32 | PV | U | NA | SUN
2020 | NC | Star Solar | 58746 | PV1 | PV | OP | NA | SUN |  | 78720 |  |  | EIA Prime Mover-level Data
2020 | NC | Starr | 62602 | STARR | PV | OP | NA | SUN |  | 90352 |  |  | EIA Prime Mover-level Data
2020 | NC | Statesville Delivery No 3 | 56552 | 1 | IC | OP | NA | DFO |  | 31 | 0.004805 | 0.31 | EIA Prime Mover-level Data | Estimated using an emission factor
2020 | NC | Statesville Solar | 61535 | GEN1 | PV | OP | NA | SUN |  | 80405 |  |  | EIA Prime Mover-level Data
2020 | NC | Statesville, Highway 64 | 56062 | 1 | IC | OP | NA | DFO |  | 50 | 0.00775 | 0.31 | EIA Prime Mover-level Data | Estimated using an emission factor
2020 | NC | Stikeleather Farm | 59595 | PV1 | PV | OP | NA | SUN |  | 76420 |  |  | EIA Prime Mover-level Data
2020 | NC | Stone Solar | 61085 | 1 | PV | OP | NA | SUN |  | 83194 |  |  | EIA Prime Mover-level Data
2020 | NC | Stony Knoll Solar, LLC | 62820 | GEN1 | PV | P | NA | SUN
2020 | NC | Stout Farm | 59581 | PV1 | PV | OP | NA | SUN |  | 70533 |  |  | EIA Prime Mover-level Data
2020 | NC | Strider Solar, LLC | 63270 | NCSTR | PV | OP | NA | SUN |  | 73939 |  |  | EIA Prime Mover-level Data
2020 | NC | Sugar Run Solar | 60189 | SRS15 | PV | OP | NA | SUN |  | 78509 |  |  | EIA Prime Mover-level Data
2020 | NC | Sugar Solar, LLC | 63807 | PGR29 | PV | U | NA | SUN
2020 | NC | Summit Farms Solar | 60611 | PV1 | PV | OP | NA | SUN |  | 1056639 |  |  | EIA Prime Mover-level Data
2020 | NC | Sun Devil Solar | 59505 | PV1 | PV | OP | NA | SUN |  | 71552 |  |  | EIA Prime Mover-level Data
2020 | NC | Sun Farm V, LLC | 61287 | SF5PV | PV | OP | NA | SUN |  | 80158 |  |  | EIA Prime Mover-level Data
2020 | NC | Sun Farm VI, LLC | 61842 | PV1 | PV | OP | NA | SUN |  | 85836 |  |  | EIA Prime Mover-level Data
2020 | NC | Sun Farm VIII, LLC | 64311 | SFS08 | PV | OP | NA | SUN
2020 | NC | Suncaster, LLC | 64477 | 1 | PV | P | NA | SUN
2020 | NC | SunEdison LV Sutton Plant Site | 56938 | NCP1 | PV | OP | NA | SUN |  | 12740 |  |  | EIA Prime Mover-level Data
2020 | NC | SunEnergy1-Scotland Neck, LLC | 59898 | SE1SN | PV | OP | NA | SUN |  | 49768 |  |  | EIA Prime Mover-level Data
2020 | NC | Sunfish Farm | 58864 | 1 | PV | OP | NA | SUN |  | 78923 |  |  | EIA Prime Mover-level Data
2020 | NC | Sunflower Solar | 60638 | NC160 | PV | OP | NA | SUN |  | 273252 |  |  | EIA Prime Mover-level Data
2020 | NC | Swansboro Solar, LLC | 64476 | 1102 | PV | P | NA | SUN
2020 | NC | Sweet Tea Solar, LLC | 64273 | 18 | PV | P | NA | SUN
2020 | NC | Sweetgum Solar | 59824 | 5732 | PV | OP | NA | SUN |  | 75789 |  |  | EIA Prime Mover-level Data
2020 | NC | Tamworth Holdings | 60394 | PV1 | PV | OP | NA | SUN |  | 86792 |  |  | EIA Prime Mover-level Data
2020 | NC | Tanager Holdings | 60691 | PV1 | PV | OP | NA | SUN |  | 71413 |  |  | EIA Prime Mover-level Data
2020 | NC | Tarboro Solar | 59648 | 5MWPV | PV | OP | NA | SUN |  | 70393 |  |  | EIA Prime Mover-level Data
2020 | NC | Tart Farm | 59583 | PV1 | PV | OP | NA | SUN |  | 73239 |  |  | EIA Prime Mover-level Data
2020 | NC | Tate Solar | 60160 | PV1 | PV | OP | NA | SUN |  | 29004 |  |  | EIA Prime Mover-level Data
2020 | NC | Taylorsville Solar LLC | 57402 | TAY1 | PV | OP | NA | SUN |  | 13090 |  |  | EIA Prime Mover-level Data
2020 | NC | Tennessee Creek | 2749 | 1 | HY | OP | NA | WAT |  | 0 |  |  | EIA Prime Mover-level Data
2020 | NC | Thanksgiving Fire Solar Farm, LLC | 62786 | 12087 | PV | OP | NA | SUN |  | 32653 |  |  | EIA Prime Mover-level Data
2020 | NC | Thigpen Farms Solar, LLC | 60850 | PV1 | PV | OT | NA | SUN
2020 | NC | Thornton PV1 | 59152 | THOR1 | PV | OP | NA | SUN |  | 71824 |  |  | EIA Prime Mover-level Data
2020 | NC | Thorpe | 2750 | 1 | HY | OP | NA | WAT |  | 1035347 |  |  | EIA Prime Mover-level Data
2020 | NC | Three Bridge | 62540 | PGR01 | PV | OP | NA | SUN |  | 30477 |  |  | EIA Prime Mover-level Data
2020 | NC | Tiburon Holdings | 59217 | PV1 | PV | OP | NA | SUN |  | 79254 |  |  | EIA Prime Mover-level Data
2020 | NC | Tides Lane Farm | 60429 | PV1 | PV | OP | NA | SUN |  | 61200 |  |  | EIA Prime Mover-level Data
2020 | NC | Tillery | 2714 | 1 | HY | OP | NA | WAT |  | 727807.6875 |  |  | EIA Prime Mover-level Data
2020 | NC | Tillery | 2714 | 2 | HY | OP | NA | WAT |  | 595479 |  |  | EIA Prime Mover-level Data
2020 | NC | Tillery | 2714 | 3 | HY | OP | NA | WAT |  | 727807.6875 |  |  | EIA Prime Mover-level Data
2020 | NC | Tillery | 2714 | 4 | HY | OP | NA | WAT |  | 727807.6875 |  |  | EIA Prime Mover-level Data
2020 | NC | Tolson Solar | 61131 | 12345 | PV | OP | NA | SUN |  | 43146 |  |  | EIA Prime Mover-level Data
2020 | NC | Town of Cary | 59377 | CARY1 | PV | OP | NA | SUN |  | 19003 |  |  | EIA Prime Mover-level Data
2020 | NC | Tracy Solar | 59498 | PV1 | PV | OP | NA | SUN |  | 151474 |  |  | EIA Prime Mover-level Data
2020 | NC | Trent River Solar, LLC | 63842 | PGR25 | PV | U | NA | SUN
2020 | NC | Trinity Solar | 60291 | PV1 | PV | OP | NA | SUN |  | 76878 |  |  | EIA Prime Mover-level Data
2020 | NC | Tripple State Farm | 61086 | 1 | PV | OP | NA | SUN |  | 81528 |  |  | EIA Prime Mover-level Data
2020 | NC | Trojan Solar, LLC | 64366 | 30007 | PV | OP | NA | SUN |  | 351 |  |  | EIA Prime Mover-level Data
2020 | NC | Tuckasegee | 2751 | 1 | HY | OP | NA | WAT |  | 44023 |  |  | EIA Prime Mover-level Data
2020 | NC | Tuckertown Hydro | 54897 | TT1 | HY | OP | NA | WAT |  | 536094.6875 |  |  | EIA Prime Mover-level Data
2020 | NC | Tuckertown Hydro | 54897 | TT2 | HY | OP | NA | WAT |  | 536094.6875 |  |  | EIA Prime Mover-level Data
2020 | NC | Tuckertown Hydro | 54897 | TT3 | HY | OP | NA | WAT |  | 536094.6875 |  |  | EIA Prime Mover-level Data
2020 | NC | Turkey Branch Solar LLC | 58670 | TURKY | PV | OP | NA | SUN |  | 69903 |  |  | EIA Prime Mover-level Data
2020 | NC | Turkey Creek PV1 | 60000 | TRKCK | PV | OP | NA | SUN |  | 185680 |  |  | EIA Prime Mover-level Data
2020 | NC | Turner Shoals | 2735 | 1 | HY | OP | NA | WAT |  | 94665 |  |  | EIA Prime Mover-level Data
2020 | NC | Turner Shoals | 2735 | 2 | HY | OP | NA | WAT |  | 94665 |  |  | EIA Prime Mover-level Data
2020 | NC | Tuxedo | 2736 | 1 | HY | OP | NA | WAT |  | 138460.5 |  |  | EIA Prime Mover-level Data
2020 | NC | Tuxedo | 2736 | 2 | HY | OP | NA | WAT |  | 138460.5 |  |  | EIA Prime Mover-level Data
2020 | NC | TWE Chocowinity Solar, LLC | 60048 | FLS1 | PV | OP | NA | SUN |  | 57068 |  |  | EIA Prime Mover-level Data
2020 | NC | TWE New Bern Solar Project, LLC | 60191 | FLS1 | PV | OP | NA | SUN |  | 51655 |  |  | EIA Prime Mover-level Data
2020 | NC | Two Lines Farm | 58348 | 1 | PV | OP | NA | SUN |  | 71579 |  |  | EIA Prime Mover-level Data
2020 | NC | Two Mile Desert Project | 60510 | PV1 | PV | OP | NA | SUN |  | 244188 |  |  | EIA Prime Mover-level Data
2020 | NC | Two Mile Solar | 59427 | TMS1 | PV | OP | NA | SUN |  | 66675 |  |  | EIA Prime Mover-level Data
2020 | NC | UNC-CH LFG Facility | 58268 | LFG1 | IC | RE | NA | LFG
2020 | NC | Underwood PV2 | 60998 | UNWD2 | PV | OP | NA | SUN |  | 21344 |  |  | EIA Prime Mover-level Data
2020 | NC | University of NC Chapel Hill | 54276 | ES001 | ST | OP | FLUIDIZED | BIT | 3006 | 1237329.75 | 3.21 | 0.0051886 | EIA non-ozone season distributed and EPA/CAMD ozone season | EPA/NEI | 1991
2020 | NC | University of NC Chapel Hill | 54276 | ES002 | ST | OP | FLUIDIZED | BIT | 2616 | 1098734.5 | 2.23 | 0.0040592 | EIA non-ozone season distributed and EPA/CAMD ozone season | EPA/NEI | 1991
2020 | NC | University of NC Chapel Hill | 54276 | ES003 | ST | OP | WALL | NG | 240 | 68245.9141 | 0.18 | 0.005275 | EIA non-ozone season distributed and EPA/CAMD ozone season | EPA/NEI | 2003
2020 | NC | Upchurch Solar Center LLC | 58812 | USC1 | PV | OP | NA | SUN |  | 72114 |  |  | EIA Prime Mover-level Data
2020 | NC | Uwharrie Mountain Renewable | 58526 | 1 | IC | OP | NA | LFG |  | 102753.8359 | 0.75524 | 0.0147 | EIA Prime Mover-level Data | Estimated using an emission factor
2020 | NC | Uwharrie Mountain Renewable | 58526 | 2 | IC | OP | NA | LFG |  | 102753.8359 | 0.75524 | 0.0147 | EIA Prime Mover-level Data | Estimated using an emission factor
2020 | NC | Uwharrie Mountain Renewable | 58526 | 3 | IC | OP | NA | LFG |  | 102753.8359 | 0.75524 | 0.0147 | EIA Prime Mover-level Data | Estimated using an emission factor
2020 | NC | Uwharrie Mountain Renewable | 58526 | 4 | IC | OP | NA | LFG |  | 102753.8359 | 0.75524 | 0.0147 | EIA Prime Mover-level Data | Estimated using an emission factor
2020 | NC | Uwharrie Mountain Renewable | 58526 | 5 | IC | OP | NA | LFG |  | 102753.8359 | 0.75524 | 0.0147 | EIA Prime Mover-level Data | Estimated using an emission factor
2020 | NC | Uwharrie Mountain Renewable | 58526 | 6 | IC | OP | NA | LFG |  | 102753.8359 | 0.75524 | 0.0147 | EIA Prime Mover-level Data | Estimated using an emission factor
2020 | NC | Van Buren | 64674 | VAN | PV | V | NA | SUN
2020 | NC | Van Slyke Solar Center, LLC | 59761 | VSLYK | PV | OP | NA | SUN |  | 77044 |  |  | EIA Prime Mover-level Data
2020 | NC | Vance Solar Farm, LLC | 59928 | NB007 | PV | OP | NA | SUN |  | 74701 |  |  | EIA Prime Mover-level Data
2020 | NC | Vaughn Creek PV1 | 60001 | VNCRK | PV | OP | NA | SUN |  | 356237 |  |  | EIA Prime Mover-level Data
2020 | NC | Ventura Solar, LLC | 63734 | 11632 | PV | OP | NA | SUN |  | 5781 |  |  | EIA Prime Mover-level Data
2020 | NC | Vickers | 59190 | 1 | PV | OP | NA | SUN |  | 31443 |  |  | EIA Prime Mover-level Data
2020 | NC | Vicksburg Solar | 59605 | FLS1 | PV | OP | NA | SUN |  | 73957 |  |  | EIA Prime Mover-level Data
2020 | NC | Violet Solar | 60961 | PV1 | PV | OP | NA | SUN |  | 83511 |  |  | EIA Prime Mover-level Data
2020 | NC | Viper Solar | 60920 | PV1 | PV | OP | NA | SUN |  | 33749 |  |  | EIA Prime Mover-level Data
2020 | NC | W H Weatherspoon | 2716 | 4 | GT | OP | CT | DFO | 19 | 5403.6001 | 0.02 | 0.0074025 | EPA/CAMD | EPA/NEI | 1970
2020 | NC | W H Weatherspoon | 2716 | 5 | GT | OP | CT | DFO | 20 | 6326.1001 | 0.03 | 0.0094845 | EPA/CAMD | EPA/NEI | 1970
2020 | NC | W H Weatherspoon | 2716 | 6 | GT | OP | CT | DFO | 18 | 5632.7002 | 0.02 | 0.0071014 | EPA/CAMD | EPA/NEI | 1971
2020 | NC | W H Weatherspoon | 2716 | 7 | GT | OP | CT | DFO | 18 | 5099.8999 | 0.02 | 0.0078433 | EPA/CAMD | EPA/NEI | 1971
2020 | NC | Waco Farm | 58863 | 1 | PV | OP | NA | SUN |  | 72229 |  |  | EIA Prime Mover-level Data
2020 | NC | Wadesboro 4 | 62627 | WADE4 | PV | OP | NA | SUN |  | 33461 |  |  | EIA Prime Mover-level Data
2020 | NC | Wadesboro Farm 1 | 61087 | 1 | PV | OP | NA | SUN |  | 71195 |  |  | EIA Prime Mover-level Data
2020 | NC | Wadesboro Farm 2 | 60575 | 1 | PV | OP | NA | SUN |  | 79652 |  |  | EIA Prime Mover-level Data
2020 | NC | Wadesboro Farm 3 | 60576 | 1 | PV | OP | NA | SUN |  | 71691 |  |  | EIA Prime Mover-level Data
2020 | NC | Wadesboro Solar | 61129 | 12347 | PV | OP | NA | SUN |  | 78966 |  |  | EIA Prime Mover-level Data
2020 | NC | Wagstaff Farm 1 | 58862 | 1 | PV | OP | NA | SUN |  | 75782 |  |  | EIA Prime Mover-level Data
2020 | NC | Wake County LFG Facility | 59688 | E1 | IC | OP | NA | LFG |  | 22769.5664 | 0.16736 | 0.0147 | EIA Prime Mover-level Data | Estimated using an emission factor
2020 | NC | Wake County LFG Facility | 59688 | E10 | IC | OP | NA | LFG |  | 22769.5664 | 0.16736 | 0.0147 | EIA Prime Mover-level Data | Estimated using an emission factor
2020 | NC | Wake County LFG Facility | 59688 | E11 | IC | OP | NA | LFG |  | 22769.5664 | 0.16736 | 0.0147 | EIA Prime Mover-level Data | Estimated using an emission factor
2020 | NC | Wake County LFG Facility | 59688 | E12 | IC | OP | NA | LFG |  | 22769.5664 | 0.16736 | 0.0147 | EIA Prime Mover-level Data | Estimated using an emission factor
2020 | NC | Wake County LFG Facility | 59688 | E13 | IC | OP | NA | LFG |  | 22769.5664 | 0.16736 | 0.0147 | EIA Prime Mover-level Data | Estimated using an emission factor
2020 | NC | Wake County LFG Facility | 59688 | E14 | IC | OP | NA | LFG |  | 22769.5664 | 0.16736 | 0.0147 | EIA Prime Mover-level Data | Estimated using an emission factor
2020 | NC | Wake County LFG Facility | 59688 | E15 | IC | OP | NA | LFG |  | 22769.5664 | 0.16736 | 0.0147 | EIA Prime Mover-level Data | Estimated using an emission factor
2020 | NC | Wake County LFG Facility | 59688 | E16 | IC | OP | NA | LFG |  | 22769.5664 | 0.16736 | 0.0147 | EIA Prime Mover-level Data | Estimated using an emission factor
2020 | NC | Wake County LFG Facility | 59688 | E17 | IC | OP | NA | LFG |  | 22769.5664 | 0.16736 | 0.0147 | EIA Prime Mover-level Data | Estimated using an emission factor
2020 | NC | Wake County LFG Facility | 59688 | E18 | IC | OP | NA | LFG |  | 22769.5664 | 0.16736 | 0.0147 | EIA Prime Mover-level Data | Estimated using an emission factor
2020 | NC | Wake County LFG Facility | 59688 | E19 | IC | OP | NA | LFG |  | 22769.5664 | 0.16736 | 0.0147 | EIA Prime Mover-level Data | Estimated using an emission factor
2020 | NC | Wake County LFG Facility | 59688 | E2 | IC | OP | NA | LFG |  | 22769.5664 | 0.16736 | 0.0147 | EIA Prime Mover-level Data | Estimated using an emission factor
2020 | NC | Wake County LFG Facility | 59688 | E20 | IC | OP | NA | LFG |  | 22769.5664 | 0.16736 | 0.0147 | EIA Prime Mover-level Data | Estimated using an emission factor
2020 | NC | Wake County LFG Facility | 59688 | E21 | IC | OP | NA | LFG |  | 22769.5664 | 0.16736 | 0.0147 | EIA Prime Mover-level Data | Estimated using an emission factor
2020 | NC | Wake County LFG Facility | 59688 | E22 | IC | OP | NA | LFG |  | 22769.5664 | 0.16736 | 0.0147 | EIA Prime Mover-level Data | Estimated using an emission factor
2020 | NC | Wake County LFG Facility | 59688 | E23 | IC | OP | NA | LFG |  | 22769.5664 | 0.16736 | 0.0147 | EIA Prime Mover-level Data | Estimated using an emission factor
2020 | NC | Wake County LFG Facility | 59688 | E24 | IC | OP | NA | LFG |  | 22769.5664 | 0.16736 | 0.0147 | EIA Prime Mover-level Data | Estimated using an emission factor
2020 | NC | Wake County LFG Facility | 59688 | E25 | IC | OP | NA | LFG |  | 22769.5664 | 0.16736 | 0.0147 | EIA Prime Mover-level Data | Estimated using an emission factor
2020 | NC | Wake County LFG Facility | 59688 | E26 | IC | OP | NA | LFG |  | 22769.5664 | 0.16736 | 0.0147 | EIA Prime Mover-level Data | Estimated using an emission factor
2020 | NC | Wake County LFG Facility | 59688 | E27 | IC | OP | NA | LFG |  | 22769.5664 | 0.16736 | 0.0147 | EIA Prime Mover-level Data | Estimated using an emission factor
2020 | NC | Wake County LFG Facility | 59688 | E28 | IC | OP | NA | LFG |  | 22769.5664 | 0.16736 | 0.0147 | EIA Prime Mover-level Data | Estimated using an emission factor
2020 | NC | Wake County LFG Facility | 59688 | E29 | IC | OP | NA | LFG |  | 22769.5664 | 0.16736 | 0.0147 | EIA Prime Mover-level Data | Estimated using an emission factor
2020 | NC | Wake County LFG Facility | 59688 | E3 | IC | OP | NA | LFG |  | 22769.5664 | 0.16736 | 0.0147 | EIA Prime Mover-level Data | Estimated using an emission factor
2020 | NC | Wake County LFG Facility | 59688 | E30 | IC | OP | NA | LFG |  | 22769.5664 | 0.16736 | 0.0147 | EIA Prime Mover-level Data | Estimated using an emission factor
2020 | NC | Wake County LFG Facility | 59688 | E4 | IC | OP | NA | LFG |  | 22769.5664 | 0.16736 | 0.0147 | EIA Prime Mover-level Data | Estimated using an emission factor
2020 | NC | Wake County LFG Facility | 59688 | E5 | IC | OP | NA | LFG |  | 22769.5664 | 0.16736 | 0.0147 | EIA Prime Mover-level Data | Estimated using an emission factor
2020 | NC | Wake County LFG Facility | 59688 | E6 | IC | OP | NA | LFG |  | 22769.5664 | 0.16736 | 0.0147 | EIA Prime Mover-level Data | Estimated using an emission factor
2020 | NC | Wake County LFG Facility | 59688 | E7 | IC | OP | NA | LFG |  | 22769.5664 | 0.16736 | 0.0147 | EIA Prime Mover-level Data | Estimated using an emission factor
2020 | NC | Wake County LFG Facility | 59688 | E8 | IC | OP | NA | LFG |  | 22769.5664 | 0.16736 | 0.0147 | EIA Prime Mover-level Data | Estimated using an emission factor
2020 | NC | Wake County LFG Facility | 59688 | E9 | IC | OP | NA | LFG |  | 22769.5664 | 0.16736 | 0.0147 | EIA Prime Mover-level Data | Estimated using an emission factor
2020 | NC | Wake RJ3 Solar Energy Storage | 64513 | BAT1 | BA | T | NA | MWH
2020 | NC | Wake RJ3 Solar Energy Storage | 64513 | SOL1 | PV | T | NA | SUN
2020 | NC | Wakefield Solar | 61536 | GEN1 | PV | OP | NA | SUN |  | 77701 |  |  | EIA Prime Mover-level Data
2020 | NC | Wallace | 59050 | GEN 1 | PV | OP | NA | SUN |  | 27934 |  |  | EIA Prime Mover-level Data
2020 | NC | Walters | 2715 | 1 | HY | OP | NA | WAT |  | 1562391.625 |  |  | EIA Prime Mover-level Data
2020 | NC | Walters | 2715 | 2 | HY | OP | NA | WAT |  | 1562391.625 |  |  | EIA Prime Mover-level Data
2020 | NC | Walters | 2715 | 3 | HY | OP | NA | WAT |  | 1562391.625 |  |  | EIA Prime Mover-level Data
2020 | NC | Walters Solar (FLS 260) | 59603 | FLS1 | PV | OP | NA | SUN |  | 74895 |  |  | EIA Prime Mover-level Data
2020 | NC | Warbler Holdings | 60393 | PV1 | PV | V | NA | SUN
2020 | NC | Ward WTP | 57607 | 1 | IC | OP | NA | DFO |  | 229.5 | 0.035572 | 0.31 | EIA Prime Mover-level Data | Estimated using an emission factor
2020 | NC | Ward WTP | 57607 | 2 | IC | OP | NA | DFO |  | 229.5 | 0.035572 | 0.31 | EIA Prime Mover-level Data | Estimated using an emission factor
2020 | NC | Warren Solar Farm LLC | 62223 | 10423 | PV | OP | NA | SUN |  | 95687 |  |  | EIA Prime Mover-level Data
2020 | NC | Warrenton Farm | 58312 | 1 | PV | OP | NA | SUN |  | 64727 |  |  | EIA Prime Mover-level Data
2020 | NC | Warrenton I Solar | 62100 | PGRI4 | PV | OP | NA | SUN |  | 69674 |  |  | EIA Prime Mover-level Data
2020 | NC | Warsaw Farm | 58848 | 1 | PV | OP | NA | SUN |  | 977594 |  |  | EIA Prime Mover-level Data
2020 | NC | Warsaw I | 59119 | PV1 | PV | OP | NA | SUN |  | 28838 |  |  | EIA Prime Mover-level Data
2020 | NC | Warsaw II | 59120 | PV1 | PV | OP | NA | SUN |  | 29530 |  |  | EIA Prime Mover-level Data
2020 | NC | Washington Airport Solar LLC | 58845 | 1 | PV | OP | NA | SUN |  | 77108 |  |  | EIA Prime Mover-level Data
2020 | NC | Washington Millfield Solar, LLC | 58846 | 1 | PV | OP | NA | SUN |  | 76806 |  |  | EIA Prime Mover-level Data
2020 | NC | Washington Solar | 60948 | PV1 | PV | P | NA | SUN
2020 | NC | Washington White Post Solar LLC | 58135 | 1 | PV | OP | NA | SUN |  | 173616 |  |  | EIA Prime Mover-level Data
2020 | NC | Waste Management Piedmont LFGTE Project | 57169 | GEN1 | IC | OP | NA | LFG |  | 51135.668 | 0.37585 | 0.0147 | EIA Prime Mover-level Data | Estimated using an emission factor
2020 | NC | Waste Management Piedmont LFGTE Project | 57169 | GEN2 | IC | OP | NA | LFG |  | 51135.668 | 0.37585 | 0.0147 | EIA Prime Mover-level Data | Estimated using an emission factor
2020 | NC | Waste Management Piedmont LFGTE Project | 57169 | GEN3 | IC | OP | NA | LFG |  | 51135.668 | 0.37585 | 0.0147 | EIA Prime Mover-level Data | Estimated using an emission factor
2020 | NC | Water Filter Plant #2 | 55534 | 1299 | IC | OP | NA | DFO |  | 672 | 0.10416 | 0.31 | EIA Prime Mover-level Data | Estimated using an emission factor
2020 | NC | Water Filter Plant #2 | 55534 | 3516 | IC | RE | NA | DFO
2020 | NC | Watson Seed Farm PV1 | 59153 | WAT1 | PV | OP | NA | SUN |  | 264990 |  |  | EIA Prime Mover-level Data
2020 | NC | Watts Farm | 58317 | 1 | PV | OP | NA | SUN |  | 72806 |  |  | EIA Prime Mover-level Data
2020 | NC | Wayne Solar I LLC | 60602 | WYN1 | PV | OP | NA | SUN |  | 59832 |  |  | EIA Prime Mover-level Data
2020 | NC | Wayne Solar II LLC | 60598 | WYN2 | PV | OP | NA | SUN |  | 68762 |  |  | EIA Prime Mover-level Data
2020 | NC | Wayne Solar III LLC | 60597 | WYN3 | PV | OP | NA | SUN |  | 66691 |  |  | EIA Prime Mover-level Data
2020 | NC | Wellons Farm | 59584 | PV1 | PV | OP | NA | SUN |  | 88185 |  |  | EIA Prime Mover-level Data
2020 | NC | Wendell Solar Farm LLC | 62595 | 10424 | PV | OP | NA | SUN |  | 74502 |  |  | EIA Prime Mover-level Data
2020 | NC | West River Solar, LLC | 63806 | PGR28 | PV | L | NA | SUN
2020 | NC | West Salisbury Farm LLC | 59111 | 1 | PV | OP | NA | SUN |  | 69735 |  |  | EIA Prime Mover-level Data
2020 | NC | Westminister NC | 63567 | WSMTR | PV | T | NA | SUN
2020 | NC | WestRock Kraft Paper, LLC | 50254 | 1 | ST | OP | TANGENTIAL | BIT |  | 1661669 | 9.2267 | 0.011105 | EIA Prime Mover-level Data | NEI avg EF - PM, fuel type, firing type | 1966
2020 | NC | Westside WWTP | 57608 | 1 | IC | OP | NA | DFO |  | 696 | 0.10788 | 0.31 | EIA Prime Mover-level Data | Estimated using an emission factor
2020 | NC | Weyerhaeuser - New Bern | 50188 | 105 | ST | OP | WALL | NG |  | 662042.5625 | 2.431 | 0.0073439 | EIA Prime Mover-level Data | NEI avg EF - PM, fuel type, firing type | 1969
2020 | NC | Weyerhaeuser - New Bern | 50188 | 6 | ST | OP | WALL | NG |  | 204755.4375 | 0.75185 | 0.0073439 | EIA Prime Mover-level Data | NEI avg EF - PM, fuel type, firing type | 1997
2020 | NC | Whitakers | 59526 | WHIT1 | PV | OP | NA | SUN |  | 216721 |  |  | EIA Prime Mover-level Data
2020 | NC | Whitakers Farm (Fisher Rd) | 60438 | 1 | PV | OP | NA | SUN |  | 50735 |  |  | EIA Prime Mover-level Data
2020 | NC | White Cross Farm | 58341 | 1 | PV | OP | NA | SUN |  | 68692 |  |  | EIA Prime Mover-level Data
2020 | NC | White Farm Solar, LLC | 60363 | WFSPV | PV | OP | NA | SUN |  | 82985 |  |  | EIA Prime Mover-level Data
2020 | NC | White Street Renewables | 60364 | WSLFG | IC | OP | NA | LFG |  | 126733 | 0.93149 | 0.0147 | EIA Prime Mover-level Data | Estimated using an emission factor
2020 | NC | White Street Renewables | 60364 | WSPV | PV | OP | NA | SUN
2020 | NC | Whiteville Solar 2 | 60292 | PV1 | PV | CN | NA | SUN
2020 | NC | Wilfork Solar | 60162 | PV1 | PV | CN | NA | SUN
2020 | NC | Wilkes Solar, LLC | 64850 | WS | PV | P | NA | SUN
2020 | NC | Wilkinson Solar LLC | 62544 | GEN1 | PV | OP | NA | SUN |  | 1235810 |  |  | EIA Prime Mover-level Data
2020 | NC | Willard Solar | 60287 | PV1 | PV | OP | NA | SUN |  | 9475 |  |  | EIA Prime Mover-level Data
2020 | NC | Williamston Solar | 59176 | 5MWPV | PV | OP | NA | SUN |  | 69323 |  |  | EIA Prime Mover-level Data
2020 | NC | Williamston Speight Solar, LLC | 60787 | SPGHT | PV | OP | NA | SUN |  | 268813 |  |  | EIA Prime Mover-level Data
2020 | NC | Williamston West Farm, LLC | 60484 | 1 | PV | OP | NA | SUN |  | 73019 |  |  | EIA Prime Mover-level Data
2020 | NC | Willoughby PV1 | 60003 | WILL1 | PV | L | NA | SUN
2020 | NC | Wilson Farm 1 | 58342 | 1 | PV | OP | NA | SUN |  | 69464 |  |  | EIA Prime Mover-level Data
2020 | NC | Wilson Solar Farm 1 | 61274 | WISL1 | PV | OP | NA | SUN |  | 48358 |  |  | EIA Prime Mover-level Data
2020 | NC | Wilson Solar Farm 2 | 61275 | WILS2 | PV | OP | NA | SUN |  | 71588 |  |  | EIA Prime Mover-level Data
2020 | NC | Wilson Solar Farm 3 | 61276 | WILS3 | PV | OP | NA | SUN |  | 135525 |  |  | EIA Prime Mover-level Data
2020 | NC | Wilson Solar Farm 4 | 61277 | WILS4 | PV | OP | NA | SUN |  | 140185 |  |  | EIA Prime Mover-level Data
2020 | NC | Wilson Solar Farm 5 | 61278 | WILS5 | PV | OP | NA | SUN |  | 140325 |  |  | EIA Prime Mover-level Data
2020 | NC | Wilson Solar Farm 6 | 61279 | WILS6 | PV | OP | NA | SUN |  | 155896 |  |  | EIA Prime Mover-level Data
2020 | NC | Wilson Solar Farm 7 | 61280 | WILS7 | PV | OP | NA | SUN |  | 145016 |  |  | EIA Prime Mover-level Data
2020 | NC | Windsor Cooper HIill Solar, LLC | 58847 | 1 | PV | OP | NA | SUN |  | 77185 |  |  | EIA Prime Mover-level Data
2020 | NC | Windsor Hwy 17 Solar | 64678 | WDH17 | PV | V | NA | SUN
2020 | NC | Windsor Solar | 59171 | 5MWPV | PV | OP | NA | SUN |  | 60735 |  |  | EIA Prime Mover-level Data
2020 | NC | Winton Solar | 59177 | 5MWPV | PV | OP | NA | SUN |  | 80318 |  |  | EIA Prime Mover-level Data
2020 | NC | Woodfin | 56849 | 1 | GT | CN | NA | NG
2020 | NC | Woodland Church Farm | 59586 | PV1 | PV | OP | NA | SUN |  | 73640 |  |  | EIA Prime Mover-level Data
2020 | NC | Woodland Solar | 59175 | 5MWPV | PV | OP | NA | SUN |  | 79028 |  |  | EIA Prime Mover-level Data
2020 | NC | Woodleaf Solar Facility | 62304 | PV1 | PV | OP | NA | SUN |  | 100600 |  |  | EIA Prime Mover-level Data
2020 | NC | Woodsdale Farm, LLC | 63272 | NCWOO | PV | OP | NA | SUN |  | 30741 |  |  | EIA Prime Mover-level Data
2020 | NC | Works 53 | 58046 | 1 | IC | SB | NA | DFO |  | 18.333 | 0.0028416 | 0.31 | EIA Prime Mover-level Data | Estimated using an emission factor
2020 | NC | Works 53 | 58046 | 2 | IC | SB | NA | DFO |  | 22 | 0.00341 | 0.31 | EIA Prime Mover-level Data | Estimated using an emission factor
2020 | NC | Works 53 | 58046 | 3 | IC | SB | NA | DFO |  | 14.667 | 0.0022734 | 0.31 | EIA Prime Mover-level Data | Estimated using an emission factor
2020 | NC | Wortham Solar Farm | 60361 | INV1 | PV | OP | NA | SUN |  | 73808 |  |  | EIA Prime Mover-level Data
2020 | NC | Wyse Fork Solar Farm, LLC | 64822 | OS | PV | T | NA | SUN
2020 | NC | XPF Solar Field | 59146 | PV1 | PV | OA | NA | SUN |  | 9781 |  |  | EIA Prime Mover-level Data
2020 | NC | Yadkin 601 Farm | 59587 | PV1 | PV | OP | NA | SUN |  | 45471 |  |  | EIA Prime Mover-level Data
2020 | NC | Yadkinville Solar | 59950 | YAK | PV | OP | NA | SUN |  | 27337 |  |  | EIA Prime Mover-level Data
2020 | NC | Yanceyville Farm | 58343 | 1 | PV | OP | NA | SUN |  | 72009 |  |  | EIA Prime Mover-level Data
2020 | NC | Yanceyville Farm 2 LLC | 59113 | 1 | PV | OP | NA | SUN |  | 77150 |  |  | EIA Prime Mover-level Data
2020 | NC | Yanceyville Farm 3, LLC | 60240 | 1 | PV | OP | NA | SUN |  | 73808 |  |  | EIA Prime Mover-level Data
2020 | NC | York Road Solar I, LLC | 60107 | YORK | PV | OP | NA | SUN |  | 29424 |  |  | EIA Prime Mover-level Data
2020 | NC | Zuma Solar, LLC | 64367 | 30006 | PV | OP | NA | SUN |  | 930 |  |  | EIA Prime Mover-level Data
2020 | NC | ZV Solar 1 | 60980 | PV1 | PV | OP | NA | SUN |  | 80518 |  |  | EIA Prime Mover-level Data
2020 | NC | ZV Solar 2, LLC | 61257 | ZV204 | PV | OP | NA | SUN |  | 79412 |  |  | EIA Prime Mover-level Data
2020 | NC | ZV Solar 3, LLC | 60549 | ZV3 | PV | OP | NA | SUN |  | 78264 |  |  | EIA Prime Mover-level Data
2020 | ND | American Crystal Sugar Drayton | 54213 | G1 | ST | OP | NA | SUB |  | 1833659 | 8.1512 | 0.0088906 | EIA Prime Mover-level Data | NEI avg EF - PM, fuel type
2020 | ND | American Crystal Sugar Hillsboro | 54210 | EUI1 | ST | OP | NA | SUB |  | 2189338.25 | 9.7323 | 0.0088906 | EIA Unit-level Data | NEI avg EF - PM, fuel type
2020 | ND | Antelope Valley | 6469 | B1 | ST | OP | TANGENTIAL | RC | 7593 | 29534988 | 119.4 | 0.0080853 | EPA/CAMD | EPA/NEI | 1984
2020 | ND | Antelope Valley | 6469 | B2 | ST | OP | TANGENTIAL | RC | 7985 | 33623232 | 136.5 | 0.0081194 | EPA/CAMD | EPA/NEI | 1986
2020 | ND | Ashtabula Wind Energy Center | 57032 | 1 | WT | OP | NA | WND |  | 1260996 |  |  | EIA Prime Mover-level Data
2020 | ND | Ashtabula Wind II LLC | 57121 | 1 | WT | OP | NA | WND |  | 3409653 |  |  | EIA Prime Mover-level Data
2020 | ND | Ashtabula Wind III LLC | 57387 | GE16 | WT | OP | NA | WND |  | 1817319 |  |  | EIA Prime Mover-level Data
2020 | ND | Aurora Wind Project | 63258 | AURWP | WT | V | NA | WND
2020 | ND | Badger Wind, LLC | 64342 | 5555 | WT | L | NA | WND
2020 | ND | Baldwin Wind LLC | 57347 | GE1 | WT | OP | NA | WND |  | 2868613 |  |  | EIA Prime Mover-level Data
2020 | ND | Bison 2 Wind Energy Center | 57800 | BISO2 | WT | OP | NA | WND |  | 2774890 |  |  | EIA Prime Mover-level Data
2020 | ND | Bison 3 Wind Energy Center | 57801 | BISO3 | WT | OP | NA | WND |  | 2813956 |  |  | EIA Prime Mover-level Data
2020 | ND | Bison 4 Wind Energy Center | 58872 | BISO4 | WT | OP | NA | WND |  | 7071013 |  |  | EIA Prime Mover-level Data
2020 | ND | Bison I Wind Energy Center | 57038 | PHS1 | WT | OP | NA | WND |  | 1014522.9375 |  |  | EIA Prime Mover-level Data
2020 | ND | Bison I Wind Energy Center | 57038 | PHS2 | WT | OP | NA | WND |  | 1240585.125 |  |  | EIA Prime Mover-level Data
2020 | ND | Border Winds Wind Farm | 59200 | 1 | WT | OP | NA | WND |  | 5907451 |  |  | EIA Prime Mover-level Data
2020 | ND | Brady II Wind Energy Center | 60354 | BWEC2 | WT | OP | NA | WND |  | 5983134 |  |  | EIA Prime Mover-level Data
2020 | ND | Brady Wind Energy Center | 60355 | BWEC1 | WT | OP | NA | WND |  | 6098015 |  |  | EIA Prime Mover-level Data
2020 | ND | Burke Wind, LLC | 61100 | GE23 | WT | OP | NA | WND |  | 195305 |  |  | EIA Prime Mover-level Data
2020 | ND | Cedar Hills Wind Farm | 57171 | 1 | WT | OP | NA | WND |  | 489058 |  |  | EIA Prime Mover-level Data
2020 | ND | Coal Creek | 6030 | 1 | ST | OP | TANGENTIAL | RC | 7460 | 40886428 | 427.1 | 0.020892 | EPA/CAMD | EPA/NEI | 1979
2020 | ND | Coal Creek | 6030 | 2 | ST | OP | TANGENTIAL | RC | 8524 | 46771492 | 485.4 | 0.020756 | EPA/CAMD | EPA/NEI | 1981
2020 | ND | Courtenay Wind Farm | 58658 | 1 | WT | OP | NA | WND |  | 6162734 |  |  | EIA Prime Mover-level Data
2020 | ND | Coyote | 8222 | B1 | ST | OP | CYCLONE | LIG | 8144 | 26724754 | 447.96 | 0.033524 | EPA/CAMD | EPA/NEI | 1981
2020 | ND | Dakota Magic | 7884 | 1 | IC | SB | NA | DFO
2020 | ND | Emmons-Logan Wind, LLC | 62380 | ELLLC | WT | OP | NA | WND |  | 7715582 |  |  | EIA Prime Mover-level Data
2020 | ND | Enderlin | 54908 | GEN1 | ST | SB | NA | AB |  | 36456 | 18.2645 | 1.002 | EIA Prime Mover-level Data | Estimated using an emission factor
2020 | ND | Enderlin | 54908 | GEN2 | ST | SB | NA | AB
2020 | ND | Foxtail Wind, LLC | 61747 | 1 | WT | OP | NA | WND |  | 5390805 |  |  | EIA Prime Mover-level Data
2020 | ND | FPL Energy Ashtabula Wind LLC | 56919 | GE15 | WT | OP | NA | WND |  | 5203267 |  |  | EIA Prime Mover-level Data
2020 | ND | FPL Energy Burleigh County Wind | 56357 | GE | WT | OP | NA | WND |  | 566461.4375 |  |  | EIA Prime Mover-level Data
2020 | ND | FPL Energy Burleigh County Wind | 56357 | GE15 | WT | OP | NA | WND |  | 991307.5625 |  |  | EIA Prime Mover-level Data
2020 | ND | FPL Energy North Dakota Wind I/II | 56099 | GE15 | WT | OP | NA | WND |  | 863316 |  |  | EIA Prime Mover-level Data
2020 | ND | FPL Energy Oliver Wind I LLC | 56392 | 1 | WT | OP | NA | WND |  | 1153729 |  |  | EIA Prime Mover-level Data
2020 | ND | FPL Energy Oliver Wind II LLC | 56573 | 2 | WT | OP | NA | WND |  | 1559621 |  |  | EIA Prime Mover-level Data
2020 | ND | Garrison | 2815 | 1 | HY | OP | NA | WAT |  | 4480757 |  |  | EIA Prime Mover-level Data
2020 | ND | Garrison | 2815 | 2 | HY | OP | NA | WAT |  | 4480757 |  |  | EIA Prime Mover-level Data
2020 | ND | Garrison | 2815 | 3 | HY | OP | NA | WAT |  | 4480757 |  |  | EIA Prime Mover-level Data
2020 | ND | Garrison | 2815 | 4 | HY | OP | NA | WAT |  | 4027522.25 |  |  | EIA Prime Mover-level Data
2020 | ND | Garrison | 2815 | 5 | HY | OP | NA | WAT |  | 4027522.25 |  |  | EIA Prime Mover-level Data
2020 | ND | Garrison Butte Wind, LLC | 60066 | GEN | WT | P | NA | WND
2020 | ND | Glen Ullin Energy Center | 62938 | 39001 | WT | OP | NA | WND |  | 3875078 |  |  | EIA Prime Mover-level Data
2020 | ND | Glen Ullin Station 6 | 57172 | 1 | ST | OP | NA | WH |  | 260567 |  |  | EIA Prime Mover-level Data
2020 | ND | Grafton | 2811 | 1 | IC | SB | NA | DFO
2020 | ND | Grafton | 2811 | 2 | IC | SB | NA | DFO
2020 | ND | Grafton | 2811 | 3 | IC | SB | NA | DFO
2020 | ND | Grafton | 2811 | 4 | IC | SB | NA | DFO
2020 | ND | Grand Forks | 2821 | 1 | IC | RE | NA | DFO
2020 | ND | Grand Forks | 2821 | 10 | IC | RE | NA | DFO
2020 | ND | Grand Forks | 2821 | 11 | IC | RE | NA | DFO
2020 | ND | Grand Forks | 2821 | 2 | IC | RE | NA | DFO
2020 | ND | Grand Forks | 2821 | 3 | IC | RE | NA | DFO
2020 | ND | Grand Forks | 2821 | 4 | IC | RE | NA | DFO
2020 | ND | Grand Forks | 2821 | 5 | IC | RE | NA | DFO
2020 | ND | Grand Forks | 2821 | 6 | IC | RE | NA | DFO
2020 | ND | Grand Forks | 2821 | 7 | IC | RE | NA | DFO
2020 | ND | Grand Forks | 2821 | 8 | IC | RE | NA | DFO
2020 | ND | Grand Forks | 2821 | 9 | IC | RE | NA | DFO
2020 | ND | Harwood | 2822 | 1 | IC | RE | NA | DFO
2020 | ND | Harwood | 2822 | 2 | IC | RE | NA | DFO
2020 | ND | Harwood | 2822 | 3 | IC | RE | NA | DFO
2020 | ND | Hillsboro | 56098 | 1 | IC | OP | NA | DFO |  | 71 | 0.011005 | 0.31 | EIA Prime Mover-level Data | Estimated using an emission factor
2020 | ND | Hillsboro | 56098 | 2 | IC | OP | NA | DFO |  | 71 | 0.011005 | 0.31 | EIA Prime Mover-level Data | Estimated using an emission factor
2020 | ND | Jamestown | 2801 | 1 | GT | SB | NA | DFO |  | 3957 | 0.035699 | 0.018044 | EIA Prime Mover-level Data | NEI avg EF - PM, fuel type, firing type
2020 | ND | Jamestown | 2801 | 2 | GT | SB | NA | DFO |  | 3957 | 0.035699 | 0.018044 | EIA Prime Mover-level Data | NEI avg EF - PM, fuel type, firing type
2020 | ND | Kindred School | 56242 | 1 | IC | SB | NA | DFO |  | 255 | 0.039525 | 0.31 | EIA Prime Mover-level Data | Estimated using an emission factor
2020 | ND | Langdon Renewables, LLC | 56605 | GE15 | WT | OP | NA | WND |  | 4483503 |  |  | EIA Prime Mover-level Data
2020 | ND | Langdon Wind Energy Center | 57033 | 1 | WT | OP | NA | WND |  | 1239573 |  |  | EIA Prime Mover-level Data
2020 | ND | Langdon Wind II LLC | 56912 | GE15 | WT | OP | NA | WND |  | 1614170 |  |  | EIA Prime Mover-level Data
2020 | ND | Leland Olds | 2817 | 1 | ST | OP | WALL | RC | 5968 | 9436802 | 97.3 | 0.020621 | EPA/CAMD | EPA/NEI | 1966
2020 | ND | Leland Olds | 2817 | 2 | ST | OP | CYCLONE | RC | 7230 | 25324776 | 260 | 0.020533 | EPA/CAMD | EPA/NEI | 1975
2020 | ND | Lindahl Wind Project, LLC | 59684 | LWP01 | WT | OP | NA | WND |  | 5531727 |  |  | EIA Prime Mover-level Data
2020 | ND | Lonesome Creek Station | 57943 | CT1 | GT | OP | CT | NG | 3956 | 1245756.25 | 4.2979 | 0.0069 | EPA/CAMD | EPA/NEI | 2013
2020 | ND | Lonesome Creek Station | 57943 | CT2 | GT | OP | CT | NG | 4213 | 1365545.375 | 1.7254 | 0.002527 | EPA/CAMD | EPA/NEI | 2014
2020 | ND | Lonesome Creek Station | 57943 | CT3 | GT | OP | CT | NG | 4229 | 1363593.875 | 3.9381 | 0.005776 | EPA/CAMD | EPA/NEI | 2014
2020 | ND | Lonesome Creek Station | 57943 | CT4 | GT | OP | CT | NG | 5882 | 2018691.25 | 5.4505 | 0.0054 | EPA/CAMD | EPA/NEI | 2016
2020 | ND | Lonesome Creek Station | 57943 | CT5 | GT | OP | CT | NG | 5654 | 1930685.25 | 5.1163 | 0.0053 | EPA/CAMD | EPA/NEI | 2016
2020 | ND | Luverne Wind Energy Center | 57031 | 1 | WT | OP | NA | WND |  | 1524800 |  |  | EIA Prime Mover-level Data
2020 | ND | Merricourt Wind Energy Center | 57048 | 1 | WT | OP | NA | WND |  | 289272 |  |  | EIA Prime Mover-level Data
2020 | ND | Milton R Young | 2823 | B1 | ST | OP | CYCLONE | RC | 8267 | 18925712 | 129.64 | 0.0137 | EPA/CAMD | EPA/NEI | 1970
2020 | ND | Milton R Young | 2823 | B2 | ST | OP | CYCLONE | RC | 8167 | 32322820 | 232.72 | 0.0144 | EPA/CAMD | EPA/NEI | 1977
2020 | ND | Minot Wind Project | 55995 | MWP | WT | OP | NA | WND |  | 59970.2812 |  |  | EIA Prime Mover-level Data
2020 | ND | Minot Wind Project | 55995 | MWP2 | WT | OP | NA | WND |  | 103794.7188 |  |  | EIA Prime Mover-level Data
2020 | ND | New Frontier Wind | 59903 | GEN | WT | OP | NA | WND |  | 3741991 |  |  | EIA Prime Mover-level Data
2020 | ND | Oliver Wind III, LLC | 60905 | WT1 | WT | OP | NA | WND |  | 4010497 |  |  | EIA Prime Mover-level Data
2020 | ND | Pembina Land Port of Entry Wind Turbine | 62782 | PEMWT | WT | OA | NA | WND |  | 3211 |  |  | EIA Prime Mover-level Data
2020 | ND | Pioneer Generating Station | 57881 | CT1 | GT | OP | CT | NG | 2230 | 644851.625 | 2.5019 | 0.0077596 | EPA/CAMD | NEI avg EF - PM, fuel type, firing type | 2013
2020 | ND | Pioneer Generating Station | 57881 | CT2 | GT | OP | CT | NG | 2133 | 625289.5625 | 2.426 | 0.0077596 | EPA/CAMD | NEI avg EF - PM, fuel type, firing type | 2013
2020 | ND | Pioneer Generating Station | 57881 | CT3 | GT | OP | CT | NG | 2232 | 639557.4375 | 2.4814 | 0.0077596 | EPA/CAMD | NEI avg EF - PM, fuel type, firing type | 2014
2020 | ND | Portable Generator 1 | 59196 | IC1 | IC | RE | NA | DFO
2020 | ND | Portable Generator 2 | 59194 | IC1 | IC | SB | NA | DFO |  | 47 | 0.007285 | 0.31 | EIA Prime Mover-level Data | Estimated using an emission factor
2020 | ND | Portable Generator 3 | 59195 | IC2 | IC | SB | NA | DFO |  | 53 | 0.008215 | 0.31 | EIA Prime Mover-level Data | Estimated using an emission factor
2020 | ND | Prairie Winds ND1 | 56607 | ND1 | WT | OP | NA | WND |  | 2490936 |  |  | EIA Prime Mover-level Data
2020 | ND | R M Heskett | 2790 | B2 | ST | OP | FLUIDIZED | LIG | 7898 | 5150015 | 229.9 | 0.089281 | EPA/CAMD | EPA/NEI | 1963
2020 | ND | R M Heskett | 2790 | CT6 | GT | OP | CT | NG | 53 | 22089.6738 | 0.085704 | 0.0077596 | EPA/CAMD | NEI avg EF - PM, fuel type, firing type | 2014
2020 | ND | Rugby Wind Power Project | 57097 | 1 | WT | OP | NA | WND |  | 3185678 |  |  | EIA Prime Mover-level Data
2020 | ND | Spiritwood Station | 56786 | 1 | ST | OP | FLUIDIZED | RC | 8219 | 4432693.5 | 24.1133 | 0.01088 | EPA/CAMD | EPA/NEI | 2011
2020 | ND | Stanton | 2824 | 1 | ST | RE | WALL | SUB
2020 | ND | Stanton | 2824 | 2 | IC | RE | NA | DFO
2020 | ND | Sunflower Wind Project | 60088 | SNFLR | WT | OP | NA | WND |  | 4073971 |  |  | EIA Prime Mover-level Data
2020 | ND | Tatanka Wind Power LLC | 56669 | TW1 | WT | OP | NA | WND |  | 3274066 |  |  | EIA Prime Mover-level Data
2020 | ND | Tesoro Mandan Cogeneration Plant | 52133 | GEN1 | ST | OP | NA | PRG |  | 2435003.25 | 69.4126 | 0.057012 | EIA Prime Mover-level Data | NEI avg EF - PM, fuel type
2020 | ND | Tesoro Mandan Cogeneration Plant | 52133 | GEN2 | ST | OP | NA | PRG |  | 2435003.25 | 69.4126 | 0.057012 | EIA Prime Mover-level Data | NEI avg EF - PM, fuel type
2020 | ND | Tesoro Mandan Cogeneration Plant | 52133 | GEN3 | ST | OP | NA | PRG |  | 2435003.25 | 69.4126 | 0.057012 | EIA Prime Mover-level Data | NEI avg EF - PM, fuel type
2020 | ND | Thunder Spirit Wind, LLC | 58965 | 2 | WT | OP | NA | WND |  | 1625180.25 |  |  | EIA Prime Mover-level Data
2020 | ND | Thunder Spirit Wind, LLC | 58965 | THNDR | WT | OP | NA | WND |  | 3639726.75 |  |  | EIA Prime Mover-level Data
2020 | ND | Velva Windfarm LLC | 56670 | VW1 | WT | OP | NA | WND |  | 264075 |  |  | EIA Prime Mover-level Data
2020 | ND | Walhalla | 55638 | GEN1 | ST | RE | NA | SUB
2020 | ND | Williston | 2791 | 2 | GT | RE | NA | NG
2020 | ND | Williston | 2791 | 3 | GT | RE | NA | NG
2020 | ND | Wilton Wind II LLC | 57120 | 1 | WT | OP | NA | WND |  | 1795474 |  |  | EIA Prime Mover-level Data
2020 | NE | Ainsworth Wind | 56162 | 1 | WT | OP | NA | WND |  | 1070999 |  |  | EIA Prime Mover-level Data
2020 | NE | Ansley | 2214 | 2 | IC | OP | NA | NG |  | 64.2 | 1.3546e-05 | 0.000422 | EIA Prime Mover-level Data | Estimated using an emission factor
2020 | NE | Ansley | 2214 | 3 | IC | OP | NA | DFO |  | 42.8 | 0.006634 | 0.31 | EIA Prime Mover-level Data | Estimated using an emission factor
2020 | NE | Archer Daniels Midland Columbus | 57046 | CFB1 | ST | OP | NA | SUB |  | 2626157.5 | 11.6741 | 0.0088906 | EIA Unit-level Data | NEI avg EF - PM, fuel type
2020 | NE | Archer Daniels Midland Columbus | 57046 | CFB2 | ST | OP | NA | SUB |  | 4627064.5 | 20.5688 | 0.0088906 | EIA Unit-level Data | NEI avg EF - PM, fuel type
2020 | NE | Archer Daniels Midland Lincoln | 10862 | GEN1 | ST | OP | NA | SUB |  | 1548753 | 6.8847 | 0.0088906 | EIA Prime Mover-level Data | NEI avg EF - PM, fuel type
2020 | NE | Arnold | 2216 | 1 | IC | SB | NA | DFO
2020 | NE | Arnold | 2216 | 2A | IC | OS | NA | DFO
2020 | NE | Arnold | 2216 | 3 | IC | OS | NA | DFO
2020 | NE | Arnold | 2216 | 4 | IC | OS | NA | DFO
2020 | NE | Auburn | 2215 | 1 | IC | OP | NA | NG |  | 61.733 | 1.3026e-05 | 0.000422 | EIA Prime Mover-level Data | Estimated using an emission factor
2020 | NE | Auburn | 2215 | 2 | IC | OP | NA | NG |  | 25.722 | 5.4273e-06 | 0.000422 | EIA Prime Mover-level Data | Estimated using an emission factor
2020 | NE | Auburn | 2215 | 4A | IC | OP | NA | NG |  | 95.171 | 2.0081e-05 | 0.000422 | EIA Prime Mover-level Data | Estimated using an emission factor
2020 | NE | Auburn | 2215 | 5 | IC | OP | NA | NG |  | 84.882 | 1.791e-05 | 0.000422 | EIA Prime Mover-level Data | Estimated using an emission factor
2020 | NE | Auburn | 2215 | 6 | IC | OP | NA | NG |  | 69.449 | 1.4654e-05 | 0.000422 | EIA Prime Mover-level Data | Estimated using an emission factor
2020 | NE | Auburn | 2215 | 7 | IC | OP | NA | NG |  | 144.043 | 3.0393e-05 | 0.000422 | EIA Prime Mover-level Data | Estimated using an emission factor
2020 | NE | Beatrice | 8000 | 1 | CT | OP | CC | NG | 2374 | 2021598.25 | 5.2143 | 0.0051586 | EPA/CAMD | EPA/NEI | 2004
2020 | NE | Beatrice | 8000 | 2 | CT | OP | CC | NG | 5149 | 4351237 | 25.2114 | 0.011588 | EPA/CAMD | EPA/NEI | 2004
2020 | NE | Beaver City | 2217 | 1 | IC | OP | NA | DFO
2020 | NE | Beaver City | 2217 | 2 | IC | OP | NA | NG
2020 | NE | Beaver City | 2217 | 3 | IC | OP | NA | DFO
2020 | NE | Beaver City | 2217 | 4 | IC | OP | NA | NG
2020 | NE | Broken Bow | 2221 | 1 | IC | OP | NA | DFO |  | 9.655 | 0.0014965 | 0.31 | EIA Prime Mover-level Data | Estimated using an emission factor
2020 | NE | Broken Bow | 2221 | 2 | IC | OP | NA | NG |  | 67.586 | 1.4261e-05 | 0.000422 | EIA Prime Mover-level Data | Estimated using an emission factor
2020 | NE | Broken Bow | 2221 | 3 | IC | OP | NA | DFO |  | 15.448 | 0.0023944 | 0.31 | EIA Prime Mover-level Data | Estimated using an emission factor
2020 | NE | Broken Bow | 2221 | 4 | IC | OP | NA | NG |  | 15.448 | 3.2595e-06 | 0.000422 | EIA Prime Mover-level Data | Estimated using an emission factor
2020 | NE | Broken Bow | 2221 | 5 | IC | OP | NA | NG |  | 19.31 | 4.0744e-06 | 0.000422 | EIA Prime Mover-level Data | Estimated using an emission factor
2020 | NE | Broken Bow | 2221 | 6 | IC | OP | NA | NG |  | 40.552 | 8.5565e-06 | 0.000422 | EIA Prime Mover-level Data | Estimated using an emission factor
2020 | NE | Broken Bow Wind II, LLC | 58981 | BBII | WT | OP | NA | WND |  | 2884009 |  |  | EIA Prime Mover-level Data
2020 | NE | Broken Bow Wind LLC | 57593 | 1 | WT | OP | NA | WND |  | 2225885 |  |  | EIA Prime Mover-level Data
2020 | NE | Burt County Solar Hybrid | 64222 | 1 | PV | U | NA | SUN
2020 | NE | Burt County Solar Hybrid | 64222 | 2 | BA | U | NA | MWH
2020 | NE | Burt County Wind | 61511 | BCNE | WT | L | NA | WND
2020 | NE | Burwell | 2222 | 1 | IC | OP | NA | DFO |  | 94 | 0.01457 | 0.31 | EIA Prime Mover-level Data | Estimated using an emission factor
2020 | NE | Burwell | 2222 | 2 | IC | OP | NA | DFO |  | 79.538 | 0.012328 | 0.31 | EIA Prime Mover-level Data | Estimated using an emission factor
2020 | NE | Burwell | 2222 | 3 | IC | OP | NA | DFO |  | 65.077 | 0.010087 | 0.31 | EIA Prime Mover-level Data | Estimated using an emission factor
2020 | NE | Burwell | 2222 | 4 | IC | SB | NA | DFO |  | 43.385 | 0.0067247 | 0.31 | EIA Prime Mover-level Data | Estimated using an emission factor
2020 | NE | C W Burdick | 2241 | GT-2 | GT | OP | CT | NG | 107 | 18179.1719 | 1.5e-05 | 1.6502e-06 | EPA/CAMD | EPA/NEI | 2003
2020 | NE | C W Burdick | 2241 | GT-3 | GT | OP | CT | NG | 114 | 24049.5156 | 0.093308 | 0.0077596 | EPA/CAMD | NEI avg EF - PM, fuel type, firing type | 2003
2020 | NE | Cambridge | 2223 | 1 | IC | RE | NA | DFO
2020 | NE | Cambridge | 2223 | 2 | IC | RE | NA | DFO
2020 | NE | Cambridge | 2223 | 3 | IC | RE | NA | DFO
2020 | NE | Cambridge | 2223 | CAT1 | IC | SB | NA | DFO |  | 105.5 | 0.016352 | 0.31 | EIA Prime Mover-level Data | Estimated using an emission factor
2020 | NE | Cambridge | 2223 | CAT2 | IC | OP | NA | DFO |  | 105.5 | 0.016352 | 0.31 | EIA Prime Mover-level Data | Estimated using an emission factor
2020 | NE | Campbell Village | 2225 | 1 | IC | RE | NA | DFO
2020 | NE | Campbell Village | 2225 | 2 | IC | RE | NA | DFO
2020 | NE | Campbell Village | 2225 | 3 | IC | RE | NA | DFO
2020 | NE | Campbell Village | 2225 | IC4 | IC | SB | NA | DFO
2020 | NE | Canaday | 2226 | 1 | ST | OP | TANGENTIAL | NG | 57 | 13273.5996 | 0.046816 | 0.007054 | EPA/CAMD | EPA/NEI | 1958
2020 | NE | Cass County Station | 55972 | CT1 | GT | OP | CT | NG | 683 | 922826.125 | 3.4931 | 0.0075705 | EPA/CAMD | EPA/NEI | 2003
2020 | NE | Cass County Station | 55972 | CT2 | GT | OP | CT | NG | 611 | 832466.125 | 2.6047 | 0.0062577 | EPA/CAMD | EPA/NEI | 2003
2020 | NE | CCC Hastings Wind Turbine | 60931 | WT1 | WT | OP | NA | WND |  | 69227 |  |  | EIA Prime Mover-level Data
2020 | NE | Chappell | 2230 | 1 | IC | RE | NA | DFO
2020 | NE | Chappell | 2230 | 5 | IC | OP | NA | DFO |  | 41 | 0.006355 | 0.31 | EIA Prime Mover-level Data | Estimated using an emission factor
2020 | NE | City Light & Water | 7481 | 1 | IC | OP | NA | DFO |  | 60.923 | 0.0094431 | 0.31 | EIA Prime Mover-level Data | Estimated using an emission factor
2020 | NE | City Light & Water | 7481 | 2 | IC | OP | NA | DFO |  | 27.077 | 0.0041969 | 0.31 | EIA Prime Mover-level Data | Estimated using an emission factor
2020 | NE | City of Lexington | 61467 | LXNE1 | PV | OP | NA | SUN |  | 61102 |  |  | EIA Prime Mover-level Data
2020 | NE | Columbus | 2260 | 1 | HY | OP | NA | WAT |  | 324320 |  |  | EIA Prime Mover-level Data
2020 | NE | Columbus | 2260 | 2 | HY | OP | NA | WAT |  | 324320 |  |  | EIA Prime Mover-level Data
2020 | NE | Columbus | 2260 | 3 | HY | OP | NA | WAT |  | 324320 |  |  | EIA Prime Mover-level Data
2020 | NE | Cooper Nuclear Station | 8036 | 1 | ST | OP | NA | NUC |  | 64645468 |  |  | EIA Prime Mover-level Data
2020 | NE | Cottonwood Wind Energy Center | 61407 | CTNWD | WT | OP | NA | WND |  | 3795157 |  |  | EIA Prime Mover-level Data
2020 | NE | Creston Ridge II, LLC | 61668 | CR2-1 | WT | OP | NA | WND |  | 92885 |  |  | EIA Prime Mover-level Data
2020 | NE | Creston Ridge II, LLC | 61668 | CR2-2 | WT | OP | NA | WND |  | 92885 |  |  | EIA Prime Mover-level Data
2020 | NE | Creston Ridge II, LLC | 61668 | CR2-3 | WT | OP | NA | WND |  | 92885 |  |  | EIA Prime Mover-level Data
2020 | NE | Creston Ridge Wind Farm | 60932 | WT1 | WT | OP | NA | WND |  | 253136 |  |  | EIA Prime Mover-level Data
2020 | NE | Crete | 2231 | 1 | IC | RE | NA | DFO
2020 | NE | Crete | 2231 | 2 | IC | RE | NA | NG
2020 | NE | Crete | 2231 | 3 | IC | RE | NA | NG
2020 | NE | Crete | 2231 | 4 | IC | RE | NA | NG
2020 | NE | Crete | 2231 | 5 | IC | RE | NA | NG
2020 | NE | Crete | 2231 | 6 | IC | RE | NA | NG
2020 | NE | Crete | 2231 | 7 | IC | OP | NA | NG |  | 2017 | 0.00042559 | 0.000422 | EIA Prime Mover-level Data | Estimated using an emission factor
2020 | NE | Crofton Bluffs Wind LLC | 57278 | CWET1 | WT | OP | NA | WND |  | 1491585 |  |  | EIA Prime Mover-level Data
2020 | NE | Cuming County Renewables, LLC | 63393 | T-1 | WT | OP | NA | WND |  | 109443 |  |  | EIA Prime Mover-level Data
2020 | NE | Curtis | 2232 | 2 | IC | OP | NA | NG |  | 46.059 | 9.7184e-06 | 0.000422 | EIA Prime Mover-level Data | Estimated using an emission factor
2020 | NE | Curtis | 2232 | 3 | IC | OP | NA | NG |  | 56.294 | 1.1878e-05 | 0.000422 | EIA Prime Mover-level Data | Estimated using an emission factor
2020 | NE | Curtis | 2232 | 4 | IC | OP | NA | NG |  | 71.647 | 1.5118e-05 | 0.000422 | EIA Prime Mover-level Data | Estimated using an emission factor
2020 | NE | David City | 2233 | 1 | IC | OP | NA | NG |  | 20.943 | 4.419e-06 | 0.000422 | EIA Prime Mover-level Data | Estimated using an emission factor
2020 | NE | David City | 2233 | 2 | IC | OP | NA | DFO |  | 13.962 | 0.0021641 | 0.31 | EIA Prime Mover-level Data | Estimated using an emission factor
2020 | NE | David City | 2233 | 3 | IC | OP | NA | NG |  | 13.962 | 2.946e-06 | 0.000422 | EIA Prime Mover-level Data | Estimated using an emission factor
2020 | NE | David City | 2233 | 4 | IC | OP | NA | NG |  | 32.113 | 6.7758e-06 | 0.000422 | EIA Prime Mover-level Data | Estimated using an emission factor
2020 | NE | David City | 2233 | 5 | IC | OP | NA | DFO |  | 22.34 | 0.0034627 | 0.31 | EIA Prime Mover-level Data | Estimated using an emission factor
2020 | NE | David City | 2233 | 6 | IC | OP | NA | DFO |  | 22.34 | 0.0034627 | 0.31 | EIA Prime Mover-level Data | Estimated using an emission factor
2020 | NE | David City | 2233 | 7 | IC | OP | NA | DFO |  | 22.34 | 0.0034627 | 0.31 | EIA Prime Mover-level Data | Estimated using an emission factor
2020 | NE | Deshler | 2234 | 1A | IC | RE | NA | DFO
2020 | NE | Deshler | 2234 | 2 | IC | RE | NA | DFO
2020 | NE | Deshler | 2234 | 4 | IC | OP | NA | DFO
2020 | NE | Deshler | 2234 | 5 | IC | OP | NA | DFO
2020 | NE | Dodge County Solar Hybrid | 64223 | 1 | PV | U | NA | SUN
2020 | NE | Dodge County Solar Hybrid | 64223 | 2 | BA | U | NA | MWH
2020 | NE | Don Henry | 2243 | 1 | GT | SB | NA | NG |  | 2694 | 0.0013392 | 0.00099423 | EIA Prime Mover-level Data | NEI avg EF - PM, fuel type, firing type
2020 | NE | Elk City Station | 7955 | 1 | IC | OP | NA | LFG |  | 72797.75 | 0.53506 | 0.0147 | EIA Prime Mover-level Data | Estimated using an emission factor
2020 | NE | Elk City Station | 7955 | 2 | IC | OP | NA | LFG |  | 72797.75 | 0.53506 | 0.0147 | EIA Prime Mover-level Data | Estimated using an emission factor
2020 | NE | Elk City Station | 7955 | 3 | IC | OP | NA | LFG |  | 72797.75 | 0.53506 | 0.0147 | EIA Prime Mover-level Data | Estimated using an emission factor
2020 | NE | Elk City Station | 7955 | 4 | IC | OP | NA | LFG |  | 72797.75 | 0.53506 | 0.0147 | EIA Prime Mover-level Data | Estimated using an emission factor
2020 | NE | Elk City Station | 7955 | 5 | IC | OP | NA | LFG |  | 72797.75 | 0.53506 | 0.0147 | EIA Prime Mover-level Data | Estimated using an emission factor
2020 | NE | Elk City Station | 7955 | 6 | IC | OP | NA | LFG |  | 72797.75 | 0.53506 | 0.0147 | EIA Prime Mover-level Data | Estimated using an emission factor
2020 | NE | Elk City Station | 7955 | 7 | IC | OP | NA | LFG |  | 72797.75 | 0.53506 | 0.0147 | EIA Prime Mover-level Data | Estimated using an emission factor
2020 | NE | Elk City Station | 7955 | 8 | IC | OP | NA | LFG |  | 72797.75 | 0.53506 | 0.0147 | EIA Prime Mover-level Data | Estimated using an emission factor
2020 | NE | Elkhorn Ridge Wind LLC | 56947 | 1 | WT | OP | NA | WND |  | 1640252 |  |  | EIA Prime Mover-level Data
2020 | NE | Emerick Wind | 64344 | 9999 | WT | L | NA | WND
2020 | NE | Emerson | 2235 | 2 | IC | OP | NA | NG |  | 28.188 | 5.9477e-06 | 0.000422 | EIA Prime Mover-level Data | Estimated using an emission factor
2020 | NE | Emerson | 2235 | 3 | IC | OP | NA | DFO |  | 2.562 | 0.00039711 | 0.31 | EIA Prime Mover-level Data | Estimated using an emission factor
2020 | NE | Emerson | 2235 | 4 | IC | OP | NA | NG |  | 10.25 | 2.1628e-06 | 0.000422 | EIA Prime Mover-level Data | Estimated using an emission factor
2020 | NE | Falls City | 2237 | 1 | IC | OP | NA | DFO |  | 80.511 | 0.012479 | 0.31 | EIA Prime Mover-level Data | Estimated using an emission factor
2020 | NE | Falls City | 2237 | 2 | IC | OP | NA | DFO |  | 120.767 | 0.018719 | 0.31 | EIA Prime Mover-level Data | Estimated using an emission factor
2020 | NE | Falls City | 2237 | 3 | IC | OP | NA | NG |  | 362.3 | 7.6445e-05 | 0.000422 | EIA Prime Mover-level Data | Estimated using an emission factor
2020 | NE | Falls City | 2237 | 4 | IC | OP | NA | NG |  | 147.604 | 3.1144e-05 | 0.000422 | EIA Prime Mover-level Data | Estimated using an emission factor
2020 | NE | Falls City | 2237 | 5 | IC | OP | NA | NG |  | 268.371 | 5.6626e-05 | 0.000422 | EIA Prime Mover-level Data | Estimated using an emission factor
2020 | NE | Falls City | 2237 | 6 | IC | OP | NA | NG |  | 335.463 | 7.0783e-05 | 0.000422 | EIA Prime Mover-level Data | Estimated using an emission factor
2020 | NE | Falls City | 2237 | 7 | IC | OP | NA | NG |  | 831.949 | 0.00017554 | 0.000422 | EIA Prime Mover-level Data | Estimated using an emission factor
2020 | NE | Falls City | 2237 | 8 | IC | OP | NA | NG |  | 805.112 | 0.00016988 | 0.000422 | EIA Prime Mover-level Data | Estimated using an emission factor
2020 | NE | Falls City | 2237 | 9 | IC | OP | NA | NG |  | 1247.923 | 0.00026331 | 0.000422 | EIA Prime Mover-level Data | Estimated using an emission factor
2020 | NE | Flat Water Wind Farm LLC | 57283 | WTG1 | WT | OP | NA | WND |  | 1714840 |  |  | EIA Prime Mover-level Data
2020 | NE | Flat Water Wind Farm LLC | 57283 | WTG2 | WT | CN | NA | WND
2020 | NE | Fort Calhoun | 2289 | 1 | ST | RE | NA | NUC
2020 | NE | Fort Calhoun Community Solar | 63844 | FTCAL | PV | OP | NA | SUN |  | 79843 |  |  | EIA Prime Mover-level Data
2020 | NE | Franklin (NE) | 2238 | 1 | IC | OP | NA | NG |  | 46 | 9.706e-06 | 0.000422 | EIA Prime Mover-level Data | Estimated using an emission factor
2020 | NE | Franklin (NE) | 2238 | 2 | IC | OP | NA | NG |  | 99.667 | 2.103e-05 | 0.000422 | EIA Prime Mover-level Data | Estimated using an emission factor
2020 | NE | Franklin (NE) | 2238 | 3 | IC | OP | NA | NG |  | 84.333 | 1.7794e-05 | 0.000422 | EIA Prime Mover-level Data | Estimated using an emission factor
2020 | NE | Franklin (NE) | 2238 | 4 | IC | OP | NA | NG |  | 69 | 1.4559e-05 | 0.000422 | EIA Prime Mover-level Data | Estimated using an emission factor
2020 | NE | Gavins Point | 6624 | 1 | HY | OP | NA | WAT |  | 2023762 |  |  | EIA Prime Mover-level Data
2020 | NE | Gavins Point | 6624 | 2 | HY | OP | NA | WAT |  | 2023762 |  |  | EIA Prime Mover-level Data
2020 | NE | Gavins Point | 6624 | 3 | HY | OP | NA | WAT |  | 2023762 |  |  | EIA Prime Mover-level Data
2020 | NE | Gerald Gentleman Station | 6077 | 1 | ST | OP | WALL | SUB | 8393 | 39451012 | 59.5362 | 0.0030182 | EPA/CAMD | EPA/NEI | 1979
2020 | NE | Gerald Gentleman Station | 6077 | 2 | ST | OP | WALL | SUB | 6554 | 30199452 | 53.6458 | 0.0035528 | EPA/CAMD | EPA/NEI | 1982
2020 | NE | Gerald Whelan Energy Center | 60 | 1 | ST | OP | TANGENTIAL | RC | 7798 | 4181644.5 | 19.7184 | 0.0094309 | EPA/CAMD | EPA/NEI | 1981
2020 | NE | Gerald Whelan Energy Center | 60 | 2 | ST | OP | WALL | SUB | 4950 | 7501388 | 5.1755 | 0.0013799 | EPA/CAMD | EPA/NEI | 2010
2020 | NE | Grande Prairie Wind Farm | 58695 | 1 | WT | OP | NA | WND |  | 13619344 |  |  | EIA Prime Mover-level Data
2020 | NE | Hallam Peaking | 2265 | 1A | GT | OP | CT | NG | 58 | 7072.5 | 0.02744 | 0.0077596 | EPA/CAMD | NEI avg EF - PM, fuel type, firing type | 1973
2020 | NE | Hallam Peaking | 2265 | 1B | GT | OP | CT | NG | 60 | 8573.5996 | 0.033264 | 0.0077596 | EPA/CAMD | NEI avg EF - PM, fuel type, firing type | 1973
2020 | NE | Hastings Community Solar Farm | 62833 | PV | PV | OP | NA | SUN |  | 31171 |  |  | EIA Prime Mover-level Data
2020 | NE | Haystack Wind Project, LLC | 64139 | 4444 | WT | U | NA | WND
2020 | NE | Hebron Peaking | 2266 | 1A | GT | OP | CT | DFO | 52 | 7608.7002 | 0.019527 | 0.0051329 | EPA/CAMD | EPA/NEI | 1973
2020 | NE | Hebron Peaking | 2266 | 1B | GT | OP | CT | DFO | 52 | 7322.6001 | 0.019527 | 0.0053334 | EPA/CAMD | EPA/NEI | 1973
2020 | NE | Holdrege Solar Center | 59713 | HDSC | PV | OP | NA | SUN |  | 57086 |  |  | EIA Prime Mover-level Data
2020 | NE | J Street | 2250 | 1 | GT | OP | CT | NG | 49 | 24134 | 0.093636 | 0.0077596 | EPA/CAMD | NEI avg EF - PM, fuel type, firing type | 1972
2020 | NE | Jeffrey | 2227 | 1 | HY | OP | NA | WAT |  | 523831 |  |  | EIA Prime Mover-level Data
2020 | NE | Jeffrey | 2227 | 2 | HY | OP | NA | WAT |  | 523831 |  |  | EIA Prime Mover-level Data
2020 | NE | Johnson 1 | 2228 | 1 | HY | OP | NA | WAT |  | 408897 |  |  | EIA Prime Mover-level Data
2020 | NE | Johnson 1 | 2228 | 2 | HY | OP | NA | WAT |  | 408897 |  |  | EIA Prime Mover-level Data
2020 | NE | Johnson 2 | 2229 | 1 | HY | OP | NA | WAT |  | 1029406 |  |  | EIA Prime Mover-level Data
2020 | NE | Jones Street | 2290 | 1 | GT | OP | CT | DFO | 53 | 31427.3008 | 0.05328 | 0.0033907 | EPA/CAMD | EPA/NEI | 1973
2020 | NE | Jones Street | 2290 | 2 | GT | OP | CT | DFO | 74 | 46500.1992 | 0.08658 | 0.0037239 | EPA/CAMD | EPA/NEI | 1973
2020 | NE | Kearney | 2268 | 1 | HY | OP | NA | WAT |  | 2781 |  |  | EIA Prime Mover-level Data
2020 | NE | Kearney NPPD Solar Project | 61884 | PV1 | PV | OP | NA | SUN |  | 99582 |  |  | EIA Prime Mover-level Data
2020 | NE | Kimball | 2248 | 1 | IC | OP | NA | DFO |  | 36.146 | 0.0056026 | 0.31 | EIA Prime Mover-level Data | Estimated using an emission factor
2020 | NE | Kimball | 2248 | 2 | IC | OP | NA | DFO |  | 36.146 | 0.0056026 | 0.31 | EIA Prime Mover-level Data | Estimated using an emission factor
2020 | NE | Kimball | 2248 | 3 | IC | OP | NA | DFO |  | 46.99 | 0.0072835 | 0.31 | EIA Prime Mover-level Data | Estimated using an emission factor
2020 | NE | Kimball | 2248 | 4 | IC | OP | NA | DFO |  | 46.99 | 0.0072835 | 0.31 | EIA Prime Mover-level Data | Estimated using an emission factor
2020 | NE | Kimball | 2248 | 5 | IC | OP | NA | DFO |  | 39.76 | 0.0061628 | 0.31 | EIA Prime Mover-level Data | Estimated using an emission factor
2020 | NE | Kimball | 2248 | 6 | IC | OP | NA | DFO |  | 140.969 | 0.02185 | 0.31 | EIA Prime Mover-level Data | Estimated using an emission factor
2020 | NE | Kimball Wind | 56106 | 1 | WT | RE | NA | WND
2020 | NE | Kimball Wind | 56106 | KIM01 | WT | OP | NA | WND |  | 1115721 |  |  | EIA Prime Mover-level Data
2020 | NE | Kingsley | 785 | 1 | HY | OP | NA | WAT |  | 1044023 |  |  | EIA Prime Mover-level Data
2020 | NE | Laredo Ridge Wind LLC | 57262 | 1 | WT | OP | NA | WND |  | 2504463 |  |  | EIA Prime Mover-level Data
2020 | NE | Laurel | 2249 | 1 | IC | SB | NA | NG |  | 3.714 | 7.8365e-07 | 0.000422 | EIA Prime Mover-level Data | Estimated using an emission factor
2020 | NE | Laurel | 2249 | 2 | IC | SB | NA | NG |  | 2.571 | 5.4248e-07 | 0.000422 | EIA Prime Mover-level Data | Estimated using an emission factor
2020 | NE | Laurel | 2249 | 3 | IC | RE | NA | NG
2020 | NE | Laurel | 2249 | 4 | IC | RE | NA | NG
2020 | NE | Laurel | 2249 | 6 | IC | RE | NA | NG
2020 | NE | Laurel | 2249 | 7 | IC | SB | NA | NG |  | 3.714 | 7.8365e-07 | 0.000422 | EIA Prime Mover-level Data | Estimated using an emission factor
2020 | NE | Little Blue Wind Project, LLC | 64336 | WFW | WT | T | NA | WND
2020 | NE | Lon D Wright Power Plant | 2240 | 50T | GT | OP | CT | NG | 63 | 25867.5996 | 0.049372 | 0.0038173 | EPA/CAMD | EPA/NEI | 2003
2020 | NE | Lon D Wright Power Plant | 2240 | 8 | ST | OP | WALL | SUB | 6775 | 3279938.5 | 18.0254 | 0.010991 | EPA/CAMD | EPA/NEI | 1976
2020 | NE | Lon D Wright Power Plant | 2240 | CTNWD | WT | OP | NA | WND |  | 1750872 |  |  | EIA Prime Mover-level Data
2020 | NE | Lon D Wright Power Plant | 2240 | SLR1 | PV | OP | NA | SUN |  | 21951.9121 |  |  | EIA Prime Mover-level Data
2020 | NE | Lon D Wright Power Plant | 2240 | SLR2 | PV | OP | NA | SUN |  | 16886.0879 |  |  | EIA Prime Mover-level Data
2020 | NE | Lyons | 2253 | 2 | IC | OP | NA | DFO
2020 | NE | Lyons | 2253 | 3 | IC | OP | NA | DFO
2020 | NE | Lyons | 2253 | 4A | IC | OP | NA | DFO
2020 | NE | Lyons | 2253 | 5 | IC | RE | NA | DFO
2020 | NE | Madison Utilities | 7469 | FM1 | IC | OP | NA | DFO |  | 34.483 | 0.0053449 | 0.31 | EIA Prime Mover-level Data | Estimated using an emission factor
2020 | NE | Madison Utilities | 7469 | FM2 | IC | OP | NA | DFO |  | 22.414 | 0.0034742 | 0.31 | EIA Prime Mover-level Data | Estimated using an emission factor
2020 | NE | Madison Utilities | 7469 | FM3 | IC | OP | NA | DFO |  | 18.966 | 0.0029397 | 0.31 | EIA Prime Mover-level Data | Estimated using an emission factor
2020 | NE | Madison Utilities | 7469 | FM4 | IC | RE | NA | DFO
2020 | NE | Madison Utilities | 7469 | FM5 | IC | OP | NA | DFO |  | 24.138 | 0.0037414 | 0.31 | EIA Prime Mover-level Data | Estimated using an emission factor
2020 | NE | McCook Peaking | 2271 | 1A | GT | OP | CT | DFO | 32 | 4555.7998 | 0.01175 | 0.0051582 | EPA/CAMD | EPA/NEI | 1973
2020 | NE | McCook Peaking | 2271 | 1B | GT | OP | CT | DFO | 33 | 4931.1001 | 0.01175 | 0.0047656 | EPA/CAMD | EPA/NEI | 1973
2020 | NE | Milligan 1 Wind Farm | 64377 | SG275 | WT | OP | NA | WND |  | 212569.2031 |  |  | EIA Prime Mover-level Data
2020 | NE | Milligan 1 Wind Farm | 64377 | SG4.5 | WT | U | NA | WND
2020 | NE | Milligan 1 Wind Farm | 64377 | V110 | WT | OP | NA | WND |  | 141712.7969 |  |  | EIA Prime Mover-level Data
2020 | NE | Milligan III Wind Farm | 61159 | M3001 | WT | T | NA | WND
2020 | NE | Missouri River Wastewater Treatment | 55033 | 6013 | IC | OP | NA | OBG |  | 38959.668 | 0.28635 | 0.0147 | EIA Prime Mover-level Data | Estimated using an emission factor
2020 | NE | Missouri River Wastewater Treatment | 55033 | 6101 | IC | OP | NA | OBG |  | 38959.668 | 0.28635 | 0.0147 | EIA Prime Mover-level Data | Estimated using an emission factor
2020 | NE | Missouri River Wastewater Treatment | 55033 | 6102 | IC | OP | NA | OBG |  | 38959.668 | 0.28635 | 0.0147 | EIA Prime Mover-level Data | Estimated using an emission factor
2020 | NE | Mobile | 6229 | 1 | IC | OP | NA | DFO |  | 49.355 | 0.00765 | 0.31 | EIA Prime Mover-level Data | Estimated using an emission factor
2020 | NE | Mobile | 6229 | 2 | IC | OP | NA | DFO |  | 78.968 | 0.01224 | 0.31 | EIA Prime Mover-level Data | Estimated using an emission factor
2020 | NE | Mobile | 6229 | 3 | IC | RE | NA | DFO
2020 | NE | Mobile | 6229 | 500 | IC | OP | NA | DFO |  | 24.677 | 0.0038249 | 0.31 | EIA Prime Mover-level Data | Estimated using an emission factor
2020 | NE | Monroe (NE) | 2273 | 1 | HY | OP | NA | WAT |  | 67263 |  |  | EIA Prime Mover-level Data
2020 | NE | Monroe (NE) | 2273 | 2 | HY | OP | NA | WAT |  | 67263 |  |  | EIA Prime Mover-level Data
2020 | NE | Monroe (NE) | 2273 | 3 | HY | OP | NA | WAT |  | 67263 |  |  | EIA Prime Mover-level Data
2020 | NE | Monument Road | 61033 | MR001 | WT | CN | NA | WND
2020 | NE | Nebraska City # 1 | 2255 | 10 | IC | OP | NA | NG |  | 182.797 | 3.857e-05 | 0.000422 | EIA Prime Mover-level Data | Estimated using an emission factor
2020 | NE | Nebraska City # 1 | 2255 | 2 | IC | OP | NA | DFO |  | 42.184 | 0.0065385 | 0.31 | EIA Prime Mover-level Data | Estimated using an emission factor
2020 | NE | Nebraska City # 1 | 2255 | 3 | IC | OP | NA | NG |  | 70.307 | 1.4835e-05 | 0.000422 | EIA Prime Mover-level Data | Estimated using an emission factor
2020 | NE | Nebraska City # 1 | 2255 | 4 | IC | OP | NA | NG |  | 87.18 | 1.8395e-05 | 0.000422 | EIA Prime Mover-level Data | Estimated using an emission factor
2020 | NE | Nebraska City # 1 | 2255 | 5 | IC | OP | NA | NG |  | 56.245 | 1.1868e-05 | 0.000422 | EIA Prime Mover-level Data | Estimated using an emission factor
2020 | NE | Nebraska City # 1 | 2255 | 8 | IC | OP | NA | NG |  | 115.303 | 2.4329e-05 | 0.000422 | EIA Prime Mover-level Data | Estimated using an emission factor
2020 | NE | Nebraska City # 1 | 2255 | 9 | IC | OP | NA | NG |  | 179.985 | 3.7977e-05 | 0.000422 | EIA Prime Mover-level Data | Estimated using an emission factor
2020 | NE | Nebraska City # 2 | 7555 | 11 | IC | OP | NA | NG |  | 158 | 3.3338e-05 | 0.000422 | EIA Prime Mover-level Data | Estimated using an emission factor
2020 | NE | Nebraska City # 2 | 7555 | 12 | IC | OP | NA | NG |  | 158 | 3.3338e-05 | 0.000422 | EIA Prime Mover-level Data | Estimated using an emission factor
2020 | NE | Nebraska City # 2 | 7555 | 13 | IC | OP | NA | DFO |  | 158 | 0.02449 | 0.31 | EIA Prime Mover-level Data | Estimated using an emission factor
2020 | NE | Nebraska City Station | 6096 | 1 | ST | OP | WALL | SUB | 8512 | 42217056 | 122.592 | 0.0058077 | EPA/CAMD | EPA/NEI | 1979
2020 | NE | Nebraska City Station | 6096 | 2 | ST | OP | WALL | SUB | 8267 | 41499792 | 63.0929 | 0.0030406 | EPA/CAMD | EPA/NEI | 2008
2020 | NE | North Denver | 2244 | 4 | ST | SB | NA | NG |  | 2618 | 0.009719 | 0.0074247 | EIA Unit-level Data | NEI avg EF - PM, fuel type
2020 | NE | North Denver | 2244 | 5 | ST | SB | NA | NG |  | 1915.13 | 0.0071097 | 0.0074247 | EIA Unit-level Data | NEI avg EF - PM, fuel type
2020 | NE | North Omaha Station | 2291 | 1 | ST | OP | TANGENTIAL | NG | 95 | 14132.5684 | 0.04995 | 0.0070688 | EPA/CAMD | EPA/NEI | 1954
2020 | NE | North Omaha Station | 2291 | 2 | ST | OP | TANGENTIAL | NG | 83 | 23025.7266 | 0.0999 | 0.0086773 | EPA/CAMD | EPA/NEI | 1957
2020 | NE | North Omaha Station | 2291 | 3 | ST | OP | TANGENTIAL | NG | 810 | 262900.4062 | 0.91908 | 0.0069918 | EPA/CAMD | EPA/NEI | 1959
2020 | NE | North Omaha Station | 2291 | 4 | ST | OP | TANGENTIAL | SUB | 7931 | 8008255.5 | 69.5013 | 0.017357 | EPA/CAMD | EPA/NEI | 1963
2020 | NE | North Omaha Station | 2291 | 5 | ST | OP | WALL | SUB | 8266 | 11919443 | 104.0383 | 0.017457 | EPA/CAMD | EPA/NEI | 1968
2020 | NE | North Platte | 2274 | 1 | HY | OP | NA | WAT |  | 503776.5 |  |  | EIA Prime Mover-level Data
2020 | NE | North Platte | 2274 | 2 | HY | OP | NA | WAT |  | 503776.5 |  |  | EIA Prime Mover-level Data
2020 | NE | Ord | 2294 | 1 | IC | OP | NA | DFO |  | 372.083 | 0.057673 | 0.31 | EIA Prime Mover-level Data | Estimated using an emission factor
2020 | NE | Ord | 2294 | 2 | IC | OP | NA | DFO |  | 111.625 | 0.017302 | 0.31 | EIA Prime Mover-level Data | Estimated using an emission factor
2020 | NE | Ord | 2294 | 3 | IC | OP | NA | DFO |  | 186.042 | 0.028837 | 0.31 | EIA Prime Mover-level Data | Estimated using an emission factor
2020 | NE | Ord | 2294 | 4A | IC | OP | NA | DFO |  | 111.625 | 0.017302 | 0.31 | EIA Prime Mover-level Data | Estimated using an emission factor
2020 | NE | Ord | 2294 | 5A | IC | OP | NA | DFO |  | 111.625 | 0.017302 | 0.31 | EIA Prime Mover-level Data | Estimated using an emission factor
2020 | NE | Oxford (NE) | 2295 | 2 | IC | OP | NA | NG |  | 48.882 | 1.0314e-05 | 0.000422 | EIA Prime Mover-level Data | Estimated using an emission factor
2020 | NE | Oxford (NE) | 2295 | 3 | IC | OP | NA | NG |  | 73.324 | 1.5471e-05 | 0.000422 | EIA Prime Mover-level Data | Estimated using an emission factor
2020 | NE | Oxford (NE) | 2295 | 4 | IC | OP | NA | NG |  | 48.882 | 1.0314e-05 | 0.000422 | EIA Prime Mover-level Data | Estimated using an emission factor
2020 | NE | Oxford (NE) | 2295 | 5 | IC | OP | NA | NG |  | 105.912 | 2.2347e-05 | 0.000422 | EIA Prime Mover-level Data | Estimated using an emission factor
2020 | NE | Papillion Creek Wastewater | 55027 | 951 | IC | SB | NA | OBG |  | 28937.334 | 0.21269 | 0.0147 | EIA Prime Mover-level Data | Estimated using an emission factor
2020 | NE | Papillion Creek Wastewater | 55027 | 952 | IC | OP | NA | OBG |  | 28937.334 | 0.21269 | 0.0147 | EIA Prime Mover-level Data | Estimated using an emission factor
2020 | NE | Papillion Creek Wastewater | 55027 | 953 | IC | OP | NA | OBG |  | 28937.334 | 0.21269 | 0.0147 | EIA Prime Mover-level Data | Estimated using an emission factor
2020 | NE | Pender | 2296 | 1 | IC | OP | NA | DFO |  | 267.245 | 0.041423 | 0.31 | EIA Prime Mover-level Data | Estimated using an emission factor
2020 | NE | Pender | 2296 | 2 | IC | OP | NA | DFO |  | 356.327 | 0.055231 | 0.31 | EIA Prime Mover-level Data | Estimated using an emission factor
2020 | NE | Pender | 2296 | 3 | IC | OP | NA | DFO |  | 89.082 | 0.013808 | 0.31 | EIA Prime Mover-level Data | Estimated using an emission factor
2020 | NE | Pender | 2296 | 4 | IC | OP | NA | DFO |  | 160.347 | 0.024854 | 0.31 | EIA Prime Mover-level Data | Estimated using an emission factor
2020 | NE | Pender | 2296 | 5 | IC | RE | NA | NG
2020 | NE | Perennial Windfarm | 61677 | T-1 | WT | OP | NA | WND |  | 101339.6641 |  |  | EIA Prime Mover-level Data
2020 | NE | Perennial Windfarm | 61677 | T-2 | WT | OP | NA | WND |  | 101339.6641 |  |  | EIA Prime Mover-level Data
2020 | NE | Perennial Windfarm | 61677 | T-3 | WT | OP | NA | WND |  | 101339.6641 |  |  | EIA Prime Mover-level Data
2020 | NE | Plainview Muncipal Power | 2297 | 1 | IC | OP | NA | DFO
2020 | NE | Plainview Muncipal Power | 2297 | 3 | IC | OP | NA | DFO
2020 | NE | Plainview Muncipal Power | 2297 | 4 | IC | OP | NA | DFO
2020 | NE | Plainview Muncipal Power | 2297 | 5 | IC | OP | NA | DFO
2020 | NE | Platte | 59 | 1 | ST | OP | TANGENTIAL | SUB | 6034 | 4842587 | 0.0085078 | 3.5137e-06 | EPA/CAMD | EPA/NEI | 1982
2020 | NE | Plum Creek Wind Project (NE) | 62711 | PLUM | WT | OP | NA | WND |  | 4282479 |  |  | EIA Prime Mover-level Data
2020 | NE | Polk County Renewables, LLC | 62333 | T-1 | WT | OP | NA | WND |  | 106855 |  |  | EIA Prime Mover-level Data
2020 | NE | Prairie Breeze | 58322 | 1 | WT | OP | NA | WND |  | 7318086 |  |  | EIA Prime Mover-level Data
2020 | NE | Prairie Breeze II | 60262 | GEN1 | WT | OP | NA | WND |  | 2719762 |  |  | EIA Prime Mover-level Data
2020 | NE | Prairie Breeze III | 60314 | GEN1 | WT | OP | NA | WND |  | 1255170 |  |  | EIA Prime Mover-level Data
2020 | NE | Rattlesnake Creek Wind Project | 59292 | RCWP | WT | OP | NA | WND |  | 10573333 |  |  | EIA Prime Mover-level Data
2020 | NE | Red Cloud | 2299 | 1 | IC | RE | NA | DFO
2020 | NE | Red Cloud | 2299 | 2 | IC | OP | NA | DFO |  | 100.579 | 0.01559 | 0.31 | EIA Prime Mover-level Data | Estimated using an emission factor
2020 | NE | Red Cloud | 2299 | 3 | IC | OP | NA | DFO |  | 145.281 | 0.022519 | 0.31 | EIA Prime Mover-level Data | Estimated using an emission factor
2020 | NE | Red Cloud | 2299 | 4 | IC | OP | NA | DFO |  | 145.281 | 0.022519 | 0.31 | EIA Prime Mover-level Data | Estimated using an emission factor
2020 | NE | Red Cloud | 2299 | 5 | IC | OP | NA | DFO |  | 245.86 | 0.038108 | 0.31 | EIA Prime Mover-level Data | Estimated using an emission factor
2020 | NE | Rokeby | 6373 | 1 | GT | OP | CT | NG | 199 | 128297.7031 | 0 | 0 | EPA/CAMD | EPA/NEI | 1975
2020 | NE | Rokeby | 6373 | 2 | GT | OP | CT | NG | 230 | 135884.3906 | 0 | 0 | EPA/CAMD | EPA/NEI | 1996
2020 | NE | Rokeby | 6373 | 3 | GT | OP | CT | NG | 70 | 45511.2812 | 0 | 0 | EPA/CAMD | EPA/NEI | 2001
2020 | NE | Salt Valley Wind Plant | 7965 | G1 | WT | OP | NA | WND |  | 10751.5 |  |  | EIA Prime Mover-level Data
2020 | NE | Salt Valley Wind Plant | 7965 | G2 | WT | OP | NA | WND |  | 10751.5 |  |  | EIA Prime Mover-level Data
2020 | NE | Sargent | 2300 | 1 | IC | OP | NA | DFO |  | 5.5 | 0.0008525 | 0.31 | EIA Prime Mover-level Data | Estimated using an emission factor
2020 | NE | Sargent | 2300 | 3 | IC | OP | NA | DFO |  | 4.5 | 0.0006975 | 0.31 | EIA Prime Mover-level Data | Estimated using an emission factor
2020 | NE | Sargent | 2300 | 4 | IC | OP | NA | DFO |  | 2 | 0.00031 | 0.31 | EIA Prime Mover-level Data | Estimated using an emission factor
2020 | NE | Sarpy County Station | 2292 | 1 | GT | OP | CT | DFO | 279 | 84932.4531 | 0.20311 | 0.0047828 | EPA/CAMD | EPA/NEI | 1972
2020 | NE | Sarpy County Station | 2292 | 2 | GT | OP | CT | NG | 507 | 183965.3906 | 0.38358 | 0.0041702 | EPA/CAMD | EPA/NEI | 1972
2020 | NE | Sarpy County Station | 2292 | CT3 | GT | OP | CT | NG | 519 | 379954.5312 | 1.4742 | 0.0077596 | EPA/CAMD | NEI avg EF - PM, fuel type, firing type | 1996
2020 | NE | Sarpy County Station | 2292 | CT4A | GT | OP | CT | NG | 311 | 54905.625 | 0.21302 | 0.0077596 | EPA/CAMD | NEI avg EF - PM, fuel type, firing type | 2000
2020 | NE | Sarpy County Station | 2292 | CT4B | GT | OP | CT | NG | 244 | 40033.3359 | 0.15532 | 0.0077596 | EPA/CAMD | NEI avg EF - PM, fuel type, firing type | 2000
2020 | NE | Sarpy County Station | 2292 | CT5A | GT | OP | CT | NG | 452 | 77388.2188 | 0.30025 | 0.0077596 | EPA/CAMD | NEI avg EF - PM, fuel type, firing type | 2000
2020 | NE | Sarpy County Station | 2292 | CT5B | GT | OP | CT | NG | 444 | 74911.7656 | 0.29064 | 0.0077596 | EPA/CAMD | NEI avg EF - PM, fuel type, firing type | 2000
2020 | NE | Scribner Diesel Generation Facility | 64420 | 1 | IC | OP | NA | DFO |  | 65.5 | 0.010153 | 0.31 | EIA Prime Mover-level Data | Estimated using an emission factor
2020 | NE | Scribner Diesel Generation Facility | 64420 | 2 | IC | OP | NA | DFO |  | 65.5 | 0.010153 | 0.31 | EIA Prime Mover-level Data | Estimated using an emission factor
2020 | NE | Seward Wind Farm | 61056 | T1 | WT | OP | NA | WND |  | 68141 |  |  | EIA Prime Mover-level Data
2020 | NE | Sheldon | 2277 | 1 | ST | OP | CYCLONE | SUB | 4402 | 3591830.75 | 0.38135 | 0.00021234 | EPA/CAMD | EPA/NEI | 1968
2020 | NE | Sheldon | 2277 | 2 | ST | OP | CYCLONE | SUB | 2530 | 2194527.75 | 0.26488 | 0.0002414 | EPA/CAMD | EPA/NEI | 1961
2020 | NE | Sholes Wind Energy Center | 61889 | WSN1 | WT | OP | NA | WND |  | 6202013 |  |  | EIA Prime Mover-level Data
2020 | NE | Sidney (NE) | 2302 | 1 | IC | OP | NA | NG |  | 8.471 | 1.7874e-06 | 0.000422 | EIA Prime Mover-level Data | Estimated using an emission factor
2020 | NE | Sidney (NE) | 2302 | 2 | IC | RE | NA | NG
2020 | NE | Sidney (NE) | 2302 | 3 | IC | OP | NA | DFO |  | 5.647 | 0.00087528 | 0.31 | EIA Prime Mover-level Data | Estimated using an emission factor
2020 | NE | Sidney (NE) | 2302 | 4 | IC | RE | NA | NG
2020 | NE | Sidney (NE) | 2302 | 5 | IC | OP | NA | NG |  | 21.882 | 4.6171e-06 | 0.000422 | EIA Prime Mover-level Data | Estimated using an emission factor
2020 | NE | South Sioux City Solar | 60823 | PV1 | PV | OP | NA | SUN |  | 22765 |  |  | EIA Prime Mover-level Data
2020 | NE | Spalding | 2303 | 1 | HY | OP | NA | WAT
2020 | NE | Spalding | 2303 | 2 | HY | OP | NA | WAT
2020 | NE | Spalding | 2303 | 4 | IC | SB | NA | DFO |  | 6.105 | 0.00094628 | 0.31 | EIA Prime Mover-level Data | Estimated using an emission factor
2020 | NE | Spalding | 2303 | 5 | IC | SB | NA | DFO |  | 12.211 | 0.0018927 | 0.31 | EIA Prime Mover-level Data | Estimated using an emission factor
2020 | NE | Spalding | 2303 | 6 | IC | SB | NA | DFO |  | 39.684 | 0.006151 | 0.31 | EIA Prime Mover-level Data | Estimated using an emission factor
2020 | NE | Spencer Hydro | 2278 | 1 | HY | RE | NA | WAT
2020 | NE | Spencer Hydro | 2278 | 2 | HY | RE | NA | WAT
2020 | NE | Springview | 7771 | 1 | WT | RE | NA | WND
2020 | NE | Springview | 7771 | 2 | WT | RE | NA | WND
2020 | NE | Springview | 7771 | 3 | WT | OP | NA | WND |  | 44154 |  |  | EIA Prime Mover-level Data
2020 | NE | Springview | 7771 | 4 | WT | OP | NA | WND |  | 44154 |  |  | EIA Prime Mover-level Data
2020 | NE | Standing Bear Lake | 64548 | 1 | IC | T | NA | NG
2020 | NE | Standing Bear Lake | 64548 | 2 | IC | T | NA | NG
2020 | NE | Standing Bear Lake | 64548 | 3 | IC | T | NA | NG
2020 | NE | Standing Bear Lake | 64548 | 4 | IC | T | NA | NG
2020 | NE | Standing Bear Lake | 64548 | 5 | IC | T | NA | NG
2020 | NE | Standing Bear Lake | 64548 | 6 | IC | T | NA | NG
2020 | NE | Standing Bear Lake | 64548 | 7 | IC | T | NA | NG
2020 | NE | Steele Flats Wind Project LLC | 58594 | 1 | WT | OP | NA | WND |  | 2772952 |  |  | EIA Prime Mover-level Data
2020 | NE | Stuart (NE) | 2305 | 1 | IC | OP | NA | NG |  | 67.789 | 1.4303e-05 | 0.000422 | EIA Prime Mover-level Data | Estimated using an emission factor
2020 | NE | Stuart (NE) | 2305 | 2 | IC | SB | NA | DFO |  | 19.368 | 0.003002 | 0.31 | EIA Prime Mover-level Data | Estimated using an emission factor
2020 | NE | Stuart (NE) | 2305 | 3 | IC | SB | NA | DFO |  | 19.368 | 0.003002 | 0.31 | EIA Prime Mover-level Data | Estimated using an emission factor
2020 | NE | Stuart (NE) | 2305 | 5 | IC | OP | NA | DFO |  | 77.474 | 0.012008 | 0.31 | EIA Prime Mover-level Data | Estimated using an emission factor
2020 | NE | Syracuse # 2 | 2256 | 6 | IC | OP | NA | NG |  | 61 | 1.2871e-05 | 0.000422 | EIA Prime Mover-level Data | Estimated using an emission factor
2020 | NE | Syracuse # 2 | 2256 | 7 | IC | OP | NA | NG |  | 61 | 1.2871e-05 | 0.000422 | EIA Prime Mover-level Data | Estimated using an emission factor
2020 | NE | Tecumseh | 2308 | 1 | IC | OP | NA | DFO |  | 11.7 | 0.0018135 | 0.31 | EIA Prime Mover-level Data | Estimated using an emission factor
2020 | NE | Tecumseh | 2308 | 2 | IC | OP | NA | DFO |  | 25.071 | 0.003886 | 0.31 | EIA Prime Mover-level Data | Estimated using an emission factor
2020 | NE | Tecumseh | 2308 | 3 | IC | OP | NA | DFO |  | 18.386 | 0.0028498 | 0.31 | EIA Prime Mover-level Data | Estimated using an emission factor
2020 | NE | Tecumseh | 2308 | 4 | IC | OP | NA | DFO |  | 21.729 | 0.003368 | 0.31 | EIA Prime Mover-level Data | Estimated using an emission factor
2020 | NE | Tecumseh | 2308 | 5A | IC | OP | NA | DFO |  | 40.114 | 0.0062177 | 0.31 | EIA Prime Mover-level Data | Estimated using an emission factor
2020 | NE | Terry Bundy Generating Station | 7887 | SVGS2 | CT | OP | CC | NG | 1938 | 538675.5 | 1.6649 | 0.0061813 | EPA/CAMD | NEI avg EF - PM, fuel type, firing type | 2003
2020 | NE | Terry Bundy Generating Station | 7887 | SVGS3 | CT | OP | CC | NG | 2027 | 550105.8125 | 1.7002 | 0.0061813 | EPA/CAMD | NEI avg EF - PM, fuel type, firing type | 2003
2020 | NE | Terry Bundy Generating Station | 7887 | SVGS4 | GT | OP | CT | NG | 1895 | 529045.125 | 2.0526 | 0.0077596 | EPA/CAMD | NEI avg EF - PM, fuel type, firing type | 2003
2020 | NE | Thunderhead Wind Energy LLC | 62956 | GEN1 | WT | U | NA | WND
2020 | NE | TPW Petersburg | 57755 | PETE | WT | OP | NA | WND |  | 1714840 |  |  | EIA Prime Mover-level Data
2020 | NE | Turtle Creek | 64547 | 1 | GT | T | NA | NG
2020 | NE | Turtle Creek | 64547 | 2 | GT | T | NA | NG
2020 | NE | Upstream Wind Energy LLC | 61784 | UWE | WT | OP | NA | WND |  | 7607735 |  |  | EIA Prime Mover-level Data
2020 | NE | Valentine Wind, LLC | 59736 | 7772 | WT | OP | NA | WND |  | 55823 |  |  | EIA Prime Mover-level Data
2020 | NE | Wahoo | 2310 | 1 | IC | OP | NA | NG |  | 158.803 | 3.3507e-05 | 0.000422 | EIA Prime Mover-level Data | Estimated using an emission factor
2020 | NE | Wahoo | 2310 | 2 | IC | OP | NA | DFO |  | 31.761 | 0.004923 | 0.31 | EIA Prime Mover-level Data | Estimated using an emission factor
2020 | NE | Wahoo | 2310 | 3 | IC | OP | NA | NG |  | 279.493 | 5.8973e-05 | 0.000422 | EIA Prime Mover-level Data | Estimated using an emission factor
2020 | NE | Wahoo | 2310 | 4 | IC | OP | NA | NG |  | 76.225 | 1.6083e-05 | 0.000422 | EIA Prime Mover-level Data | Estimated using an emission factor
2020 | NE | Wahoo | 2310 | 5 | IC | OP | NA | NG |  | 133.394 | 2.8146e-05 | 0.000422 | EIA Prime Mover-level Data | Estimated using an emission factor
2020 | NE | Wahoo | 2310 | 6 | IC | OP | NA | NG |  | 222.324 | 4.691e-05 | 0.000422 | EIA Prime Mover-level Data | Estimated using an emission factor
2020 | NE | Wakefield | 2311 | 2 | IC | OP | NA | DFO |  | 6.732 | 0.0010435 | 0.31 | EIA Prime Mover-level Data | Estimated using an emission factor
2020 | NE | Wakefield | 2311 | 5 | IC | OP | NA | DFO |  | 14.585 | 0.0022607 | 0.31 | EIA Prime Mover-level Data | Estimated using an emission factor
2020 | NE | Wakefield | 2311 | 6 | IC | OP | NA | DFO |  | 14.585 | 0.0022607 | 0.31 | EIA Prime Mover-level Data | Estimated using an emission factor
2020 | NE | Wakefield | 2311 | IC4 | IC | OP | NA | DFO |  | 10.098 | 0.0015652 | 0.31 | EIA Prime Mover-level Data | Estimated using an emission factor
2020 | NE | Wayne IC | 2312 | 1 | IC | OP | NA | DFO |  | 45.083 | 0.0069879 | 0.31 | EIA Prime Mover-level Data | Estimated using an emission factor
2020 | NE | Wayne IC | 2312 | 2 | IC | SB | NA | DFO |  | 34.679 | 0.0053752 | 0.31 | EIA Prime Mover-level Data | Estimated using an emission factor
2020 | NE | Wayne IC | 2312 | 3 | IC | OP | NA | DFO |  | 65.89 | 0.010213 | 0.31 | EIA Prime Mover-level Data | Estimated using an emission factor
2020 | NE | Wayne IC | 2312 | 4 | IC | OP | NA | DFO |  | 69.358 | 0.01075 | 0.31 | EIA Prime Mover-level Data | Estimated using an emission factor
2020 | NE | Wayne IC | 2312 | 5 | IC | OP | NA | DFO |  | 121.376 | 0.018813 | 0.31 | EIA Prime Mover-level Data | Estimated using an emission factor
2020 | NE | Wayne IC | 2312 | 6 | IC | OP | NA | DFO |  | 176.862 | 0.027414 | 0.31 | EIA Prime Mover-level Data | Estimated using an emission factor
2020 | NE | Wayne IC | 2312 | 1900-01-06 | IC | OP | NA | DFO |  | 121.376 | 0.018813 | 0.31 | EIA Prime Mover-level Data | Estimated using an emission factor
2020 | NE | Wayne IC | 2312 | 1900-01-07 | IC | OP | NA | DFO |  | 121.376 | 0.018813 | 0.31 | EIA Prime Mover-level Data | Estimated using an emission factor
2020 | NE | West Point Municipal | 2313 | 1900-01-01 | IC | OP | NA | NG |  | 85.295 | 1.7997e-05 | 0.000422 | EIA Prime Mover-level Data | Estimated using an emission factor
2020 | NE | West Point Municipal | 2313 | 1900-01-02 | IC | OP | NA | NG |  | 113.727 | 2.3996e-05 | 0.000422 | EIA Prime Mover-level Data | Estimated using an emission factor
2020 | NE | West Point Municipal | 2313 | 4 | IC | OP | NA | NG |  | 217.977 | 4.5993e-05 | 0.000422 | EIA Prime Mover-level Data | Estimated using an emission factor
2020 | NE | West Point Municipal | 2313 | 5 | IC | RE | NA | NG
2020 | NE | Western Meadowlark Solar SCS NE 1, LLC | 64365 | 30003 | PV | OP | NA | SUN |  | 79912 |  |  | EIA Prime Mover-level Data
2020 | NE | Western Sugar Coop - Scottsbluff | 57937 | SCBF | ST | OP | NA | SUB |  | 2050168 | 9.1136 | 0.0088906 | EIA Prime Mover-level Data | NEI avg EF - PM, fuel type
2020 | NE | Wilber | 2315 | 4 | IC | OP | NA | DFO |  | 22 | 0.00341 | 0.31 | EIA Prime Mover-level Data | Estimated using an emission factor
2020 | NE | Wilber | 2315 | 5 | IC | OP | NA | DFO |  | 18 | 0.00279 | 0.31 | EIA Prime Mover-level Data | Estimated using an emission factor
2020 | NE | Wilber | 2315 | 6 | IC | OP | NA | DFO |  | 32 | 0.00496 | 0.31 | EIA Prime Mover-level Data | Estimated using an emission factor
2020 | NE | Wisner | 2316 | 1 | IC | RE | NA | DFO
2020 | NE | Wisner | 2316 | 2 | IC | RE | NA | DFO
2020 | NE | Wisner | 2316 | 3 | IC | OP | NA | DFO |  | 84.211 | 0.013053 | 0.31 | EIA Prime Mover-level Data | Estimated using an emission factor
2020 | NE | Wisner | 2316 | 4 | IC | OP | NA | DFO |  | 157.895 | 0.024474 | 0.31 | EIA Prime Mover-level Data | Estimated using an emission factor
2020 | NE | Wisner | 2316 | 5 | IC | OP | NA | DFO |  | 157.895 | 0.024474 | 0.31 | EIA Prime Mover-level Data | Estimated using an emission factor
2020 | NH | Amoskeag | 2354 | 1 | HY | OP | NA | WAT |  | 246964.5 |  |  | EIA Prime Mover-level Data
2020 | NH | Amoskeag | 2354 | 2 | HY | OP | NA | WAT |  | 205803.75 |  |  | EIA Prime Mover-level Data
2020 | NH | Amoskeag | 2354 | 3 | HY | OP | NA | WAT |  | 205803.75 |  |  | EIA Prime Mover-level Data
2020 | NH | Antrim Wind | 59953 | AWND1 | WT | OP | NA | WND |  | 703788 |  |  | EIA Prime Mover-level Data
2020 | NH | Ayers Island | 2355 | 1 | HY | OP | NA | WAT |  | 118327 |  |  | EIA Prime Mover-level Data
2020 | NH | Ayers Island | 2355 | 2 | HY | OP | NA | WAT |  | 118327 |  |  | EIA Prime Mover-level Data
2020 | NH | Ayers Island | 2355 | 3 | HY | OP | NA | WAT |  | 118327 |  |  | EIA Prime Mover-level Data
2020 | NH | Berlin Gorham | 54639 | CAS1 | HY | OP | NA | WAT |  | 96202.1406 |  |  | EIA Prime Mover-level Data
2020 | NH | Berlin Gorham | 54639 | CAS2 | HY | OP | NA | WAT |  | 96202.1406 |  |  | EIA Prime Mover-level Data
2020 | NH | Berlin Gorham | 54639 | CAS3 | HY | OP | NA | WAT |  | 124261.0938 |  |  | EIA Prime Mover-level Data
2020 | NH | Berlin Gorham | 54639 | GOR1 | HY | OP | NA | WAT |  | 48101.0703 |  |  | EIA Prime Mover-level Data
2020 | NH | Berlin Gorham | 54639 | GOR2 | HY | OP | NA | WAT |  | 48101.0703 |  |  | EIA Prime Mover-level Data
2020 | NH | Berlin Gorham | 54639 | GOR3 | HY | OP | NA | WAT |  | 48101.0703 |  |  | EIA Prime Mover-level Data
2020 | NH | Berlin Gorham | 54639 | GOR4 | HY | OP | NA | WAT |  | 48101.0703 |  |  | EIA Prime Mover-level Data
2020 | NH | Berlin Gorham | 54639 | RS1 | HY | OP | NA | WAT |  | 152320.0469 |  |  | EIA Prime Mover-level Data
2020 | NH | Berlin Gorham | 54639 | RS3 | HY | OP | NA | WAT |  | 164345.3125 |  |  | EIA Prime Mover-level Data
2020 | NH | Berlin Gorham | 54639 | SH2 | HY | OP | NA | WAT |  | 36075.8008 |  |  | EIA Prime Mover-level Data
2020 | NH | Berlin Gorham | 54639 | SHL1 | HY | OP | NA | WAT |  | 36075.8008 |  |  | EIA Prime Mover-level Data
2020 | NH | Berlin Gorham | 54639 | SHL3 | HY | OP | NA | WAT |  | 72151.6016 |  |  | EIA Prime Mover-level Data
2020 | NH | Berlin Gorham | 54639 | SM1 | HY | OP | NA | WAT |  | 32067.3789 |  |  | EIA Prime Mover-level Data
2020 | NH | Berlin Gorham | 54639 | SM2 | HY | OP | NA | WAT |  | 32067.3789 |  |  | EIA Prime Mover-level Data
2020 | NH | Berlin Gorham | 54639 | SM3 | HY | OP | NA | WAT |  | 28058.957 |  |  | EIA Prime Mover-level Data
2020 | NH | Berlin Gorham | 54639 | SM4 | HY | OP | NA | WAT |  | 32067.3789 |  |  | EIA Prime Mover-level Data
2020 | NH | Berlin Gorham | 54639 | XP1 | HY | OP | NA | WAT |  | 24050.5352 |  |  | EIA Prime Mover-level Data
2020 | NH | Berlin Gorham | 54639 | XP2 | HY | OP | NA | WAT |  | 24050.5352 |  |  | EIA Prime Mover-level Data
2020 | NH | Berlin Gorham | 54639 | XP3 | HY | OP | NA | WAT |  | 24050.5352 |  |  | EIA Prime Mover-level Data
2020 | NH | Berlin Gorham | 54639 | XP4 | HY | OP | NA | WAT |  | 20042.1113 |  |  | EIA Prime Mover-level Data
2020 | NH | Berlin Gorham | 54639 | XP5 | HY | OP | NA | WAT |  | 28058.957 |  |  | EIA Prime Mover-level Data
2020 | NH | Bridgewater Power LP | 10290 | EU1 | ST | OP | NA | WDS |  | 1751485.625 | 16.3755 | 0.018699 | EIA Unit-level Data | NEI avg EF - PM, fuel type
2020 | NH | Burgess BioPower | 58054 | ST01 | ST | OP | FLUIDIZED | WDS | 8087 | 8189072.5 | 23.8827 | 0.0058328 | EPA/CAMD | EPA/NEI | 2013
2020 | NH | China Mill Hydro | 50103 | GEN 1 | HY | OP | NA | WAT |  | 27189 |  |  | EIA Prime Mover-level Data
2020 | NH | Claremont Solar | 64474 | 1 | PV | P | NA | SUN
2020 | NH | Clement Dam Hydro LLC | 10276 | 49 | HY | OP | NA | WAT |  | 66342 |  |  | EIA Prime Mover-level Data
2020 | NH | Comerford | 2349 | GEN1 | HY | OP | NA | WAT |  | 372329.0312 |  |  | EIA Prime Mover-level Data
2020 | NH | Comerford | 2349 | GEN2 | HY | OP | NA | WAT |  | 822508.6875 |  |  | EIA Prime Mover-level Data
2020 | NH | Comerford | 2349 | GEN3 | HY | OP | NA | WAT |  | 822508.6875 |  |  | EIA Prime Mover-level Data
2020 | NH | Comerford | 2349 | GEN4 | HY | OP | NA | WAT |  | 822508.6875 |  |  | EIA Prime Mover-level Data
2020 | NH | Crotched Mountain Rehabilitation Center | 54515 | GEN1 | IC | SB | NA | DFO |  | 110 | 0.01705 | 0.31 | EIA Prime Mover-level Data | Estimated using an emission factor
2020 | NH | Crotched Mountain Rehabilitation Center | 54515 | GEN2 | IC | SB | NA | DFO |  | 110 | 0.01705 | 0.31 | EIA Prime Mover-level Data | Estimated using an emission factor
2020 | NH | Crotched Mountain Rehabilitation Center | 54515 | GEN3 | IC | SB | NA | DFO |  | 110 | 0.01705 | 0.31 | EIA Prime Mover-level Data | Estimated using an emission factor
2020 | NH | Dartmouth College Heating Plant | 54409 | GEN1 | ST | OP | NA | RFO |  | 138207.7188 | 0.60895 | 0.008812 | EIA Prime Mover-level Data | NEI avg EF - PM, fuel type
2020 | NH | Dartmouth College Heating Plant | 54409 | GEN2 | ST | OP | NA | RFO |  | 138207.7188 | 0.60895 | 0.008812 | EIA Prime Mover-level Data | NEI avg EF - PM, fuel type
2020 | NH | Dartmouth College Heating Plant | 54409 | GEN3 | ST | OP | NA | RFO |  | 207311.5781 | 0.91342 | 0.008812 | EIA Prime Mover-level Data | NEI avg EF - PM, fuel type
2020 | NH | Dodge Falls Associates | 10526 | 1UNI | HY | OP | NA | WAT |  | 222687 |  |  | EIA Prime Mover-level Data
2020 | NH | Dunbarton Energy Partners LP | 55779 | MA1 | IC | RE | NA | LFG
2020 | NH | Dunbarton Energy Partners LP | 55779 | MA2 | IC | RE | NA | LFG
2020 | NH | Eastman Falls | 2356 | 1 | HY | OP | NA | WAT |  | 60816.9375 |  |  | EIA Prime Mover-level Data
2020 | NH | Eastman Falls | 2356 | 2 | HY | OP | NA | WAT |  | 155421.0625 |  |  | EIA Prime Mover-level Data
2020 | NH | EHC West Hopkinton | 54384 | GEN1 | HY | OP | NA | WAT |  | 25441 |  |  | EIA Prime Mover-level Data
2020 | NH | Errol Hydroelectric Project | 10570 | 1 | HY | OP | NA | WAT |  | 130869 |  |  | EIA Prime Mover-level Data
2020 | NH | Garvins Falls | 2357 | 1 | HY | OP | NA | WAT |  | 94861.0938 |  |  | EIA Prime Mover-level Data
2020 | NH | Garvins Falls | 2357 | 2 | HY | OP | NA | WAT |  | 94861.0938 |  |  | EIA Prime Mover-level Data
2020 | NH | Garvins Falls | 2357 | 3 | HY | OP | NA | WAT |  | 66960.7734 |  |  | EIA Prime Mover-level Data
2020 | NH | Garvins Falls | 2357 | 4 | HY | OP | NA | WAT |  | 89281.0312 |  |  | EIA Prime Mover-level Data
2020 | NH | General Electric Great Falls Upper Hydro | 10059 | 1575 | HY | OS | NA | WAT
2020 | NH | General Electric Great Falls Upper Hydro | 10059 | 500 | HY | OS | NA | WAT
2020 | NH | Gorham | 2358 | 1 | HY | OP | NA | WAT |  | 20005.6367 |  |  | EIA Prime Mover-level Data
2020 | NH | Gorham | 2358 | 2 | HY | OP | NA | WAT |  | 20005.6367 |  |  | EIA Prime Mover-level Data
2020 | NH | Gorham | 2358 | 3 | HY | OP | NA | WAT |  | 35009.8633 |  |  | EIA Prime Mover-level Data
2020 | NH | Gorham | 2358 | 4 | HY | OP | NA | WAT |  | 35009.8633 |  |  | EIA Prime Mover-level Data
2020 | NH | Granite Reliable Power | 58004 | 1 | WT | OP | NA | WND |  | 2064584 |  |  | EIA Prime Mover-level Data
2020 | NH | Granite Ridge Energy | 55170 | 1 | CT | OP | CC | NG | 5245 | 10506864 | 13.8672 | 0.0026396 | EPA/CAMD | EPA/NEI | 2003
2020 | NH | Granite Ridge Energy | 55170 | 2 | CT | OP | CC | NG | 5890 | 12058465 | 6.8295 | 0.0011327 | EPA/CAMD | EPA/NEI | 2003
2020 | NH | Gregg Falls | 50384 | 1 | HY | OP | NA | WAT |  | 47452.7422 |  |  | EIA Prime Mover-level Data
2020 | NH | Gregg Falls | 50384 | 2 | HY | OP | NA | WAT |  | 28040.2578 |  |  | EIA Prime Mover-level Data
2020 | NH | Groton Wind LLC | 58141 | 1 | WT | OP | NA | WND |  | 936510 |  |  | EIA Prime Mover-level Data
2020 | NH | Hampton Facility | 10108 | GEN1 | IC | RE | NA | DFO
2020 | NH | Hampton Facility | 10108 | GEN2 | IC | RE | NA | DFO
2020 | NH | Hampton Facility | 10108 | GEN3 | IC | RE | NA | DFO
2020 | NH | Hampton Facility | 10108 | GEN4 | IC | RE | NA | DFO
2020 | NH | Hampton Facility | 10108 | GEN5 | IC | RE | NA | DFO
2020 | NH | Hampton Facility | 10108 | GEN6 | IC | RE | NA | DFO
2020 | NH | Hampton Facility | 10108 | GEN8 | GT | OP | NA | NG |  | 326998 | 0.16256 | 0.00099423 | EIA Prime Mover-level Data | NEI avg EF - PM, fuel type, firing type
2020 | NH | Hillsborough Hosiery | 10036 | GEN1 | HY | OP | NA | WAT |  | 15984 |  |  | EIA Prime Mover-level Data
2020 | NH | Hillsborough Hosiery | 10036 | GEN2 | HY | OP | NA | WAT |  | 15984 |  |  | EIA Prime Mover-level Data
2020 | NH | Hooksett | 2359 | 1 | HY | OP | NA | WAT |  | 45241 |  |  | EIA Prime Mover-level Data
2020 | NH | Indeck Energy-Alexandria | 58595 | B1 | ST | OS | NA | WDS |  | 0 | 0 |  | EIA Unit-level Data | NEI avg EF - PM, fuel type
2020 | NH | Jackman | 2360 | 1 | HY | OP | NA | WAT |  | 81877 |  |  | EIA Prime Mover-level Data
2020 | NH | Jericho Power | 59070 | WT 1 | WT | OP | NA | WND |  | 221818 |  |  | EIA Prime Mover-level Data
2020 | NH | Lempster Wind LLC | 56399 | 1 | WT | OP | NA | WND |  | 593739 |  |  | EIA Prime Mover-level Data
2020 | NH | Lochmere Hydroelectric Plant | 54572 | UNT1 | HY | OP | NA | WAT |  | 6237.75 |  |  | EIA Prime Mover-level Data
2020 | NH | Lochmere Hydroelectric Plant | 54572 | UNT2 | HY | OP | NA | WAT |  | 6237.75 |  |  | EIA Prime Mover-level Data
2020 | NH | Lochmere Hydroelectric Plant | 54572 | UNT3 | HY | OP | NA | WAT |  | 6237.75 |  |  | EIA Prime Mover-level Data
2020 | NH | Lochmere Hydroelectric Plant | 54572 | UNT4 | HY | OP | NA | WAT |  | 6237.75 |  |  | EIA Prime Mover-level Data
2020 | NH | Lost Nation | 2362 | CT1 | GT | OP | CT | DFO | 53 | 20341 | 0.58556 | 0.057574 | EIA non-ozone season distributed and EPA/CAMD ozone season | NEI avg EF - PM, fuel type, firing type | 1969
2020 | NH | Lower Village Water Power Project | 50285 | 1 | HY | OP | NA | WAT |  | 20498 |  |  | EIA Prime Mover-level Data
2020 | NH | Lower Village Water Power Project | 50285 | 2 | HY | OP | NA | WAT |  | 20498 |  |  | EIA Prime Mover-level Data
2020 | NH | Mascoma Hydro | 54471 | 1 | HY | OP | NA | WAT |  | 4419 |  |  | EIA Prime Mover-level Data
2020 | NH | Mascoma Hydro | 54471 | 2 | HY | OP | NA | WAT |  | 4419 |  |  | EIA Prime Mover-level Data
2020 | NH | Mascoma Hydro | 54471 | 3 | HY | OP | NA | WAT |  | 4419 |  |  | EIA Prime Mover-level Data
2020 | NH | Merrimack | 2364 | 1 | ST | OP | CYCLONE | BIT | 547 | 410432.4688 | 4.2998 | 0.020953 | EPA/CAMD | EPA/NEI | 1960
2020 | NH | Merrimack | 2364 | 2 | ST | OP | CYCLONE | BIT | 463 | 999660.4375 | 10.7295 | 0.021466 | EPA/CAMD | EPA/NEI | 1968
2020 | NH | Merrimack | 2364 | CT1 | GT | OP | CT | JF | 56 | 13412 | 0.051587 | 0.0076926 | EPA/CAMD | EPA/NEI | 1969
2020 | NH | Merrimack | 2364 | CT2 | GT | OP | CT | JF | 39 | 9293.7002 | 0.03343 | 0.0071941 | EPA/CAMD | EPA/NEI | 1969
2020 | NH | Merrimack Solar Farm, LLC | 64454 | PV1 | PV | OP | NA | SUN |  | 33979 |  |  | EIA Prime Mover-level Data
2020 | NH | Milton Hydro | 10519 | 1 | HY | OP | NA | WAT |  | 7513.4292 |  |  | EIA Prime Mover-level Data
2020 | NH | Milton Hydro | 10519 | 2 | HY | OP | NA | WAT |  | 15026.8574 |  |  | EIA Prime Mover-level Data
2020 | NH | Milton Hydro | 10519 | 3 | HY | OP | NA | WAT |  | 11270.1426 |  |  | EIA Prime Mover-level Data
2020 | NH | Milton Hydro | 10519 | 4 | HY | OP | NA | WAT |  | 18783.5723 |  |  | EIA Prime Mover-level Data
2020 | NH | Mine Falls Generating Station | 10183 | GEN1 | HY | OP | NA | WAT |  | 33618 |  |  | EIA Prime Mover-level Data
2020 | NH | Mine Falls Generating Station | 10183 | GEN2 | HY | OP | NA | WAT |  | 33618 |  |  | EIA Prime Mover-level Data
2020 | NH | Nashua Plant | 55006 | UNT1 | IC | RE | NA | LFG
2020 | NH | Nashua Plant | 55006 | UNT2 | IC | OP | NA | LFG |  | 57824.668 | 0.42501 | 0.0147 | EIA Prime Mover-level Data | Estimated using an emission factor
2020 | NH | Nashua Plant | 55006 | UNT3 | IC | OP | NA | LFG |  | 115649.3359 | 0.85002 | 0.0147 | EIA Prime Mover-level Data | Estimated using an emission factor
2020 | NH | Newfound Hydroelectric | 50324 | 1 | HY | OP | NA | WAT |  | 19852.5 |  |  | EIA Prime Mover-level Data
2020 | NH | Newfound Hydroelectric | 50324 | 2 | HY | OP | NA | WAT |  | 19852.5 |  |  | EIA Prime Mover-level Data
2020 | NH | Newington | 8002 | 1 | ST | OP | TANGENTIAL | RFO | 207 | 244344.5156 | 0.93758 | 0.0076742 | EPA/CAMD | EPA/NEI | 1974
2020 | NH | Newington Energy | 55661 | 1 | CT | OP | CC | NG | 1212 | 1784469.75 | 2.5053 | 0.0028079 | EPA/CAMD | EPA/NEI | 2002
2020 | NH | Newington Energy | 55661 | 2 | CT | OP | CC | NG | 1250 | 1751765.75 | 1.9958 | 0.0022786 | EPA/CAMD | EPA/NEI | 2002
2020 | NH | Pembroke Hydro | 50312 | 1 | HY | OP | NA | WAT |  | 68375 |  |  | EIA Prime Mover-level Data
2020 | NH | Penacook Lower Falls | 50353 | 1 | HY | OP | NA | WAT |  | 144701 |  |  | EIA Prime Mover-level Data
2020 | NH | Penacook Upper Falls Hydro | 50414 | 1 | HY | OP | NA | WAT |  | 58876 |  |  | EIA Prime Mover-level Data
2020 | NH | Plymouth State College Cogeneration | 54803 | A | IC | SB | NA | DFO
2020 | NH | Plymouth State College Cogeneration | 54803 | B | IC | SB | NA | DFO
2020 | NH | Pontook Hydro Facility | 50741 | GEN1 | HY | OP | NA | WAT |  | 151594.3281 |  |  | EIA Prime Mover-level Data
2020 | NH | Pontook Hydro Facility | 50741 | GEN2 | HY | OP | NA | WAT |  | 151594.3281 |  |  | EIA Prime Mover-level Data
2020 | NH | Pontook Hydro Facility | 50741 | GEN3 | HY | OP | NA | WAT |  | 151594.3281 |  |  | EIA Prime Mover-level Data
2020 | NH | Rolfe Canal Hydro | 50351 | 1 | HY | OP | NA | WAT |  | 161748 |  |  | EIA Prime Mover-level Data
2020 | NH | Rollinsford | 54418 | GEN1 | HY | OP | NA | WAT |  | 21762 |  |  | EIA Prime Mover-level Data
2020 | NH | Rollinsford | 54418 | GEN2 | HY | OP | NA | WAT |  | 21762 |  |  | EIA Prime Mover-level Data
2020 | NH | S C Moore | 2351 | GEN1 | HY | OP | NA | WAT |  | 528784 |  |  | EIA Prime Mover-level Data
2020 | NH | S C Moore | 2351 | GEN2 | HY | OP | NA | WAT |  | 528784 |  |  | EIA Prime Mover-level Data
2020 | NH | S C Moore | 2351 | GEN3 | HY | OP | NA | WAT |  | 528784 |  |  | EIA Prime Mover-level Data
2020 | NH | S C Moore | 2351 | GEN4 | HY | OP | NA | WAT |  | 528784 |  |  | EIA Prime Mover-level Data
2020 | NH | S C Moore | 2351 | GEN5 | HY | L | NA | WAT
2020 | NH | Saco River Solar, LLC | 64833 | SACO | PV | P | NA | SUN
2020 | NH | Schiller | 2367 | 4 | ST | OP | WALL | BIT | 35 | 10118.2715 | 0.033115 | 0.0065456 | EPA/CAMD | EPA/NEI | 1952
2020 | NH | Schiller | 2367 | 5 | ST | OP | FLUIDIZED | WDS | 700 | 420388.5312 | 0.64082 | 0.0030487 | EPA/CAMD | EPA/NEI | 1955
2020 | NH | Schiller | 2367 | 6 | ST | OP | WALL | BIT | 1547 | 71514.2031 | 0.37963 | 0.010617 | EPA/CAMD | EPA/NEI | 1957
2020 | NH | Schiller | 2367 | CT1 | GT | OP | CT | JF | 51 | 14412.5996 | 0.042618 | 0.0059141 | EPA/CAMD | EPA/NEI | 1969
2020 | NH | Seabrook | 6115 | 1 | ST | OP | NA | NUC |  | 103051624 |  |  | EIA Prime Mover-level Data
2020 | NH | Smith (NH) | 2368 | 1 | HY | OP | NA | WAT |  | 975628 |  |  | EIA Prime Mover-level Data
2020 | NH | Somersworth Lower Great Dam | 50704 | GEN1 | HY | OP | NA | WAT |  | 18327 |  |  | EIA Prime Mover-level Data
2020 | NH | Stevens Mills Dam | 10109 | 1G | HY | OP | NA | WAT |  | 5103.1582 |  |  | EIA Prime Mover-level Data
2020 | NH | Stevens Mills Dam | 10109 | 2 | HY | RE | NA | WAT
2020 | NH | Stevens Mills Dam | 10109 | 3G | HY | OP | NA | WAT |  | 43376.8438 |  |  | EIA Prime Mover-level Data
2020 | NH | Stored Solar Bethlehem LLC | 50208 | B1 | ST | OP | NA | WDS |  | 597422.5 | 5.5856 | 0.018699 | EIA Unit-level Data | NEI avg EF - PM, fuel type
2020 | NH | Stored Solar Springfield, LLC | 10838 | BLR1 | ST | OP | NA | WDS |  | 21267 | 0.19884 | 0.018699 | EIA Unit-level Data | NEI avg EF - PM, fuel type
2020 | NH | Stored Solar Tamworth, LLC | 50739 | 100 | ST | OP | NA | WDS |  | 725598.625 | 6.784 | 0.018699 | EIA Unit-level Data | NEI avg EF - PM, fuel type
2020 | NH | Stored Solar Whitefield, LLC | 10839 | BLR1 | ST | OP | NA | WDS |  | 0 | 0 |  | EIA Unit-level Data | NEI avg EF - PM, fuel type
2020 | NH | Turnkey Landfill Gas Recovery | 54663 | GEN1 | IC | OP | NA | LFG |  | 23075.25 | 0.1696 | 0.0147 | EIA Prime Mover-level Data | Estimated using an emission factor
2020 | NH | Turnkey Landfill Gas Recovery | 54663 | GEN2 | IC | OP | NA | LFG |  | 23075.25 | 0.1696 | 0.0147 | EIA Prime Mover-level Data | Estimated using an emission factor
2020 | NH | Turnkey Landfill Gas Recovery | 54663 | GEN3 | IC | OP | NA | LFG |  | 23075.25 | 0.1696 | 0.0147 | EIA Prime Mover-level Data | Estimated using an emission factor
2020 | NH | Turnkey Landfill Gas Recovery | 54663 | GEN4 | IC | OP | NA | LFG |  | 23075.25 | 0.1696 | 0.0147 | EIA Prime Mover-level Data | Estimated using an emission factor
2020 | NH | Turnkey Landfill Gas Recovery | 54663 | GEN5 | GT | OP | NA | LFG |  | 281047 | 3.0353 | 0.0216 | EIA Prime Mover-level Data | Estimated using an emission factor
2020 | NH | Turnkey Landfill Gas Recovery | 54663 | GEN6 | GT | OP | NA | LFG |  | 281047 | 3.0353 | 0.0216 | EIA Prime Mover-level Data | Estimated using an emission factor
2020 | NH | UNH 7.9 MW Plant | 58180 | 1 | GT | OP | NA | LFG |  | 670475 | 7.2411 | 0.0216 | EIA Prime Mover-level Data | Estimated using an emission factor
2020 | NH | Wheelabrator Claremont Facility | 50872 | GEN1 | ST | RE | NA | MSW
2020 | NH | Wheelabrator Concord Facility | 50873 | B1 | ST | OP | NA | MSW |  | 969513 |  |  | EIA Unit-level Data
2020 | NH | Wheelabrator Concord Facility | 50873 | B2 | ST | OP | NA | MSW |  | 960245.5625 |  |  | EIA Unit-level Data
2020 | NH | White Lake | 2369 | CT1 | GT | OP | CT | JF | 60 | 23590 | 0.081117 | 0.0068772 | EIA non-ozone season distributed and EPA/CAMD ozone season | NEI avg EF - PM, fuel type, firing type | 1969
2020 | NJ | 10 Finderne Avenue Solar, LLC | 64023 | 246 | PV | OP | NA | SUN |  | 25468 |  |  | EIA Prime Mover-level Data
2020 | NJ | 101 Carnegie Center Solar, LLC | 64025 | 297 | PV | OP | NA | SUN |  | 1325 |  |  | EIA Prime Mover-level Data
2020 | NJ | 12 Applegate Solar LLC | 59371 | PV1 | PV | OP | NA | SUN |  | 19976 |  |  | EIA Prime Mover-level Data
2020 | NJ | 145 Talmadge Solar | 57458 | 1 | PV | OP | NA | SUN |  | 42496 |  |  | EIA Prime Mover-level Data
2020 | NJ | 180 Raritan Solar | 58187 | 1 | PV | OP | NA | SUN |  | 22058 |  |  | EIA Prime Mover-level Data
2020 | NJ | 24 Applegate Solar LLC | 59365 | PV1 | PV | OP | NA | SUN |  | 10904 |  |  | EIA Prime Mover-level Data
2020 | NJ | 350 Clark Solar, NG, LLC | 61224 | 5400 | PV | OP | NA | SUN |  | 18186 |  |  | EIA Prime Mover-level Data
2020 | NJ | 4 Applegate Solar LLC | 59370 | PV1 | PV | OP | NA | SUN |  | 18063 |  |  | EIA Prime Mover-level Data
2020 | NJ | 435A Bergen Avenue | 63366 | 1 | PV | OP | NA | SUN |  | 18773 |  |  | EIA Prime Mover-level Data
2020 | NJ | 46 Meadowlands Parkway | 62325 | 1 | PV | OP | NA | SUN |  | 22599 |  |  | EIA Prime Mover-level Data
2020 | NJ | 510 Carnegie Center | 64194 | 313 | PV | OP | NA | SUN |  | 1341 |  |  | EIA Prime Mover-level Data
2020 | NJ | 701 Carnegie Center | 64195 | 313 | PV | OP | NA | SUN |  | 1096 |  |  | EIA Prime Mover-level Data
2020 | NJ | 77 Metro Way | 62326 | 1 | PV | OP | NA | SUN |  | 13632 |  |  | EIA Prime Mover-level Data
2020 | NJ | AC Criminal Courts Complex SPE2, LLC | 58798 | ACCCC | PV | OP | NA | SUN |  | 16019 |  |  | EIA Prime Mover-level Data
2020 | NJ | AC Landfill Energy LLC | 57845 | UNIT1 | IC | OP | NA | LFG |  | 83020.3438 | 0.6102 | 0.0147 | EIA Prime Mover-level Data | Estimated using an emission factor
2020 | NJ | AC Landfill Energy LLC | 57845 | UNIT2 | IC | OP | NA | LFG |  | 98586.6562 | 0.72461 | 0.0147 | EIA Prime Mover-level Data | Estimated using an emission factor
2020 | NJ | AC Landfill Energy LLC | 57845 | UNIT3 | IC | RE | NA | LFG
2020 | NJ | AC Power | 63260 | ACP | PV | OP | NA | SUN |  | 18247 |  |  | EIA Prime Mover-level Data
2020 | NJ | AC Power 2 | 63196 | ACP2 | PV | T | NA | SUN
2020 | NJ | ACCC Mays Landing | 60802 | PV1 | PV | OP | NA | SUN |  | 17178 |  |  | EIA Prime Mover-level Data
2020 | NJ | ACCP NJ 1 | 63198 | ACCP1 | PV | OP | NA | SUN |  | 2421 |  |  | EIA Prime Mover-level Data
2020 | NJ | ACM - Midtown Thermal | 63483 | T60-1 | GT | OP | NA | NG |  | 761006 | 0.37831 | 0.00099423 | EIA Prime Mover-level Data | NEI avg EF - PM, fuel type, firing type
2020 | NJ | ACUA | 61923 | VACUA | BA | OP | NA | MWH |  | 0 |  |  | EIA Prime Mover-level Data
2020 | NJ | Adams Ave MS and HS | 60772 | PVHS | PV | OP | NA | SUN |  | 24730.2578 |  |  | EIA Prime Mover-level Data
2020 | NJ | Adams Ave MS and HS | 60772 | PVMS | PV | OP | NA | SUN |  | 17860.7422 |  |  | EIA Prime Mover-level Data
2020 | NJ | Aero Haven Solar | 63195 | ACP3 | PV | T | NA | SUN
2020 | NJ | Alethea I | 58519 | 1 | PV | OP | NA | SUN |  | 31435 |  |  | EIA Prime Mover-level Data
2020 | NJ | Allied Beverages Elizabeth | 63353 | ABE | PV | OP | NA | SUN |  | 48708 |  |  | EIA Prime Mover-level Data
2020 | NJ | Amazon | 58357 | WR | PV | OP | NA | SUN |  | 45989 |  |  | EIA Prime Mover-level Data
2020 | NJ | American Goldfinch SCS ACY2 NJ, LLC | 64360 | 30001 | PV | OP | NA | SUN |  | 14747 |  |  | EIA Prime Mover-level Data
2020 | NJ | Anheuser-Busch Newark Brewery | 54913 | GEN1 | GT | RE | NA | NG
2020 | NJ | Anheuser-Busch Newark Brewery | 54913 | GEN2 | GT | RE | NA | NG
2020 | NJ | Atlantic City Convention Center | 56900 | 1 | PV | OP | NA | SUN |  | 6698.25 |  |  | EIA Prime Mover-level Data
2020 | NJ | Atlantic City Convention Center | 56900 | 2 | PV | OP | NA | SUN |  | 6698.25 |  |  | EIA Prime Mover-level Data
2020 | NJ | Atlantic City Convention Center | 56900 | 3 | PV | OP | NA | SUN |  | 6698.25 |  |  | EIA Prime Mover-level Data
2020 | NJ | Atlantic City Convention Center | 56900 | 4 | PV | OP | NA | SUN |  | 6698.25 |  |  | EIA Prime Mover-level Data
2020 | NJ | Atlantic Coast Freezers Solar Facility | 58360 | ACF | PV | OP | NA | SUN |  | 24363 |  |  | EIA Prime Mover-level Data
2020 | NJ | Augusta Solar Farm | 62906 | AUGSF | PV | OP | NA | SUN |  | 41479 |  |  | EIA Prime Mover-level Data
2020 | NJ | Barrette Outdoor Living, Inc. | 63298 | BARRE | PV | OP | NA | SUN |  | 23406 |  |  | EIA Prime Mover-level Data
2020 | NJ | Bayonne Energy Center | 56964 | GT1 | GT | OP | CT | NG | 756 | 270535.0625 | 10.732 | 0.079339 | EPA/CAMD | EPA/NEI | 2012
2020 | NJ | Bayonne Energy Center | 56964 | GT10 | GT | OP | CT | NG | 1149 | 427718 | 1.6595 | 0.0077596 | EPA/CAMD | NEI avg EF - PM, fuel type, firing type | 2018
2020 | NJ | Bayonne Energy Center | 56964 | GT2 | GT | OP | CT | NG | 744 | 246984.875 | 10.732 | 0.086904 | EPA/CAMD | EPA/NEI | 2012
2020 | NJ | Bayonne Energy Center | 56964 | GT3 | GT | OP | CT | NG | 766 | 279952.5938 | 10.732 | 0.07667 | EPA/CAMD | EPA/NEI | 2012
2020 | NJ | Bayonne Energy Center | 56964 | GT4 | GT | OP | CT | NG | 895 | 337485.875 | 10.732 | 0.0636 | EPA/CAMD | EPA/NEI | 2012
2020 | NJ | Bayonne Energy Center | 56964 | GT5 | GT | OP | CT | NG | 1019 | 366158.375 | 10.732 | 0.058619 | EPA/CAMD | EPA/NEI | 2012
2020 | NJ | Bayonne Energy Center | 56964 | GT6 | GT | OP | CT | NG | 1080 | 391110.5 | 10.732 | 0.05488 | EPA/CAMD | EPA/NEI | 2012
2020 | NJ | Bayonne Energy Center | 56964 | GT7 | GT | OP | CT | NG | 1005 | 370990.0938 | 10.732 | 0.057856 | EPA/CAMD | EPA/NEI | 2012
2020 | NJ | Bayonne Energy Center | 56964 | GT8 | GT | OP | CT | NG | 930 | 336085.1875 | 10.732 | 0.063865 | EPA/CAMD | EPA/NEI | 2012
2020 | NJ | Bayonne Energy Center | 56964 | GT9 | GT | OP | CT | NG | 1169 | 445476.6875 | 1.7284 | 0.0077596 | EPA/CAMD | NEI avg EF - PM, fuel type, firing type | 2018
2020 | NJ | Bayonne MUA- Leitner-Poma Wind Turbine | 59797 | WT1 | WT | OA | NA | WND |  | 131 |  |  | EIA Prime Mover-level Data
2020 | NJ | Bayonne Plant Holding LLC | 50497 | GTG1 | CT | RE | NA | NG
2020 | NJ | Bayonne Plant Holding LLC | 50497 | GTG2 | CT | RE | NA | NG
2020 | NJ | Bayonne Plant Holding LLC | 50497 | GTG3 | CT | RE | NA | NG
2020 | NJ | Bayonne Plant Holding LLC | 50497 | STG1 | CA | RE | NA | NG
2020 | NJ | Bayville Central Facility | 54569 | COG1 | IC | OP | NA | OBG |  | 3364.957 | 0.024732 | 0.0147 | EIA Prime Mover-level Data | Estimated using an emission factor
2020 | NJ | Bayville Central Facility | 54569 | COG2 | IC | OP | NA | OBG |  | 3364.957 | 0.024732 | 0.0147 | EIA Prime Mover-level Data | Estimated using an emission factor
2020 | NJ | Bayville Central Facility | 54569 | COG3 | IC | OP | NA | OBG |  | 3364.957 | 0.024732 | 0.0147 | EIA Prime Mover-level Data | Estimated using an emission factor
2020 | NJ | Bayville Central Facility | 54569 | COG4 | IC | OP | NA | DFO |  | 16824.7832 | 2.6078 | 0.31 | EIA Prime Mover-level Data | Estimated using an emission factor
2020 | NJ | Bayville Central Facility | 54569 | COG5 | IC | OP | NA | DFO |  | 16824.7832 | 2.6078 | 0.31 | EIA Prime Mover-level Data | Estimated using an emission factor
2020 | NJ | Bayville Central Facility | 54569 | COG6 | IC | OP | NA | DFO |  | 16824.7832 | 2.6078 | 0.31 | EIA Prime Mover-level Data | Estimated using an emission factor
2020 | NJ | Bayville Central Facility | 54569 | COG7 | IC | OP | NA | DFO |  | 16824.7832 | 2.6078 | 0.31 | EIA Prime Mover-level Data | Estimated using an emission factor
2020 | NJ | Bayville Central Facility | 54569 | CPV1 | PV | OP | NA | SUN |  | 842 |  |  | EIA Prime Mover-level Data
2020 | NJ | Bayville Central Facility | 54569 | SBG1 | IC | RE | NA | DFO
2020 | NJ | Bayway Refinery | 56294 | FGX | OT | OP | NA | WH |  | 356720 |  |  | EIA Prime Mover-level Data
2020 | NJ | BBB Corporate Headquarters | 58093 | HQNJ | PV | OP | NA | SUN |  | 12371 |  |  | EIA Prime Mover-level Data
2020 | NJ | BC Landfill Energy LLC | 57847 | UNIT1 | IC | RE | NA | LFG |  | 38335.8008 | 0.28177 | 0.0147 | EIA Prime Mover-level Data | Estimated using an emission factor
2020 | NJ | BC Landfill Energy LLC | 57847 | UNIT2 | IC | RE | NA | LFG |  | 38335.8008 | 0.28177 | 0.0147 | EIA Prime Mover-level Data | Estimated using an emission factor
2020 | NJ | BC Landfill Energy LLC | 57847 | UNIT3 | IC | RE | NA | LFG |  | 38335.8008 | 0.28177 | 0.0147 | EIA Prime Mover-level Data | Estimated using an emission factor
2020 | NJ | BC Landfill Energy LLC | 57847 | UNIT4 | IC | RE | NA | LFG |  | 38335.8008 | 0.28177 | 0.0147 | EIA Prime Mover-level Data | Estimated using an emission factor
2020 | NJ | BC Landfill Energy LLC | 57847 | UNIT5 | IC | RE | NA | LFG |  | 38335.8008 | 0.28177 | 0.0147 | EIA Prime Mover-level Data | Estimated using an emission factor
2020 | NJ | Beaver Run | 60805 | BRUN1 | PV | OP | NA | SUN |  | 85942 |  |  | EIA Prime Mover-level Data
2020 | NJ | Bed Bath & Beyond DC Port Reading NJ | 58096 | PTNJ | PV | OP | NA | SUN |  | 22556 |  |  | EIA Prime Mover-level Data
2020 | NJ | Ben Moreell Solar Farm | 63786 | BMSF | PV | OP | NA | SUN |  | 314075 |  |  | EIA Prime Mover-level Data
2020 | NJ | Benjamin Moore & Co. Solar | 57733 | PV1 | PV | OP | NA | SUN |  | 17890 |  |  | EIA Prime Mover-level Data
2020 | NJ | Bergen Generating Station | 2398 | 1101 | CT | OP | CC | NG | 1551 | 1364669.5 | 31.4288 | 0.046061 | EPA/CAMD | EPA/NEI | 1995
2020 | NJ | Bergen Generating Station | 2398 | 1201 | CT | OP | CC | NG | 1357 | 1246625.125 | 31.4288 | 0.050422 | EPA/CAMD | EPA/NEI | 1995
2020 | NJ | Bergen Generating Station | 2398 | 1301 | CT | OP | CC | NG | 1367 | 1147649.625 | 31.4288 | 0.054771 | EPA/CAMD | EPA/NEI | 1995
2020 | NJ | Bergen Generating Station | 2398 | 1401 | CT | OP | CC | NG | 1664 | 1681754.625 | 31.4288 | 0.037376 | EPA/CAMD | EPA/NEI | 1995
2020 | NJ | Bergen Generating Station | 2398 | 2101 | CT | OP | CC | NG | 2547 | 3604398.75 | 31.4288 | 0.017439 | EPA/CAMD | EPA/NEI | 2002
2020 | NJ | Bergen Generating Station | 2398 | 2201 | CT | OP | CC | NG | 2863 | 4206482 | 31.4288 | 0.014943 | EPA/CAMD | EPA/NEI | 2002
2020 | NJ | Bergenmand Solar Partners, LLC Mahwah | 63200 | SA1 | PV | OP | NA | SUN |  | 6132 |  |  | EIA Prime Mover-level Data
2020 | NJ | Bergenmand Solar Partners, LLC Mahwah | 63200 | SA2 | PV | OP | NA | SUN |  | 6132 |  |  | EIA Prime Mover-level Data
2020 | NJ | Bernards Solar | 60437 | BERNS | PV | OP | NA | SUN |  | 38645 |  |  | EIA Prime Mover-level Data
2020 | NJ | Berry Plastics Solar | 59097 | PV1 | PV | OP | NA | SUN |  | 140613 |  |  | EIA Prime Mover-level Data
2020 | NJ | BJ's Wholesale Club Inc Dist Center | 60227 | PV1 | PV | OP | NA | SUN |  | 20451 |  |  | EIA Prime Mover-level Data
2020 | NJ | BlackRock-Matrix | 57727 | BLAR | PV | OP | NA | SUN |  | 31294 |  |  | EIA Prime Mover-level Data
2020 | NJ | BNB Camden Solar | 61893 | BNBHQ | PV | OP | NA | SUN |  | 27730.1074 |  |  | EIA Prime Mover-level Data
2020 | NJ | BNB Camden Solar | 61893 | BNBSO | PV | OP | NA | SUN |  | 18906.8926 |  |  | EIA Prime Mover-level Data
2020 | NJ | Bordentown Solar | 60734 | PV1 | PV | OP | NA | SUN |  | 92159 |  |  | EIA Prime Mover-level Data
2020 | NJ | Brickyard Solar | 60733 | PV1 | PV | OP | NA | SUN |  | 20571 |  |  | EIA Prime Mover-level Data
2020 | NJ | Bridgeport Disposal Solar Farm | 59166 | BRIDG | PV | OP | NA | SUN |  | 14800 |  |  | EIA Prime Mover-level Data
2020 | NJ | Bristol Myers Squibb Lawrenceville | 58947 | DG101 | IC | SB | NA | DFO |  | 159 | 0.024645 | 0.31 | EIA Prime Mover-level Data | Estimated using an emission factor
2020 | NJ | Bristol Myers Squibb Lawrenceville | 58947 | TG101 | GT | OP | NA | NG |  | 249124 | 0.12384 | 0.00099423 | EIA Prime Mover-level Data | NEI avg EF - PM, fuel type, firing type
2020 | NJ | Bristol Myers Squibb Lawrenceville | 58947 | TG102 | GT | V | NA | NG
2020 | NJ | Bristol Myers Squibb New Brunswick | 54829 | GEN1 | GT | OP | NA | NG |  | 744438 | 0.37007 | 0.00099423 | EIA Prime Mover-level Data | NEI avg EF - PM, fuel type, firing type
2020 | NJ | Bristol Myers Squibb New Brunswick | 54829 | GEN2 | ST | SB | NA | NG |  | 339 | 0.0012585 | 0.0074247 | EIA Prime Mover-level Data | NEI avg EF - PM, fuel type
2020 | NJ | Burlington Coat Factory Solar | 62712 | BCF | PV | OP | NA | SUN |  | 40733 |  |  | EIA Prime Mover-level Data
2020 | NJ | Burlington Generating Station | 2399 | 121 | GT | OP | CT | NG | 256 | 37929.7148 | 0.326 | 0.01719 | EPA/CAMD | EPA/NEI | 2000
2020 | NJ | Burlington Generating Station | 2399 | 122 | GT | OP | CT | NG | 231 | 34978.5039 | 0.326 | 0.01864 | EPA/CAMD | EPA/NEI | 2000
2020 | NJ | Burlington Generating Station | 2399 | 123 | GT | OP | CT | NG | 227 | 33546.5781 | 0.326 | 0.019436 | EPA/CAMD | EPA/NEI | 2000
2020 | NJ | Burlington Generating Station | 2399 | 124 | GT | OP | CT | NG | 214 | 32218.9883 | 0.326 | 0.020237 | EPA/CAMD | EPA/NEI | 2000
2020 | NJ | Caldwell Wastewater Treatment Plant Hybrid | 62027 | BAT1 | BA | OP | NA | MWH |  | 0 |  |  | EIA Prime Mover-level Data
2020 | NJ | Caldwell Wastewater Treatment Plant Hybrid | 62027 | PV1 | PV | OP | NA | SUN |  | 8090 |  |  | EIA Prime Mover-level Data
2020 | NJ | Calpine Vineland Solar LLC | 57081 | CVS1 | PV | OP | NA | SUN |  | 24469.1953 |  |  | EIA Prime Mover-level Data
2020 | NJ | Calpine Vineland Solar LLC | 57081 | CVS2 | PV | OP | NA | SUN |  | 19149.8047 |  |  | EIA Prime Mover-level Data
2020 | NJ | Camden Plant Holding, LLC | 10751 | 2001 | CT | OP | CC | NG | 1056 | 1073546.75 | 2.18 | 0.0040613 | EPA/CAMD | EPA/NEI | 1993
2020 | NJ | Camden Resource Recovery Facility | 10435 | SG101A | ST | OP | NA | MSW |  | 1209310.5 |  |  | EIA Unit-level Data
2020 | NJ | Camden Resource Recovery Facility | 10435 | SG101B | ST | OP | NA | MSW |  | 1231621 |  |  | EIA Unit-level Data
2020 | NJ | Camden Resource Recovery Facility | 10435 | SG101C | ST | OP | NA | MSW |  | 1229279.875 |  |  | EIA Unit-level Data
2020 | NJ | Campus Drive Solar | 63334 | CAMPS | PV | OP | NA | SUN |  | 30267 |  |  | EIA Prime Mover-level Data
2020 | NJ | Carlls Corner Energy Center | 2379 | 2001 | GT | OP | CT | NG | 195 | 119429.7031 | 0.46337 | 0.0077596 | EPA/CAMD | NEI avg EF - PM, fuel type, firing type | 1973
2020 | NJ | Carlls Corner Energy Center | 2379 | 3001 | GT | OP | CT | NG | 179 | 116184.2031 | 0.45077 | 0.0077596 | EPA/CAMD | NEI avg EF - PM, fuel type, firing type | 1973
2020 | NJ | Carneys Point | 10566 | 1001 | ST | OP | WALL | BIT | 8580 | 4253439 | 12.006 | 0.0056453 | EPA/CAMD | EPA/NEI | 1994
2020 | NJ | Carneys Point | 10566 | 1002 | ST | OP | WALL | BIT | 8293 | 4147226 | 16.76 | 0.0080825 | EPA/CAMD | EPA/NEI | 1994
2020 | NJ | Carrier Clinic | 59297 | CARRI | PV | OP | NA | SUN |  | 16169 |  |  | EIA Prime Mover-level Data
2020 | NJ | Cascades | 64380 | 464 | PV | V | NA | SUN
2020 | NJ | CCG Marketing | 62616 | CCGWC | PV | OP | NA | SUN |  | 20476 |  |  | EIA Prime Mover-level Data
2020 | NJ | CCMUA | 59248 | CCMUA | PV | OP | NA | SUN
2020 | NJ | CCUA Solar | 63971 | CCUA | PV | V | NA | SUN
2020 | NJ | Cedar Branch | 60266 | CEDAR | PV | OP | NA | SUN |  | 82518 |  |  | EIA Prime Mover-level Data
2020 | NJ | Cedar Station | 2380 | CED1 | GT | RE | NA | KER
2020 | NJ | Cedar Station | 2380 | CED2 | GT | RE | NA | KER
2020 | NJ | CentraState Medical Center PV Facility | 59630 | CS | PV | OP | NA | SUN |  | 63436 |  |  | EIA Prime Mover-level Data
2020 | NJ | CES Cherry Hill Solar | 60201 | CHNJ | PV | OP | NA | SUN |  | 15826 |  |  | EIA Prime Mover-level Data
2020 | NJ | Chanel Piscataway Rooftop | 63355 | CPR | PV | OP | NA | SUN |  | 28093 |  |  | EIA Prime Mover-level Data
2020 | NJ | Cherry Hill | 57734 | CH | PV | OP | NA | SUN |  | 12668 |  |  | EIA Prime Mover-level Data
2020 | NJ | Christmas Tree Shops DC Burlington NJ | 58094 | FINJ | PV | OP | NA | SUN |  | 27371 |  |  | EIA Prime Mover-level Data
2020 | NJ | Cinnamon Bay Edgeboro Landfill | 58208 | 1 | IC | OP | NA | LFG |  | 250108 | 1.8383 | 0.0147 | EIA Prime Mover-level Data | Estimated using an emission factor
2020 | NJ | CIP II/AR Bridgewater Holdings - NJCOE | 10122 | 1 | GT | RE | NA | NG
2020 | NJ | CIP II/AR Bridgewater Holdings - NJCOE | 10122 | 2 | GT | OP | NA | NG |  | 455081 | 0.22623 | 0.00099423 | EIA Prime Mover-level Data | NEI avg EF - PM, fuel type, firing type
2020 | NJ | Clayville | 58235 | U1 | GT | OP | CT | NG | 1194 | 524669.75 | 2.0356 | 0.0077596 | EPA/CAMD | NEI avg EF - PM, fuel type, firing type | 2015
2020 | NJ | College of New Jersey | 58165 | COGEN | IC | OP | NA | NG |  | 234601 | 0.049501 | 0.000422 | EIA Prime Mover-level Data | Estimated using an emission factor
2020 | NJ | Colonial Pipeline Allentown Chesterfield | 63356 | CPAC | PV | OP | NA | SUN |  | 24677 |  |  | EIA Prime Mover-level Data
2020 | NJ | Colonial Pipeline Woodbury West Deptford | 63357 | CPWWD | PV | OP | NA | SUN |  | 53989 |  |  | EIA Prime Mover-level Data
2020 | NJ | Community Foodbank of NJ | 60776 | FDBNK | PV | OP | NA | SUN |  | 8237 |  |  | EIA Prime Mover-level Data
2020 | NJ | Connell East LLC | 62598 | LOREA | PV | OP | NA | SUN |  | 13418 |  |  | EIA Prime Mover-level Data
2020 | NJ | Constellation New Energy Inc | 58029 | PV1 | PV | OP | NA | SUN |  | 53295 |  |  | EIA Prime Mover-level Data
2020 | NJ | Cornerstone Power Holmdel LLC | 58536 | 1 | PV | OP | NA | SUN |  | 29468 |  |  | EIA Prime Mover-level Data
2020 | NJ | Cornerstone Power Vineland I LLC | 58512 | PV1 | PV | OP | NA | SUN |  | 43339 |  |  | EIA Prime Mover-level Data
2020 | NJ | Corning Pharmaceutical Glass | 58359 | GG | PV | OP | NA | SUN |  | 29452 |  |  | EIA Prime Mover-level Data
2020 | NJ | County College of Morris | 58881 | PV01 | PV | OP | NA | SUN |  | 34873 |  |  | EIA Prime Mover-level Data
2020 | NJ | Covanta Essex Company | 10643 | 1 | ST | OP | NA | MSW |  | 3172363.25 |  |  | EIA Unit-level Data
2020 | NJ | Covanta Essex Company | 10643 | 2 | ST | OP | NA | MSW |  | 3226051.75 |  |  | EIA Unit-level Data
2020 | NJ | Covanta Essex Company | 10643 | 3 | ST | OP | NA | MSW |  | 3236156.25 |  |  | EIA Unit-level Data
2020 | NJ | Cranbury | 59446 | CRANB | PV | OP | NA | SUN |  | 59121 |  |  | EIA Prime Mover-level Data
2020 | NJ | Cumberland County Solid Waste Complex | 56884 | GEN 2 | IC | OP | NA | LFG |  | 61436 | 0.45155 | 0.0147 | EIA Prime Mover-level Data | Estimated using an emission factor
2020 | NJ | Cumberland County Solid Waste Complex | 56884 | GEN 3 | IC | OP | NA | LFG |  | 61436 | 0.45155 | 0.0147 | EIA Prime Mover-level Data | Estimated using an emission factor
2020 | NJ | Cumberland County Solid Waste Complex | 56884 | GEN1 | IC | OP | NA | LFG |  | 61436 | 0.45155 | 0.0147 | EIA Prime Mover-level Data | Estimated using an emission factor
2020 | NJ | Cumberland Energy Center | 5083 | 4001 | GT | OP | CT | NG | 329 | 182019.2969 | 0.853 | 0.0093726 | EPA/CAMD | EPA/NEI | 1990
2020 | NJ | Cumberland Energy Center | 5083 | 5001 | GT | OP | CT | NG | 739 | 439539 | 2.957 | 0.013455 | EPA/CAMD | EPA/NEI | 2009
2020 | NJ | Day Four Solar LLC | 62905 | DAY04 | PV | OP | NA | SUN |  | 66561 |  |  | EIA Prime Mover-level Data
2020 | NJ | DCO Burlington | 63492 | CTG-1 | GT | OP | NA | NG |  | 314908 | 0.15655 | 0.00099423 | EIA Prime Mover-level Data | NEI avg EF - PM, fuel type, firing type
2020 | NJ | Deepwater | 2384 | 1 | ST | RE | CYCLONE | NG
2020 | NJ | Deepwater | 2384 | 4 | ST | RE | NA | RFO
2020 | NJ | Deepwater | 2384 | 6 | ST | RE | NA | NG
2020 | NJ | Deepwater | 2384 | CT1 | GT | CN | NA | NG
2020 | NJ | Deepwater | 2384 | GTA | GT | RE | NA | NG
2020 | NJ | Deepwater | 2384 | ST1 | ST | CN | NA | NG
2020 | NJ | Delanco | 64411 | DELAN | PV | V | NA | SUN
2020 | NJ | Delilah Road Landfill | 58951 | DRLS | PV | OP | NA | SUN |  | 124208 |  |  | EIA Prime Mover-level Data
2020 | NJ | Deutsche Bank- Piscataway Solar | 60803 | DBPIS | PV | OP | NA | SUN |  | 14643 |  |  | EIA Prime Mover-level Data
2020 | NJ | DG Amaze ACY1 | 63286 | ACY1 | PV | OP | NA | SUN |  | 14485 |  |  | EIA Prime Mover-level Data
2020 | NJ | DG Camden LLC Holtec | 61515 | HOLTC | PV | OP | NA | SUN |  | 29698 |  |  | EIA Prime Mover-level Data
2020 | NJ | DG Florham Park Solar LLC | 62586 | BASF | PV | OP | NA | SUN |  | 25336 |  |  | EIA Prime Mover-level Data
2020 | NJ | DG Infineum | 62958 | INFNM | PV | OP | NA | SUN |  | 25836 |  |  | EIA Prime Mover-level Data
2020 | NJ | DG Iron Mountain | 62957 | IRNMT | PV | OP | NA | SUN |  | 31433 |  |  | EIA Prime Mover-level Data
2020 | NJ | DG New Jersey Solar RLS Logistics | 61507 | RLSNJ | PV | OP | NA | SUN |  | 43320 |  |  | EIA Prime Mover-level Data
2020 | NJ | Dix Solar, L.L.C | 61864 | DIXSL | PV | OP | NA | SUN |  | 177286 |  |  | EIA Prime Mover-level Data
2020 | NJ | Dow Jones South Brunswick Solar | 57397 | PV01 | PV | OP | NA | SUN |  | 25098.7812 |  |  | EIA Prime Mover-level Data
2020 | NJ | Dow Jones South Brunswick Solar | 57397 | PV02 | PV | OP | NA | SUN |  | 16063.2197 |  |  | EIA Prime Mover-level Data
2020 | NJ | DSM Nutritional Products Solar | 62713 | DSM | PV | OP | NA | SUN |  | 139745 |  |  | EIA Prime Mover-level Data
2020 | NJ | DSM Solar | 60739 | PV1 | PV | OP | NA | SUN |  | 55077 |  |  | EIA Prime Mover-level Data
2020 | NJ | DTE Atlantic, LLC | 62492 | ACB-1 | GT | OP | NA | NG |  | 1000038 | 0.49713 | 0.00099423 | EIA Prime Mover-level Data | NEI avg EF - PM, fuel type, firing type
2020 | NJ | E F Kenilworth, Inc. | 10805 | 2001 | CT | OP | CC | NG | 8453 | 1568817.875 | 5.177 | 0.0065999 | EPA/CAMD | EPA/NEI | 1987
2020 | NJ | Eagle Point Power Generation | 50561 | 1 | CT | OP | CC | NG | 2400 | 2125609.5 | 3.34 | 0.0031426 | EPA/CAMD | EPA/NEI | 1991
2020 | NJ | Eagle Point Power Generation | 50561 | 2 | CT | OP | CC | NG | 2550 | 2311754.75 | 3.34 | 0.0028896 | EPA/CAMD | EPA/NEI | 1991
2020 | NJ | East Amwell | 60327 | AMWEL | PV | OP | NA | SUN |  | 23714 |  |  | EIA Prime Mover-level Data
2020 | NJ | East Orange Solar | 60727 | PV1 | PV | OP | NA | SUN |  | 55077 |  |  | EIA Prime Mover-level Data
2020 | NJ | EDF Ph1 Toms River | 64327 | GEN1 | PV | U | NA | SUN
2020 | NJ | EFS Parlin Holdings, LLC | 50799 | 1001 | CT | OP | CC | NG | 95 | 33385.5352 | 0.24 | 0.014377 | EPA/CAMD | EPA/NEI | 1991
2020 | NJ | EFS Parlin Holdings, LLC | 50799 | 3001 | CT | OP | CC | NG | 86 | 32013.4805 | 0.24 | 0.014994 | EPA/CAMD | EPA/NEI | 1991
2020 | NJ | Elmwood Park Power - LLC | 50852 | 2001 | CT | OP | CC | NG | 29 | 12117.0732 | 0.036 | 0.005942 | EPA/CAMD | EPA/NEI | 1989
2020 | NJ | Engelhard Solar LLC | 59367 | PV1 | PV | OP | NA | SUN |  | 6949 |  |  | EIA Prime Mover-level Data
2020 | NJ | EQX002 Secaucus Rd Fuel Cell | 63702 | EQX02 | FC | OP | NA | NG |  | 87153 | 0 | 0 | EIA Prime Mover-level Data | Estimated using an emission factor
2020 | NJ | EQX003 Secaucus Rd Fuel Cell | 63703 | EQX03 | FC | OP | NA | NG |  | 116660 | 0 | 0 | EIA Prime Mover-level Data | Estimated using an emission factor
2020 | NJ | EQX012 Harz Fuel Cell | 63706 | EQX12 | FC | OP | NA | NG |  | 148926 | 0 | 0 | EIA Prime Mover-level Data | Estimated using an emission factor
2020 | NJ | Essex | 2401 | 35001 | GT | OP | CT | NG | 69 | 15184.0059 | 0.026 | 0.0034247 | EPA/CAMD | EPA/NEI | 1990
2020 | NJ | Essex County Correctional Facility Cogen | 63540 | EG1 | IC | OP | NA | NG |  | 117695 | 0.024834 | 0.000422 | EIA Prime Mover-level Data | Estimated using an emission factor
2020 | NJ | Essex County Correctional Facility Cogen | 63540 | EG2 | IC | OP | NA | NG |  | 117695 | 0.024834 | 0.000422 | EIA Prime Mover-level Data | Estimated using an emission factor
2020 | NJ | ETS Ewing Solar Facility | 57574 | ETS1 | PV | OP | NA | SUN |  | 14115 |  |  | EIA Prime Mover-level Data
2020 | NJ | FedEx Woodbridge | 57776 | 1 | PV | OP | NA | SUN |  | 18557 |  |  | EIA Prime Mover-level Data
2020 | NJ | Flemington Solar | 57485 | FSNJ | PV | OP | NA | SUN |  | 107959 |  |  | EIA Prime Mover-level Data
2020 | NJ | Florence Solar W3-080, LLC | 60990 | PV1 | PV | OP | NA | SUN |  | 102275 |  |  | EIA Prime Mover-level Data
2020 | NJ | Forked River Power | 7138 | 2001 | GT | OP | CT | DFO | 118 | 31869.3008 | 0.1056 | 0.0066271 | EPA/CAMD | EPA/NEI | 1989
2020 | NJ | Forked River Power | 7138 | 3001 | GT | OP | CT | DFO | 133 | 45242.1992 | 0.1435 | 0.0063436 | EPA/CAMD | EPA/NEI | 1989
2020 | NJ | Frankford Solar | 60732 | PV1 | PV | OP | NA | SUN |  | 92846 |  |  | EIA Prime Mover-level Data
2020 | NJ | Franklin Solar | 63149 | FRANK | PV | OP | NA | SUN |  | 101224 |  |  | EIA Prime Mover-level Data
2020 | NJ | Freeze Solar | 60759 | PV1 | PV | OP | NA | SUN |  | 18808 |  |  | EIA Prime Mover-level Data
2020 | NJ | French's Landfill PV | 60994 | GEN1 | PV | OP | NA | SUN |  | 59885 |  |  | EIA Prime Mover-level Data
2020 | NJ | Frenchtown I Solar | 57486 | F1NJ | PV | OP | NA | SUN |  | 38609 |  |  | EIA Prime Mover-level Data
2020 | NJ | Frenchtown II Solar | 57487 | F2NJ | PV | OP | NA | SUN |  | 37092 |  |  | EIA Prime Mover-level Data
2020 | NJ | Frenchtown III Solar | 58564 | F3NJ | PV | OP | NA | SUN |  | 112987 |  |  | EIA Prime Mover-level Data
2020 | NJ | G&S Wantage Solar LLC | 59366 | PV1 | PV | OP | NA | SUN |  | 85703 |  |  | EIA Prime Mover-level Data
2020 | NJ | Galloway Landfill | 63698 | GALLO | PV | OP | NA | SUN |  | 6966 |  |  | EIA Prime Mover-level Data
2020 | NJ | Garfield Solar | 62680 | GARFE | PV | OP | NA | SUN |  | 3708 |  |  | EIA Prime Mover-level Data
2020 | NJ | Garfield Solar | 62680 | GARFN | PV | OP | NA | SUN |  | 7416 |  |  | EIA Prime Mover-level Data
2020 | NJ | Garfield Solar | 62680 | GARFS | PV | OP | NA | SUN |  | 12978 |  |  | EIA Prime Mover-level Data
2020 | NJ | Garfield Solar | 62680 | GARMS | PV | OP | NA | SUN |  | 14832 |  |  | EIA Prime Mover-level Data
2020 | NJ | Gemini Technologies Services, Inc. Solar | 60804 | DBGAT | PV | OP | NA | SUN |  | 14643 |  |  | EIA Prime Mover-level Data
2020 | NJ | Gilbert Generating Station | 2393 | 4 | CT | OP | CC | NG | 63 | 31710.3262 | 0.08 | 0.0050457 | EPA/CAMD | EPA/NEI | 1974
2020 | NJ | Gilbert Generating Station | 2393 | 5 | CT | OP | CC | NG | 63 | 31888.1211 | 0.08 | 0.0050175 | EPA/CAMD | EPA/NEI | 1974
2020 | NJ | Gilbert Generating Station | 2393 | 6 | CT | OP | CC | NG | 72 | 40752.5625 | 0.1 | 0.0049077 | EPA/CAMD | EPA/NEI | 1974
2020 | NJ | Gilbert Generating Station | 2393 | 7 | CT | OP | CC | NG | 66 | 35621.5156 | 0.07 | 0.0039302 | EPA/CAMD | EPA/NEI | 1974
2020 | NJ | Gilbert Generating Station | 2393 | 9 | GT | OP | CT | NG | 93 | 95786.2031 | 0.27 | 0.0056376 | EPA/CAMD | EPA/NEI | 1996
2020 | NJ | Glopak Solar PV Power Plant | 61248 | INV1R | PV | OP | NA | SUN |  | 5172.5 |  |  | EIA Prime Mover-level Data
2020 | NJ | Glopak Solar PV Power Plant | 61248 | INV2G | PV | OP | NA | SUN |  | 5172.5 |  |  | EIA Prime Mover-level Data
2020 | NJ | Gloucester Community College Solar | 60752 | PV1 | PV | OP | NA | SUN |  | 6992 |  |  | EIA Prime Mover-level Data
2020 | NJ | Goya Foods, Inc- Jersey City Solar | 60839 | PV1 | PV | OP | NA | SUN |  | 36575 |  |  | EIA Prime Mover-level Data
2020 | NJ | Goya Foods, Inc- Secaucus Solar | 60840 | PV1 | PV | OP | NA | SUN |  | 22783 |  |  | EIA Prime Mover-level Data
2020 | NJ | Great Falls Hydro Project | 52068 | GEN1 | HY | OP | NA | WAT |  | 44906 |  |  | EIA Prime Mover-level Data
2020 | NJ | Great Falls Hydro Project | 52068 | GEN2 | HY | OP | NA | WAT |  | 44906 |  |  | EIA Prime Mover-level Data
2020 | NJ | Great Falls Hydro Project | 52068 | GEN3 | HY | OP | NA | WAT |  | 44906 |  |  | EIA Prime Mover-level Data
2020 | NJ | GSPP Onyx New Brunswick LLC | 64422 | NBOE1 | PV | OP | NA | SUN |  | 3442.9089 |  |  | EIA Prime Mover-level Data
2020 | NJ | GSPP Onyx New Brunswick LLC | 64422 | NBOE2 | PV | OP | NA | SUN |  | 4590.5449 |  |  | EIA Prime Mover-level Data
2020 | NJ | GSPP Onyx New Brunswick LLC | 64422 | NBOE3 | PV | OP | NA | SUN |  | 3442.9089 |  |  | EIA Prime Mover-level Data
2020 | NJ | GSPP Onyx New Brunswick LLC | 64422 | NBOE4 | PV | OP | NA | SUN |  | 1147.636 |  |  | EIA Prime Mover-level Data
2020 | NJ | Hall's Warehouse Solar Project | 56877 | TBD | PV | OP | NA | SUN |  | 12704 |  |  | EIA Prime Mover-level Data
2020 | NJ | Hamilton Solar-Crosswicks | 60489 | PV1 | PV | OP | NA | SUN |  | 36732.2656 |  |  | EIA Prime Mover-level Data
2020 | NJ | Hamilton Solar-Crosswicks | 60489 | PV2 | PV | OP | NA | SUN |  | 41979.7344 |  |  | EIA Prime Mover-level Data
2020 | NJ | Hanover | 59628 | HNOVR | PV | OP | NA | SUN |  | 64596 |  |  | EIA Prime Mover-level Data
2020 | NJ | Harmon DC Totowa NJ | 58095 | TONJ | PV | OP | NA | SUN |  | 22081 |  |  | EIA Prime Mover-level Data
2020 | NJ | Harmony | 59627 | HRMNY | PV | OP | NA | SUN |  | 38839 |  |  | EIA Prime Mover-level Data
2020 | NJ | Hartz Way | 60501 | 1 | PV | OP | NA | SUN |  | 9957 |  |  | EIA Prime Mover-level Data
2020 | NJ | Haworth Water Treatment Plant | 56701 | GEN1 | IC | OP | NA | NG |  | 27347 | 0.0057702 | 0.000422 | EIA Prime Mover-level Data | Estimated using an emission factor
2020 | NJ | Haworth Water Treatment Plant | 56701 | GEN2 | IC | OP | NA | NG |  | 27347 | 0.0057702 | 0.000422 | EIA Prime Mover-level Data | Estimated using an emission factor
2020 | NJ | Haworth Water Treatment Plant | 56701 | GEN3 | IC | OP | NA | NG |  | 27347 | 0.0057702 | 0.000422 | EIA Prime Mover-level Data | Estimated using an emission factor
2020 | NJ | Haworth Water Treatment Plant | 56701 | GEN4 | IC | OP | NA | NG |  | 27347 | 0.0057702 | 0.000422 | EIA Prime Mover-level Data | Estimated using an emission factor
2020 | NJ | Haworth Water Treatment Plant | 56701 | GEN5 | IC | OP | NA | DFO |  | 54694 | 8.4776 | 0.31 | EIA Prime Mover-level Data | Estimated using an emission factor
2020 | NJ | Haworth Water Treatment Plant | 56701 | GEN6 | IC | OP | NA | DFO |  | 54694 | 8.4776 | 0.31 | EIA Prime Mover-level Data | Estimated using an emission factor
2020 | NJ | Heller 400M | 62438 | A | PV | OP | NA | SUN |  | 8492.667 |  |  | EIA Prime Mover-level Data
2020 | NJ | Heller 400M | 62438 | B | PV | OP | NA | SUN |  | 2123.167 |  |  | EIA Prime Mover-level Data
2020 | NJ | Heller 400M | 62438 | C | PV | OP | NA | SUN |  | 2123.167 |  |  | EIA Prime Mover-level Data
2020 | NJ | Heller Industrial Parks | 57869 | HH | PV | OP | NA | SUN |  | 5787.3911 |  |  | EIA Prime Mover-level Data
2020 | NJ | Heller Industrial Parks | 57869 | HII | PV | OP | NA | SUN |  | 4629.9131 |  |  | EIA Prime Mover-level Data
2020 | NJ | Heller Industrial Parks | 57869 | HJC | PV | OP | NA | SUN |  | 2314.957 |  |  | EIA Prime Mover-level Data
2020 | NJ | Heller Industrial Parks | 57869 | HM | PV | OP | NA | SUN |  | 9259.8262 |  |  | EIA Prime Mover-level Data
2020 | NJ | Heller Industrial Parks | 57869 | UNIT1 | PV | OP | NA | SUN |  | 31251.9121 |  |  | EIA Prime Mover-level Data
2020 | NJ | Hoffmann LaRoche | 10123 | TG01 | GT | OP | NA | NG |  | 270313 | 0.13438 | 0.00099423 | EIA Prime Mover-level Data | NEI avg EF - PM, fuel type, firing type
2020 | NJ | Hoffmann LaRoche | 10123 | TG03 | GT | OP | NA | NG |  | 270313 | 0.13438 | 0.00099423 | EIA Prime Mover-level Data | NEI avg EF - PM, fuel type, firing type
2020 | NJ | Hoffmann LaRoche | 10123 | TG1 | GT | RE | NA | NG
2020 | NJ | Hoffmann LaRoche | 10123 | TG2 | GT | RE | NA | NG
2020 | NJ | Hoffmann LaRoche | 10123 | TG3 | GT | RE | NA | NG
2020 | NJ | Holland Solar | 60763 | PV1 | PV | OP | NA | SUN |  | 30092 |  |  | EIA Prime Mover-level Data
2020 | NJ | Hopewell Cogeneration NJ | 60933 | GEN1 | IC | OP | NA | NG |  | 8440 | 0.0017808 | 0.000422 | EIA Prime Mover-level Data | Estimated using an emission factor
2020 | NJ | Hopewell Cogeneration NJ | 60933 | GEN2 | IC | OP | NA | NG |  | 8440 | 0.0017808 | 0.000422 | EIA Prime Mover-level Data | Estimated using an emission factor
2020 | NJ | Hopewell Valley High School Hybrid | 61473 | BA1 | BA | OP | NA | MWH
2020 | NJ | Hopewell Valley High School Hybrid | 61473 | HWVHS | PV | OP | NA | SUN |  | 6702 |  |  | EIA Prime Mover-level Data
2020 | NJ | Howard M Down | 2434 | U11 | GT | OP | CT | NG | 1366 | 646348.8125 | 2.246 | 0.0069498 | EPA/CAMD | EPA/NEI | 2012
2020 | NJ | Howell Solar | 60728 | PV1 | PV | OP | NA | SUN |  | 101522 |  |  | EIA Prime Mover-level Data
2020 | NJ | Hunterdon Health System Solar Project | 62225 | PV1 | PV | OP | NA | SUN |  | 20081 |  |  | EIA Prime Mover-level Data
2020 | NJ | IFF Hazlet | 60709 | GRND | PV | OP | NA | SUN |  | 41407 |  |  | EIA Prime Mover-level Data
2020 | NJ | IFF Hazlet | 60709 | ROOF | PV | RE | NA | SUN
2020 | NJ | IFF Union Beach Project | 62306 | IFFUB | PV | OP | NA | SUN |  | 70034 |  |  | EIA Prime Mover-level Data
2020 | NJ | IGS FE Trenton, LLC | 63626 | 229 | PV | OP | NA | SUN |  | 15170 |  |  | EIA Prime Mover-level Data
2020 | NJ | IGS Solar I - EWR5 | 61359 | EWR5 | PV | OP | NA | SUN |  | 31864 |  |  | EIA Prime Mover-level Data
2020 | NJ | IGS Solar I - EWR6 | 61360 | EWR6 | PV | OP | NA | SUN |  | 28942 |  |  | EIA Prime Mover-level Data
2020 | NJ | IIV000 Mt Bethel Fuel Cell | 63713 | IIV0A | FC | OP | NA | NG |  | 71477 | 0 | 0 | EIA Prime Mover-level Data | Estimated using an emission factor
2020 | NJ | IIV000 Mt Bethel Fuel Cell | 63713 | IIV0B | FC | OP | NA | NG |  | 71477 | 0 | 0 | EIA Prime Mover-level Data | Estimated using an emission factor
2020 | NJ | IKEA Westhampton 061 | 58016 | PV | PV | OP | NA | SUN |  | 19311 |  |  | EIA Prime Mover-level Data
2020 | NJ | ILR Landfill | 60375 | ILR1 | PV | OP | NA | SUN |  | 87045 |  |  | EIA Prime Mover-level Data
2020 | NJ | Imclone Solar Electric Facility | 59631 | IM | PV | OP | NA | SUN |  | 116050 |  |  | EIA Prime Mover-level Data
2020 | NJ | IOS - ERW9 | 61466 | EWR9 | PV | OP | NA | SUN |  | 71466 |  |  | EIA Prime Mover-level Data
2020 | NJ | ISH Solar Central, LLC | 57799 | 1 | PV | OP | NA | SUN
2020 | NJ | Jackson Board of Education-Liberty HS | 60113 | PV1 | PV | OP | NA | SUN |  | 14582 |  |  | EIA Prime Mover-level Data
2020 | NJ | Jacobstown | 59185 | PV1 | PV | OP | NA | SUN |  | 64560 |  |  | EIA Prime Mover-level Data
2020 | NJ | Jefferson Avenue | 60499 | 1 | PV | OP | NA | SUN |  | 18220 |  |  | EIA Prime Mover-level Data
2020 | NJ | Jersey City DWP | 63530 | 10331 | PV | OP | NA | SUN |  | 12142 |  |  | EIA Prime Mover-level Data
2020 | NJ | Jersey Gardens Phase 1 | 58653 | 1 | PV | OP | NA | SUN |  | 37829 |  |  | EIA Prime Mover-level Data
2020 | NJ | Jersey Gardens Phase 2 | 58654 | 1 | PV | OP | NA | SUN |  | 27714 |  |  | EIA Prime Mover-level Data
2020 | NJ | Jersey-Atlantic Wind Farm | 56300 | 1 | WT | OP | NA | WND |  | 175450 |  |  | EIA Prime Mover-level Data
2020 | NJ | JMB Mcguire-Dix-Lakehurst Solar Project | 58793 | UCIV | PV | OP | NA | SUN |  | 100029 |  |  | EIA Prime Mover-level Data
2020 | NJ | Johnson Matthey, Inc. Solar | 57723 | PV1 | PV | OP | NA | SUN |  | 60306 |  |  | EIA Prime Mover-level Data
2020 | NJ | Jordache Enterprises Solar | 58049 | PV | PV | OP | NA | SUN |  | 13019 |  |  | EIA Prime Mover-level Data
2020 | NJ | Junction Road | 60265 | JUNCT | PV | OP | NA | SUN |  | 62095 |  |  | EIA Prime Mover-level Data
2020 | NJ | KDC Solar ASGM | 62739 | ARDAH | PV | OP | NA | SUN |  | 58489 |  |  | EIA Prime Mover-level Data
2020 | NJ | KDC Solar CSCP LLC | 62746 | CSCP | PV | OP | NA | SUN |  | 41144 |  |  | EIA Prime Mover-level Data
2020 | NJ | KDC Solar PR1, LLC | 59910 | SF | PV | OP | NA | SUN |  | 227442 |  |  | EIA Prime Mover-level Data
2020 | NJ | Kearny Generating Station | 2404 | 121 | GT | OP | CT | NG | 685 | 99449.9688 | 0.553 | 0.011121 | EPA/CAMD | EPA/NEI | 2001
2020 | NJ | Kearny Generating Station | 2404 | 122 | GT | OP | CT | NG | 682 | 96349.1641 | 0.553 | 0.011479 | EPA/CAMD | EPA/NEI | 2001
2020 | NJ | Kearny Generating Station | 2404 | 123 | GT | OP | CT | NG | 635 | 90974.5547 | 0.553 | 0.012157 | EPA/CAMD | EPA/NEI | 2001
2020 | NJ | Kearny Generating Station | 2404 | 124 | GT | OP | CT | NG | 605 | 88417.2578 | 0.553 | 0.012509 | EPA/CAMD | EPA/NEI | 2001
2020 | NJ | Kearny Generating Station | 2404 | 131 | GT | OP | CT | NG | 778 | 99994.4062 | 0.8495 | 0.016991 | EPA/CAMD | EPA/NEI | 2012
2020 | NJ | Kearny Generating Station | 2404 | 132 | GT | OP | CT | NG | 786 | 101833.6094 | 0.8495 | 0.016684 | EPA/CAMD | EPA/NEI | 2012
2020 | NJ | Kearny Generating Station | 2404 | 133 | GT | OP | CT | NG | 686 | 91477.5156 | 0.8495 | 0.018573 | EPA/CAMD | EPA/NEI | 2012
2020 | NJ | Kearny Generating Station | 2404 | 134 | GT | OP | CT | NG | 684 | 90151.1172 | 0.8495 | 0.018846 | EPA/CAMD | EPA/NEI | 2012
2020 | NJ | Kearny Generating Station | 2404 | 141 | GT | OP | CT | NG | 773 | 183777.9062 | 0.8495 | 0.0092449 | EPA/CAMD | EPA/NEI | 2012
2020 | NJ | Kearny Generating Station | 2404 | 142 | GT | OP | CT | NG | 819 | 199484.4219 | 0.8495 | 0.008517 | EPA/CAMD | EPA/NEI | 2012
2020 | NJ | Kinsley Landfill Solar | 58877 | KINS | PV | OP | NA | SUN |  | 89171 |  |  | EIA Prime Mover-level Data
2020 | NJ | L&D Landfill Solar | 59601 | L&D | PV | OP | NA | SUN |  | 142271 |  |  | EIA Prime Mover-level Data
2020 | NJ | LabCorp Engine | 64142 | LCG | IC | OP | NA | NG |  | 5349 | 0.0011286 | 0.000422 | EIA Prime Mover-level Data | Estimated using an emission factor
2020 | NJ | Lafayette Energy Partners LP | 50788 | HA1 | IC | RE | NA | LFG
2020 | NJ | Lafayette Energy Partners LP | 50788 | HA2 | IC | RE | NA | LFG
2020 | NJ | Lakehurst Solar | 63503 | LAKHS | PV | OP | NA | SUN |  | 125350 |  |  | EIA Prime Mover-level Data
2020 | NJ | Lakewood | 54640 | 1001 | CT | OP | CC | NG | 1109 | 995228.625 | 2.42 | 0.0048632 | EPA/CAMD | EPA/NEI | 1994
2020 | NJ | Lakewood | 54640 | 2001 | CT | OP | CC | NG | 1043 | 948632.25 | 2.42 | 0.0051021 | EPA/CAMD | EPA/NEI | 1994
2020 | NJ | Lakewood Cheddar School | 62454 | 1 | PV | OP | NA | SUN |  | 10193 |  |  | EIA Prime Mover-level Data
2020 | NJ | Lakewood Seven Solar LLC | 59369 | PV1 | PV | OP | NA | SUN |  | 9334 |  |  | EIA Prime Mover-level Data
2020 | NJ | Lebanon Solar | 57488 | LSNJ | PV | OP | NA | SUN |  | 23862 |  |  | EIA Prime Mover-level Data
2020 | NJ | Linden Cogeneration Facility | 50006 | 4001 | CT | OP | CC | NG | 7668 | 11259936 | 35.55 | 0.0063144 | EPA/CAMD | EPA/NEI | 2001
2020 | NJ | Linden Cogeneration Facility | 50006 | 5001 | CT | OP | CC | NG | 8348 | 7789363.5 | 11.02 | 0.0028295 | EPA/CAMD | EPA/NEI | 1992
2020 | NJ | Linden Cogeneration Facility | 50006 | 6001 | CT | OP | CC | NG | 8432 | 7853358.5 | 10.96 | 0.0027912 | EPA/CAMD | EPA/NEI | 1992
2020 | NJ | Linden Cogeneration Facility | 50006 | 7001 | CT | OP | CC | NG | 7608 | 6934051 | 16.68 | 0.004811 | EPA/CAMD | EPA/NEI | 1992
2020 | NJ | Linden Cogeneration Facility | 50006 | 8001 | CT | OP | CC | NG | 8443 | 7879822 | 10.4 | 0.0026397 | EPA/CAMD | EPA/NEI | 1992
2020 | NJ | Linden Cogeneration Facility | 50006 | 9001 | CT | OP | CC | NG | 7863 | 7207480.5 | 8.87 | 0.0024613 | EPA/CAMD | EPA/NEI | 1992
2020 | NJ | Linden Generating Station | 2406 | 1101 | CT | OP | CC | NG | 4304 | 6747506 | 29.7231 | 0.0088101 | EPA/CAMD | EPA/NEI | 2005
2020 | NJ | Linden Generating Station | 2406 | 1201 | CT | OP | CC | NG | 3750 | 5788737 | 29.7231 | 0.010269 | EPA/CAMD | EPA/NEI | 2005
2020 | NJ | Linden Generating Station | 2406 | 2101 | CT | OP | CC | NG | 3557 | 5805679 | 29.7231 | 0.010239 | EPA/CAMD | EPA/NEI | 2005
2020 | NJ | Linden Generating Station | 2406 | 2201 | CT | OP | CC | NG | 3797 | 6201777.5 | 29.7231 | 0.0095853 | EPA/CAMD | EPA/NEI | 2005
2020 | NJ | Linden Generating Station | 2406 | 5 | GT | OP | CT | NG | 108 | 30287.6152 | 0.2991 | 0.019751 | EPA/CAMD | EPA/NEI | 1999
2020 | NJ | Linden Generating Station | 2406 | 6 | GT | OP | CT | NG | 108 | 30715.5977 | 0.2991 | 0.019475 | EPA/CAMD | EPA/NEI | 2000
2020 | NJ | Linden Generating Station | 2406 | 7 | GT | OP | CT | NG | 118 | 38413.7305 | 0.2991 | 0.015573 | EPA/CAMD | EPA/NEI | 1995
2020 | NJ | Linden Generating Station | 2406 | 8 | GT | OP | CT | NG | 91 | 21767.1523 | 0.2991 | 0.027482 | EPA/CAMD | EPA/NEI | 1995
2020 | NJ | Linden Solar Farm | 57381 | LIND | PV | OP | NA | SUN |  | 35380 |  |  | EIA Prime Mover-level Data
2020 | NJ | Livingston Solar Canopies | 58505 | LVSC | PV | OP | NA | SUN |  | 67438 |  |  | EIA Prime Mover-level Data
2020 | NJ | Livingston Solar Farm | 58504 | LVSF | PV | OP | NA | SUN |  | 12038 |  |  | EIA Prime Mover-level Data
2020 | NJ | Logan Generating Plant | 10043 | 1001 | ST | OP | WALL | BIT | 8197 | 5979732 | 30.3062 | 0.010136 | EPA/CAMD | EPA/NEI | 1994
2020 | NJ | L'Oreal Franklin | 60765 | PV1 | PV | OP | NA | SUN |  | 9764 |  |  | EIA Prime Mover-level Data
2020 | NJ | L'Oreal Monmouth | 60766 | PV1 | PV | OP | NA | SUN |  | 24336 |  |  | EIA Prime Mover-level Data
2020 | NJ | L'Oreal Piscataway | 57868 | UNIT1 | PV | OP | NA | SUN |  | 11354.6523 |  |  | EIA Prime Mover-level Data
2020 | NJ | L'Oreal Piscataway | 57868 | UNIT2 | PV | OP | NA | SUN |  | 2620.304 |  |  | EIA Prime Mover-level Data
2020 | NJ | L'Oreal Piscataway | 57868 | UNIT3 | PV | OP | NA | SUN |  | 6114.043 |  |  | EIA Prime Mover-level Data
2020 | NJ | Lower Cape May HS | 60769 | PV1 | PV | OP | NA | SUN |  | 20363 |  |  | EIA Prime Mover-level Data
2020 | NJ | LTMUA | 63413 | 1 | PV | OP | NA | SUN |  | 14272 |  |  | EIA Prime Mover-level Data
2020 | NJ | Manalapan Village Solar | 57661 | MANVL | PV | OP | NA | SUN |  | 34110 |  |  | EIA Prime Mover-level Data
2020 | NJ | Manheim New Jersey | 63229 | NJSGR | PV | OP | NA | SUN |  | 8492.3633 |  |  | EIA Prime Mover-level Data
2020 | NJ | Manheim New Jersey | 63229 | NJSRO | PV | OP | NA | SUN |  | 14861.6367 |  |  | EIA Prime Mover-level Data
2020 | NJ | Maple Solar | 57750 | P1 | PV | OP | NA | SUN |  | 22868.666 |  |  | EIA Prime Mover-level Data
2020 | NJ | Maple Solar | 57750 | P2 | PV | OP | NA | SUN |  | 11434.333 |  |  | EIA Prime Mover-level Data
2020 | NJ | Mars Wrigley Confectionery US, LLC | 10061 | GEN1 | CT |  | NA | NG |  | 839893.25 | 2.5958 | 0.0061813 | EIA Unit-level Data | NEI avg EF - PM, fuel type
2020 | NJ | Mars Wrigley Confectionery US, LLC | 10061 | GEN2 | CA | OS | NA | NG
2020 | NJ | Matrix Buildings A&B (Perth Amboy) Solar | 57384 | MATR | PV | OP | NA | SUN |  | 29583 |  |  | EIA Prime Mover-level Data
2020 | NJ | Matrix Stults Road Solar Facility | 57588 | STULT | PV | OP | NA | SUN |  | 32628 |  |  | EIA Prime Mover-level Data
2020 | NJ | McCullough Road Solar Farm | 62638 | WASHG | PV | OP | NA | SUN |  | 112734 |  |  | EIA Prime Mover-level Data
2020 | NJ | McGraw Hill Solar | 57662 | MCGRH | PV | OP | NA | SUN |  | 154123 |  |  | EIA Prime Mover-level Data
2020 | NJ | McKee City Solar Phase 2 | 57863 | UNIT1 | PV | OP | NA | SUN |  | 26484 |  |  | EIA Prime Mover-level Data
2020 | NJ | Medford WWTP | 59277 | MED1 | PV | OP | NA | SUN |  | 16510 |  |  | EIA Prime Mover-level Data
2020 | NJ | Mercer County Community College | 58882 | PV01 | PV | OP | NA | SUN |  | 89205 |  |  | EIA Prime Mover-level Data
2020 | NJ | Mercer Mall | 58070 | 1 | PV | OP | NA | SUN |  | 13678 |  |  | EIA Prime Mover-level Data
2020 | NJ | Merck Rahway Power Plant | 10224 | BLR 10 | ST | OP | NA | NG |  | 798007.9375 | 2.9625 | 0.0074247 | EIA Unit-level Data | NEI avg EF - PM, fuel type
2020 | NJ | Merck Rahway Power Plant | 10224 | BLR 3 | ST | OP | NA | NG |  | 241102.2344 | 0.89506 | 0.0074247 | EIA Unit-level Data | NEI avg EF - PM, fuel type
2020 | NJ | Merck Rahway Power Plant | 10224 | BLR 5 | ST | SC | NA | DFO |  | 0 | 0 |  | EIA Unit-level Data | NEI avg EF - PM, fuel type
2020 | NJ | Merck Rahway Power Plant | 10224 | BLR 9 | ST | OP | NA | NG |  | 233994.9688 | 0.86867 | 0.0074247 | EIA Unit-level Data | NEI avg EF - PM, fuel type
2020 | NJ | Merck Rahway Power Plant | 10224 | BLR11 | ST | OP | NA | NG |  | 373338.125 | 1.386 | 0.0074247 | EIA Unit-level Data | NEI avg EF - PM, fuel type
2020 | NJ | Merck Rahway Power Plant | 10224 | SOLAR | PV | OP | NA | SUN |  | 3840 |  |  | EIA Prime Mover-level Data
2020 | NJ | Mickleton Energy Center | 8008 | 1001 | GT | OP | CT | NG | 0 | [5 empty] | 1974
2020 | NJ | Middle Station | 2382 | MID1 | GT | RE | NA | KER
2020 | NJ | Middle Station | 2382 | MID2 | GT | RE | NA | KER
2020 | NJ | Middle Station | 2382 | MID3 | GT | RE | NA | KER
2020 | NJ | Middlesex Apple Orchard Solar | 58090 | SEF-1 | PV | OP | NA | SUN |  | 17677.5098 |  |  | EIA Prime Mover-level Data
2020 | NJ | Middlesex Apple Orchard Solar | 58090 | SEF-2 | PV | OP | NA | SUN |  | 46233.4883 |  |  | EIA Prime Mover-level Data
2020 | NJ | Middlesex County Utilities Authority | 56119 | 100 | CT |  | NA | LFG |  | 468775.3125 | 5.0628 | 0.0216 | EIA Unit-level Data | Estimated using an emission factor
2020 | NJ | Middlesex County Utilities Authority | 56119 | 200 | CT |  | NA | LFG |  | 536408.625 | 5.7932 | 0.0216 | EIA Unit-level Data | Estimated using an emission factor
2020 | NJ | Middlesex County Utilities Authority | 56119 | HRSG1 | CA | OP | NA | LFG |  | 0 | 0 |  | EIA Unit-level Data | Estimated using an emission factor
2020 | NJ | Middlesex County Utilities Authority | 56119 | HRSG2 | CA | OP | NA | LFG |  | 0 | 0 |  | EIA Unit-level Data | Estimated using an emission factor
2020 | NJ | Milford Solar Farm (NJ) LLC | 62637 | MILFD | PV | OP | NA | SUN |  | 85187 |  |  | EIA Prime Mover-level Data
2020 | NJ | Milhurst Solar | 62904 | NPSMH | PV | OP | NA | SUN |  | 19501 |  |  | EIA Prime Mover-level Data
2020 | NJ | Mill Creek Solar | 57728 | MILLC | PV | OP | NA | SUN |  | 44725 |  |  | EIA Prime Mover-level Data
2020 | NJ | Millville City Sewer Auth WTP | 58822 | U1BB | PV | OP | NA | SUN |  | 6123.0771 |  |  | EIA Prime Mover-level Data
2020 | NJ | Millville City Sewer Auth WTP | 58822 | U2DB | PV | OP | NA | SUN |  | 3826.9231 |  |  | EIA Prime Mover-level Data
2020 | NJ | Missouri Avenue | 2383 | MISB | GT | RE | NA | KER
2020 | NJ | Missouri Avenue | 2383 | MISC | GT | RE | NA | KER
2020 | NJ | Missouri Avenue | 2383 | MISD | GT | RE | NA | KER
2020 | NJ | Monroe Solar Farm, LLC | 63451 | MONR1 | PV | OP | NA | SUN |  | 75395 |  |  | EIA Prime Mover-level Data
2020 | NJ | Montclair State University Cogen | 63501 | CTG-1 | GT | OP | NA | NG
2020 | NJ | Montclair State University Cogen | 63501 | ENG-1 | IC | OP | NA | NG |  | 11981 | 0.002528 | 0.000422 | EIA Prime Mover-level Data | Estimated using an emission factor
2020 | NJ | Montclair State University Cogen | 63501 | ENG-2 | IC | OP | NA | NG |  | 11981 | 0.002528 | 0.000422 | EIA Prime Mover-level Data | Estimated using an emission factor
2020 | NJ | Munich Re Plaza | 59844 | PZ1 | PV | OP | NA | SUN |  | 8966 |  |  | EIA Prime Mover-level Data
2020 | NJ | Munich Re Plaza | 59844 | PZ2 | PV | OP | NA | SUN |  | 4483 |  |  | EIA Prime Mover-level Data
2020 | NJ | Murray Hill Solar | 57471 | MHNJ | PV | OP | NA | SUN |  | 14643 |  |  | EIA Prime Mover-level Data
2020 | NJ | NES Rutgers Solar | 60857 | LKWD1 | PV | OP | NA | SUN |  | 8984 |  |  | EIA Prime Mover-level Data
2020 | NJ | New Road Solar, LLC | 61599 | NEWRD | PV | OP | NA | SUN |  | 138447 |  |  | EIA Prime Mover-level Data
2020 | NJ | Newark Bay Cogen | 50385 | 1001 | CT | OP | CC | NG | 616 | 271728.6562 | 0.582 | 0.0042837 | EPA/CAMD | EPA/NEI | 1993
2020 | NJ | Newark Bay Cogen | 50385 | 2001 | CT | OP | CC | NG | 566 | 254649.8281 | 0.677 | 0.0053171 | EPA/CAMD | EPA/NEI | 1993
2020 | NJ | Newark Energy Center | 58079 | U001 | CT | OP | CC | NG | 7012 | 14232279 | 27.56 | 0.0038729 | EPA/CAMD | EPA/NEI | 2015
2020 | NJ | Newark Energy Center | 58079 | U002 | CT | OP | CC | NG | 7047 | 14432064 | 27.56 | 0.0038193 | EPA/CAMD | EPA/NEI | 2015
2020 | NJ | NHA at Mansfield NJ | 60378 | PV1 | PV | OP | NA | SUN |  | 58551 |  |  | EIA Prime Mover-level Data
2020 | NJ | NJ Oak Solar Plant | 57948 | OAK | PV | OP | NA | SUN |  | 115591 |  |  | EIA Prime Mover-level Data
2020 | NJ | NJ TRANSITGRID | 63631 | CTG-1 | GT | CN | NA | NG
2020 | NJ | NJ TRANSITGRID | 63631 | CTG-2 | GT | CN | NA | NG
2020 | NJ | NJ TRANSITGRID | 63631 | CTG-3 | GT | CN | NA | NG
2020 | NJ | NJ TRANSITGRID | 63631 | CTG-4 | CT | CN | NA | NG
2020 | NJ | NJ TRANSITGRID | 63631 | CTG-5 | CT | CN | NA | NG
2020 | NJ | NJ TRANSITGRID | 63631 | PV1 | PV | CN | NA | SUN
2020 | NJ | NJ TRANSITGRID | 63631 | STG-1 | CA | CN | NA | NG
2020 | NJ | NJ TRANSITGRID | 63631 | STOR1 | FW | CN | NA | MWH
2020 | NJ | NJMC Landfill | 57724 | NJMC | PV | OP | NA | SUN |  | 34187 |  |  | EIA Prime Mover-level Data
2020 | NJ | North Bergen Solar | 60806 | PV1 | PV | OP | NA | SUN |  | 21223 |  |  | EIA Prime Mover-level Data
2020 | NJ | North Jersey Media Group Solar Facility | 58358 | NJMG | PV | OP | NA | SUN |  | 47523 |  |  | EIA Prime Mover-level Data
2020 | NJ | North Run | 59318 | NRUN1 | PV | OP | NA | SUN |  | 61892 |  |  | EIA Prime Mover-level Data
2020 | NJ | NorthPark Solar | 62903 | NPSP1 | PV | OP | NA | SUN |  | 80257.0078 |  |  | EIA Prime Mover-level Data
2020 | NJ | NorthPark Solar | 62903 | NPSP2 | PV | OP | NA | SUN |  | 59205.9922 |  |  | EIA Prime Mover-level Data
2020 | NJ | Ocean County Landfill | 54980 | UNT1 | IC | OP | NA | LFG |  | 59658.668 | 0.43849 | 0.0147 | EIA Prime Mover-level Data | Estimated using an emission factor
2020 | NJ | Ocean County Landfill | 54980 | UNT10 | IC | OP | NA | LFG |  | 119317.3359 | 0.87698 | 0.0147 | EIA Prime Mover-level Data | Estimated using an emission factor
2020 | NJ | Ocean County Landfill | 54980 | UNT11 | IC | OP | NA | LFG |  | 119317.3359 | 0.87698 | 0.0147 | EIA Prime Mover-level Data | Estimated using an emission factor
2020 | NJ | Ocean County Landfill | 54980 | UNT12 | IC | OP | NA | LFG |  | 119317.3359 | 0.87698 | 0.0147 | EIA Prime Mover-level Data | Estimated using an emission factor
2020 | NJ | Ocean County Landfill | 54980 | UNT2 | IC | OP | NA | LFG |  | 59658.668 | 0.43849 | 0.0147 | EIA Prime Mover-level Data | Estimated using an emission factor
2020 | NJ | Ocean County Landfill | 54980 | UNT3 | IC | OP | NA | LFG |  | 59658.668 | 0.43849 | 0.0147 | EIA Prime Mover-level Data | Estimated using an emission factor
2020 | NJ | Ocean County Landfill | 54980 | UNT4 | IC | OP | NA | LFG |  | 59658.668 | 0.43849 | 0.0147 | EIA Prime Mover-level Data | Estimated using an emission factor
2020 | NJ | Ocean County Landfill | 54980 | UNT5 | IC | OP | NA | LFG |  | 59658.668 | 0.43849 | 0.0147 | EIA Prime Mover-level Data | Estimated using an emission factor
2020 | NJ | Ocean County Landfill | 54980 | UNT6 | IC | OP | NA | LFG |  | 59658.668 | 0.43849 | 0.0147 | EIA Prime Mover-level Data | Estimated using an emission factor
2020 | NJ | Ocean County Landfill | 54980 | UNT7 | IC | OP | NA | LFG |  | 119317.3359 | 0.87698 | 0.0147 | EIA Prime Mover-level Data | Estimated using an emission factor
2020 | NJ | Ocean County Landfill | 54980 | UNT8 | IC | OP | NA | LFG |  | 119317.3359 | 0.87698 | 0.0147 | EIA Prime Mover-level Data | Estimated using an emission factor
2020 | NJ | Ocean County Landfill | 54980 | UNT9 | IC | OP | NA | LFG |  | 119317.3359 | 0.87698 | 0.0147 | EIA Prime Mover-level Data | Estimated using an emission factor
2020 | NJ | Ocean Peaking Power | 55938 | OPP3 | GT | OP | CT | NG | 802 | 1195093.875 | 2.03 | 0.0033972 | EPA/CAMD | EPA/NEI | 2003
2020 | NJ | Ocean Peaking Power | 55938 | OPP4 | GT | OP | CT | NG | 789 | 1196583.5 | 2.03 | 0.003393 | EPA/CAMD | EPA/NEI | 2003
2020 | NJ | Ocean Wind | 64082 | OCW01 | WS | L | NA | WND
2020 | NJ | Old Bridge Solar Farm | 61600 | OLDBR | PV | OP | NA | SUN |  | 115295 |  |  | EIA Prime Mover-level Data
2020 | NJ | Overlook Medical Center | 62622 | CHPS1 | IC | OP | NA | NG |  | 11196.25 | 0.0023624 | 0.000422 | EIA Prime Mover-level Data | Estimated using an emission factor
2020 | NJ | Overlook Medical Center | 62622 | CHPS2 | IC | OP | NA | NG |  | 11196.25 | 0.0023624 | 0.000422 | EIA Prime Mover-level Data | Estimated using an emission factor
2020 | NJ | Overlook Medical Center | 62622 | CHPS3 | IC | SB | NA | DFO |  | 22392.5 | 3.4708 | 0.31 | EIA Prime Mover-level Data | Estimated using an emission factor
2020 | NJ | Owens Corning | 62439 | A | PV | OP | NA | SUN |  | 37451 |  |  | EIA Prime Mover-level Data
2020 | NJ | Oyster Creek | 2388 | 1 | ST | RE | NA | NUC
2020 | NJ | Paradise Solar Energy Center | 58569 | 1 | PV | OP | NA | SUN |  | 69736 |  |  | EIA Prime Mover-level Data
2020 | NJ | Parkland Landfill Solar | 59001 | PARK | PV | OP | NA | SUN |  | 107987 |  |  | EIA Prime Mover-level Data
2020 | NJ | Parlin Solar LLC | 59544 | PV1 | PV | OP | NA | SUN |  | 10019 |  |  | EIA Prime Mover-level Data
2020 | NJ | Passaic Valley Water Commission | 50311 | GEN1 | HY | OS | NA | WAT
2020 | NJ | Passaic Valley Water Commission | 50311 | GEN2 | HY | OS | NA | WAT
2020 | NJ | Passaic Valley Water Commission | 50311 | GEN3 | HY | OS | NA | WAT
2020 | NJ | Passaic Valley Water Commission | 50311 | GEN4 | HY | OS | NA | WAT
2020 | NJ | Patriots Stadium | 58896 | PV01 | PV | OP | NA | SUN |  | 11396 |  |  | EIA Prime Mover-level Data
2020 | NJ | Paulsboro Refining Company LLC | 50628 | 748001 | ST | OP | WALL | PRG |  | 3000040.75 | 84.2756 | 0.056183 | EIA Prime Mover-level Data | NEI avg EF - PM, fuel type, firing type | 1991
2020 | NJ | Paulsboro Refining Company LLC | 50628 | 749001 | CT | OP | CC | PRG | [6 empty] | 1991
2020 | NJ | Paulsboro Refining Company LLC | 50628 | 751001 | ST | OP | WALL | PRG |  | 3000040.75 | 84.2756 | 0.056183 | EIA Prime Mover-level Data | NEI avg EF - PM, fuel type, firing type | 1991
2020 | NJ | Paulsboro Refining Company LLC | 50628 | 752001 | ST | OP | WALL | PRG |  | 3000040.75 | 84.2756 | 0.056183 | EIA Prime Mover-level Data | NEI avg EF - PM, fuel type, firing type | 1991
2020 | NJ | Paulsboro Refining Company LLC | 50628 | 780001 | ST | OP | PROCESS | PRG | [6 empty] | 2004
2020 | NJ | Paulsboro Refining Company LLC | 50628 | GEN1 | GT | OP | NA | NG |  | 2930896 | 1.457 | 0.00099423 | EIA Prime Mover-level Data | NEI avg EF - PM, fuel type, firing type
2020 | NJ | Paulsboro Refining Company LLC | 50628 | GEN4 | OT | OP | NA | PC |  | 160854 |  |  | EIA Prime Mover-level Data
2020 | NJ | Pedricktown Cogeneration Plant | 10099 | 1001 | CT | OP | CC | NG | 641 | 538471.75 | 3.334 | 0.012383 | EPA/CAMD | EPA/NEI | 1992
2020 | NJ | Pemberton Road I | 61073 | PEMB1 | PV | OP | NA | SUN |  | 107768 |  |  | EIA Prime Mover-level Data
2020 | NJ | Pemberton Road II | 61074 | PEMB2 | PV | OP | NA | SUN |  | 108199 |  |  | EIA Prime Mover-level Data
2020 | NJ | Pennsauken Landfill | 56511 | GEN1 | IC | OP | NA | LFG |  | 20430.5 | 0.15016 | 0.0147 | EIA Prime Mover-level Data | Estimated using an emission factor
2020 | NJ | Pennsauken Landfill | 56511 | GEN2 | IC | OP | NA | LFG |  | 20430.5 | 0.15016 | 0.0147 | EIA Prime Mover-level Data | Estimated using an emission factor
2020 | NJ | Pennsauken Landfill | 56511 | GEN3 | IC | RE | NA | LFG
2020 | NJ | Pennsauken Solar | 56883 | GEN 1 | PV | OP | NA | SUN |  | 984.359 |  |  | EIA Prime Mover-level Data
2020 | NJ | Pennsauken Solar | 56883 | GEN 2 | PV | OP | NA | SUN |  | 984.359 |  |  | EIA Prime Mover-level Data
2020 | NJ | Pennsauken Solar | 56883 | GEN 3 | PV | OP | NA | SUN |  | 492.179 |  |  | EIA Prime Mover-level Data
2020 | NJ | Pennsauken Solar | 56883 | GEN 4 | PV | OP | NA | SUN |  | 984.359 |  |  | EIA Prime Mover-level Data
2020 | NJ | Pennsauken Solar | 56883 | GEN 5 | PV | OP | NA | SUN |  | 492.179 |  |  | EIA Prime Mover-level Data
2020 | NJ | Pennsauken Solar | 56883 | GEN 6 | PV | OP | NA | SUN |  | 984.359 |  |  | EIA Prime Mover-level Data
2020 | NJ | Pennsauken Solar | 56883 | GEN 7 | PV | OP | NA | SUN |  | 984.359 |  |  | EIA Prime Mover-level Data
2020 | NJ | Pennsauken Solar | 56883 | GEN 8 | PV | OP | NA | SUN |  | 984.359 |  |  | EIA Prime Mover-level Data
2020 | NJ | Pennsauken Solar | 56883 | GEN 9 | PV | OP | NA | SUN |  | 492.179 |  |  | EIA Prime Mover-level Data
2020 | NJ | Pennsauken Solar | 56883 | GEN10 | PV | OP | NA | SUN |  | 11812.3076 |  |  | EIA Prime Mover-level Data
2020 | NJ | Pettinos Solar | 63197 | ACP4 | PV | T | NA | SUN
2020 | NJ | Pfizer Peapack Solar | 60762 | 7934 | PV | OP | NA | SUN |  | 87774 |  |  | EIA Prime Mover-level Data
2020 | NJ | Pilesgrove | 57448 | PILE | PV | OP | NA | SUN |  | 230187 |  |  | EIA Prime Mover-level Data
2020 | NJ | Pittsgrove Solar | 60740 | PV1 | PV | OP | NA | SUN |  | 26002 |  |  | EIA Prime Mover-level Data
2020 | NJ | Plainfield One Solar LLC | 59364 | PV1 | PV | OP | NA | SUN |  | 11458 |  |  | EIA Prime Mover-level Data
2020 | NJ | Plumsted 537 LLC | 61892 | PLMST | BA | OP | NA | MWH |  | 0 |  |  | EIA Prime Mover-level Data
2020 | NJ | Pohatcong Solar Farm | 63150 | POHAT | PV | OP | NA | SUN |  | 100756 |  |  | EIA Prime Mover-level Data
2020 | NJ | PPL Renewable Energy Merck Solar | 56889 | GEN 1 | PV | OP | NA | SUN |  | 12800 |  |  | EIA Prime Mover-level Data
2020 | NJ | Princeton Energy Center, LLC | 61822 | EDG1 | IC | SB | NA | DFO
2020 | NJ | Princeton Energy Center, LLC | 61822 | EDG2 | IC | SB | NA | DFO
2020 | NJ | Princeton Energy Center, LLC | 61822 | EDG3 | IC | SB | NA | DFO
2020 | NJ | Princeton Energy Center, LLC | 61822 | GT1 | GT | OP | NA | NG |  | 221340 | 0.11003 | 0.00099423 | EIA Prime Mover-level Data | NEI avg EF - PM, fuel type, firing type
2020 | NJ | Princeton Energy Center, LLC | 61822 | S1 | PV | OP | NA | SUN |  | 2000 |  |  | EIA Prime Mover-level Data
2020 | NJ | Princeton Solar Project | 61354 | STONY | PV | OP | NA | SUN |  | 31452 |  |  | EIA Prime Mover-level Data
2020 | NJ | Princeton University Cogeneration | 58584 | GT1 | GT | OP | NA | NG |  | 391040 | 0.19439 | 0.00099423 | EIA Prime Mover-level Data | NEI avg EF - PM, fuel type, firing type
2020 | NJ | Princeton University Cogeneration | 58584 | PV1 | PV | OP | NA | SUN |  | 63928 |  |  | EIA Prime Mover-level Data
2020 | NJ | Princeton University Cogeneration | 58584 | PV2 | PV | U | NA | SUN
2020 | NJ | Prudential 55 Livingston Roseland Solar | 60841 | PV1 | PV | OP | NA | SUN |  | 16791 |  |  | EIA Prime Mover-level Data
2020 | NJ | Prudential 80 Livingston Roseland Solar | 60842 | PV1 | PV | OP | NA | SUN |  | 24468 |  |  | EIA Prime Mover-level Data
2020 | NJ | PSEG Bayonne Generating Station | 2397 | 1 | GT | RE | NA | KER
2020 | NJ | PSEG Bayonne Generating Station | 2397 | 2 | GT | RE | NA | KER
2020 | NJ | PSEG Edison Generating Station | 2400 | 11 | GT | RE | NA | NG
2020 | NJ | PSEG Edison Generating Station | 2400 | 12 | GT | RE | NA | NG
2020 | NJ | PSEG Edison Generating Station | 2400 | 13 | GT | RE | NA | NG
2020 | NJ | PSEG Edison Generating Station | 2400 | 14 | GT | RE | NA | NG
2020 | NJ | PSEG Edison Generating Station | 2400 | 21 | GT | RE | NA | NG
2020 | NJ | PSEG Edison Generating Station | 2400 | 22 | GT | RE | NA | NG
2020 | NJ | PSEG Edison Generating Station | 2400 | 23 | GT | RE | NA | NG
2020 | NJ | PSEG Edison Generating Station | 2400 | 24 | GT | RE | NA | NG
2020 | NJ | PSEG Edison Generating Station | 2400 | 31 | GT | RE | NA | NG
2020 | NJ | PSEG Edison Generating Station | 2400 | 32 | GT | RE | NA | NG
2020 | NJ | PSEG Edison Generating Station | 2400 | 33 | GT | RE | NA | NG
2020 | NJ | PSEG Edison Generating Station | 2400 | 34 | GT | RE | NA | NG
2020 | NJ | PSEG Hackettstown | 57204 | 1 | PV | OP | NA | SUN |  | 20897 |  |  | EIA Prime Mover-level Data
2020 | NJ | PSEG Hope Creek Generating Station | 6118 | 1 | ST | OP | NA | NUC |  | 110651080 |  |  | EIA Prime Mover-level Data
2020 | NJ | PSEG Hudson Generating Station | 2403 | 1 | ST | RE | CYCLONE | NG
2020 | NJ | PSEG Hudson Generating Station | 2403 | 2 | ST | RE | WALL | NG
2020 | NJ | PSEG Hudson Generating Station | 2403 | 3 | GT | RE | NA | KER
2020 | NJ | PSEG Mercer Generating Station | 2408 | 1 | ST | RE | WALL | BIT
2020 | NJ | PSEG Mercer Generating Station | 2408 | 2 | ST | RE | WALL | BIT
2020 | NJ | PSEG Mercer Generating Station | 2408 | 3 | GT | RE | NA | DFO
2020 | NJ | PSEG National Park Generating Station | 2409 | 1 | GT | RE | NA | KER
2020 | NJ | Quakertown Solar Farm, LLC | 61965 | QKRTN | PV | OP | NA | SUN |  | 111407 |  |  | EIA Prime Mover-level Data
2020 | NJ | Raritan ITS | 59059 | GEN 1 | PV | OP | NA | SUN |  | 19275 |  |  | EIA Prime Mover-level Data
2020 | NJ | Raritan Solar | 60729 | PV1 | PV | OP | NA | SUN |  | 110040 |  |  | EIA Prime Mover-level Data
2020 | NJ | Raritan Solar - 53 Highway | 61601 | RARIT | PV | OP | NA | SUN |  | 104434 |  |  | EIA Prime Mover-level Data
2020 | NJ | Rariton OMP | 59055 | CHP1 | IC | OP | NA | NG |  | 982 | 0.0002072 | 0.000422 | EIA Prime Mover-level Data | Estimated using an emission factor
2020 | NJ | Rariton OMP | 59055 | PV1 | PV | OP | NA | SUN |  | 8377 |  |  | EIA Prime Mover-level Data
2020 | NJ | RB Manufacturing LLC Belle Mead NJ | 61162 | RBBM | PV | OP | NA | SUN |  | 8806 |  |  | EIA Prime Mover-level Data
2020 | NJ | Red Oak Power, LLC | 55239 | 1 | CT | OP | CC | NG | 4160 | 6872481.5 | 28.3 | 0.0082357 | EPA/CAMD | EPA/NEI | 2002
2020 | NJ | Red Oak Power, LLC | 55239 | 2 | CT | OP | CC | NG | 3897 | 6455827 | 28.3 | 0.0087673 | EPA/CAMD | EPA/NEI | 2002
2020 | NJ | Red Oak Power, LLC | 55239 | 3 | CT | OP | CC | NG | 4065 | 6706669 | 28.3 | 0.0084394 | EPA/CAMD | EPA/NEI | 2002
2020 | NJ | Reeves South | 59278 | REEV1 | PV | OP | NA | SUN |  | 15062 |  |  | EIA Prime Mover-level Data
2020 | NJ | Reeves Station Rd East | 58030 | REEVE | PV | OP | NA | SUN |  | 70719 |  |  | EIA Prime Mover-level Data
2020 | NJ | River Terminal Development Solar | 60843 | RTD1 | PV | OP | NA | SUN |  | 5545.1719 |  |  | EIA Prime Mover-level Data
2020 | NJ | River Terminal Development Solar | 60843 | RTD2 | PV | OP | NA | SUN |  | 6654.207 |  |  | EIA Prime Mover-level Data
2020 | NJ | River Terminal Development Solar | 60843 | RTD3 | PV | OP | NA | SUN |  | 2218.0691 |  |  | EIA Prime Mover-level Data
2020 | NJ | River Terminal Development Solar | 60843 | RTD4 | PV | OP | NA | SUN |  | 11090.3447 |  |  | EIA Prime Mover-level Data
2020 | NJ | River Terminal Development Solar | 60843 | RTD5 | PV | OP | NA | SUN |  | 4436.1382 |  |  | EIA Prime Mover-level Data
2020 | NJ | River Terminal Development Solar | 60843 | RTD6 | PV | OP | NA | SUN |  | 2218.0691 |  |  | EIA Prime Mover-level Data
2020 | NJ | Riverside Renewable Energy LLC | 58036 | 1 | PV | OP | NA | SUN |  | 89116 |  |  | EIA Prime Mover-level Data
2020 | NJ | Rock Solid | 59319 | ROCK1 | PV | OP | NA | SUN |  | 108680 |  |  | EIA Prime Mover-level Data
2020 | NJ | Rotor Clip | 61751 | RCLIP | PV | OP | NA | SUN |  | 45049 |  |  | EIA Prime Mover-level Data
2020 | NJ | Royal Wine Corp Solar Power Plant | 60781 | PV1 | PV | OP | NA | SUN |  | 11704 |  |  | EIA Prime Mover-level Data
2020 | NJ | Rutgers Biomedical and Health Cogen | 50411 | GEN1 | GT | OA | NA | NG |  | 49597.668 | 0.024656 | 0.00099423 | EIA Prime Mover-level Data | NEI avg EF - PM, fuel type, firing type
2020 | NJ | Rutgers Biomedical and Health Cogen | 50411 | GEN2 | GT | OA | NA | NG |  | 49597.668 | 0.024656 | 0.00099423 | EIA Prime Mover-level Data | NEI avg EF - PM, fuel type, firing type
2020 | NJ | Rutgers Biomedical and Health Cogen | 50411 | GEN3 | GT | OA | NA | NG |  | 49597.668 | 0.024656 | 0.00099423 | EIA Prime Mover-level Data | NEI avg EF - PM, fuel type, firing type
2020 | NJ | Sabert Solar | 60810 | SABER | PV | OP | NA | SUN |  | 16054 |  |  | EIA Prime Mover-level Data
2020 | NJ | Salem Generating Station | 2410 | 2001 | GT | OP | CT | DFO | 3 | 383.1 | 0.0334 | 0.17437 | EPA/CAMD | EPA/NEI | 1971
2020 | NJ | Salem Generating Station | 2410 | 1 | ST | OP | NA | NUC |  | 74637144 |  |  | EIA Prime Mover-level Data
2020 | NJ | Salem Generating Station | 2410 | 2 | ST | OP | NA | NUC |  | 94049208 |  |  | EIA Prime Mover-level Data
2020 | NJ | Samuel Mickle School | 64096 | 248 | PV | OP | NA | SUN |  | 12915 |  |  | EIA Prime Mover-level Data
2020 | NJ | Sayreville | 2390 | 12001 | GT | OP | CT | NG | 25 | 4211 | 0.1 | 0.047495 | EPA/CAMD | EPA/NEI | 1973
2020 | NJ | Sayreville | 2390 | 14001 | GT | OP | CT | NG | 6 | 347 | 0.01 | 0.057637 | EPA/CAMD | EPA/NEI | 1972
2020 | NJ | Sayreville | 2390 | 15001 | GT | OP | CT | NG | 27 | 6849.1001 | 0.05 | 0.0146 | EPA/CAMD | EPA/NEI | 1972
2020 | NJ | Sayreville | 2390 | 16001 | GT | OP | CT | NG | 29 | 9783.7002 | 0.25 | 0.051105 | EPA/CAMD | EPA/NEI | 1972
2020 | NJ | Sayreville Power LP | 10308 | 1001 | CT | OP | CC | NG | 1429 | 1517580.625 | 1.14 | 0.0015024 | EPA/CAMD | EPA/NEI | 1991
2020 | NJ | Sayreville Power LP | 10308 | 1002 | CT | OP | CC | NG | 1319 | 1403227 | 0.91 | 0.001297 | EPA/CAMD | EPA/NEI | 1991
2020 | NJ | Sayreville Solar Project | 63185 | SAYRE | PV | OP | NA | SUN |  | 47891 |  |  | EIA Prime Mover-level Data
2020 | NJ | SC Landfill Energy LLC | 57843 | GEN1 | IC | RE | NA | LFG |  | 27927 | 0.20526 | 0.0147 | EIA Prime Mover-level Data | Estimated using an emission factor
2020 | NJ | Seabrook Solar Plant | 57667 | P21A | PV | OP | NA | SUN |  | 10132.7207 |  |  | EIA Prime Mover-level Data
2020 | NJ | Seabrook Solar Plant | 57667 | P21B | PV | OP | NA | SUN |  | 10132.7207 |  |  | EIA Prime Mover-level Data
2020 | NJ | Seabrook Solar Plant | 57667 | P2P2 | PV | OP | NA | SUN |  | 5404.1182 |  |  | EIA Prime Mover-level Data
2020 | NJ | Seabrook Solar Plant | 57667 | SBS1 | PV | OP | NA | SUN |  | 20265.4414 |  |  | EIA Prime Mover-level Data
2020 | NJ | Seabrook Village | 60747 | 7724 | PV | OP | NA | SUN |  | 42014 |  |  | EIA Prime Mover-level Data
2020 | NJ | Seaside Heights Power Plant | 58172 | UINT3 | IC | OA | NA | DFO
2020 | NJ | Seaside Heights Power Plant | 58172 | UNIT1 | IC | OA | NA | DFO
2020 | NJ | Seaside Heights Power Plant | 58172 | UNIT2 | IC | OA | NA | DFO
2020 | NJ | Selective Insurance | 63459 | 9853 | PV | OP | NA | SUN |  | 32399 |  |  | EIA Prime Mover-level Data
2020 | NJ | Sewaren Generating Station | 2411 | 7 | CT | OP | CC | NG | 8146 | 24978556 | 61.6795 | 0.0049386 | EPA/CAMD | EPA/NEI | 2018
2020 | NJ | Sharon Station | 60267 | SHRN1 | PV | OP | NA | SUN |  | 37978 |  |  | EIA Prime Mover-level Data
2020 | NJ | Sherman Avenue | 7288 | 1 | GT | OP | CT | NG | 293 | 216920.7188 | 0.28 | 0.0025816 | EPA/CAMD | EPA/NEI | 1991
2020 | NJ | Shore Point Solar | 57951 | 1 | PV | OP | NA | SUN |  | 9215 |  |  | EIA Prime Mover-level Data
2020 | NJ | Short Hills Mall | 63257 | SHM | PV | OP | NA | SUN |  | 36676 |  |  | EIA Prime Mover-level Data
2020 | NJ | Silver Lake Solar Farm | 57341 | SILV | PV | OP | NA | SUN |  | 22205 |  |  | EIA Prime Mover-level Data
2020 | NJ | Silvi Gibraltar Rock | 60746 | 8502 | PV | OP | NA | SUN |  | 33143 |  |  | EIA Prime Mover-level Data
2020 | NJ | Skillman | 59057 | GEN 1 | PV | OP | NA | SUN |  | 19125 |  |  | EIA Prime Mover-level Data
2020 | NJ | Solar Star New Jersey NJ LLC | 58402 | 1 | PV | OP | NA | SUN |  | 20564 |  |  | EIA Prime Mover-level Data
2020 | NJ | Solvay Solar | 63452 | SSP | PV | OP | NA | SUN |  | 62173 |  |  | EIA Prime Mover-level Data
2020 | NJ | Spartan | 60755 | PV1 | PV | OP | NA | SUN |  | 119654 |  |  | EIA Prime Mover-level Data
2020 | NJ | Springfield Solar Project | 61907 | NJLND | PV | OP | NA | SUN |  | 98291 |  |  | EIA Prime Mover-level Data
2020 | NJ | St.Joseph's Regional Medical Center | 63645 | 7E600 | IC | SB | NA | DFO
2020 | NJ | St.Joseph's Regional Medical Center | 63645 | 8E675 | IC | SB | NA | DFO
2020 | NJ | St.Joseph's Regional Medical Center | 63645 | 9E600 | IC | SB | NA | DFO
2020 | NJ | St.Joseph's Regional Medical Center | 63645 | E10 | IC | SB | NA | DFO
2020 | NJ | St.Joseph's Regional Medical Center | 63645 | E16 | IC | SB | NA | DFO
2020 | NJ | St.Joseph's Regional Medical Center | 63645 | E27 | IC | SB | NA | DFO
2020 | NJ | St.Joseph's Regional Medical Center | 63645 | E28 | IC | SB | NA | DFO
2020 | NJ | St.Joseph's Regional Medical Center | 63645 | E29 | IC | SB | NA | DFO
2020 | NJ | St.Joseph's Regional Medical Center | 63645 | E30 | IC | SB | NA | DFO
2020 | NJ | Stockton Athletic Center | 57864 | 2LOT7 | PV | OP | NA | SUN |  | 1175.3571 |  |  | EIA Prime Mover-level Data
2020 | NJ | Stockton Athletic Center | 57864 | LOT7 | PV | OP | NA | SUN |  | 705.214 |  |  | EIA Prime Mover-level Data
2020 | NJ | Stockton Athletic Center | 57864 | LOT7B | PV | OP | NA | SUN |  | 705.214 |  |  | EIA Prime Mover-level Data
2020 | NJ | Stockton Athletic Center | 57864 | SAC | PV | OP | NA | SUN |  | 705.214 |  |  | EIA Prime Mover-level Data
2020 | NJ | Stryker 22, L.L.C. | 61891 | EDGRD | BA | OP | NA | MWH |  | 0 |  |  | EIA Prime Mover-level Data
2020 | NJ | Summit Associates | 57726 | SUMA | PV | OP | NA | SUN |  | 22652 |  |  | EIA Prime Mover-level Data
2020 | NJ | Summit Water Nexus Mt. Holly, LLC Solar | 60809 | MHWWT | PV | OP | NA | SUN |  | 13552 |  |  | EIA Prime Mover-level Data
2020 | NJ | SX Landfill Energy LLC | 57846 | UNIT1 | IC | RE | NA | LFG |  | 38372.5 | 0.28204 | 0.0147 | EIA Prime Mover-level Data | Estimated using an emission factor
2020 | NJ | SX Landfill Energy LLC | 57846 | UNIT2 | IC | RE | NA | LFG |  | 38372.5 | 0.28204 | 0.0147 | EIA Prime Mover-level Data | Estimated using an emission factor
2020 | NJ | The City of Vineland at North Vineland | 57746 | PV1 | PV | OP | NA | SUN |  | 51559 |  |  | EIA Prime Mover-level Data
2020 | NJ | The City of Vineland at West Vineland | 57745 | PV1 | PV | OP | NA | SUN |  | 32601 |  |  | EIA Prime Mover-level Data
2020 | NJ | The Lawrenceville School Solar Facility | 58356 | TLS | PV | OP | NA | SUN |  | 72114 |  |  | EIA Prime Mover-level Data
2020 | NJ | Thermo Fisher | 63404 | 1 | PV | OP | NA | SUN |  | 17520 |  |  | EIA Prime Mover-level Data
2020 | NJ | Timber Creek HS | 60771 | PV1 | PV | OP | NA | SUN |  | 12810 |  |  | EIA Prime Mover-level Data
2020 | NJ | Tinton Falls Solar Farm | 58483 | UNIT1 | PV | OP | NA | SUN |  | 224826 |  |  | EIA Prime Mover-level Data
2020 | NJ | Tioga Solar Morris County 1 LLC | 58917 | MMIR | PV | OP | NA | SUN |  | 7044 |  |  | EIA Prime Mover-level Data
2020 | NJ | Tissington Solar | 58364 | MC | PV | OP | NA | SUN |  | 30882 |  |  | EIA Prime Mover-level Data
2020 | NJ | Titusville Solar | 57815 | PV1 | PV | OP | NA | SUN |  | 47200 |  |  | EIA Prime Mover-level Data
2020 | NJ | Toys R Us- DE, Inc. at Mt. Olive, NJ | 57647 | PV1 | PV | OP | NA | SUN |  | 45989 |  |  | EIA Prime Mover-level Data
2020 | NJ | Trenton Solar Farm | 57352 | TREN | PV | OP | NA | SUN |  | 14022 |  |  | EIA Prime Mover-level Data
2020 | NJ | Union County Resource Recovery | 50960 | UNIT1 | ST | OP | NA | MSW |  | 1794067.625 |  |  | EIA Unit-level Data
2020 | NJ | Union County Resource Recovery | 50960 | UNIT2 | ST | OP | NA | MSW |  | 1790717.75 |  |  | EIA Unit-level Data
2020 | NJ | Union County Resource Recovery | 50960 | UNIT3 | ST | OP | NA | MSW |  | 1734410 |  |  | EIA Unit-level Data
2020 | NJ | United Stationers Supply Solar Electric | 58040 | SEF-A | PV | OP | NA | SUN |  | 24626.4277 |  |  | EIA Prime Mover-level Data
2020 | NJ | United Stationers Supply Solar Electric | 58040 | SEF-B | PV | OP | NA | SUN |  | 9850.5713 |  |  | EIA Prime Mover-level Data
2020 | NJ | US Foods Solar | 60808 | USFDS | PV | OP | NA | SUN |  | 52401 |  |  | EIA Prime Mover-level Data
2020 | NJ | USAA Black Bear Energy | 62612 | USBC1 | PV | OP | NA | SUN |  | 26829 |  |  | EIA Prime Mover-level Data
2020 | NJ | Vicinity Energy Trenton, L.P. | 50094 | 1 | GT | IP | NA | NG
2020 | NJ | Vicinity Energy Trenton, L.P. | 50094 | 2 | GT | IP | NA | NG
2020 | NJ | Vicinity Energy Trenton, L.P. | 50094 | 7213 | IC | RE | NA | NG
2020 | NJ | Vicinity Energy Trenton, L.P. | 50094 | 7214 | IC | OP | NA | NG |  | 2218 | 0.000468 | 0.000422 | EIA Prime Mover-level Data | Estimated using an emission factor
2020 | NJ | Vineland Headquarters | 57742 | VHQ | PV | OP | NA | SUN |  | 13584 |  |  | EIA Prime Mover-level Data
2020 | NJ | Vineland Mays Landing Solar | 57660 | VNLND | PV | OP | NA | SUN |  | 52277 |  |  | EIA Prime Mover-level Data
2020 | NJ | Wakefern Food Corp | 58123 | 1 | PV | OP | NA | SUN |  | 24537 |  |  | EIA Prime Mover-level Data
2020 | NJ | Warren County Solar | 56888 | GEN 1 | PV | OP | NA | SUN |  | 6856 |  |  | EIA Prime Mover-level Data
2020 | NJ | Warren County Solar | 56888 | GEN 2 | PV | OP | NA | SUN |  | 6856 |  |  | EIA Prime Mover-level Data
2020 | NJ | Warren County Solar | 56888 | GEN 3 | PV | OP | NA | SUN |  | 6856 |  |  | EIA Prime Mover-level Data
2020 | NJ | Warren County Solar | 56888 | GEN 4 | PV | OP | NA | SUN |  | 6856 |  |  | EIA Prime Mover-level Data
2020 | NJ | Warren County Solar | 56888 | GEN 5 | PV | CN | NA | SUN
2020 | NJ | Warren County Solar | 56888 | GEN 6 | PV | CN | NA | SUN
2020 | NJ | Warren County Solar | 56888 | GEN 7 | PV | CN | NA | SUN
2020 | NJ | Warren County Solar | 56888 | GEN 8 | PV | CN | NA | SUN
2020 | NJ | Warren County Solar | 56888 | GEN 9 | PV | CN | NA | SUN
2020 | NJ | Warren County Solar | 56888 | GEN10 | PV | CN | NA | SUN
2020 | NJ | WC Landfill Energy LLC | 57848 | GEN1 | IC | RE | NA | LFG
2020 | NJ | WC Landfill Energy LLC | 57848 | SOLAR | PV | OP | NA | SUN |  | 7185 |  |  | EIA Prime Mover-level Data
2020 | NJ | WEA Texas Bayonne | 57383 | BAYO | PV | OP | NA | SUN |  | 12739 |  |  | EIA Prime Mover-level Data
2020 | NJ | West Deptford Energy Station | 56963 | E101 | CT | OP | CC | NG | 3973 | 8158537.5 | 17.36 | 0.0042557 | EPA/CAMD | EPA/NEI | 2014
2020 | NJ | West Deptford Energy Station | 56963 | E102 | CT | OP | CC | NG | 3965 | 8262818.5 | 17.36 | 0.004202 | EPA/CAMD | EPA/NEI | 2014
2020 | NJ | West Pemberton | 59186 | PV1 | PV | OP | NA | SUN |  | 91984 |  |  | EIA Prime Mover-level Data
2020 | NJ | West Station | 6776 | 2001 | GT | OP | CT | DFO | 15 | 2204.1001 | 0.0201 | 0.018239 | EPA/CAMD | EPA/NEI | 1972
2020 | NJ | Westside Avenue | 60500 | 1 | PV | OP | NA | SUN |  | 9711 |  |  | EIA Prime Mover-level Data
2020 | NJ | Wheelabrator Gloucester LP | 50885 | BLR1 | ST | OP | NA | MSW |  | 968204 |  |  | EIA Unit-level Data
2020 | NJ | Wheelabrator Gloucester LP | 50885 | BLR2 | ST | OP | NA | MSW |  | 954581.8125 |  |  | EIA Unit-level Data
2020 | NJ | William G Mennen Sports Solar | 61630 | MENN | PV | OP | NA | SUN |  | 7082 |  |  | EIA Prime Mover-level Data
2020 | NJ | William Paterson University | 57805 | WPU1 | PV | OP | NA | SUN
2020 | NJ | Williams-Sonoma Solar Facility | 58361 | WS | PV | OP | NA | SUN |  | 38260 |  |  | EIA Prime Mover-level Data
2020 | NJ | Wilzig Associates, LLC | 59751 | WILZG | PV | OP | NA | SUN |  | 9143 |  |  | EIA Prime Mover-level Data
2020 | NJ | Woodbine Landfill Plant | 59116 | V1021 | IC | OP | NA | LFG |  | 75773 | 0.55693 | 0.0147 | EIA Prime Mover-level Data | Estimated using an emission factor
2020 | NJ | Woodbridge Energy Center | 57839 | 1 | CT | OP | CC | NG | 7439 | 13752492 | 12.9 | 0.001876 | EPA/CAMD | EPA/NEI | 2015
2020 | NJ | Woodbridge Energy Center | 57839 | 2 | CT | OP | CC | NG | 7292 | 13534892 | 12.9 | 0.0019062 | EPA/CAMD | EPA/NEI | 2015
2020 | NJ | Yards Creek | 6522 | 1 | PS | OP | NA | WAT |  | 0 |  |  | EIA Prime Mover-level Data
2020 | NJ | Yards Creek | 6522 | 2 | PS | OP | NA | WAT |  | 0 |  |  | EIA Prime Mover-level Data
2020 | NJ | Yards Creek | 6522 | 3 | PS | OP | NA | WAT |  | 0 |  |  | EIA Prime Mover-level Data
2020 | NJ | Yardville Solar Farm | 57382 | YARD | PV | OP | NA | SUN |  | 47539 |  |  | EIA Prime Mover-level Data
2020 | NM | Abiquiu Dam | 7789 | 1 | HY | OP | NA | WAT |  | 76368.1172 |  |  | EIA Prime Mover-level Data
2020 | NM | Abiquiu Dam | 7789 | 2 | HY | OP | NA | WAT |  | 76368.1172 |  |  | EIA Prime Mover-level Data
2020 | NM | Abiquiu Dam | 7789 | 3 | HY | OP | NA | WAT |  | 36365.7695 |  |  | EIA Prime Mover-level Data
2020 | NM | Afton Generating Station | 55210 | 1 | CT | OP | CC | NG | 5781 | 7236970 | 28.6 | 0.0079039 | EPA/CAMD | EPA/NEI | 2002
2020 | NM | Alamogordo Solar Energy Center | 57577 | AGSEC | PV | OP | NA | SUN |  | 101003 |  |  | EIA Prime Mover-level Data
2020 | NM | Albuquerque Solar Energy Center | 57567 | ASEC1 | PV | OP | NA | SUN |  | 33276 |  |  | EIA Prime Mover-level Data
2020 | NM | Alcalde Solar Array | 63477 | SOLAR | PV | OP | NA | SUN |  | 35880 |  |  | EIA Prime Mover-level Data
2020 | NM | Algodones | 2475 | 1 | ST | OS | NA | NG
2020 | NM | Algodones | 2475 | 2 | ST | OS | NA | NG
2020 | NM | Algodones | 2475 | 3 | ST | OS | NA | NG
2020 | NM | Alta Luna | 60258 | ALPV1 | PV | OP | NA | SUN |  | 601372 |  |  | EIA Prime Mover-level Data
2020 | NM | Anderson Wind I | 58939 | AND1 | WT | OP | NA | WND |  | 159903 |  |  | EIA Prime Mover-level Data
2020 | NM | Anderson Wind II | 58940 | AND2 | WT | OP | NA | WND |  | 387698 |  |  | EIA Prime Mover-level Data
2020 | NM | Angel Fire Energy Facility | 64695 | BESS | BA | L | NA | MWH
2020 | NM | Angel Fire Energy Facility | 64695 | TMEF1 | PV | L | NA | SUN
2020 | NM | Animas | 2465 | 1 | CA | RE | NA | NG
2020 | NM | Animas | 2465 | 2 | CA | RE | NA | NG
2020 | NM | Animas | 2465 | 3 | ST | RE | NA | NG
2020 | NM | Animas | 2465 | GT1 | GT | RE | NA | NG |  | 22655 | 0.011262 | 0.00099423 | EIA Prime Mover-level Data | NEI avg EF - PM, fuel type, firing type
2020 | NM | Animas | 2465 | HY1 | HY | RE | NA | WAT
2020 | NM | Animas | 2465 | ST4 | ST | RE | NA | NG
2020 | NM | Aragonne Mesa Phase II | 56656 | 1 | WT | CN | NA | WND
2020 | NM | Aragonne Mesa Wind Project | 64845 | AREXP | WT | T | NA | WND
2020 | NM | Aragonne Wind LLC | 56336 | 1 | WT | OP | NA | WND |  | 2174685 |  |  | EIA Prime Mover-level Data
2020 | NM | Arroyo Solar Energy Storage Hybrid | 63172 | ARESS | BA | P | NA | MWH
2020 | NM | Arroyo Solar Energy Storage Hybrid | 63172 | ARSOL | PV | P | NA | SUN
2020 | NM | Blanco Compressor Station | 54221 | 1 | ST | RE | NA | NG
2020 | NM | Blanco Compressor Station | 54221 | 2 | ST | RE | NA | NG
2020 | NM | Blue Sky One | 58689 | 1 | PV | OP | NA | SUN |  | 27618 |  |  | EIA Prime Mover-level Data
2020 | NM | Bluewater CDEC 1 | 62994 | NMBW1 | PV | OP | NA | SUN |  | 60727 |  |  | EIA Prime Mover-level Data
2020 | NM | Bluffview Power Plant | 55977 | CTG-1 | CT | OP | CC | NG | 7974 | 3146952.25 | 2.36 | 0.0014999 | EPA/CAMD | EPA/NEI | 2005
2020 | NM | Borderlands Wind, LLC | 64638 | WBB | WT | U | NA | WND
2020 | NM | Britton Solar Energy Center | 63579 | BSEC | PV | OP | NA | SUN |  | 1233950 |  |  | EIA Prime Mover-level Data
2020 | NM | Broadview Energy JN, LLC | 60145 | 1 | WT | OP | NA | WND |  | 5995829 |  |  | EIA Prime Mover-level Data
2020 | NM | Broadview Energy KW, LLC | 60152 | 1 | WT | OP | NA | WND |  | 4734000 |  |  | EIA Prime Mover-level Data
2020 | NM | Broadview Energy Prime 2 LLC | 58465 | 2 | WT | OP | NA | WND |  | 314574 |  |  | EIA Prime Mover-level Data
2020 | NM | Broadview Energy Prime LLC | 58464 | 1 | WT | OP | NA | WND |  | 317284 |  |  | EIA Prime Mover-level Data
2020 | NM | Caprock Solar 1 LLC | 59251 | PV1 | PV | OP | NA | SUN |  | 541846 |  |  | EIA Prime Mover-level Data
2020 | NM | Caprock Solar 2 LLC | 59846 | PV1 | PV | IP | NA | SUN
2020 | NM | Caprock Wind Farm | 56293 | 1 | WT | OP | NA | WND |  | 1819425 |  |  | EIA Prime Mover-level Data
2020 | NM | Caprock Wind Farm | 56293 | 2 | WT | OP | NA | WND |  | 606475 |  |  | EIA Prime Mover-level Data
2020 | NM | Carlsbad | 2453 | 5 | GT | RE | NA | NG
2020 | NM | Carrizozo Solar | 61662 | PV1 | PV | OP | NA | SUN |  | 64702 |  |  | EIA Prime Mover-level Data
2020 | NM | Casa Mesa Wind Energy Center Hybrid | 61925 | CMNM | WT | OP | NA | WND |  | 1644349 |  |  | EIA Prime Mover-level Data
2020 | NM | Casa Mesa Wind Energy Center Hybrid | 61925 | CMNMB | BA | OP | NA | MWH |  | 0 |  |  | EIA Prime Mover-level Data
2020 | NM | Chaves Solar, LLC | 60405 | CSPV | PV | OP | NA | SUN |  | 1557182 |  |  | EIA Prime Mover-level Data
2020 | NM | Chino Mines | 54667 | 9 | CT | OP | NA | NG |  | 207345.875 | 0.64083 | 0.0061813 | EIA Unit-level Data | NEI avg EF - PM, fuel type
2020 | NM | Chino Mines | 54667 | 8 | ST | RE | NA | NG
2020 | NM | Cibola | 59619 | CBLA | PV | OP | NA | SUN |  | 180170 |  |  | EIA Prime Mover-level Data
2020 | NM | Cimarron Solar Facility | 57243 | CIM1 | PV | OP | NA | SUN |  | 548533 |  |  | EIA Prime Mover-level Data
2020 | NM | City of Gallup Solar | 62406 | X0022 | PV | OP | NA | SUN |  | 150773 |  |  | EIA Prime Mover-level Data
2020 | NM | City of Rio Rancho WWTP | 63391 | CORR | PV | OP | NA | SUN |  | 24845 |  |  | EIA Prime Mover-level Data
2020 | NM | City of Truth or Consequences PV | 59653 | COTC | PV | OP | NA | SUN |  | 31846 |  |  | EIA Prime Mover-level Data
2020 | NM | Clean Path Energy Center | 60289 | CPEC1 | CC | P | NA | NG
2020 | NM | Clean Path Energy Center | 60289 | PVGEN | PV | P | NA | SUN
2020 | NM | Clines Corners Wind Farm LLC | 64054 | 1 | WT | P | NA | WND
2020 | NM | CNMEC Solar Energy Center | 62191 | CNMEC | PV | OP | NA | SUN |  | 49534 |  |  | EIA Prime Mover-level Data
2020 | NM | Columbus Solar Project | 61165 | 88029 | PV | OP | NA | SUN |  | 43163 |  |  | EIA Prime Mover-level Data
2020 | NM | Cunningham | 2454 | 121B | ST | OP | TANGENTIAL | NG | 6305 | 2967888.75 | 11.074 | 0.0074625 | EPA/CAMD | EPA/NEI | 1957
2020 | NM | Cunningham | 2454 | 122B | ST | OP | TANGENTIAL | NG | 4643 | 4847196.5 | 18.167 | 0.0074959 | EPA/CAMD | EPA/NEI | 1965
2020 | NM | Cunningham | 2454 | 123T | GT | OP | CT | NG | 3426 | 3395680.75 | 8.315 | 0.0048974 | EPA/CAMD | EPA/NEI | 1998
2020 | NM | Cunningham | 2454 | 124T | GT | OP | CT | NG | 3030 | 3108103.25 | 7.407 | 0.0047663 | EPA/CAMD | EPA/NEI | 1998
2020 | NM | Deming Solar Energy Center | 57575 | DSEC | PV | OP | NA | SUN |  | 99806.6641 |  |  | EIA Prime Mover-level Data
2020 | NM | Deming Solar Energy Center | 57575 | HON2 | PV | OP | NA | SUN |  | 79845.3359 |  |  | EIA Prime Mover-level Data
2020 | NM | Duran Mesa LLC | 64065 | 1 | WT | P | NA | WND
2020 | NM | Eddy County Generating Station | 55252 | 1 | GT | CN | NA | NG
2020 | NM | El Cabo Wind | 58098 | 1 | WT | OP | NA | WND |  | 9449495 |  |  | EIA Prime Mover-level Data
2020 | NM | El Vado Dam | 7593 | 1 | HY | OP | NA | WAT |  | 122356 |  |  | EIA Prime Mover-level Data
2020 | NM | Elephant Butte | 6402 | 1 | HY | OP | NA | WAT |  | 157022.3281 |  |  | EIA Prime Mover-level Data
2020 | NM | Elephant Butte | 6402 | 2 | HY | OP | NA | WAT |  | 157022.3281 |  |  | EIA Prime Mover-level Data
2020 | NM | Elephant Butte | 6402 | 3 | HY | OP | NA | WAT |  | 157022.3281 |  |  | EIA Prime Mover-level Data
2020 | NM | Encino Solar Energy Center | 63860 | ESEC | PV | OP | NA | SUN |  | 731511 |  |  | EIA Prime Mover-level Data
2020 | NM | Escalante | 87 | 1 | ST | OP | TANGENTIAL | SUB | 3620 | 6378644 | 1.6 | 0.00050167 | EPA/CAMD | EPA/NEI | 1984
2020 | NM | Eubank Landfill Solar Array | 59393 | ESNM1 | PV | OP | NA | SUN
2020 | NM | Facebook 1 Solar Energy Center | 61556 | FB1 | PV | OP | NA | SUN |  | 230960 |  |  | EIA Prime Mover-level Data
2020 | NM | Facebook 2 Solar Energy Center | 61557 | FB2 | PV | OP | NA | SUN |  | 227186 |  |  | EIA Prime Mover-level Data
2020 | NM | Facebook 3 Solar Energy Center | 61558 | FB3 | PV | OP | NA | SUN |  | 231124 |  |  | EIA Prime Mover-level Data
2020 | NM | Ford Utilities Center | 50906 | 2 | ST | RE | NA | NG
2020 | NM | Ford Utilities Center | 50906 | 3 | GT | OP | NA | NG |  | 479967.5312 | 0.2386 | 0.00099423 | EIA Prime Mover-level Data | NEI avg EF - PM, fuel type, firing type
2020 | NM | Ford Utilities Center | 50906 | 4 | ST | OP | NA | WH |  | 0 |  |  | EIA Prime Mover-level Data
2020 | NM | Ford Utilities Center | 50906 | 5 | GT | OP | NA | NG |  | 459397.4688 | 0.22837 | 0.00099423 | EIA Prime Mover-level Data | NEI avg EF - PM, fuel type, firing type
2020 | NM | Four Corners Steam Elec Station | 2442 | 4 | ST | OP | CELL | SUB | 6713 | 41583792 | 528.7379 | 0.02543 | EPA/CAMD | EPA/NEI | 1969
2020 | NM | Four Corners Steam Elec Station | 2442 | 5 | ST | OP | CELL | SUB | 5748 | 38593776 | 490.7199 | 0.02543 | EPA/CAMD | EPA/NEI | 1970
2020 | NM | Four Peaks Camino Real | 60696 | 1 | IC | OP | NA | LFG |  | 107118 | 0.78732 | 0.0147 | EIA Prime Mover-level Data | Estimated using an emission factor
2020 | NM | Four Peaks Camino Real | 60696 | 2 | IC | OP | NA | LFG |  | 107118 | 0.78732 | 0.0147 | EIA Prime Mover-level Data | Estimated using an emission factor
2020 | NM | Freeport McMoRan | 54734 | 1 | IC | SB | NA | DFO
2020 | NM | Freeport McMoRan | 54734 | 10 | IC | RE | NA | DFO
2020 | NM | Freeport McMoRan | 54734 | 11 | IC | SB | NA | DFO
2020 | NM | Freeport McMoRan | 54734 | 12 | IC | SB | NA | DFO
2020 | NM | Freeport McMoRan | 54734 | 13 | IC | SB | NA | DFO
2020 | NM | Freeport McMoRan | 54734 | 14 | IC | SB | NA | DFO
2020 | NM | Freeport McMoRan | 54734 | 15 | IC | SB | NA | DFO
2020 | NM | Freeport McMoRan | 54734 | 2 | IC | RE | NA | DFO
2020 | NM | Freeport McMoRan | 54734 | 3 | IC | SB | NA | DFO
2020 | NM | Freeport McMoRan | 54734 | 4 | IC | SB | NA | DFO
2020 | NM | Freeport McMoRan | 54734 | 5 | IC | RE | NA | DFO
2020 | NM | Freeport McMoRan | 54734 | 6 | IC | RE | NA | DFO
2020 | NM | Freeport McMoRan | 54734 | 7 | IC | SB | NA | DFO
2020 | NM | Freeport McMoRan | 54734 | 8 | IC | SB | NA | DFO
2020 | NM | Freeport McMoRan | 54734 | 9 | IC | RE | NA | DFO
2020 | NM | Gallegos Wind Farm, Phase 1 | 59047 | GEN 1 | WT | P | NA | WND
2020 | NM | Grady Wind Energy Center, LLC | 60317 | 1 | WT | OP | NA | WND |  | 7308526 |  |  | EIA Prime Mover-level Data
2020 | NM | Grants CDEC 2 | 62995 | NMGR1 | PV | OP | NA | SUN |  | 109259 |  |  | EIA Prime Mover-level Data
2020 | NM | GSE NM1 | 58576 | NMP1 | PV | OP | NA | SUN |  | 45629 |  |  | EIA Prime Mover-level Data
2020 | NM | Hatch Solar Energy Center I, LLC | 57591 | 1 | PV | OP | NA | SUN |  | 118671 |  |  | EIA Prime Mover-level Data
2020 | NM | High Lonesome Mesa LLC | 56945 | 1 | WT | OP | NA | WND |  | 3227631 |  |  | EIA Prime Mover-level Data
2020 | NM | Hobbs Generating Station | 56458 | HOBB1 | CT | OP | CC | NG | 8102 | 17127266 | 38.2 | 0.0044607 | EPA/CAMD | EPA/NEI | 2008
2020 | NM | Hobbs Generating Station | 56458 | HOBB2 | CT | OP | CC | NG | 7927 | 16841118 | 37.5 | 0.0044534 | EPA/CAMD | EPA/NEI | 2008
2020 | NM | Holloman Solar Facility | 60301 | HPV1 | PV | OP | NA | SUN |  | 77141 |  |  | EIA Prime Mover-level Data
2020 | NM | Kit Carson | 58240 | PV_KC | PV | OP | NA | SUN |  | 22308 |  |  | EIA Prime Mover-level Data
2020 | NM | La Joya NM | 61044 | LAJ1 | WT | TS | NA | WND
2020 | NM | La Joya NM | 61044 | LAJ2 | WT | V | NA | WND
2020 | NM | La Luz Energy Center | 58284 | 1 | GT | OP | CT | NG | 606 | 108998.4531 | 0.11 | 0.0020184 | EPA/CAMD | EPA/NEI | 2015
2020 | NM | Las Vegas | 2447 | 1 | GT | RE | NA | DFO
2020 | NM | Las Vegas Solar Energy Center | 57576 | LVSEC | PV | OP | NA | SUN |  | 86494 |  |  | EIA Prime Mover-level Data
2020 | NM | LCEC Generation LLVC | 57872 | UNIT1 | IC | OP | NA | NG |  | 53814.6016 | 0.011355 | 0.000422 | EIA Prime Mover-level Data | Estimated using an emission factor
2020 | NM | LCEC Generation LLVC | 57872 | UNIT2 | IC | OP | NA | NG |  | 53814.6016 | 0.011355 | 0.000422 | EIA Prime Mover-level Data | Estimated using an emission factor
2020 | NM | LCEC Generation LLVC | 57872 | UNIT3 | IC | OP | NA | NG |  | 53814.6016 | 0.011355 | 0.000422 | EIA Prime Mover-level Data | Estimated using an emission factor
2020 | NM | LCEC Generation LLVC | 57872 | UNIT4 | IC | OP | NA | NG |  | 53814.6016 | 0.011355 | 0.000422 | EIA Prime Mover-level Data | Estimated using an emission factor
2020 | NM | LCEC Generation LLVC | 57872 | UNIT5 | IC | OP | NA | NG |  | 53814.6016 | 0.011355 | 0.000422 | EIA Prime Mover-level Data | Estimated using an emission factor
2020 | NM | Lightning Dock Geothermal HI-01, LLC | 58629 | GEN-5 | BT | OP | NA | GEO |  | 370038.4688 |  |  | EIA Prime Mover-level Data
2020 | NM | Lightning Dock Geothermal HI-01, LLC | 58629 | PB01 | BT | OP | NA | GEO |  | 24344.6348 |  |  | EIA Prime Mover-level Data
2020 | NM | Lightning Dock Geothermal HI-01, LLC | 58629 | PB02 | BT | OP | NA | GEO |  | 24344.6348 |  |  | EIA Prime Mover-level Data
2020 | NM | Lightning Dock Geothermal HI-01, LLC | 58629 | PB03 | BT | OP | NA | GEO |  | 24344.6348 |  |  | EIA Prime Mover-level Data
2020 | NM | Lightning Dock Geothermal HI-01, LLC | 58629 | PB04 | BT | OP | NA | GEO |  | 24344.6348 |  |  | EIA Prime Mover-level Data
2020 | NM | Lordsburg Generating Station | 7967 | 1 | GT | OP | CT | NG | 254 | 44992.0859 | 0.148 | 0.0065789 | EPA/CAMD | EPA/NEI | 2002
2020 | NM | Lordsburg Generating Station | 7967 | 2 | GT | OP | CT | NG | 444 | 86119.7266 | 0.284 | 0.0065955 | EPA/CAMD | EPA/NEI | 2002
2020 | NM | Los Alamos PV Site | 58256 | 1 | PV | OP | NA | SUN |  | 9151 |  |  | EIA Prime Mover-level Data
2020 | NM | Los Alamos PV Site | 58256 | 2 | BA | RE | NA | MWH
2020 | NM | Los Alamos PV Site | 58256 | 3 | BA | RE | NA | MWH
2020 | NM | Los Alamos PV Site | 58256 | 4 | PV | CN | NA | SUN
2020 | NM | Los Lunas Solar Energy Center | 57571 | LLSEC | PV | OP | NA | SUN |  | 97536.4297 |  |  | EIA Prime Mover-level Data
2020 | NM | Los Lunas Solar Energy Center | 57571 | LMS2 | PV | OP | NA | SUN |  | 39014.5703 |  |  | EIA Prime Mover-level Data
2020 | NM | Luna Energy Facility | 55343 | CTG1 | CT | OP | CC | NG | 8315 | 11522707 | 17.493 | 0.0030363 | EPA/CAMD | EPA/NEI | 2005
2020 | NM | Luna Energy Facility | 55343 | CTG2 | CT | OP | CC | NG | 8240 | 11485215 | 17.657 | 0.0030747 | EPA/CAMD | EPA/NEI | 2005
2020 | NM | Macho Springs | 59010 | MSS1 | PV | OP | NA | SUN |  | 1254995 |  |  | EIA Prime Mover-level Data
2020 | NM | Macho Springs Power I | 57947 | GEN | WT | OP | NA | WND |  | 1132470 |  |  | EIA Prime Mover-level Data
2020 | NM | Maddox | 2446 | 051B | ST | OP | TANGENTIAL | NG | 6996 | 5440334 | 20.302 | 0.0074635 | EPA/CAMD | EPA/NEI | 1967
2020 | NM | Manzano Solar | 58521 | MAN1 | PV | OP | NA | SUN |  | 161448 |  |  | EIA Prime Mover-level Data
2020 | NM | Meadow Lake Solar Energy Center | 59618 | MLK | PV | OP | NA | SUN |  | 218755 |  |  | EIA Prime Mover-level Data
2020 | NM | Mesalands Comm College Wind Turbine | 57106 | 1 | WT | OP | NA | WND |  | 7745 |  |  | EIA Prime Mover-level Data
2020 | NM | Middle Daisy | 61681 | 10257 | PV | OP | NA | SUN |  | 119066 |  |  | EIA Prime Mover-level Data
2020 | NM | Milagro Cogeneration Plant | 54814 | GENA | GT | RE | NA | NG
2020 | NM | Milagro Cogeneration Plant | 54814 | GENB | GT | RE | NA | NG
2020 | NM | Milagro Cogeneration Plant | 54814 | GO1A | GT | RE | NA | NG
2020 | NM | Milagro Cogeneration Plant | 54814 | GO1B | GT | RE | NA | NG
2020 | NM | Milo Wind Project LLC | 59838 | GEN1 | WT | OP | NA | WND |  | 1900635 |  |  | EIA Prime Mover-level Data
2020 | NM | Navajo Dam | 584 | 1 | HY | OP | NA | WAT |  | 497915 |  |  | EIA Prime Mover-level Data
2020 | NM | Navajo Dam | 584 | 2 | HY | OP | NA | WAT |  | 497915 |  |  | EIA Prime Mover-level Data
2020 | NM | New Mexico Community Solar Facility | 61783 | NMCSF | PV | CN | NA | SUN
2020 | NM | New Mexico State University | 54975 | 1 | GT | OP | NA | NG |  | 455517 | 0.22644 | 0.00099423 | EIA Prime Mover-level Data | NEI avg EF - PM, fuel type, firing type
2020 | NM | New Mexico Wind Energy Center | 56097 | GE15 | WT | OP | NA | WND |  | 5030341 |  |  | EIA Prime Mover-level Data
2020 | NM | Oso Grande Wind Farm | 63502 | OGW24 | WT | TS | NA | WND
2020 | NM | Oso Grande Wind Farm | 63502 | OGW45 | WT | TS | NA | WND
2020 | NM | Otero Solar | 58520 | OTE1 | PV | OP | NA | SUN |  | 155264 |  |  | EIA Prime Mover-level Data
2020 | NM | Pinon Energy Center | 63281 | GT1 | GT | CN | NA | NG
2020 | NM | Pinon Energy Center | 63281 | GT2 | GT | CN | NA | NG
2020 | NM | Pinon Energy Center | 63281 | GT3 | GT | CN | NA | NG
2020 | NM | Pinon Energy Center | 63281 | GT4 | GT | CN | NA | NG
2020 | NM | Pinon Energy Center | 63281 | GT5 | GT | CN | NA | NG
2020 | NM | Pinon Energy Center | 63281 | GT6 | GT | CN | NA | NG
2020 | NM | Pinon Energy Center | 63281 | GT7 | GT | CN | NA | NG
2020 | NM | Prosperity Energy Storage Facility Hybrid | 58899 | GEN-1 | PV | OP | NA | SUN |  | 4465 |  |  | EIA Prime Mover-level Data
2020 | NM | Prosperity Energy Storage Facility Hybrid | 58899 | GEN-2 | BA | OP | NA | MWH
2020 | NM | Pyramid Generating Station | 7975 | 1 | GT | OP | CT | NG | 1094 | 358224.5938 | 1.17 | 0.0065322 | EPA/CAMD | EPA/NEI | 2003
2020 | NM | Pyramid Generating Station | 7975 | 2 | GT | OP | CT | NG | 397 | 113744.0703 | 0.37 | 0.0065058 | EPA/CAMD | EPA/NEI | 2003
2020 | NM | Pyramid Generating Station | 7975 | 3 | GT | OP | CT | NG | 1762 | 525376.5625 | 1.73 | 0.0065858 | EPA/CAMD | EPA/NEI | 2003
2020 | NM | Pyramid Generating Station | 7975 | 4 | GT | OP | CT | NG | 946 | 277445.375 | 0.91 | 0.0065598 | EPA/CAMD | EPA/NEI | 2003
2020 | NM | Quay County | 58125 | 1 | GT | OP | NA | DFO |  | 4234 | 0.038198 | 0.018044 | EIA Prime Mover-level Data | NEI avg EF - PM, fuel type, firing type
2020 | NM | Questa Solar Facility | 57369 | QST | PV | OP | NA | SUN |  | 11422 |  |  | EIA Prime Mover-level Data
2020 | NM | RC Energy AA LLC Solar Facility | 62756 | AA001 | PV | OP | NA | SUN |  | 16204 |  |  | EIA Prime Mover-level Data
2020 | NM | Red Cloud Wind LLC | 63981 | 1 | WT | P | NA | WND
2020 | NM | Red Mesa Wind LLC | 57357 | EXIS | WT | OP | NA | WND |  | 2020360 |  |  | EIA Prime Mover-level Data
2020 | NM | Reeves Generating Station | 2450 | 1 | ST | OP | WALL | NG | 1407 | 391917.2812 | 1.4523 | 0.007411 | EPA/CAMD | EPA/NEI | 1960
2020 | NM | Reeves Generating Station | 2450 | 2 | ST | OP | WALL | NG | 1125 | 288414.9375 | 1.0692 | 0.0074144 | EPA/CAMD | EPA/NEI | 1958
2020 | NM | Reeves Generating Station | 2450 | 3 | ST | OP | WALL | NG | 1821 | 774864.0625 | 2.8674 | 0.007401 | EPA/CAMD | EPA/NEI | 1962
2020 | NM | Rio Bravo Generating Station | 55039 | GT-1 | GT | OP | CT | NG | 1510 | 1508569.75 | 5.853 | 0.0077596 | EPA/CAMD | NEI avg EF - PM, fuel type, firing type | 2000
2020 | NM | Rio Communities Solar Energy Center | 60198 | RCSEC | PV | OP | NA | SUN |  | 215605 |  |  | EIA Prime Mover-level Data
2020 | NM | Rio De Oro Solar Energy Center | 62597 | RDO | PV | OP | NA | SUN |  | 213132 |  |  | EIA Prime Mover-level Data
2020 | NM | Rio Grande | 2444 | 6 | ST | OP | WALL | NG | 0 | [5 empty] | 1957
2020 | NM | Rio Grande | 2444 | 7 | ST | OP | WALL | NG | 4497 | 1249718.625 | 0.687 | 0.0010994 | EPA/CAMD | EPA/NEI | 1958
2020 | NM | Rio Grande | 2444 | 8 | ST | OP | WALL | NG | 6503 | 5893413 | 22.395 | 0.0076 | EPA/CAMD | EPA/NEI | 1968
2020 | NM | Rio Grande | 2444 | 9 | GT | OP | CT | NG | 4522 | 2806846.75 | 1.965 | 0.0014001 | EPA/CAMD | EPA/NEI | 2013
2020 | NM | Rio Rancho High School | 58589 | RRHS | PV | OP | NA | SUN |  | 35814 |  |  | EIA Prime Mover-level Data
2020 | NM | Rio Rancho Solar Energy Center | 63184 | RIRA | PV | OP | NA | SUN |  | 226799 |  |  | EIA Prime Mover-level Data
2020 | NM | Roadrunner Solar | 57338 | 1 | PV | OP | NA | SUN |  | 437333 |  |  | EIA Prime Mover-level Data
2020 | NM | Rockmont Solar and Storage Project | 64216 | 201LC | PV | P | NA | SUN
2020 | NM | Rockmont Solar and Storage Project | 64216 | 309SJ | BA | P | NA | MWH
2020 | NM | Roosevelt County | 58771 | GEN1 | WT | OP | NA | WND |  | 9643955 |  |  | EIA Prime Mover-level Data
2020 | NM | Roswell Solar, LLC | 60406 | RSPV | PV | OP | NA | SUN |  | 1536537 |  |  | EIA Prime Mover-level Data
2020 | NM | Route 66 Energy Center, LLC | 64076 | RTE66 | PV | P | NA | SUN
2020 | NM | Sagamore Wind | 63578 | SWF01 | WT | OP | NA | WND
2020 | NM | San Juan | 2451 | 1 | ST | OP | WALL | RC | 7392 | 24956694 | 80.8 | 0.0064752 | EPA/CAMD | EPA/NEI | 1976
2020 | NM | San Juan | 2451 | 4 | ST | OP | WALL | RC | 7255 | 34666008 | 64.13 | 0.0036999 | EPA/CAMD | EPA/NEI | 1982
2020 | NM | San Juan Mesa Wind Project LLC | 56304 | 1 | WT | OP | NA | WND |  | 3556926 |  |  | EIA Prime Mover-level Data
2020 | NM | San Miguel I Solar Energy Center | 63081 | SMI | PV | OP | NA | SUN |  | 223483 |  |  | EIA Prime Mover-level Data
2020 | NM | San Miguel II Solar Energy Center | 63082 | SMII | PV | OP | NA | SUN |  | 224870 |  |  | EIA Prime Mover-level Data
2020 | NM | Sandoval Solar Energy Center | 59558 | SSEC1 | PV | OP | NA | SUN |  | 133042 |  |  | EIA Prime Mover-level Data
2020 | NM | Santa Fe Solar Energy Center | 60196 | SFSEC | PV | OP | NA | SUN |  | 192893 |  |  | EIA Prime Mover-level Data
2020 | NM | Santolina Solar Energy Center | 60197 | SANTO | PV | OP | NA | SUN |  | 229160 |  |  | EIA Prime Mover-level Data
2020 | NM | SEV NM Phase 2 | 58479 | NMP2 | PV | OP | NA | SUN |  | 39601 |  |  | EIA Prime Mover-level Data
2020 | NM | Silver City WWTP PV Project | 58540 | PV-1 | PV | OP | NA | SUN |  | 18448 |  |  | EIA Prime Mover-level Data
2020 | NM | SoCore Clovis 1 | 64524 | 79100 | PV | V | NA | SUN
2020 | NM | South Valley Solar Energy Center | 60195 | SVSEC | PV | OP | NA | SUN |  | 231484 |  |  | EIA Prime Mover-level Data
2020 | NM | Southside Water Reclamation Plant | 10339 | GEN1 | IC | OP | NA | NG |  | 58392 | 0.012321 | 0.000422 | EIA Prime Mover-level Data | Estimated using an emission factor
2020 | NM | Southside Water Reclamation Plant | 10339 | GEN2 | IC | OP | NA | NG |  | 58392 | 0.012321 | 0.000422 | EIA Prime Mover-level Data | Estimated using an emission factor
2020 | NM | Southside Water Reclamation Plant | 10339 | GEN3 | IC | OP | NA | OBG |  | 29196 | 0.21459 | 0.0147 | EIA Prime Mover-level Data | Estimated using an emission factor
2020 | NM | Southside Water Reclamation Plant | 10339 | GEN4 | IC | OP | NA | OBG |  | 29196 | 0.21459 | 0.0147 | EIA Prime Mover-level Data | Estimated using an emission factor
2020 | NM | Springer Solar 1 | 59560 | SPRG1 | PV | OP | NA | SUN |  | 21916 |  |  | EIA Prime Mover-level Data
2020 | NM | SPS1 Dollarhide | 57736 | 1 | PV | OP | NA | SUN |  | 186540 |  |  | EIA Prime Mover-level Data
2020 | NM | SPS2 Jal | 57737 | 1 | PV | OP | NA | SUN |  | 191996 |  |  | EIA Prime Mover-level Data
2020 | NM | SPS3 Lea | 57738 | 1 | PV | OP | NA | SUN |  | 188638 |  |  | EIA Prime Mover-level Data
2020 | NM | SPS4 Monument | 57739 | 1 | PV | OP | NA | SUN |  | 197164 |  |  | EIA Prime Mover-level Data
2020 | NM | SPS5 Hopi | 57740 | 1 | PV | OP | NA | SUN |  | 192989 |  |  | EIA Prime Mover-level Data
2020 | NM | Sterling I Wind Farm | 60991 | STER1 | WT | OP | NA | WND |  | 1209980 |  |  | EIA Prime Mover-level Data
2020 | NM | Storrie Lake Solar Project | 58794 | MSMPV | PV | OP | NA | SUN |  | 29917 |  |  | EIA Prime Mover-level Data
2020 | NM | Sue Cleveland High School | 58588 | SCHS | PV | OP | NA | SUN
2020 | NM | SunE EPE1 LLC | 57986 | 1 | PV | OP | NA | SUN |  | 200813 |  |  | EIA Prime Mover-level Data
2020 | NM | SunE EPE2 LLC | 57985 | 1 | PV | OP | NA | SUN |  | 273753 |  |  | EIA Prime Mover-level Data
2020 | NM | Syncarpha Eagle Nest | 62149 | SYEN1 | PV | OP | NA | SUN |  | 22520 |  |  | EIA Prime Mover-level Data
2020 | NM | Syncarpha El Rito | 63124 | SYNEL | PV | OP | NA | SUN |  | 32723 |  |  | EIA Prime Mover-level Data
2020 | NM | Syncarpha Questa | 63125 | SYNQU | PV | OP | NA | SUN |  | 34276 |  |  | EIA Prime Mover-level Data
2020 | NM | Syncarpha Taos | 63123 | SYNTA | PV | OP | NA | SUN |  | 45795 |  |  | EIA Prime Mover-level Data
2020 | NM | Taos Mesa Energy Facility Hybrid | 63728 | BESS | BA | L | NA | MWH
2020 | NM | Taos Mesa Energy Facility Hybrid | 63728 | TMEF1 | PV | L | NA | SUN
2020 | NM | Tecolote Wind LLC | 64066 | 1 | WT | P | NA | WND
2020 | NM | Texico Wind Ranch LP | 57258 | 1 | WT | OP | NA | WND |  | 1722.7371 |  |  | EIA Prime Mover-level Data
2020 | NM | Texico Wind Ranch LP | 57258 | 2 | WT | OP | NA | WND |  | 1476.632 |  |  | EIA Prime Mover-level Data
2020 | NM | Texico Wind Ranch LP | 57258 | 3 | WT | OA | NA | WND |  | 1476.632 |  |  | EIA Prime Mover-level Data
2020 | NM | Tip Top Solar Energy Center LLC | 63028 | GEN1 | PV | P | NA | SUN
2020 | NM | Tucumcari | 2469 | 3 | IC | RE | NA | DFO
2020 | NM | Tucumcari | 2469 | 4 | IC | RE | NA | DFO
2020 | NM | Tucumcari | 2469 | 5 | IC | RE | NA | DFO
2020 | NM | Tucumcari | 2469 | 6 | IC | RE | NA | DFO
2020 | NM | Tucumcari | 2469 | 8 | IC | RE | NA | DFO
2020 | NM | Tucumcari | 2469 | 9 | IC | RE | NA | DFO
2020 | NM | Univ New Mexico Cogen Plant | 50905 | 1 | GT | RE | NA | NG
2020 | NM | Valencia Power Plant | 55802 | CTG1 | GT | OP | CT | NG | 787 | 815940.5 | 6.773 | 0.016602 | EPA/CAMD | EPA/NEI | 2008
2020 | NM | Vista Solar Energy Center | 62467 | VISTA | PV | OP | NA | SUN |  | 229220 |  |  | EIA Prime Mover-level Data
2020 | NM | Wal-Mart Truth or Consequences PV | 60341 | WMTOC | PV | OP | NA | SUN |  | 12721 |  |  | EIA Prime Mover-level Data
2020 | NM | Wildcat Solar Power Plant LLC | 64849 | WILDC | PV | P | NA | SUN
2020 | NM | Wildcat Wind | 57887 | 1 | WT | OP | NA | WND |  | 730736 |  |  | EIA Prime Mover-level Data
2020 | NM | WSMR I | 58010 | WSMR1 | PV | OP | NA | SUN |  | 51104.8711 |  |  | EIA Prime Mover-level Data
2020 | NM | WSMR I | 58010 | WSMR2 | PV | OP | NA | SUN |  | 4867.1299 |  |  | EIA Prime Mover-level Data
2020 | NV | Aiya Solar Project | 59869 | GEN01 | PV | P | NA | SUN
2020 | NV | Apex Generating Station | 55514 | CTG01 | CT | OP | CC | NG | 6680 | 9758725 | 37.389 | 0.0076627 | EPA/CAMD | EPA/NEI | 2003
2020 | NV | Apex Generating Station | 55514 | CTG02 | CT | OP | CC | NG | 6288 | 9485238 | 35.233 | 0.007429 | EPA/CAMD | EPA/NEI | 2003
2020 | NV | Apex Solar PV Power Project | 58489 | 1 | PV | OP | NA | SUN |  | 465207 |  |  | EIA Prime Mover-level Data
2020 | NV | Arida Solar | 63841 | ARIDA | PV | P | NA | SUN
2020 | NV | Arrow Canyon Solar Hybrid | 62248 | 1 | PV | P | NA | SUN
2020 | NV | Arrow Canyon Solar Hybrid | 62248 | 2 | BA | P | NA | MWH
2020 | NV | Battle Mountain | 6509 | 1 | IC | RE | NA | DFO
2020 | NV | Battle Mountain | 6509 | 2 | IC | RE | NA | DFO
2020 | NV | Battle Mountain | 6509 | 3 | IC | RE | NA | DFO
2020 | NV | Battle Mountain | 6509 | 4 | IC | RE | NA | DFO
2020 | NV | Battle Mountain Solar Project | 61098 | BMBS | BA | U | NA | MWH
2020 | NV | Battle Mountain Solar Project | 61098 | BMSP | PV | U | NA | SUN
2020 | NV | Beowawe Power | 10287 | GEN1 | ST | OP | NA | GEO |  | 803537 |  |  | EIA Prime Mover-level Data
2020 | NV | Beowawe Power | 10287 | GEN2 | BT | OP | NA | GEO |  | 82211 |  |  | EIA Prime Mover-level Data
2020 | NV | Boulder Solar II, LLC | 60885 | BSII | PV | OP | NA | SUN |  | 1199646 |  |  | EIA Prime Mover-level Data
2020 | NV | Boulder Solar Power, LLC | 60352 | BSP | PV | OP | NA | SUN |  | 2467221 |  |  | EIA Prime Mover-level Data
2020 | NV | Brady | 55991 | OEC | BT | OP | NA | GEO |  | 257490.7031 |  |  | EIA Prime Mover-level Data
2020 | NV | Brady | 55991 | OEC1 | BT | OP | NA | GEO |  | 594209.3125 |  |  | EIA Prime Mover-level Data
2020 | NV | Brady | 55991 | TG-1 | ST | RE | NA | GEO
2020 | NV | Brady | 55991 | TG-2 | ST | RE | NA | GEO
2020 | NV | Brady | 55991 | TG-3 | ST | RE | NA | GEO
2020 | NV | Brunswick | 6510 | 1 | IC | OS | NA | DFO
2020 | NV | Brunswick | 6510 | 2 | IC | OS | NA | DFO
2020 | NV | Brunswick | 6510 | 3 | IC | OS | NA | DFO
2020 | NV | Chuck Lenzie Generating Station | 55322 | CTG-1 | CT | OP | CC | NG | 8092 | 13081984 | 51.91 | 0.0079361 | EPA/CAMD | EPA/NEI | 2005
2020 | NV | Chuck Lenzie Generating Station | 55322 | CTG-2 | CT | OP | CC | NG | 8012 | 13032640 | 51.7 | 0.0079339 | EPA/CAMD | EPA/NEI | 2005
2020 | NV | Chuck Lenzie Generating Station | 55322 | CTG-3 | CT | OP | CC | NG | 6911 | 10555003 | 41.87 | 0.0079337 | EPA/CAMD | EPA/NEI | 2005
2020 | NV | Chuck Lenzie Generating Station | 55322 | CTG-4 | CT | OP | CC | NG | 6617 | 10198719 | 40.49 | 0.0079402 | EPA/CAMD | EPA/NEI | 2005
2020 | NV | Chuckwalla Solar, LLC | 64558 | CHW | PV | P | NA | SUN
2020 | NV | Chuckwalla Solar, LLC | 64558 | CHW1 | BA | P | NA | MWH
2020 | NV | CityCenter Central Plant Cogen Units | 57348 | UNITA | GT | OP | NA | NG |  | 345197.5 | 0.1716 | 0.00099423 | EIA Prime Mover-level Data | NEI avg EF - PM, fuel type, firing type
2020 | NV | CityCenter Central Plant Cogen Units | 57348 | UNITB | GT | OP | NA | NG |  | 345197.5 | 0.1716 | 0.00099423 | EIA Prime Mover-level Data | NEI avg EF - PM, fuel type, firing type
2020 | NV | Clark | 2322 | 11A | GT | OP | CT | NG | 587 | 95559.1484 | 0.67 | 0.014023 | EPA/CAMD | EPA/NEI | 2008
2020 | NV | Clark | 2322 | 11B | GT | OP | CT | NG | 590 | 102614.6719 | 0.67 | 0.013059 | EPA/CAMD | EPA/NEI | 2008
2020 | NV | Clark | 2322 | 12A | GT | OP | CT | NG | 913 | 158820.1719 | 1.11 | 0.013978 | EPA/CAMD | EPA/NEI | 2008
2020 | NV | Clark | 2322 | 12B | GT | OP | CT | NG | 912 | 165857.6562 | 1.11 | 0.013385 | EPA/CAMD | EPA/NEI | 2008
2020 | NV | Clark | 2322 | 13A | GT | OP | CT | NG | 605 | 99655.5234 | 0.68 | 0.013647 | EPA/CAMD | EPA/NEI | 2008
2020 | NV | Clark | 2322 | 13B | GT | OP | CT | NG | 601 | 102393.8438 | 0.68 | 0.013282 | EPA/CAMD | EPA/NEI | 2008
2020 | NV | Clark | 2322 | 14A | GT | OP | CT | NG | 758 | 136603.4219 | 0.96 | 0.014055 | EPA/CAMD | EPA/NEI | 2008
2020 | NV | Clark | 2322 | 14B | GT | OP | CT | NG | 757 | 142024.9688 | 0.96 | 0.013519 | EPA/CAMD | EPA/NEI | 2008
2020 | NV | Clark | 2322 | 15A | GT | OP | CT | NG | 687 | 120967.2109 | 0.83 | 0.013723 | EPA/CAMD | EPA/NEI | 2008
2020 | NV | Clark | 2322 | 15B | GT | OP | CT | NG | 689 | 121814.1953 | 0.83 | 0.013627 | EPA/CAMD | EPA/NEI | 2008
2020 | NV | Clark | 2322 | 16A | GT | OP | CT | NG | 583 | 97670.2031 | 0.66 | 0.013515 | EPA/CAMD | EPA/NEI | 2008
2020 | NV | Clark | 2322 | 16B | GT | OP | CT | NG | 587 | 96755.7969 | 0.66 | 0.013643 | EPA/CAMD | EPA/NEI | 2008
2020 | NV | Clark | 2322 | 17A | GT | OP | CT | NG | 843 | 149423.0938 | 0.99 | 0.013251 | EPA/CAMD | EPA/NEI | 2008
2020 | NV | Clark | 2322 | 17B | GT | OP | CT | NG | 833 | 141243.9688 | 0.99 | 0.014018 | EPA/CAMD | EPA/NEI | 2008
2020 | NV | Clark | 2322 | 18A | GT | OP | CT | NG | 521 | 91447.0859 | 0.62 | 0.01356 | EPA/CAMD | EPA/NEI | 2008
2020 | NV | Clark | 2322 | 18B | GT | OP | CT | NG | 518 | 88774.1406 | 0.62 | 0.013968 | EPA/CAMD | EPA/NEI | 2008
2020 | NV | Clark | 2322 | 19A | GT | OP | CT | NG | 803 | 142394.0625 | 0.99 | 0.013905 | EPA/CAMD | EPA/NEI | 2008
2020 | NV | Clark | 2322 | 19B | GT | OP | CT | NG | 799 | 144766.9844 | 0.99 | 0.013677 | EPA/CAMD | EPA/NEI | 2008
2020 | NV | Clark | 2322 | 20A | GT | OP | CT | NG | 738 | 131645.9531 | 0.91 | 0.013825 | EPA/CAMD | EPA/NEI | 2008
2020 | NV | Clark | 2322 | 20B | GT | OP | CT | NG | 741 | 133535.2812 | 0.91 | 0.013629 | EPA/CAMD | EPA/NEI | 2008
2020 | NV | Clark | 2322 | 21A | GT | OP | CT | NG | 321 | 54868.7695 | 0.38 | 0.013851 | EPA/CAMD | EPA/NEI | 2008
2020 | NV | Clark | 2322 | 21B | GT | OP | CT | NG | 333 | 57253.7656 | 0.38 | 0.013274 | EPA/CAMD | EPA/NEI | 2008
2020 | NV | Clark | 2322 | 22A | GT | OP | CT | NG | 530 | 93869.7578 | 0.64 | 0.013636 | EPA/CAMD | EPA/NEI | 2008
2020 | NV | Clark | 2322 | 22B | GT | OP | CT | NG | 528 | 92856.3125 | 0.64 | 0.013785 | EPA/CAMD | EPA/NEI | 2008
2020 | NV | CM10 | 56944 | PV01 | PV | OP | NA | SUN |  | 192595 |  |  | EIA Prime Mover-level Data
2020 | NV | CM48 | 57205 | PV02 | PV | OP | NA | SUN |  | 146646.6719 |  |  | EIA Prime Mover-level Data
2020 | NV | CM48 | 57205 | PV03 | PV | OP | NA | SUN |  | 183308.3281 |  |  | EIA Prime Mover-level Data
2020 | NV | CM48 | 57205 | PV04 | PV | OP | NA | SUN |  | 183308.3281 |  |  | EIA Prime Mover-level Data
2020 | NV | CM48 | 57205 | PV05 | PV | OP | NA | SUN |  | 183308.3281 |  |  | EIA Prime Mover-level Data
2020 | NV | CM48 | 57205 | PV06 | PV | OP | NA | SUN |  | 183308.3281 |  |  | EIA Prime Mover-level Data
2020 | NV | Copper Mountain Solar 2 | 58017 | PV01 | PV | OP | NA | SUN |  | 635019.375 |  |  | EIA Prime Mover-level Data
2020 | NV | Copper Mountain Solar 2 | 58017 | PV02 | PV | OP | NA | SUN |  | 635019.375 |  |  | EIA Prime Mover-level Data
2020 | NV | Copper Mountain Solar 2 | 58017 | PV03 | PV | OP | NA | SUN |  | 719688.625 |  |  | EIA Prime Mover-level Data
2020 | NV | Copper Mountain Solar 2 | 58017 | PV04 | PV | OP | NA | SUN |  | 635019.375 |  |  | EIA Prime Mover-level Data
2020 | NV | Copper Mountain Solar 2 | 58017 | PV05 | PV | OP | NA | SUN |  | 635019.375 |  |  | EIA Prime Mover-level Data
2020 | NV | Copper Mountain Solar 3 | 58915 | 1 | PV | OP | NA | SUN |  | 562655 |  |  | EIA Prime Mover-level Data
2020 | NV | Copper Mountain Solar 3 | 58915 | 10 | PV | OP | NA | SUN |  | 454452.0938 |  |  | EIA Prime Mover-level Data
2020 | NV | Copper Mountain Solar 3 | 58915 | 2 | PV | OP | NA | SUN |  | 584295.5625 |  |  | EIA Prime Mover-level Data
2020 | NV | Copper Mountain Solar 3 | 58915 | 3 | PV | OP | NA | SUN |  | 562655 |  |  | EIA Prime Mover-level Data
2020 | NV | Copper Mountain Solar 3 | 58915 | 4 | PV | OP | NA | SUN |  | 605936.125 |  |  | EIA Prime Mover-level Data
2020 | NV | Copper Mountain Solar 3 | 58915 | 5 | PV | OP | NA | SUN |  | 541014.4375 |  |  | EIA Prime Mover-level Data
2020 | NV | Copper Mountain Solar 3 | 58915 | 6 | PV | OP | NA | SUN |  | 562655 |  |  | EIA Prime Mover-level Data
2020 | NV | Copper Mountain Solar 3 | 58915 | 7 | PV | OP | NA | SUN |  | 562655 |  |  | EIA Prime Mover-level Data
2020 | NV | Copper Mountain Solar 3 | 58915 | 8 | PV | OP | NA | SUN |  | 562655 |  |  | EIA Prime Mover-level Data
2020 | NV | Copper Mountain Solar 3 | 58915 | 9 | PV | OP | NA | SUN |  | 519373.8438 |  |  | EIA Prime Mover-level Data
2020 | NV | Copper Mountain Solar 4, LLC | 59814 | PV01 | PV | OP | NA | SUN |  | 1298736.625 |  |  | EIA Prime Mover-level Data
2020 | NV | Copper Mountain Solar 4, LLC | 59814 | PV02 | PV | OP | NA | SUN |  | 1048015.3125 |  |  | EIA Prime Mover-level Data
2020 | NV | Copper Mountain Solar 5, LLC | 63504 | CM5-1 | PV | V | NA | SUN
2020 | NV | Crescent Dunes Solar Energy | 57275 | TSE-1 | CP | OP | NA | SUN
2020 | NV | Crescent Valley Solar | 62888 | GEN1 | PV | U | NA | SUN
2020 | NV | Desert Peak Power Plant | 10018 | GEN1 | ST | RE | NA | GEO
2020 | NV | Desert Peak Power Plant | 10018 | GEN2 | BT | OP | NA | GEO |  | 477613.8438 |  |  | EIA Prime Mover-level Data
2020 | NV | Desert Peak Power Plant | 10018 | OEC2 | BT | OP | NA | GEO |  | 350250.1562 |  |  | EIA Prime Mover-level Data
2020 | NV | Desert Star Energy Center | 55077 | EDE1 | CT | OP | CC | NG | 2974 | 3999165.25 | 9.25 | 0.004626 | EPA/CAMD | EPA/NEI | 2000
2020 | NV | Desert Star Energy Center | 55077 | EDE2 | CT | OP | CC | NG | 2986 | 4027501.5 | 9.31 | 0.0046232 | EPA/CAMD | EPA/NEI | 2000
2020 | NV | Dignity - San Martin | 61862 | PV1 | PV | OP | NA | SUN |  | 31627 |  |  | EIA Prime Mover-level Data
2020 | NV | Dignity - Siena Campus | 61825 | PV1 | PV | OP | NA | SUN |  | 25635 |  |  | EIA Prime Mover-level Data
2020 | NV | Dixie Valley Power Partnership | 10681 | GEN1 | ST | CN | NA | GEO
2020 | NV | Dodge Flat | 63913 | DODGB | BA | L | NA | MWH
2020 | NV | Dodge Flat | 63913 | DODGE | PV | L | NA | SUN
2020 | NV | Don A Campbell 1 Geothermal | 58533 | 1 | BT | OP | NA | GEO |  | 1134955 |  |  | EIA Prime Mover-level Data
2020 | NV | Don A Campbell 2 Geothermal | 60419 | DAC2G | BT | OP | NA | GEO |  | 1075773 |  |  | EIA Prime Mover-level Data
2020 | NV | Dry Lake Solar Energy Center | 63933 | DLES1 | BA | L | NA | MWH
2020 | NV | Dry Lake Solar Energy Center | 63933 | DLPV1 | PV | L | NA | SUN
2020 | NV | Eagle Shadow Mountain Solar Farm | 61852 | ESMSF | PV | U | NA | SUN
2020 | NV | EGP Stillwater Solar PV II, LLC | 61809 | STWII | PV | OP | NA | SUN |  | 81449 |  |  | EIA Prime Mover-level Data
2020 | NV | Ely Energy Center | 56642 | 1 | ST | CN | NA | SUB
2020 | NV | Ely Energy Center | 56642 | 2 | ST | CN | NA | SUB
2020 | NV | Empire | 50760 | OE11 | ST | RE | NA | GEO
2020 | NV | Empire | 50760 | OE12 | ST | RE | NA | GEO
2020 | NV | Empire | 50760 | OE13 | ST | RE | NA | GEO
2020 | NV | Empire | 50760 | OE14 | ST | RE | NA | GEO
2020 | NV | ENEL Salt Wells LLC | 57213 | 101 | BT | OP | NA | GEO |  | 172705.5 |  |  | EIA Prime Mover-level Data
2020 | NV | ENEL Salt Wells LLC | 57213 | 201 | BT | OP | NA | GEO |  | 172705.5 |  |  | EIA Prime Mover-level Data
2020 | NV | Fallon | 6511 | 1 | IC | RE | NA | DFO
2020 | NV | Fish Springs | 64148 | FISH | PV | L | NA | SUN
2020 | NV | Fish Springs | 64148 | FISHB | BA | U | NA | MWH
2020 | NV | Fleish | 6513 | 1 | HY | OP | NA | WAT |  | 162081 |  |  | EIA Prime Mover-level Data
2020 | NV | Fort Churchill | 2330 | 1 | ST | OP | WALL | NG | 5945 | 3160544.75 | 11.8521 | 0.0075 | EPA/CAMD | EPA/NEI | 1968
2020 | NV | Fort Churchill | 2330 | 2 | ST | OP | WALL | NG | 8119 | 4094051 | 15.3527 | 0.0075 | EPA/CAMD | EPA/NEI | 1971
2020 | NV | Ft. Churchill PV | 59472 | NVC7 | PV | OP | NA | SUN |  | 321530 |  |  | EIA Prime Mover-level Data
2020 | NV | Gabbs | 6514 | 1 | IC | RE | NA | DFO
2020 | NV | Gabbs | 6514 | 2 | IC | RE | NA | DFO
2020 | NV | Galena 2 Geothermal Power Plant | 56540 | GEN1 | BT | OP | NA | GEO |  | 281535 |  |  | EIA Prime Mover-level Data
2020 | NV | Galena 3 Geothermal Power Plant | 56541 | GEN1 | BT | OP | NA | GEO |  | 453831.5 |  |  | EIA Prime Mover-level Data
2020 | NV | Galena 3 Geothermal Power Plant | 56541 | GEN2 | BT | OP | NA | GEO |  | 453831.5 |  |  | EIA Prime Mover-level Data
2020 | NV | Gemini Solar | 63352 | ARBE1 | PV | U | NA | SUN
2020 | NV | Gemini Solar | 63352 | ARPV1 | BA | U | NA | MWH
2020 | NV | Goodsprings Waste Heat Recovery | 57684 | HR1 | ST | OP | NA | WH |  | 226389 |  |  | EIA Prime Mover-level Data
2020 | NV | Harry Allen | 7082 | **3 | GT | OP | CT | NG | 1341 | 796243.3125 | 4.09 | 0.010273 | EPA/CAMD | EPA/NEI | 1995
2020 | NV | Harry Allen | 7082 | **4 | GT | OP | CT | NG | 1593 | 1005461 | 5.52 | 0.01098 | EPA/CAMD | EPA/NEI | 2006
2020 | NV | Harry Allen | 7082 | **5 | CT | OP | CC | NG | 8129 | 11642929 | 36.5 | 0.0062699 | EPA/CAMD | EPA/NEI | 2011
2020 | NV | Harry Allen | 7082 | **6 | CT | OP | CC | NG | 8379 | 12012803 | 37.66 | 0.00627 | EPA/CAMD | EPA/NEI | 2011
2020 | NV | Harry Allen Solar Energy LLC | 63080 | GEN1 | PV | U | NA | SUN
2020 | NV | Hoover Dam (NV) | 154 | N0 | HY | OP | NA | WAT |  | 37821.3672 |  |  | EIA Prime Mover-level Data
2020 | NV | Hoover Dam (NV) | 154 | N1 | HY | OP | NA | WAT |  | 2048657.375 |  |  | EIA Prime Mover-level Data
2020 | NV | Hoover Dam (NV) | 154 | N2 | HY | OP | NA | WAT |  | 2048657.375 |  |  | EIA Prime Mover-level Data
2020 | NV | Hoover Dam (NV) | 154 | N3 | HY | OP | NA | WAT |  | 2048657.375 |  |  | EIA Prime Mover-level Data
2020 | NV | Hoover Dam (NV) | 154 | N4 | HY | OP | NA | WAT |  | 2048657.375 |  |  | EIA Prime Mover-level Data
2020 | NV | Hoover Dam (NV) | 154 | N5 | HY | OP | NA | WAT |  | 2048657.375 |  |  | EIA Prime Mover-level Data
2020 | NV | Hoover Dam (NV) | 154 | N6 | HY | OP | NA | WAT |  | 2048657.375 |  |  | EIA Prime Mover-level Data
2020 | NV | Hoover Dam (NV) | 154 | N7 | HY | OP | NA | WAT |  | 2001380.75 |  |  | EIA Prime Mover-level Data
2020 | NV | Hoover Dam (NV) | 154 | N8 | HY | OP | NA | WAT |  | 2048657.375 |  |  | EIA Prime Mover-level Data
2020 | NV | IKEA Las Vegas 462 | 61193 | PV | PV | OP | NA | SUN |  | 15448 |  |  | EIA Prime Mover-level Data
2020 | NV | Jersey Valley Geothermal Power Plant | 57376 | OEC 1 | BT | OP | NA | GEO |  | 397331.0625 |  |  | EIA Prime Mover-level Data
2020 | NV | Jersey Valley Geothermal Power Plant | 57376 | OEC 2 | BT | OP | NA | GEO |  | 186248.9375 |  |  | EIA Prime Mover-level Data
2020 | NV | Lahontan | 6521 | 1 | HY | OP | NA | WAT |  | 14244.333 |  |  | EIA Prime Mover-level Data
2020 | NV | Lahontan | 6521 | 2 | HY | OP | NA | WAT |  | 14244.333 |  |  | EIA Prime Mover-level Data
2020 | NV | Lahontan | 6521 | 3 | HY | OP | NA | WAT |  | 14244.333 |  |  | EIA Prime Mover-level Data
2020 | NV | Lahontan | 6521 | IC1 | IC | RE | NA | DFO
2020 | NV | Lahontan | 6521 | IC2 | IC | RE | NA | DFO
2020 | NV | Las Vegas Generating Station | 10761 | 1 | CT | OP | CC | NG | 1810 | 609491.375 | 1.12 | 0.0036752 | EPA/CAMD | EPA/NEI | 1994
2020 | NV | Las Vegas Generating Station | 10761 | 2 | CT | OP | CC | NG | 2221 | 556163.125 | 1.45 | 0.0052143 | EPA/CAMD | EPA/NEI | 2002
2020 | NV | Las Vegas Generating Station | 10761 | 3 | CT | OP | CC | NG | 2158 | 510068.4375 | 1.33 | 0.005215 | EPA/CAMD | EPA/NEI | 2002
2020 | NV | Las Vegas Generating Station | 10761 | 4 | CT | OP | CC | NG | 2307 | 578208.125 | 1.51 | 0.005223 | EPA/CAMD | EPA/NEI | 2002
2020 | NV | Las Vegas Generating Station | 10761 | 5 | CT | OP | CC | NG | 2316 | 565264.875 | 1.47 | 0.0052011 | EPA/CAMD | EPA/NEI | 2002
2020 | NV | Las Vegas WPCF Solar Plant | 58477 | 1 | PV | OP | NA | SUN |  | 57717 |  |  | EIA Prime Mover-level Data
2020 | NV | Lovelock Solar | 62934 | GEN1 | PV | U | NA | SUN
2020 | NV | Luning Energy | 61084 | LNING | PV | OP | NA | SUN |  | 1208779 |  |  | EIA Prime Mover-level Data
2020 | NV | McGinness Hills | 57446 | 1 | BT | OP | NA | GEO |  | 1262204.625 |  |  | EIA Prime Mover-level Data
2020 | NV | McGinness Hills | 57446 | 2 | BT | OP | NA | GEO |  | 1262204.625 |  |  | EIA Prime Mover-level Data
2020 | NV | McGinness Hills | 57446 | 3 | BT | OP | NA | GEO |  | 757322.75 |  |  | EIA Prime Mover-level Data
2020 | NV | McGinness Hills | 57446 | OEC21 | BT | OP | NA | GEO |  | 1135984.125 |  |  | EIA Prime Mover-level Data
2020 | NV | McGinness Hills | 57446 | OEC22 | BT | OP | NA | GEO |  | 1135984.125 |  |  | EIA Prime Mover-level Data
2020 | NV | McGinness Hills | 57446 | OEC23 | BT | OP | NA | GEO |  | 757322.75 |  |  | EIA Prime Mover-level Data
2020 | NV | McGinness Hills 3 | 61912 | G1A | BT | T | NA | GEO
2020 | NV | McGinness Hills 3 | 61912 | OEC31 | BT | OP | NA | GEO |  | 1969279.5 |  |  | EIA Prime Mover-level Data
2020 | NV | McGinness Hills 3 | 61912 | OEC32 | BT | OP | NA | GEO |  | 1969279.5 |  |  | EIA Prime Mover-level Data
2020 | NV | Moapa Paiute Energy Center | 55642 | CTG1 | CT | CN | NA | NG
2020 | NV | Moapa Paiute Energy Center | 55642 | CTG2 | CT | CN | NA | NG
2020 | NV | Moapa Paiute Energy Center | 55642 | CTG3 | CT | CN | NA | NG
2020 | NV | Moapa Paiute Energy Center | 55642 | STG1 | CA | CN | NA | NG
2020 | NV | Moapa Southern Paiute | 57859 | 1 | PV | OP | NA | SUN |  | 5528220 |  |  | EIA Prime Mover-level Data
2020 | NV | Mohave | 2341 | 1 | ST | RE | TANGENTIAL | SUB
2020 | NV | Mohave | 2341 | 2 | ST | RE | TANGENTIAL | SUB
2020 | NV | Mountain View Solar | 58544 | 1 | PV | OP | NA | SUN |  | 483586 |  |  | EIA Prime Mover-level Data
2020 | NV | Nellis Air Force Base Solar Array | 56568 | NS1 | PV | OP | NA | SUN |  | 76638.1016 |  |  | EIA Prime Mover-level Data
2020 | NV | Nellis Air Force Base Solar Array | 56568 | NS2 | PV | OP | NA | SUN |  | 81330.2266 |  |  | EIA Prime Mover-level Data
2020 | NV | Nellis Air Force Base Solar Array | 56568 | NS3 | PV | OP | NA | SUN |  | 60997.6719 |  |  | EIA Prime Mover-level Data
2020 | NV | Nellis Solar PV II | 59919 | NSPV2 | PV | OP | NA | SUN |  | 351693 |  |  | EIA Prime Mover-level Data
2020 | NV | Nevada Cogen Assoc#1 GarnetVly | 54350 | AUX | CA | OP | NA | NG |  | 851068.4375 | 0.17958 | 0.000422 | EIA Unit-level Data | Estimated using an emission factor
2020 | NV | Nevada Cogen Assoc#1 GarnetVly | 54350 | GTA | CT |  | NA | NG |  | 1945523.375 | 6.0129 | 0.0061813 | EIA Unit-level Data | NEI avg EF - PM, fuel type
2020 | NV | Nevada Cogen Assoc#1 GarnetVly | 54350 | GTB | CT |  | NA | NG |  | 1957390.5 | 6.0496 | 0.0061813 | EIA Unit-level Data | NEI avg EF - PM, fuel type
2020 | NV | Nevada Cogen Assoc#1 GarnetVly | 54350 | GTC | CT |  | NA | NG |  | 1962676.875 | 6.0659 | 0.0061813 | EIA Unit-level Data | NEI avg EF - PM, fuel type
2020 | NV | Nevada Cogen Associates 2 Black Mountain | 54349 | AUX | CA | OP | NA | NG |  | 1154810.25 | 0.24366 | 0.000422 | EIA Unit-level Data | Estimated using an emission factor
2020 | NV | Nevada Cogen Associates 2 Black Mountain | 54349 | GTA | CT |  | NA | NG |  | 1776949.375 | 5.4919 | 0.0061813 | EIA Unit-level Data | NEI avg EF - PM, fuel type
2020 | NV | Nevada Cogen Associates 2 Black Mountain | 54349 | GTB | CT |  | NA | NG |  | 1714149.125 | 5.2978 | 0.0061813 | EIA Unit-level Data | NEI avg EF - PM, fuel type
2020 | NV | Nevada Cogen Associates 2 Black Mountain | 54349 | GTC | CT |  | NA | NG |  | 1699883.625 | 5.2537 | 0.0061813 | EIA Unit-level Data | NEI avg EF - PM, fuel type
2020 | NV | Nevada Solar One | 56405 | HI | ST | OP | NA | NG |  | 29511.752 | 0.10956 | 0.0074247 | EIA Unit-level Data | NEI avg EF - PM, fuel type
2020 | NV | New Lahontan | 50261 | GEN1 | HY | OP | NA | WAT |  | 122377 |  |  | EIA Prime Mover-level Data
2020 | NV | NGP Blue Mountain I LLC | 56982 | BM1 | BT | OP | NA | GEO |  | 635422.6875 |  |  | EIA Prime Mover-level Data
2020 | NV | NGP Blue Mountain I LLC | 56982 | BM2 | BT | OP | NA | GEO |  | 635422.6875 |  |  | EIA Prime Mover-level Data
2020 | NV | NGP Blue Mountain I LLC | 56982 | BM3 | BT | OP | NA | GEO |  | 635422.6875 |  |  | EIA Prime Mover-level Data
2020 | NV | North Valley | 63491 | OEC1 | BT | L | NA | GEO
2020 | NV | North Valmy | 8224 | 1 | ST | OP | WALL | SUB | 3707 | 4231094 | 17.7072 | 0.00837 | EPA/CAMD | EPA/NEI | 1981
2020 | NV | North Valmy | 8224 | 2 | ST | OP | WALL | SUB | 4361 | 6167956.5 | 25.8129 | 0.00837 | EPA/CAMD | EPA/NEI | 1985
2020 | NV | NVSS-II | 62636 | NVSS2 | PV | OP | NA | SUN |  | 287597 |  |  | EIA Prime Mover-level Data
2020 | NV | Patua Acquisition Project, LLC | 58319 | 1 | BT | OP | NA | GEO |  | 347244.6562 |  |  | EIA Prime Mover-level Data
2020 | NV | Patua Acquisition Project, LLC | 58319 | 3 | BT | OP | NA | GEO |  | 347244.6562 |  |  | EIA Prime Mover-level Data
2020 | NV | Patua Acquisition Project, LLC | 58319 | 5 | BT | OP | NA | GEO |  | 347244.6562 |  |  | EIA Prime Mover-level Data
2020 | NV | Patua Acquisition Project, LLC | 58319 | PV-01 | PV | OP | NA | SUN |  | 237968 |  |  | EIA Prime Mover-level Data
2020 | NV | Playa Solar 1, LLC | 59827 | GEN01 | PV | OP | NA | SUN |  | 1855490 |  |  | EIA Prime Mover-level Data
2020 | NV | Playa Solar 2 | 60261 | GEN1 | PV | OP | NA | SUN |  | 2539915 |  |  | EIA Prime Mover-level Data
2020 | NV | Reid Gardner | 2324 | 1 | ST | RE | WALL | BIT
2020 | NV | Reid Gardner | 2324 | 2 | ST | RE | WALL | BIT
2020 | NV | Reid Gardner | 2324 | 3 | ST | RE | WALL | BIT
2020 | NV | Reid Gardner | 2324 | 4 | ST | RE | WALL | BIT
2020 | NV | Republic Services Renewable Energy, LLC | 60792 | GT1 | GT | OP | NA | LFG |  | 272852 | 2.9468 | 0.0216 | EIA Prime Mover-level Data | Estimated using an emission factor
2020 | NV | Republic Services Renewable Energy, LLC | 60792 | GT2 | GT | OP | NA | LFG |  | 272852 | 2.9468 | 0.0216 | EIA Prime Mover-level Data | Estimated using an emission factor
2020 | NV | Richard Burdette Geothermal | 56321 | 1 | BT | OP | NA | GEO |  | 543912.5 |  |  | EIA Prime Mover-level Data
2020 | NV | Richard Burdette Geothermal | 56321 | OEC2 | BT | OP | NA | GEO |  | 543912.5 |  |  | EIA Prime Mover-level Data
2020 | NV | River Mountains Solar | 59747 | 1 | PV | OP | NA | SUN |  | 302406 |  |  | EIA Prime Mover-level Data
2020 | NV | Rough Hat | 63782 | RH1 | PV | P | NA | SUN
2020 | NV | Rough Hat 2 | 63783 | RH2 | PV | P | NA | SUN
2020 | NV | Saguaro Power | 54271 | CTG1 | CT |  | NA | NG |  | 3399323.25 | 10.5061 | 0.0061813 | EIA Unit-level Data | NEI avg EF - PM, fuel type
2020 | NV | Saguaro Power | 54271 | CTG2 | CT |  | NA | NG |  | 3510090 | 10.8484 | 0.0061813 | EIA Unit-level Data | NEI avg EF - PM, fuel type
2020 | NV | Saguaro Power | 54271 | HRSG1 | CA | OP | NA | NG |  | 0 | 0 |  | EIA Unit-level Data | Estimated using an emission factor
2020 | NV | Saguaro Power | 54271 | HRSG2 | CA | OP | NA | NG |  | 0 | 0 |  | EIA Unit-level Data | Estimated using an emission factor
2020 | NV | San Emidio | 57456 | SE-U1 | ST | OP | NA | GEO |  | 780052 |  |  | EIA Prime Mover-level Data
2020 | NV | Searchlight Solar | 59404 | 1 | PV | OP | NA | SUN |  | 397469 |  |  | EIA Prime Mover-level Data
2020 | NV | Silver State Solar Power North | 57442 | 56188 | PV | OP | NA | SUN |  | 1038409 |  |  | EIA Prime Mover-level Data
2020 | NV | Silver State Solar Power South | 58644 | BLK1 | PV | OP | NA | SUN |  | 605465.25 |  |  | EIA Prime Mover-level Data
2020 | NV | Silver State Solar Power South | 58644 | BLK2 | PV | OP | NA | SUN |  | 639866.6875 |  |  | EIA Prime Mover-level Data
2020 | NV | Silver State Solar Power South | 58644 | BLK3 | PV | OP | NA | SUN |  | 853155.625 |  |  | EIA Prime Mover-level Data
2020 | NV | Silver State Solar Power South | 58644 | BLK4 | PV | OP | NA | SUN |  | 818754.1875 |  |  | EIA Prime Mover-level Data
2020 | NV | Silver State Solar Power South | 58644 | BLK5 | PV | OP | NA | SUN |  | 802700.1875 |  |  | EIA Prime Mover-level Data
2020 | NV | Silver State Solar Power South | 58644 | BLK6 | PV | OP | NA | SUN |  | 839395.0625 |  |  | EIA Prime Mover-level Data
2020 | NV | Silver State Solar Power South | 58644 | BLK7 | PV | OP | NA | SUN |  | 802700.1875 |  |  | EIA Prime Mover-level Data
2020 | NV | Silver State Solar Power South | 58644 | BLK8 | PV | OP | NA | SUN |  | 603171.875 |  |  | EIA Prime Mover-level Data
2020 | NV | Silverhawk | 55841 | A01 | CT | OP | CC | NG | 6885 | 9877869 | 43.14 | 0.0087347 | EPA/CAMD | EPA/NEI | 2004
2020 | NV | Silverhawk | 55841 | A03 | CT | OP | CC | NG | 6992 | 9896148 | 43.22 | 0.0087347 | EPA/CAMD | EPA/NEI | 2004
2020 | NV | Snow Mountain Solar, LLC | 59935 | GEN01 | PV | CN | NA | SUN
2020 | NV | Soda Lake 3 | 63365 | SL3 | BT | OP | NA | GEO
2020 | NV | Soda Lake Geothermal No I II | 52174 | OE11 | ST | RE | NA | GEO
2020 | NV | Soda Lake Geothermal No I II | 52174 | OE12 | ST | RE | NA | GEO
2020 | NV | Soda Lake Geothermal No I II | 52174 | OE13 | ST | RE | NA | GEO
2020 | NV | Soda Lake Geothermal No I II | 52174 | OE21 | ST | RE | NA | GEO
2020 | NV | Soda Lake Geothermal No I II | 52174 | OEC1 | ST | RE | NA | GEO
2020 | NV | Soda Lake Geothermal No I II | 52174 | OEC2 | ST | RE | NA | GEO
2020 | NV | Soda Lake Geothermal No I II | 52174 | OEC3 | ST | RE | NA | GEO
2020 | NV | Soda Lake Geothermal No I II | 52174 | OEC4 | ST | SB | NA | GEO
2020 | NV | Soda Lake Geothermal No I II | 52174 | OEC5 | ST | SB | NA | GEO
2020 | NV | Soda Lake Geothermal No I II | 52174 | OEC6 | ST | SB | NA | GEO
2020 | NV | Solar Las Vegas MB 2, LLC | 60350 | LVMB2 | PV | OP | NA | SUN |  | 14652 |  |  | EIA Prime Mover-level Data
2020 | NV | Solar Las Vegas MB-1 | 59430 | MB-1 | PV | OP | NA | SUN |  | 77107 |  |  | EIA Prime Mover-level Data
2020 | NV | Southern Bighorn Solar Hybrid | 63113 | BESS | BA | P | NA | MWH
2020 | NV | Southern Bighorn Solar Hybrid | 63113 | SBS | PV | P | NA | SUN
2020 | NV | Spectrum Solar PV Power Project | 58490 | 1 | PV | OP | NA | SUN |  | 743933 |  |  | EIA Prime Mover-level Data
2020 | NV | Spring Valley Wind Project | 57192 | WTG | WT | OP | NA | WND |  | 2570410 |  |  | EIA Prime Mover-level Data
2020 | NV | Steamboat 1 | 50763 | OE11 | BT | RE | NA | GEO
2020 | NV | Steamboat 1 | 50763 | OE12 | BT | RE | NA | GEO
2020 | NV | Steamboat 1 | 50763 | OE13 | BT | RE | NA | GEO
2020 | NV | Steamboat 1 | 50763 | OE14 | BT | RE | NA | GEO
2020 | NV | Steamboat 1 | 50763 | OE21 | BT | RE | NA | GEO
2020 | NV | Steamboat 1 | 50763 | OE22 | BT | RE | NA | GEO
2020 | NV | Steamboat 1 | 50763 | OE23 | BT | RE | NA | GEO
2020 | NV | Steamboat 1A Power Plant | 52138 | DE31 | BT | RE | NA | GEO
2020 | NV | Steamboat 1A Power Plant | 52138 | DE32 | BT | RE | NA | GEO
2020 | NV | Steamboat Hills LP | 50654 | GEN1 | ST | RE | NA | GEO |  | 312706 |  |  | EIA Prime Mover-level Data
2020 | NV | Steamboat Hills LP | 50654 | OEC41 | BT | RE | NA | GEO |  | 139073.5 |  |  | EIA Prime Mover-level Data
2020 | NV | Steamboat Hills LP | 50654 | OEC51 | BT | OP | NA | GEO |  | 649852.5625 |  |  | EIA Prime Mover-level Data
2020 | NV | Steamboat Hills LP | 50654 | OEC52 | BT | OP | NA | GEO |  | 149187.9375 |  |  | EIA Prime Mover-level Data
2020 | NV | Steamboat II | 54665 | T201 | BT | OP | NA | GEO |  | 216153.5 |  |  | EIA Prime Mover-level Data
2020 | NV | Steamboat II | 54665 | T202 | BT | OP | NA | GEO |  | 216153.5 |  |  | EIA Prime Mover-level Data
2020 | NV | Steamboat III | 54666 | T301 | BT | OP | NA | GEO |  | 251110 |  |  | EIA Prime Mover-level Data
2020 | NV | Steamboat III | 54666 | T302 | BT | OP | NA | GEO |  | 251110 |  |  | EIA Prime Mover-level Data
2020 | NV | Stillwater Facility | 50765 | 1899-12-31 | PV | OP | NA | SUN |  | 332304 |  |  | EIA Prime Mover-level Data
2020 | NV | Stillwater Facility | 50765 | 2022-01-01 | BT | OP | NA | GEO |  | 45262.5 |  |  | EIA Prime Mover-level Data
2020 | NV | Stillwater Facility | 50765 | 2022-01-02 | BT | OP | NA | GEO |  | 45262.5 |  |  | EIA Prime Mover-level Data
2020 | NV | Stillwater Facility | 50765 | 2022-02-01 | BT | OP | NA | GEO |  | 45262.5 |  |  | EIA Prime Mover-level Data
2020 | NV | Stillwater Facility | 50765 | 2022-02-02 | BT | OP | NA | GEO |  | 45262.5 |  |  | EIA Prime Mover-level Data
2020 | NV | Stillwater Facility | 50765 | OE11 | BT | RE | NA | GEO
2020 | NV | Stillwater Facility | 50765 | OE12 | BT | RE | NA | GEO
2020 | NV | Stillwater Facility | 50765 | OE13 | BT | RE | NA | GEO
2020 | NV | Stillwater Facility | 50765 | OE14 | BT | RE | NA | GEO
2020 | NV | Stillwater Facility | 50765 | OE15 | BT | RE | NA | GEO
2020 | NV | Stillwater Facility | 50765 | OE16 | BT | RE | NA | GEO
2020 | NV | Stillwater Facility | 50765 | OE17 | BT | RE | NA | GEO
2020 | NV | Stillwater Facility | 50765 | OE21 | BT | RE | NA | GEO
2020 | NV | Stillwater Facility | 50765 | OE22 | BT | RE | NA | GEO
2020 | NV | Stillwater Facility | 50765 | OE23 | BT | RE | NA | GEO
2020 | NV | Stillwater Facility | 50765 | OE24 | BT | RE | NA | GEO
2020 | NV | Stillwater Facility | 50765 | OE25 | BT | RE | NA | GEO
2020 | NV | Stillwater Facility | 50765 | OE26 | BT | RE | NA | GEO
2020 | NV | Stillwater Facility | 50765 | OE27 | BT | RE | NA | GEO
2020 | NV | Sun Peak Generating Station | 54854 | 3 | GT | OP | CT | NG | 940 | 664216.1875 | 1.77 | 0.0053296 | EPA/CAMD | EPA/NEI | 1991
2020 | NV | Sun Peak Generating Station | 54854 | 4 | GT | OP | CT | NG | 643 | 442727.5938 | 1.18 | 0.0053306 | EPA/CAMD | EPA/NEI | 1991
2020 | NV | Sun Peak Generating Station | 54854 | 5 | GT | OP | CT | NG | 635 | 422459.0312 | 1.12 | 0.0053023 | EPA/CAMD | EPA/NEI | 1991
2020 | NV | Sunrise | 2326 | 1 | ST | RE | NA | NG
2020 | NV | Sunrise | 2326 | 2 | GT | RE | NA | NG
2020 | NV | Sunshine Valley Solar | 59826 | GEN01 | PV | OP | NA | SUN |  | 1674257 |  |  | EIA Prime Mover-level Data
2020 | NV | Techren Solar I LLC | 61611 | TECH1 | PV | OP | NA | SUN |  | 2204806 |  |  | EIA Prime Mover-level Data
2020 | NV | Techren Solar II LLC | 61930 | TECH2 | PV | OP | NA | SUN |  | 4627925 |  |  | EIA Prime Mover-level Data
2020 | NV | Techren Solar III LLC | 61931 | TECH3 | PV | OP | NA | SUN |  | 112373 |  |  | EIA Prime Mover-level Data
2020 | NV | Techren Solar IV LLC | 61932 | TECH4 | PV | OP | NA | SUN |  | 114269 |  |  | EIA Prime Mover-level Data
2020 | NV | Techren Solar V | 62440 | TECH5 | PV | OP | NA | SUN |  | 52313 |  |  | EIA Prime Mover-level Data
2020 | NV | Terra-Gen Dixie Valley | 52015 | GEN1 | ST | OP | NA | GEO |  | 4230562 |  |  | EIA Prime Mover-level Data
2020 | NV | Terra-Gen Dixie Valley | 52015 | GEN2 | BT | OP | NA | GEO |  | 191514 |  |  | EIA Prime Mover-level Data
2020 | NV | Tesla Reno GigaFactory | 64098 | 1 | PV | OP | NA | SUN |  | 5501.333 |  |  | EIA Prime Mover-level Data
2020 | NV | Tesla Reno GigaFactory | 64098 | 2 | PV | OP | NA | SUN |  | 6876.667 |  |  | EIA Prime Mover-level Data
2020 | NV | Tesla Reno GigaFactory | 64098 | 3 | PV | V | NA | SUN
2020 | NV | Tesla Reno GigaFactory | 64098 | 4 | PV | L | NA | SUN
2020 | NV | Tesla Reno GigaFactory | 64098 | 5 | PV | L | NA | SUN
2020 | NV | Townsite Solar Project Hybrid | 60654 | GEN01 | PV | T | NA | SUN
2020 | NV | Townsite Solar Project Hybrid | 60654 | GEN02 | BA | T | NA | MWH
2020 | NV | Tracy | 2336 | 3 | ST | OP | WALL | NG | 6614 | 3225441 | 11.5632 | 0.00717 | EPA/CAMD | EPA/NEI | 1974
2020 | NV | Tracy | 2336 | 4 | GT | OP | CT | NG | 2102 | 1209467.5 | 3.9114 | 0.006468 | EPA/CAMD | EPA/NEI | 1994
2020 | NV | Tracy | 2336 | 5 | GT | OP | CT | NG | 2349 | 1389859.75 | 4.4949 | 0.0064682 | EPA/CAMD | EPA/NEI | 1994
2020 | NV | Tracy | 2336 | 6 | CT | OP | CC | NG | 6490 | 3836178.25 | 12.4714 | 0.006502 | EPA/CAMD | EPA/NEI | 1996
2020 | NV | Tracy | 2336 | 8 | CT | OP | CC | NG | 8708 | 14032008 | 45.5022 | 0.0064855 | EPA/CAMD | EPA/NEI | 2008
2020 | NV | Tracy | 2336 | 9 | CT | OP | CC | NG | 8357 | 13678503 | 44.3599 | 0.0064861 | EPA/CAMD | EPA/NEI | 2008
2020 | NV | TS Power Plant | 56224 | 1 | ST | OP | WALL | SUB | 8392 | 11928645 | 35.3386 | 0.005925 | EPA/CAMD | EPA/NEI | 2008
2020 | NV | Tungsten Mountain | 60785 | TMSOL | PV | OP | NA | SUN |  | 151993 |  |  | EIA Prime Mover-level Data
2020 | NV | Tungsten Mountain | 60785 | UNIT1 | BT | OP | NA | GEO |  | 2116899 |  |  | EIA Prime Mover-level Data
2020 | NV | Turquoise Liberty Solar | 62980 | PV | PV | OP | NA | SUN |  | 141998 |  |  | EIA Prime Mover-level Data
2020 | NV | Turquoise Nevada, LLC | 63906 | 142 | PV | OP | NA | SUN |  | 53656 |  |  | EIA Prime Mover-level Data
2020 | NV | Tuscarora Geothermal Power Plant | 57451 | G9200 | BT | OP | NA | GEO |  | 603723.5 |  |  | EIA Prime Mover-level Data
2020 | NV | Tuscarora Geothermal Power Plant | 57451 | G9250 | BT | OP | NA | GEO |  | 603723.5 |  |  | EIA Prime Mover-level Data
2020 | NV | Valley Road | 6530 | 1 | IC | RE | NA | DFO
2020 | NV | Valley Road | 6530 | 2 | IC | RE | NA | DFO
2020 | NV | Valley Road | 6530 | 3 | IC | RE | NA | DFO
2020 | NV | Verdi | 6531 | 1 | HY | OP | NA | WAT |  | 138333 |  |  | EIA Prime Mover-level Data
2020 | NV | Walter M. Higgins III Generating Station | 55687 | BHG1 | CT | OP | CC | NG | 4716 | 7329192.5 | 30.21 | 0.0082437 | EPA/CAMD | EPA/NEI | 2003
2020 | NV | Walter M. Higgins III Generating Station | 55687 | BHG2 | CT | OP | CC | NG | 4182 | 6151301.5 | 25.36 | 0.0082454 | EPA/CAMD | EPA/NEI | 2003
2020 | NV | Washoe | 6532 | 1 | HY | OP | NA | WAT |  | 14181.5 |  |  | EIA Prime Mover-level Data
2020 | NV | Washoe | 6532 | 2 | HY | OP | NA | WAT |  | 14181.5 |  |  | EIA Prime Mover-level Data
2020 | NV | Waste Management Lockwood LFGTE | 57166 | GEN1 | IC | OP | NA | LFG |  | 131137.5 | 0.96386 | 0.0147 | EIA Prime Mover-level Data | Estimated using an emission factor
2020 | NV | Waste Management Lockwood LFGTE | 57166 | GEN2 | IC | OP | NA | LFG |  | 131137.5 | 0.96386 | 0.0147 | EIA Prime Mover-level Data | Estimated using an emission factor
2020 | NV | Western 102 Power Plant | 56500 | A101 | IC | OP | NA | NG |  | 204146 | 0.043075 | 0.000422 | EIA Prime Mover-level Data | Estimated using an emission factor
2020 | NV | Western 102 Power Plant | 56500 | B102 | IC | OP | NA | NG |  | 204146 | 0.043075 | 0.000422 | EIA Prime Mover-level Data | Estimated using an emission factor
2020 | NV | Western 102 Power Plant | 56500 | B202 | IC | OP | NA | NG |  | 204146 | 0.043075 | 0.000422 | EIA Prime Mover-level Data | Estimated using an emission factor
2020 | NV | Western 102 Power Plant | 56500 | C102 | IC | OP | NA | NG |  | 204146 | 0.043075 | 0.000422 | EIA Prime Mover-level Data | Estimated using an emission factor
2020 | NV | Western 102 Power Plant | 56500 | C202 | IC | OP | NA | NG |  | 204146 | 0.043075 | 0.000422 | EIA Prime Mover-level Data | Estimated using an emission factor
2020 | NV | Western 102 Power Plant | 56500 | D101 | IC | OP | NA | NG |  | 204146 | 0.043075 | 0.000422 | EIA Prime Mover-level Data | Estimated using an emission factor
2020 | NV | Western 102 Power Plant | 56500 | E102 | IC | OP | NA | NG |  | 204146 | 0.043075 | 0.000422 | EIA Prime Mover-level Data | Estimated using an emission factor
2020 | NV | Western 102 Power Plant | 56500 | E202 | IC | OP | NA | NG |  | 204146 | 0.043075 | 0.000422 | EIA Prime Mover-level Data | Estimated using an emission factor
2020 | NV | Western 102 Power Plant | 56500 | F102 | IC | OP | NA | NG |  | 204146 | 0.043075 | 0.000422 | EIA Prime Mover-level Data | Estimated using an emission factor
2020 | NV | Western 102 Power Plant | 56500 | F202 | IC | OP | NA | NG |  | 204146 | 0.043075 | 0.000422 | EIA Prime Mover-level Data | Estimated using an emission factor
2020 | NV | Western 102 Power Plant | 56500 | G102 | IC | OP | NA | NG |  | 204146 | 0.043075 | 0.000422 | EIA Prime Mover-level Data | Estimated using an emission factor
2020 | NV | Western 102 Power Plant | 56500 | G202 | IC | OP | NA | NG |  | 204146 | 0.043075 | 0.000422 | EIA Prime Mover-level Data | Estimated using an emission factor
2020 | NV | Western 102 Power Plant | 56500 | H102 | IC | OP | NA | NG |  | 204146 | 0.043075 | 0.000422 | EIA Prime Mover-level Data | Estimated using an emission factor
2020 | NV | Western 102 Power Plant | 56500 | H202 | IC | OP | NA | NG |  | 204146 | 0.043075 | 0.000422 | EIA Prime Mover-level Data | Estimated using an emission factor
2020 | NV | Western 102 Power Plant | 56500 | PV1 | PV | OP | NA | SUN |  | 22565 |  |  | EIA Prime Mover-level Data
2020 | NV | Whitegrass No. 1 | 63001 | OH1 | BT | OP | NA | GEO |  | 52256.5312 |  |  | EIA Prime Mover-level Data
2020 | NV | Whitegrass No. 1 | 63001 | OH2 | BT | OP | NA | GEO |  | 52256.5312 |  |  | EIA Prime Mover-level Data
2020 | NV | Whitegrass No. 1 | 63001 | OL1 | BT | OP | NA | GEO |  | 35754.4688 |  |  | EIA Prime Mover-level Data
2020 | NV | Whitegrass No. 1 | 63001 | OL2 | BT | OP | NA | GEO |  | 35754.4688 |  |  | EIA Prime Mover-level Data
2020 | NV | Winnemucca | 6533 | 1 | GT | RE | NA | NG
2020 | NY | 100 Brook Hill Drive Solar | 63292 | BHD | PV | OP | NA | SUN |  | 21783 |  |  | EIA Prime Mover-level Data
2020 | NY | 23rd and 3rd | 7910 | 2301 | GT | OP | CT | NG | 1421 | 468086.6875 | 3.7175 | 0.015884 | EPA/CAMD | EPA/NEI | 2001
2020 | NY | 23rd and 3rd | 7910 | 2302 | GT | OP | CT | NG | 1898 | 655055.75 | 3.7175 | 0.01135 | EPA/CAMD | EPA/NEI | 2001
2020 | NY | 25 Ashdown Road Solar, LLC | 62998 | ASHDO | PV | OP | NA | SUN |  | 45286 |  |  | EIA Prime Mover-level Data
2020 | NY | 59th Street | 2503 | CT0001 | GT | OP | CT | NG | 6 | 2872 | 0.0098683 | 0.0068721 | EIA non-ozone season distributed and EPA/CAMD ozone season | EPA/NEI | 1969
2020 | NY | 6140 Route 209 - North | 64046 | 7140 | PV | OP | NA | SUN |  | 60471 |  |  | EIA Prime Mover-level Data
2020 | NY | 74th Street | 2504 | CT0001 | GT | OP | CT | KER | 9 | 4609.7998 | 0.02618 | 0.011358 | EIA non-ozone season distributed and EPA/CAMD ozone season | EPA/NEI | 1968
2020 | NY | 74th Street | 2504 | CT0002 | GT | OP | CT | KER | 11 | 5634.2002 | 0.02618 | 0.0092932 | EIA non-ozone season distributed and EPA/CAMD ozone season | EPA/NEI | 1968
2020 | NY | 98th Street Battery Storage Station | 62839 | ESS98 | BA | V | NA | MWH
2020 | NY | Adirondack Solar | 63772 | 1394 | PV | OP | NA | SUN |  | 15425 |  |  | EIA Prime Mover-level Data
2020 | NY | Aegis CSG | 63059 | 19 | PV | OP | NA | SUN |  | 29599 |  |  | EIA Prime Mover-level Data
2020 | NY | AES Tonawanda Solar LLC | 63161 | TNWDA | PV | OP | NA | SUN |  | 26713 |  |  | EIA Prime Mover-level Data
2020 | NY | AG - Energy | 10803 | 1 | CT | OP | CC | NG | 0 |  | 0.50942 |  |  | EPA/NEI | 1994
2020 | NY | AG - Energy | 10803 | 2 | CT | OP | CC | NG | 0 | [5 empty] | 1994
2020 | NY | Al Turi | 10549 | 2 | IC | OA | NA | LFG
2020 | NY | Al Turi | 10549 | 3 | IC | OA | NA | LFG
2020 | NY | Al Turi | 10549 | 3010 | IC | OS | NA | LFG
2020 | NY | Albany Medical Ctr Cogen Plant | 59453 | GTG1 | GT | RE | NA | NG |  | 265009.0938 | 0.13174 | 0.00099423 | EIA Prime Mover-level Data | NEI avg EF - PM, fuel type, firing type
2020 | NY | Albany Medical Ctr Cogen Plant | 59453 | GTG1A | GT | OP | NA | NG |  | 247725.9062 | 0.12315 | 0.00099423 | EIA Prime Mover-level Data | NEI avg EF - PM, fuel type, firing type
2020 | NY | Albert Einstein College of Medicine | 62398 | CM058 | IC | SB | NA | DFO |  | 6.442 | 0.00099851 | 0.31 | EIA Prime Mover-level Data | Estimated using an emission factor
2020 | NY | Albert Einstein College of Medicine | 62398 | CM111 | IC | SB | NA | DFO |  | 6.442 | 0.00099851 | 0.31 | EIA Prime Mover-level Data | Estimated using an emission factor
2020 | NY | Albert Einstein College of Medicine | 62398 | CM454 | IC | SB | NA | DFO |  | 16.105 | 0.0024963 | 0.31 | EIA Prime Mover-level Data | Estimated using an emission factor
2020 | NY | Albert Einstein College of Medicine | 62398 | CP035 | IC | SB | NA | DFO |  | 32.209 | 0.0049924 | 0.31 | EIA Prime Mover-level Data | Estimated using an emission factor
2020 | NY | Albert Einstein College of Medicine | 62398 | CP643 | IC | SB | NA | DFO |  | 6.442 | 0.00099851 | 0.31 | EIA Prime Mover-level Data | Estimated using an emission factor
2020 | NY | Albert Einstein College of Medicine | 62398 | CP703 | IC | SB | NA | DFO |  | 16.105 | 0.0024963 | 0.31 | EIA Prime Mover-level Data | Estimated using an emission factor
2020 | NY | Albert Einstein College of Medicine | 62398 | CP810 | IC | SB | NA | DFO |  | 22.547 | 0.0034948 | 0.31 | EIA Prime Mover-level Data | Estimated using an emission factor
2020 | NY | Albert Einstein College of Medicine | 62398 | CP919 | IC | SB | NA | DFO |  | 3.221 | 0.00049925 | 0.31 | EIA Prime Mover-level Data | Estimated using an emission factor
2020 | NY | Albert Einstein College of Medicine | 62398 | CP922 | IC | SB | NA | DFO |  | 16.105 | 0.0024963 | 0.31 | EIA Prime Mover-level Data | Estimated using an emission factor
2020 | NY | Albert Einstein College of Medicine | 62398 | CP925 | IC | SB | NA | DFO |  | 28.988 | 0.0044931 | 0.31 | EIA Prime Mover-level Data | Estimated using an emission factor
2020 | NY | Albert Einstein College of Medicine | 62398 | CP961 | IC | SB | NA | DFO |  | 57.977 | 0.0089864 | 0.31 | EIA Prime Mover-level Data | Estimated using an emission factor
2020 | NY | Albert Einstein College of Medicine | 62398 | CP962 | IC | SB | NA | DFO |  | 57.977 | 0.0089864 | 0.31 | EIA Prime Mover-level Data | Estimated using an emission factor
2020 | NY | Albert Einstein College of Medicine | 62398 | WK259 | IC | SB | NA | NG |  | 6.442 | 1.3593e-06 | 0.000422 | EIA Prime Mover-level Data | Estimated using an emission factor
2020 | NY | Alice Falls Hydro Project | 54391 | 1 | HY | OP | NA | WAT |  | 19325.7148 |  |  | EIA Prime Mover-level Data
2020 | NY | Alice Falls Hydro Project | 54391 | 2 | HY | OP | NA | WAT |  | 7730.2861 |  |  | EIA Prime Mover-level Data
2020 | NY | Alle-Catt Wind Energy LLC | 62954 | GEN1 | WT | U | NA | WND
2020 | NY | Allegany Station No. 133 | 10619 | 1 | CT | OP | CC | NG | 475 | 157585.2969 | 0.51801 | 0.0065743 | EPA/CAMD | EPA/NEI | 1996
2020 | NY | Allegany Wind Farm | 58779 | 1 | WT | CN | NA | WND
2020 | NY | Allens Falls | 2540 | 1 | HY | OP | NA | WAT |  | 169449 |  |  | EIA Prime Mover-level Data
2020 | NY | Allis Medina Solar LLC CSG | 63129 | ALLIS | PV | OP | NA | SUN |  | 29582 |  |  | EIA Prime Mover-level Data
2020 | NY | Altona | 56901 | 1 | WT | OP | NA | WND |  | 1619735 |  |  | EIA Prime Mover-level Data
2020 | NY | Amazon JFK8 Solar Project | 64351 | JFK8 | PV | TS | NA | SUN
2020 | NY | Amsterdam North | 61904 | 10044 | PV | OP | NA | SUN |  | 27776 |  |  | EIA Prime Mover-level Data
2020 | NY | Amsterdam South | 61905 | 10045 | PV | OP | NA | SUN |  | 30011 |  |  | EIA Prime Mover-level Data
2020 | NY | Anheuser-Busch Baldwinsville | 61575 | BAL01 | PV | OP | NA | SUN |  | 22074 |  |  | EIA Prime Mover-level Data
2020 | NY | Arkwright Summit Wind Farm LLC | 61673 | WT | WT | OP | NA | WND |  | 2244177 |  |  | EIA Prime Mover-level Data
2020 | NY | Arthur Kill | 2490 | 20 | ST | OP | WALL | NG | 4315 | 5745830.5 | 36.84 | 0.012823 | EPA/CAMD | EPA/NEI | 1959
2020 | NY | Arthur Kill | 2490 | 30 | ST | OP | TANGENTIAL | NG | 2466 | 4381367.5 | 36.84 | 0.016817 | EPA/CAMD | EPA/NEI | 1969
2020 | NY | Arthur Kill | 2490 | CT0001 | GT | OP | CT | NG | 12 | 11768 | 0.033063 | 0.0056191 | EIA non-ozone season distributed and EPA/CAMD ozone season | EPA/NEI | 1970
2020 | NY | Ashokan | 88 | 1 | HY | OP | NA | WAT |  | 30196.5 |  |  | EIA Prime Mover-level Data
2020 | NY | Ashokan | 88 | 2 | HY | OP | NA | WAT |  | 30196.5 |  |  | EIA Prime Mover-level Data
2020 | NY | Astoria Energy | 55375 | CT1 | CT | OP | CC | NG | 6220 | 9385805 | 97.1498 | 0.020701 | EPA/CAMD | EPA/NEI | 2006
2020 | NY | Astoria Energy | 55375 | CT2 | CT | OP | CC | NG | 6193 | 9132081 | 97.1498 | 0.021277 | EPA/CAMD | EPA/NEI | 2006
2020 | NY | Astoria Energy | 55375 | CT3 | CT | OP | CC | NG | 6424 | 11126414 | 97.1498 | 0.017463 | EPA/CAMD | EPA/NEI | 2011
2020 | NY | Astoria Energy | 55375 | CT4 | CT | OP | CC | NG | 6532 | 11131869 | 97.1498 | 0.017454 | EPA/CAMD | EPA/NEI | 2011
2020 | NY | Astoria Gas Turbine Power | 55243 | CT0011 | GT | OP | CT | DFO | 0 |  | 1.0355 |  |  | EPA/NEI | 1971
2020 | NY | Astoria Gas Turbine Power | 55243 | CT0012 | GT | OP | CT | DFO | 0 |  | 1.0355 |  |  | EPA/NEI | 1971
2020 | NY | Astoria Gas Turbine Power | 55243 | CT0013 | GT | OP | CT | DFO | 0 |  | 1.0355 |  |  | EPA/NEI | 1971
2020 | NY | Astoria Gas Turbine Power | 55243 | CT2-1A | GT | OP | CT | NG | 111 | 15508.5 | 1.0355 | 0.13354 | EPA/CAMD | EPA/NEI | 1970
2020 | NY | Astoria Gas Turbine Power | 55243 | CT2-1B | GT | OP | CT | NG | 111 | 15508.5 | 1.0355 | 0.13354 | EPA/CAMD | EPA/NEI | 1970
2020 | NY | Astoria Gas Turbine Power | 55243 | CT2-2A | GT | OP | CT | NG | 40 | 4246.2002 | 1.0355 | 0.48775 | EPA/CAMD | EPA/NEI | 1970
2020 | NY | Astoria Gas Turbine Power | 55243 | CT2-2B | GT | OP | CT | NG | 40 | 4246.2002 | 1.0355 | 0.48775 | EPA/CAMD | EPA/NEI | 1970
2020 | NY | Astoria Gas Turbine Power | 55243 | CT2-3A | GT | OP | CT | NG | 89 | 11223.2998 | 1.0355 | 0.18453 | EPA/CAMD | EPA/NEI | 1970
2020 | NY | Astoria Gas Turbine Power | 55243 | CT2-3B | GT | OP | CT | NG | 89 | 11223.2998 | 1.0355 | 0.18453 | EPA/CAMD | EPA/NEI | 1970
2020 | NY | Astoria Gas Turbine Power | 55243 | CT2-4A | GT | OP | CT | NG | 83 | 9880.9004 | 1.0355 | 0.2096 | EPA/CAMD | EPA/NEI | 1970
2020 | NY | Astoria Gas Turbine Power | 55243 | CT2-4B | GT | OP | CT | NG | 83 | 9880.9004 | 1.0355 | 0.2096 | EPA/CAMD | EPA/NEI | 1970
2020 | NY | Astoria Gas Turbine Power | 55243 | CT3-1A | GT | OP | CT | NG | 46 | 4599.5 | 1.0355 | 0.45028 | EPA/CAMD | EPA/NEI | 1970
2020 | NY | Astoria Gas Turbine Power | 55243 | CT3-1B | GT | OP | CT | NG | 46 | 4569 | 1.0355 | 0.45329 | EPA/CAMD | EPA/NEI | 1970
2020 | NY | Astoria Gas Turbine Power | 55243 | CT3-2A | GT | OP | CT | NG | 103 | 12178.4004 | 1.0355 | 0.17006 | EPA/CAMD | EPA/NEI | 1970
2020 | NY | Astoria Gas Turbine Power | 55243 | CT3-2B | GT | OP | CT | NG | 103 | 12178.4004 | 1.0355 | 0.17006 | EPA/CAMD | EPA/NEI | 1970
2020 | NY | Astoria Gas Turbine Power | 55243 | CT3-3A | GT | OP | CT | NG | 115 | 15190.2998 | 1.0355 | 0.13634 | EPA/CAMD | EPA/NEI | 1970
2020 | NY | Astoria Gas Turbine Power | 55243 | CT3-3B | GT | OP | CT | NG | 115 | 15190.2998 | 1.0355 | 0.13634 | EPA/CAMD | EPA/NEI | 1970
2020 | NY | Astoria Gas Turbine Power | 55243 | CT3-4A | GT | OP | CT | NG | 75 | 8403.0996 | 1.0355 | 0.24647 | EPA/CAMD | EPA/NEI | 1970
2020 | NY | Astoria Gas Turbine Power | 55243 | CT3-4B | GT | OP | CT | NG | 75 | 8403.0996 | 1.0355 | 0.24647 | EPA/CAMD | EPA/NEI | 1970
2020 | NY | Astoria Gas Turbine Power | 55243 | CT4-1A | GT | OP | CT | NG | 143 | 19968.9004 | 1.0355 | 0.10372 | EPA/CAMD | EPA/NEI | 1970
2020 | NY | Astoria Gas Turbine Power | 55243 | CT4-1B | GT | OP | CT | NG | 143 | 19968.9004 | 1.0355 | 0.10372 | EPA/CAMD | EPA/NEI | 1970
2020 | NY | Astoria Gas Turbine Power | 55243 | CT4-2A | GT | OP | CT | NG | 102 | 14597 | 1.0355 | 0.14188 | EPA/CAMD | EPA/NEI | 1970
2020 | NY | Astoria Gas Turbine Power | 55243 | CT4-2B | GT | OP | CT | NG | 102 | 14597 | 1.0355 | 0.14188 | EPA/CAMD | EPA/NEI | 1970
2020 | NY | Astoria Gas Turbine Power | 55243 | CT4-3A | GT | OP | CT | NG | 109 | 15371 | 1.0355 | 0.13474 | EPA/CAMD | EPA/NEI | 1970
2020 | NY | Astoria Gas Turbine Power | 55243 | CT4-3B | GT | OP | CT | NG | 109 | 15371 | 1.0355 | 0.13474 | EPA/CAMD | EPA/NEI | 1970
2020 | NY | Astoria Gas Turbine Power | 55243 | CT4-4A | GT | OP | CT | NG | 107 | 14083.4004 | 1.0355 | 0.14706 | EPA/CAMD | EPA/NEI | 1970
2020 | NY | Astoria Gas Turbine Power | 55243 | CT4-4B | GT | OP | CT | NG | 107 | 14083.4004 | 1.0355 | 0.14706 | EPA/CAMD | EPA/NEI | 1970
2020 | NY | Astoria Gas Turbine Power | 55243 | CT0005 | GT | OP | CT | DFO | 0 |  | 1.0355 |  |  | EPA/NEI | 1970
2020 | NY | Astoria Gas Turbine Power | 55243 | CT0007 | GT | OP | CT | DFO | 0 |  | 1.0355 |  |  | EPA/NEI | 1970
2020 | NY | Astoria Gas Turbine Power | 55243 | CT0008 | GT | OP | CT | DFO | 0 |  | 1.0355 |  |  | EPA/NEI | 1970
2020 | NY | Astoria Gas Turbine Power | 55243 | CT0010 | GT | OP | CT | DFO | 0 |  | 1.0355 |  |  | EPA/NEI | 1971
2020 | NY | Astoria Generating Station | 8906 | 20 | ST | OP | WALL | NG | 90 | 68562.125 | 0.39963 | 0.011657 | EPA/CAMD | EPA/NEI | 1953
2020 | NY | Astoria Generating Station | 8906 | 31RH | ST | OP | WALL | NG | 2463 | 1333653.875 | 9.5974 | 0.014393 | EPA/CAMD | EPA/NEI | 1958
2020 | NY | Astoria Generating Station | 8906 | 32SH | ST | OP | WALL | NG | 2463 | 1266831.75 | 9.5974 | 0.015152 | EPA/CAMD | EPA/NEI | 1958
2020 | NY | Astoria Generating Station | 8906 | 41SH | ST | OP | TANGENTIAL | NG | 0 | [5 empty] | 1958
2020 | NY | Astoria Generating Station | 8906 | 42RH | ST | OP | TANGENTIAL | NG | 0 | [5 empty] | 1958
2020 | NY | Astoria Generating Station | 8906 | 51RH | ST | OP | TANGENTIAL | NG | 5315 | 3160238.25 | 23.0972 | 0.014617 | EPA/CAMD | EPA/NEI | 1962
2020 | NY | Astoria Generating Station | 8906 | 52SH | ST | OP | TANGENTIAL | NG | 5313 | 3141105.5 | 23.0972 | 0.014706 | EPA/CAMD | EPA/NEI | 1962
2020 | NY | Astoria Generating Station | 8906 | CT0001 | GT | OP | CT | NG | 43 | 10072 | 0.033683 | 0.0066884 | EIA non-ozone season distributed and EPA/CAMD ozone season | EPA/NEI | 1967
2020 | NY | Athens Generating Company | 55405 | 1 | CT | OP | CC | NG | 1732 | 3816437.25 | 5.5835 | 0.002926 | EPA/CAMD | EPA/NEI | 2003
2020 | NY | Athens Generating Company | 55405 | 2 | CT | OP | CC | NG | 1849 | 3802846 | 5.9395 | 0.0031237 | EPA/CAMD | EPA/NEI | 2003
2020 | NY | Athens Generating Company | 55405 | 3 | CT | OP | CC | NG | 2940 | 6478754 | 11.0555 | 0.0034128 | EPA/CAMD | EPA/NEI | 2003
2020 | NY | ATT Jericho | 62572 | ATT49 | FC | OP | NA | NG |  | 53931 | 0 | 0 | EIA Prime Mover-level Data | Estimated using an emission factor
2020 | NY | Auburn LFG Energy Facility | 57636 | 1 | IC | OS | NA | LFG
2020 | NY | Auburn LFG Energy Facility | 57636 | 2 | IC | RE | NA | LFG
2020 | NY | Auburn LFG Energy Facility | 57636 | 3 | IC | OS | NA | LFG
2020 | NY | Auburn State Street | 8009 | 1 | GT | RE | NA | NG
2020 | NY | Baer Road CSG | 62034 | 7 | PV | OP | NA | SUN |  | 27846 |  |  | EIA Prime Mover-level Data
2020 | NY | Bakerstand Solar (NY) | 62811 | BKSTD | PV | P | NA | SUN
2020 | NY | Bald Mountain Solar | 64598 | GEN1 | PV | P | NA | SUN
2020 | NY | Barneveld Solar | 63279 | PV1 | PV | OP | NA | SUN |  | 12354 |  |  | EIA Prime Mover-level Data
2020 | NY | Baron Winds Farm | 60596 | 1 | WT | P | NA | WND
2020 | NY | Bassett Medical Center | 54863 | 1 | IC | SB | NA | DFO |  | 78.571 | 0.012179 | 0.31 | EIA Prime Mover-level Data | Estimated using an emission factor
2020 | NY | Bassett Medical Center | 54863 | 2 | IC | SB | NA | DFO |  | 78.571 | 0.012179 | 0.31 | EIA Prime Mover-level Data | Estimated using an emission factor
2020 | NY | Bassett Medical Center | 54863 | 3 | IC | SB | NA | DFO |  | 78.571 | 0.012179 | 0.31 | EIA Prime Mover-level Data | Estimated using an emission factor
2020 | NY | Bassett Medical Center | 54863 | 4 | IC | SB | NA | DFO |  | 157.143 | 0.024357 | 0.31 | EIA Prime Mover-level Data | Estimated using an emission factor
2020 | NY | Bassett Medical Center | 54863 | 5 | IC | SB | NA | DFO |  | 157.143 | 0.024357 | 0.31 | EIA Prime Mover-level Data | Estimated using an emission factor
2020 | NY | Batavia Energy | 54593 | 1 | CT | OP | CC | NG | 183 | 64677.2031 | 0.30242 | 0.0093518 | EPA/CAMD | EPA/NEI | 1992
2020 | NY | Bayswater Peaking Facility | 55699 | 1 | GT | OP | CT | NG | 2013 | 1033635.1875 | 4.186 | 0.0080996 | EPA/CAMD | EPA/NEI | 2002
2020 | NY | Bayswater Peaking Facility | 55699 | 2 | GT | OP | CT | DFO | 483 | 234357 | 1.1195 | 0.0095537 | EPA/CAMD | EPA/NEI | 2003
2020 | NY | Beals Medina Solar LLC CSG | 63130 | BEALS | PV | OP | NA | SUN |  | 23099 |  |  | EIA Prime Mover-level Data
2020 | NY | Beardslee | 2543 | 1 | HY | OP | NA | WAT |  | 199805.5 |  |  | EIA Prime Mover-level Data
2020 | NY | Beardslee | 2543 | 2 | HY | OP | NA | WAT |  | 199805.5 |  |  | EIA Prime Mover-level Data
2020 | NY | Beaver Falls, LLC | 10617 | 1 | CT | OP | CC | NG | 33 | 19862.3184 | 0.052186 | 0.0052548 | EPA/CAMD | EPA/NEI | 1995
2020 | NY | Beebee Island Hydro Plant | 10531 | 1 | HY | OP | NA | WAT |  | 132632 |  |  | EIA Prime Mover-level Data
2020 | NY | Beebee Island Hydro Plant | 10531 | 2 | HY | OP | NA | WAT |  | 165790 |  |  | EIA Prime Mover-level Data
2020 | NY | Belfort | 2544 | 1 | HY | OP | NA | WAT |  | 11429.4004 |  |  | EIA Prime Mover-level Data
2020 | NY | Belfort | 2544 | 2 | HY | OP | NA | WAT |  | 17144.0996 |  |  | EIA Prime Mover-level Data
2020 | NY | Belfort | 2544 | 3 | HY | OP | NA | WAT |  | 28573.5 |  |  | EIA Prime Mover-level Data
2020 | NY | Bellisario Solar 1 | 64593 | B1 | PV | V | NA | SUN
2020 | NY | Bellisario Solar 2 | 64594 | B1 | PV | U | NA | SUN
2020 | NY | Bellisario Solar 3 | 64595 | B1 | PV | V | NA | SUN
2020 | NY | Bennett | 63410 | 304 | PV | OP | NA | SUN |  | 17520 |  |  | EIA Prime Mover-level Data
2020 | NY | Bennetts Bridge | 2545 | 1 | HY | OP | NA | WAT |  | 155196.25 |  |  | EIA Prime Mover-level Data
2020 | NY | Bennetts Bridge | 2545 | 2 | HY | OP | NA | WAT |  | 155196.25 |  |  | EIA Prime Mover-level Data
2020 | NY | Bennetts Bridge | 2545 | 3 | HY | OP | NA | WAT |  | 155196.25 |  |  | EIA Prime Mover-level Data
2020 | NY | Bennetts Bridge | 2545 | 4 | HY | OP | NA | WAT |  | 155196.25 |  |  | EIA Prime Mover-level Data
2020 | NY | Bethlehem - East | 60477 | BE | PV | OP | NA | SUN |  | 19817 |  |  | EIA Prime Mover-level Data
2020 | NY | Bethlehem - West | 60478 | BW | PV | OP | NA | SUN |  | 19809 |  |  | EIA Prime Mover-level Data
2020 | NY | Bethlehem Energy Center (Albany) | 2539 | 10001 | CT | OP | CC | NG | 7066 | 11353077 | 45.5632 | 0.0080266 | EPA/CAMD | EPA/NEI | 2005
2020 | NY | Bethlehem Energy Center (Albany) | 2539 | 10002 | CT | OP | CC | NG | 6287 | 10198731 | 45.5632 | 0.0089351 | EPA/CAMD | EPA/NEI | 2005
2020 | NY | Bethlehem Energy Center (Albany) | 2539 | 10003 | CT | OP | CC | NG | 7525 | 12620911 | 45.5632 | 0.0072203 | EPA/CAMD | EPA/NEI | 2005
2020 | NY | Bethlehem Solar | 63079 | 157 | PV | OP | NA | SUN |  | 24792 |  |  | EIA Prime Mover-level Data
2020 | NY | Bethpage Energy Center | 50292 | GT1 | CT | OP | CC | NG | 3559 | 642075.0625 | 10.1474 | 0.031608 | EPA/CAMD | EPA/NEI | 1989
2020 | NY | Bethpage Energy Center | 50292 | GT2 | CT | OP | CC | NG | 4307 | 808177.1875 | 10.1474 | 0.025112 | EPA/CAMD | EPA/NEI | 1989
2020 | NY | Bethpage Energy Center | 50292 | GT3 | GT | OP | CT | NG | 2830 | 1078237.5 | 3.1811 | 0.0059006 | EPA/CAMD | EPA/NEI | 2002
2020 | NY | Bethpage Energy Center | 50292 | GT4 | CT | OP | CC | NG | 3638 | 1914259.125 | 1.4408 | 0.0015053 | EPA/CAMD | EPA/NEI | 2005
2020 | NY | Big Tree Community Solar Farm | 62476 | 607 | PV | V | NA | SUN
2020 | NY | Binghamton Cogen | 55600 | 1 | GT | OS | NA | NG
2020 | NY | Black River | 2546 | 1 | HY | OP | NA | WAT |  | 74921.6641 |  |  | EIA Prime Mover-level Data
2020 | NY | Black River | 2546 | 2 | HY | OP | NA | WAT |  | 74921.6641 |  |  | EIA Prime Mover-level Data
2020 | NY | Black River | 2546 | 3 | HY | OP | NA | WAT |  | 74921.6641 |  |  | EIA Prime Mover-level Data
2020 | NY | Black River Generation, LLC | 10464 | E0001 | ST | OP | FLUIDIZED | WDS | 8318 | 1896607.625 | 5.8251 | 0.0061427 | EPA/CAMD | EPA/NEI | 1991
2020 | NY | Black River Generation, LLC | 10464 | E0002 | ST | OP | FLUIDIZED | WDS | 8136 | 1872816.25 | 5.8251 | 0.0062207 | EPA/CAMD | EPA/NEI | 1991
2020 | NY | Black River Generation, LLC | 10464 | E0003 | ST | OP | FLUIDIZED | WDS | 8153 | 1875210.875 | 5.8251 | 0.0062128 | EPA/CAMD | EPA/NEI | 1991
2020 | NY | Black River Hydro Associates | 10687 | DE1 | HY | OP | NA | WAT |  | 17866.1055 |  |  | EIA Prime Mover-level Data
2020 | NY | Black River Hydro Associates | 10687 | PL1 | HY | OA | NA | WAT |  | 24565.8945 |  |  | EIA Prime Mover-level Data
2020 | NY | Black River Hydro Associates | 10687 | RI1 | HY | OP | NA | WAT |  | 21216 |  |  | EIA Prime Mover-level Data
2020 | NY | Blake | 2547 | 1 | HY | OP | NA | WAT |  | 398408 |  |  | EIA Prime Mover-level Data
2020 | NY | Blanchard Road 1 Community Solar | 64084 | BR1CS | PV | OP | NA | SUN |  | 33214 |  |  | EIA Prime Mover-level Data
2020 | NY | Blanchard Road 2 Community Solar | 64087 | BR2CS | PV | OP | NA | SUN |  | 33952 |  |  | EIA Prime Mover-level Data
2020 | NY | Blenheim Gilboa | 2691 | 1 | PS | OP | NA | WAT |  | 0 |  |  | EIA Prime Mover-level Data
2020 | NY | Blenheim Gilboa | 2691 | 2 | PS | OP | NA | WAT |  | 0 |  |  | EIA Prime Mover-level Data
2020 | NY | Blenheim Gilboa | 2691 | 3 | PS | OP | NA | WAT |  | 0 |  |  | EIA Prime Mover-level Data
2020 | NY | Blenheim Gilboa | 2691 | 4 | PS | OP | NA | WAT |  | 0 |  |  | EIA Prime Mover-level Data
2020 | NY | Bliss | 56620 | 1 | WT | OP | NA | WND |  | 1721806 |  |  | EIA Prime Mover-level Data
2020 | NY | Bloom-Altice Fuel Cell | 64143 | BLA | FC | OP | NA | NG |  | 23187 | 0 | 0 | EIA Prime Mover-level Data | Estimated using an emission factor
2020 | NY | Bluestone | 63750 | BLU | PV | OP | NA | SUN |  | 22625 |  |  | EIA Prime Mover-level Data
2020 | NY | Blydenburgh Solar Project | 61900 | BLYD | PV | OP | NA | SUN |  | 18738 |  |  | EIA Prime Mover-level Data
2020 | NY | Boas Rd #1 Community Solar Farm | 62530 | 496 | PV | OP | NA | SUN |  | 29346 |  |  | EIA Prime Mover-level Data
2020 | NY | Boas Rd #2 Community Solar Farm | 62531 | 1010 | PV | OP | NA | SUN |  | 29317 |  |  | EIA Prime Mover-level Data
2020 | NY | Boas Rd #3 Community Solar Farm | 62532 | 1011 | PV | OP | NA | SUN |  | 28800 |  |  | EIA Prime Mover-level Data
2020 | NY | Boas Rd #4 Community Solar Farm | 62533 | 1023 | PV | OP | NA | SUN |  | 25001 |  |  | EIA Prime Mover-level Data
2020 | NY | Bowline Generating Station | 2625 | 1 | ST | OP | TANGENTIAL | NG | 1372 | 4410847 | 21.3761 | 0.0096925 | EPA/CAMD | EPA/NEI | 1972
2020 | NY | Bowline Generating Station | 2625 | 2 | ST | OP | WALL | NG | 846 | 2637817.75 | 9.2747 | 0.0070321 | EPA/CAMD | EPA/NEI | 1974
2020 | NY | Breesport Road Community Solar Farm | 62157 | 235 | PV | OP | NA | SUN |  | 28273 |  |  | EIA Prime Mover-level Data
2020 | NY | Brentwood | 7912 | BW01 | GT | OP | CT | NG | 2328 | 870958.5625 | 2.8997 | 0.0066586 | EPA/CAMD | EPA/NEI | 2001
2020 | NY | Brentwood Solar | 58785 | BRT1 | PV | OP | NA | SUN |  | 7054 |  |  | EIA Prime Mover-level Data
2020 | NY | Brick Church Solar | 64017 | 7405 | PV | OP | NA | SUN |  | 57174 |  |  | EIA Prime Mover-level Data
2020 | NY | Bright Field Solar LLC | 64554 | BF | PV | V | NA | SUN
2020 | NY | Bright Hill Solar LLC | 64556 | BH | PV | V | NA | SUN
2020 | NY | Bright Oak Solar LLC | 64555 | BO | PV | V | NA | SUN
2020 | NY | Broadalbin | 61847 | 10046 | PV | OP | NA | SUN |  | 29503 |  |  | EIA Prime Mover-level Data
2020 | NY | Broadalbin-Perth Solar | 61958 | BAP1 | PV | OP | NA | SUN |  | 18406 |  |  | EIA Prime Mover-level Data
2020 | NY | Bronx Zoo | 50427 | GEN1 | IC | SB | NA | NG |  | 35358.4727 | 0.0074606 | 0.000422 | EIA Prime Mover-level Data | Estimated using an emission factor
2020 | NY | Bronx Zoo | 50427 | GEN2 | IC | SB | NA | NG |  | 35358.4727 | 0.0074606 | 0.000422 | EIA Prime Mover-level Data | Estimated using an emission factor
2020 | NY | Bronx Zoo | 50427 | GEN3 | IC | OP | NA | NG |  | 77788.6406 | 0.016413 | 0.000422 | EIA Prime Mover-level Data | Estimated using an emission factor
2020 | NY | Bronx Zoo | 50427 | GEN4 | IC | OP | NA | NG |  | 106075.4141 | 0.022382 | 0.000422 | EIA Prime Mover-level Data | Estimated using an emission factor
2020 | NY | Brookfield Power Glen Falls Hydro | 56936 | GEN1 | HY | OP | NA | WAT |  | 86527.7266 |  |  | EIA Prime Mover-level Data
2020 | NY | Brookfield Power Glen Falls Hydro | 56936 | GEN2 | HY | OP | NA | WAT |  | 72106.4375 |  |  | EIA Prime Mover-level Data
2020 | NY | Brookfield Power Glen Falls Hydro | 56936 | GEN3 | HY | OP | NA | WAT |  | 79317.0859 |  |  | EIA Prime Mover-level Data
2020 | NY | Brookfield Power Glen Falls Hydro | 56936 | GEN4 | HY | OP | NA | WAT |  | 86527.7266 |  |  | EIA Prime Mover-level Data
2020 | NY | Brookfield Power Glen Falls Hydro | 56936 | GEN5 | HY | OP | NA | WAT |  | 100949.0156 |  |  | EIA Prime Mover-level Data
2020 | NY | Brooklyn Hospital Center | 62002 | 400DF | IC | SB | NA | DFO |  | 60.571 | 0.0093885 | 0.31 | EIA Prime Mover-level Data | Estimated using an emission factor
2020 | NY | Brooklyn Hospital Center | 62002 | 500RE | IC | SB | NA | DFO |  | 75.714 | 0.011736 | 0.31 | EIA Prime Mover-level Data | Estimated using an emission factor
2020 | NY | Brooklyn Hospital Center | 62002 | SR4 | IC | SB | NA | DFO |  | 75.714 | 0.011736 | 0.31 | EIA Prime Mover-level Data | Estimated using an emission factor
2020 | NY | Brooklyn Navy Yard Cogeneration | 54914 | 1 | CT | OP | CC | NG | 7382 | 8538156 | 7.3303 | 0.0017171 | EPA/CAMD | EPA/NEI | 1996
2020 | NY | Brooklyn Navy Yard Cogeneration | 54914 | 2 | CT | OP | CC | NG | 8350 | 9820849 | 8.4408 | 0.001719 | EPA/CAMD | EPA/NEI | 1996
2020 | NY | Broome County | 60507 | NORTH | PV | OP | NA | SUN |  | 13738 |  |  | EIA Prime Mover-level Data
2020 | NY | Broome County | 60507 | SOUTH | PV | OP | NA | SUN |  | 13738 |  |  | EIA Prime Mover-level Data
2020 | NY | Browns Falls | 2548 | 1 | HY | OP | NA | WAT |  | 171969 |  |  | EIA Prime Mover-level Data
2020 | NY | Browns Falls | 2548 | 2 | HY | OP | NA | WAT |  | 171969 |  |  | EIA Prime Mover-level Data
2020 | NY | Burritt Rd Community Solar Farm | 62480 | 635 | PV | OP | NA | SUN |  | 27049 |  |  | EIA Prime Mover-level Data
2020 | NY | Burrstone Energy Center | 62920 | CG-1 | IC | OP | NA | NG |  | 65589.9453 | 0.013839 | 0.000422 | EIA Prime Mover-level Data | Estimated using an emission factor
2020 | NY | Burrstone Energy Center | 62920 | CG-2 | IC | OP | NA | NG |  | 65589.9453 | 0.013839 | 0.000422 | EIA Prime Mover-level Data | Estimated using an emission factor
2020 | NY | Burrstone Energy Center | 62920 | CG-3 | IC | OP | NA | NG |  | 65589.9453 | 0.013839 | 0.000422 | EIA Prime Mover-level Data | Estimated using an emission factor
2020 | NY | Burrstone Energy Center | 62920 | CG-4 | IC | OP | NA | NG |  | 17888.166 | 0.0037744 | 0.000422 | EIA Prime Mover-level Data | Estimated using an emission factor
2020 | NY | Cadyville | 2522 | 1 | HY | OS | NA | WAT |  | 24374.6191 |  |  | EIA Prime Mover-level Data
2020 | NY | Cadyville | 2522 | 2 | HY | OP | NA | WAT |  | 24374.6191 |  |  | EIA Prime Mover-level Data
2020 | NY | Cadyville | 2522 | 3 | HY | OP | NA | WAT |  | 62967.7617 |  |  | EIA Prime Mover-level Data
2020 | NY | Caithness Long Island Energy Center | 56234 | 1 | CT | OP | CC | NG | 7254 | 15144028 | 11.7764 | 0.0015553 | EPA/CAMD | EPA/NEI | 2009
2020 | NY | Calabro Airport North Solar Project | 63497 | NORTH | PV | OP | NA | SUN |  | 15976 |  |  | EIA Prime Mover-level Data
2020 | NY | Calabro Airport South Solar Project | 63498 | SOUTH | PV | OP | NA | SUN |  | 16721 |  |  | EIA Prime Mover-level Data
2020 | NY | Call Farms 1 | 61470 | CFM11 | PV | OP | NA | SUN |  | 28898 |  |  | EIA Prime Mover-level Data
2020 | NY | Call Farms 3 | 61471 | CFM31 | PV | OP | NA | SUN |  | 27020 |  |  | EIA Prime Mover-level Data
2020 | NY | Calverton | 60452 | CALV | PV | OP | NA | SUN
2020 | NY | Camden CSD Solar Array | 61604 | 1 | PV | OP | NA | SUN |  | 23195 |  |  | EIA Prime Mover-level Data
2020 | NY | Canandaigua Solar Array | 61043 | PV1 | PV | OP | NA | SUN |  | 23915 |  |  | EIA Prime Mover-level Data
2020 | NY | Canandaigua Westbrook Solar Array | 61042 | PV1 | PV | OP | NA | SUN |  | 16327 |  |  | EIA Prime Mover-level Data
2020 | NY | Canisteo Wind Farm | 62947 | GEN1 | WT | U | NA | WND
2020 | NY | Carr Street Generating Station | 50978 | A | CT | OP | CC | NG | 1601 | 469674.7812 | 2.7215 | 0.011589 | EPA/CAMD | EPA/NEI | 1993
2020 | NY | Carr Street Generating Station | 50978 | B | CT | OP | CC | NG | 1569 | 468319.3438 | 2.7215 | 0.011622 | EPA/CAMD | EPA/NEI | 1993
2020 | NY | Carthage Energy | 10620 | 1 | CT | OP | CC | NG | 138 | 42939.6758 | 0.15305 | 0.0071285 | EPA/CAMD | EPA/NEI | 1991
2020 | NY | Carver Falls | 6456 | 1 | HY | OP | NA | WAT |  | 43182.5781 |  |  | EIA Prime Mover-level Data
2020 | NY | Carver Falls | 6456 | 2 | HY | OP | NA | WAT |  | 19930.4219 |  |  | EIA Prime Mover-level Data
2020 | NY | Cassadaga Wind Farm | 58777 | 1 | WT | V | NA | WND
2020 | NY | Castleton Power, LLC | 10190 | 1 | CT | OP | CC | NG | 1541 | 739155.0625 | 0.5561 | 0.0015047 | EPA/CAMD | EPA/NEI | 1992
2020 | NY | Catlin Solar 1 LLC | 63372 | CATLI | PV | OP | NA | SUN |  | 57822 |  |  | EIA Prime Mover-level Data
2020 | NY | CBP Solar | 62613 | CBPB1 | PV | OP | NA | SUN |  | 21687 |  |  | EIA Prime Mover-level Data
2020 | NY | Cedar Creek PV | 61376 | CEDR1 | PV | OP | NA | SUN |  | 26624 |  |  | EIA Prime Mover-level Data
2020 | NY | Center Falls | 10853 | 1 | HY | OP | NA | WAT |  | 5911.6362 |  |  | EIA Prime Mover-level Data
2020 | NY | Center Falls | 10853 | 2 | HY | OA | NA | WAT |  | 5911.6362 |  |  | EIA Prime Mover-level Data
2020 | NY | Center Falls | 10853 | 3 | HY | OS | NA | WAT |  | 4433.7271 |  |  | EIA Prime Mover-level Data
2020 | NY | Central Hudson High Falls | 579 | 1 | HY | OP | NA | WAT |  | 33442 |  |  | EIA Prime Mover-level Data
2020 | NY | CES Marbletown Solar | 63729 | MT1 | PV | V | NA | SUN
2020 | NY | Chaffee Gas Recovery | 56526 | GEN1 | IC | OP | NA | LFG |  | 56410.25 | 0.41462 | 0.0147 | EIA Prime Mover-level Data | Estimated using an emission factor
2020 | NY | Chaffee Gas Recovery | 56526 | GEN2 | IC | OP | NA | LFG |  | 56410.25 | 0.41462 | 0.0147 | EIA Prime Mover-level Data | Estimated using an emission factor
2020 | NY | Chaffee Gas Recovery | 56526 | GEN3 | IC | OP | NA | LFG |  | 56410.25 | 0.41462 | 0.0147 | EIA Prime Mover-level Data | Estimated using an emission factor
2020 | NY | Chaffee Gas Recovery | 56526 | GEN4 | IC | OP | NA | LFG |  | 56410.25 | 0.41462 | 0.0147 | EIA Prime Mover-level Data | Estimated using an emission factor
2020 | NY | Chaffee Gas Recovery | 56526 | GEN5 | IC | OP | NA | LFG |  | 56410.25 | 0.41462 | 0.0147 | EIA Prime Mover-level Data | Estimated using an emission factor
2020 | NY | Chaffee Gas Recovery | 56526 | GEN6 | IC | OP | NA | LFG |  | 56410.25 | 0.41462 | 0.0147 | EIA Prime Mover-level Data | Estimated using an emission factor
2020 | NY | Chaffee Gas Recovery | 56526 | GEN7 | IC | OP | NA | LFG |  | 56410.25 | 0.41462 | 0.0147 | EIA Prime Mover-level Data | Estimated using an emission factor
2020 | NY | Chaffee Gas Recovery | 56526 | GEN8 | IC | OP | NA | LFG |  | 56410.25 | 0.41462 | 0.0147 | EIA Prime Mover-level Data | Estimated using an emission factor
2020 | NY | Chambers Road Solar | 62860 | 263 | PV | OP | NA | SUN |  | 9 |  |  | EIA Prime Mover-level Data
2020 | NY | Charles P Keller | 2695 | 10 | IC | OP | NA | DFO |  | 1709.524 | 0.26498 | 0.31 | EIA Prime Mover-level Data | Estimated using an emission factor
2020 | NY | Charles P Keller | 2695 | 11 | IC | OP | NA | DFO |  | 2539.864 | 0.39368 | 0.31 | EIA Prime Mover-level Data | Estimated using an emission factor
2020 | NY | Charles P Keller | 2695 | 12 | IC | OP | NA | DFO |  | 2686.395 | 0.41639 | 0.31 | EIA Prime Mover-level Data | Estimated using an emission factor
2020 | NY | Charles P Keller | 2695 | 13 | IC | OP | NA | DFO |  | 2686.395 | 0.41639 | 0.31 | EIA Prime Mover-level Data | Estimated using an emission factor
2020 | NY | Charles P Keller | 2695 | 14 | IC | OP | NA | DFO |  | 3028.2991 | 0.46939 | 0.31 | EIA Prime Mover-level Data | Estimated using an emission factor
2020 | NY | Charles P Keller | 2695 | 7 | IC | RE | NA | DFO
2020 | NY | Charles P Keller | 2695 | 8 | IC | RE | NA | DFO
2020 | NY | Charles P Keller | 2695 | 9 | IC | OP | NA | DFO |  | 1709.524 | 0.26498 | 0.31 | EIA Prime Mover-level Data | Estimated using an emission factor
2020 | NY | Charles Poletti | 2491 | 6 | ST | RE | NA | RFO
2020 | NY | Chasm | 2550 | 1 | HY | OP | NA | WAT |  | 60636 |  |  | EIA Prime Mover-level Data
2020 | NY | Chasm | 2550 | 2 | HY | OP | NA | WAT |  | 60636 |  |  | EIA Prime Mover-level Data
2020 | NY | Chasm | 2550 | 3 | HY | OP | NA | WAT |  | 60636 |  |  | EIA Prime Mover-level Data
2020 | NY | Chasm Hydro Partnership | 50315 | 1100 | HY | OA | NA | WAT
2020 | NY | Chasm Hydro Partnership | 50315 | 2600 | HY | OA | NA | WAT
2020 | NY | Chateaugay | 56904 | 1 | WT | OP | NA | WND |  | 1816082 |  |  | EIA Prime Mover-level Data
2020 | NY | Chateaugay High Falls Hydro | 50093 | WT | HY | OP | NA | WAT |  | 31635 |  |  | EIA Prime Mover-level Data
2020 | NY | Chautauqua LFGTE Facility | 57186 | GEN1 | IC | OP | NA | LFG |  | 83288.3359 | 0.61217 | 0.0147 | EIA Prime Mover-level Data | Estimated using an emission factor
2020 | NY | Chautauqua LFGTE Facility | 57186 | GEN2 | IC | OP | NA | LFG |  | 83288.3359 | 0.61217 | 0.0147 | EIA Prime Mover-level Data | Estimated using an emission factor
2020 | NY | Chautauqua LFGTE Facility | 57186 | GEN3 | IC | OP | NA | LFG |  | 83288.3359 | 0.61217 | 0.0147 | EIA Prime Mover-level Data | Estimated using an emission factor
2020 | NY | Chautauqua LFGTE Facility | 57186 | GEN4 | IC | OP | NA | LFG |  | 83288.3359 | 0.61217 | 0.0147 | EIA Prime Mover-level Data | Estimated using an emission factor
2020 | NY | Chautauqua LFGTE Facility | 57186 | GEN5 | IC | OP | NA | LFG |  | 83288.3359 | 0.61217 | 0.0147 | EIA Prime Mover-level Data | Estimated using an emission factor
2020 | NY | Chautauqua LFGTE Facility | 57186 | GEN6 | IC | OP | NA | LFG |  | 83288.3359 | 0.61217 | 0.0147 | EIA Prime Mover-level Data | Estimated using an emission factor
2020 | NY | Chenango Solar | 63450 | PV1 | PV | OP | NA | SUN |  | 8175 |  |  | EIA Prime Mover-level Data
2020 | NY | Chester CSG | 62761 | CH | PV | OP | NA | SUN |  | 30416 |  |  | EIA Prime Mover-level Data
2020 | NY | City of Rochester Solar | 61804 | ROC01 | PV | OP | NA | SUN |  | 22898 |  |  | EIA Prime Mover-level Data
2020 | NY | CJ Solar I, LLC | 61719 | LWCJ1 | PV | OP | NA | SUN |  | 27459 |  |  | EIA Prime Mover-level Data
2020 | NY | Clarkson Solar | 59623 | CSPV | PV | OP | NA | SUN |  | 16327 |  |  | EIA Prime Mover-level Data
2020 | NY | Clarkstown Landfill Solar Facility | 60004 | INV#1 | PV | OP | NA | SUN |  | 11497 |  |  | EIA Prime Mover-level Data
2020 | NY | Clarkstown Landfill Solar Facility | 60004 | INV#2 | PV | OP | NA | SUN |  | 11497 |  |  | EIA Prime Mover-level Data
2020 | NY | Clay Solar CSG | 64373 | CLAY1 | PV | V | NA | SUN
2020 | NY | Clermont | 64236 | CLRMT | BA | L | NA | MWH
2020 | NY | Clifton Park Solar 1, LLC | 64680 | CP1 | PV | OP | NA | SUN
2020 | NY | Clifton Park Solar 2, LLC | 64681 | CP2 | PV | OP | NA | SUN
2020 | NY | Clinton | 56618 | 1 | WT | OP | NA | WND |  | 1543417 |  |  | EIA Prime Mover-level Data
2020 | NY | Clinton LFGTE Facility | 56986 | GEN1 | IC | OP | NA | LFG |  | 83335.25 | 0.61251 | 0.0147 | EIA Prime Mover-level Data | Estimated using an emission factor
2020 | NY | Clinton LFGTE Facility | 56986 | GEN2 | IC | OP | NA | LFG |  | 83335.25 | 0.61251 | 0.0147 | EIA Prime Mover-level Data | Estimated using an emission factor
2020 | NY | Clinton LFGTE Facility | 56986 | GEN3 | IC | OP | NA | LFG |  | 83335.25 | 0.61251 | 0.0147 | EIA Prime Mover-level Data | Estimated using an emission factor
2020 | NY | Clinton LFGTE Facility | 56986 | GEN4 | IC | OP | NA | LFG |  | 83335.25 | 0.61251 | 0.0147 | EIA Prime Mover-level Data | Estimated using an emission factor
2020 | NY | CMR Solar LLC | 62486 | CMRSL | PV | OP | NA | SUN |  | 23512 |  |  | EIA Prime Mover-level Data
2020 | NY | Cody Road Wind Farm | 61592 | WT1 | WT | U | NA | WND
2020 | NY | Cody Road Wind Farm | 61592 | WT2 | WT | U | NA | WND
2020 | NY | Cody Road Wind Farm | 61592 | WT3 | WT | U | NA | WND
2020 | NY | Cody Road Wind Farm | 61592 | WT4 | WT | U | NA | WND
2020 | NY | Cody Road Wind Farm | 61592 | WT5 | WT | U | NA | WND
2020 | NY | Cohalan | 58790 | CLN1 | PV | OP | NA | SUN |  | 25513.125 |  |  | EIA Prime Mover-level Data
2020 | NY | Cohalan | 58790 | CLN2 | PV | OP | NA | SUN |  | 15307.875 |  |  | EIA Prime Mover-level Data
2020 | NY | Cohocton Wind Project | 56634 | 1 | WT | OP | NA | WND |  | 1016142 |  |  | EIA Prime Mover-level Data
2020 | NY | Colonie LFGTE Facility | 56324 | GEN1 | IC | OP | NA | LFG |  | 102871.5 | 0.75611 | 0.0147 | EIA Prime Mover-level Data | Estimated using an emission factor
2020 | NY | Colonie LFGTE Facility | 56324 | GEN2 | IC | OP | NA | LFG |  | 102871.5 | 0.75611 | 0.0147 | EIA Prime Mover-level Data | Estimated using an emission factor
2020 | NY | Colonie LFGTE Facility | 56324 | GEN3 | IC | OP | NA | LFG |  | 102871.5 | 0.75611 | 0.0147 | EIA Prime Mover-level Data | Estimated using an emission factor
2020 | NY | Colonie LFGTE Facility | 56324 | GEN4 | IC | OP | NA | LFG |  | 102871.5 | 0.75611 | 0.0147 | EIA Prime Mover-level Data | Estimated using an emission factor
2020 | NY | Colton | 2551 | 1 | HY | OP | NA | WAT |  | 420697.125 |  |  | EIA Prime Mover-level Data
2020 | NY | Colton | 2551 | 2 | HY | OP | NA | WAT |  | 458942.3438 |  |  | EIA Prime Mover-level Data
2020 | NY | Colton | 2551 | 3 | HY | OP | NA | WAT |  | 497187.5312 |  |  | EIA Prime Mover-level Data
2020 | NY | Columbia University - Johnson Farms | 61576 | JF01 | PV | OP | NA | SUN |  | 31890 |  |  | EIA Prime Mover-level Data
2020 | NY | Columbia University - Minisink | 61578 | MIN01 | PV | OP | NA | SUN |  | 28619 |  |  | EIA Prime Mover-level Data
2020 | NY | Copenhagen Plant | 10545 | GEN1 | HY | OP | NA | WAT |  | 31028.6367 |  |  | EIA Prime Mover-level Data
2020 | NY | Copenhagen Plant | 10545 | GEN2 | HY | OP | NA | WAT |  | 31028.6367 |  |  | EIA Prime Mover-level Data
2020 | NY | Copenhagen Plant | 10545 | GEN3 | HY | OP | NA | WAT |  | 6205.7271 |  |  | EIA Prime Mover-level Data
2020 | NY | Copenhagen Wind Farm | 58979 | CPHGN | WT | OP | NA | WND |  | 2409591 |  |  | EIA Prime Mover-level Data
2020 | NY | Cornell Geneva Solar Farm | 60150 | ARGOS | PV | OP | NA | SUN |  | 27212 |  |  | EIA Prime Mover-level Data
2020 | NY | Cornell Hydro | 10286 | 1 | HY | OP | NA | WAT |  | 20837.4746 |  |  | EIA Prime Mover-level Data
2020 | NY | Cornell Hydro | 10286 | 2 | HY | OP | NA | WAT |  | 28651.5254 |  |  | EIA Prime Mover-level Data
2020 | NY | Cornell Snyder Road Solar Array | 59470 | CSR1 | PV | OP | NA | SUN |  | 17476 |  |  | EIA Prime Mover-level Data
2020 | NY | Cornell University Ithaca Campus | 50368 | CT1 | CT | OP | CC | NG | 3025 | 1124132.625 | 3.4743 | 0.0061813 | EIA non-ozone season distributed and EPA/CAMD ozone season | NEI avg EF - PM, fuel type, firing type | 2009
2020 | NY | Cornell University Ithaca Campus | 50368 | CT2 | CT | OP | CC | NG | 2313 | 840325.25 | 2.5971 | 0.0061813 | EIA non-ozone season distributed and EPA/CAMD ozone season | NEI avg EF - PM, fuel type, firing type | 2009
2020 | NY | Corning Riverview (CSG) | 64310 | CORN | PV | OP | NA | SUN
2020 | NY | Cortlandville Solar CSG | 64371 | CORT1 | PV | V | NA | SUN
2020 | NY | COU Solar I, LLC | 61720 | LECOU | PV | OP | NA | SUN |  | 18626 |  |  | EIA Prime Mover-level Data
2020 | NY | County of Dutchess, NY (Airport) | 64445 | PV1 | PV | OP | NA | SUN |  | 6450 |  |  | EIA Prime Mover-level Data
2020 | NY | County Road 16 | 64126 | ORNGE | PV | OP | NA | SUN
2020 | NY | County Route 11 Community Solar Farm | 62507 | 1419 | PV | OP | NA | SUN
2020 | NY | Covanta Babylon Inc | 50649 | 1 | ST | OP | NA | MSW |  | 1241963.625 |  |  | EIA Unit-level Data
2020 | NY | Covanta Babylon Inc | 50649 | 2 | ST | OP | NA | MSW |  | 1252983.375 |  |  | EIA Unit-level Data
2020 | NY | Covanta Hempstead | 10642 | 1 | ST | OP | NA | MSW |  | 3409621.75 |  |  | EIA Unit-level Data
2020 | NY | Covanta Hempstead | 10642 | 2 | ST | OP | NA | MSW |  | 3311489 |  |  | EIA Unit-level Data
2020 | NY | Covanta Hempstead | 10642 | 3 | ST | OP | NA | MSW |  | 3444069.25 |  |  | EIA Unit-level Data
2020 | NY | Covanta Niagara | 50472 | BLR05 | ST | OP | WALL | NG | 2309 | 2808760.75 | 10.3137 | 0.0073439 | EIA non-ozone season distributed and EPA/CAMD ozone season | NEI avg EF - PM, fuel type, firing type | 2014
2020 | NY | Covanta Niagara | 50472 | R1B01 | ST | OP | WALL | NG | 3040 | 454926.8125 | 1.6705 | 0.0073439 | EPA/CAMD | NEI avg EF - PM, fuel type, firing type | 1980
2020 | NY | Covanta Niagara | 50472 | R1B02 | ST | OP | WALL | NG | 0 | [5 empty] | 1980
2020 | NY | Covanta Niagara | 50472 | BLR3 | ST | OP | NA | MSW |  | 1333120 | 103.9834 | 0.156 | EIA Prime Mover-level Data | Estimated using an emission factor
2020 | NY | Covanta Niagara | 50472 | BLR4 | ST | OP | NA | MSW |  | 1449087.25 | 113.0288 | 0.156 | EIA Prime Mover-level Data | Estimated using an emission factor
2020 | NY | Coxsackie Solar | 64542 | 1 | PV | P | NA | SUN
2020 | NY | Crescent | 2685 | 1 | HY | OP | NA | WAT |  | 117788.5156 |  |  | EIA Prime Mover-level Data
2020 | NY | Crescent | 2685 | 2 | HY | OP | NA | WAT |  | 117788.5156 |  |  | EIA Prime Mover-level Data
2020 | NY | Crescent | 2685 | 3 | HY | OP | NA | WAT |  | 126201.9844 |  |  | EIA Prime Mover-level Data
2020 | NY | Crescent | 2685 | 4 | HY | OP | NA | WAT |  | 126201.9844 |  |  | EIA Prime Mover-level Data
2020 | NY | Cricket Valley Energy Center | 57185 | U001 | CT | OP | CC | NG | 4541 | 9547279 | 29.5072 | 0.0061813 | EPA/CAMD | NEI avg EF - PM, fuel type, firing type | 2019
2020 | NY | Cricket Valley Energy Center | 57185 | U002 | CT | OP | CC | NG | 4883 | 10390777 | 32.1141 | 0.0061813 | EPA/CAMD | NEI avg EF - PM, fuel type, firing type | 2019
2020 | NY | Cricket Valley Energy Center | 57185 | U003 | CT | OP | CC | NG | 4000 | 8628911 | 26.6688 | 0.0061813 | EPA/CAMD | NEI avg EF - PM, fuel type, firing type | 2020
2020 | NY | Cummins, Inc | 60453 | CUMM | PV | OP | NA | SUN
2020 | NY | Curtis Palmer Hydroelectric | 54580 | C1 | HY | OP | NA | WAT |  | 115864.8125 |  |  | EIA Prime Mover-level Data
2020 | NY | Curtis Palmer Hydroelectric | 54580 | C2 | HY | OP | NA | WAT |  | 115864.8125 |  |  | EIA Prime Mover-level Data
2020 | NY | Curtis Palmer Hydroelectric | 54580 | C3 | HY | OP | NA | WAT |  | 115864.8125 |  |  | EIA Prime Mover-level Data
2020 | NY | Curtis Palmer Hydroelectric | 54580 | C4 | HY | OP | NA | WAT |  | 44563.3906 |  |  | EIA Prime Mover-level Data
2020 | NY | Curtis Palmer Hydroelectric | 54580 | C5 | HY | OP | NA | WAT |  | 44563.3906 |  |  | EIA Prime Mover-level Data
2020 | NY | Curtis Palmer Hydroelectric | 54580 | P1 | HY | OP | NA | WAT |  | 1096259.375 |  |  | EIA Prime Mover-level Data
2020 | NY | Curtis Palmer Hydroelectric | 54580 | P2 | HY | OP | NA | WAT |  | 1096259.375 |  |  | EIA Prime Mover-level Data
2020 | NY | Czub CSG | 63057 | 114 | PV | OP | NA | SUN |  | 31636 |  |  | EIA Prime Mover-level Data
2020 | NY | Dahowa Hydro | 50280 | GEN1 | HY | OP | NA | WAT |  | 210729 |  |  | EIA Prime Mover-level Data
2020 | NY | DANC LFGTE Facility | 56958 | GEN1 | IC | OP | NA | LFG |  | 78051.5 | 0.57368 | 0.0147 | EIA Prime Mover-level Data | Estimated using an emission factor
2020 | NY | DANC LFGTE Facility | 56958 | GEN2 | IC | OP | NA | LFG |  | 78051.5 | 0.57368 | 0.0147 | EIA Prime Mover-level Data | Estimated using an emission factor
2020 | NY | DANC LFGTE Facility | 56958 | GEN3 | IC | OP | NA | LFG |  | 78051.5 | 0.57368 | 0.0147 | EIA Prime Mover-level Data | Estimated using an emission factor
2020 | NY | DANC LFGTE Facility | 56958 | GEN4 | IC | OP | NA | LFG |  | 78051.5 | 0.57368 | 0.0147 | EIA Prime Mover-level Data | Estimated using an emission factor
2020 | NY | Danskammer Generating Station | 2480 | 1 | ST | OP | TANGENTIAL | NG | 46 | 17395.1543 | 0.068008 | 0.0078191 | EPA/CAMD | EPA/NEI | 1951
2020 | NY | Danskammer Generating Station | 2480 | 2 | ST | OP | TANGENTIAL | NG | 46 | 20936.7637 | 0.06423 | 0.0061356 | EPA/CAMD | EPA/NEI | 1954
2020 | NY | Danskammer Generating Station | 2480 | 3 | ST | OP | TANGENTIAL | NG | 49 | 29748.2559 | 0.041561 | 0.0027941 | EPA/CAMD | EPA/NEI | 1959
2020 | NY | Danskammer Generating Station | 2480 | 4 | ST | OP | TANGENTIAL | NG | 98 | 75081.7188 | 0.24181 | 0.0064412 | EPA/CAMD | EPA/NEI | 1967
2020 | NY | Dashville | 2481 | 1 | HY | OP | NA | WAT |  | 63955 |  |  | EIA Prime Mover-level Data
2020 | NY | Dashville | 2481 | 2 | HY | OP | NA | WAT |  | 63955 |  |  | EIA Prime Mover-level Data
2020 | NY | Daum Solar | 62412 | DAUM | PV | OP | NA | SUN |  | 54253 |  |  | EIA Prime Mover-level Data
2020 | NY | Deer Park | 58786 | DRP1 | PV | OP | NA | SUN |  | 30022 |  |  | EIA Prime Mover-level Data
2020 | NY | Deferiet | 2552 | 1 | HY | OP | NA | WAT |  | 133955.3281 |  |  | EIA Prime Mover-level Data
2020 | NY | Deferiet | 2552 | 2 | HY | OP | NA | WAT |  | 133955.3281 |  |  | EIA Prime Mover-level Data
2020 | NY | Deferiet | 2552 | 3 | HY | OP | NA | WAT |  | 133955.3281 |  |  | EIA Prime Mover-level Data
2020 | NY | Deiter-STEU | 63226 | 2078 | PV | P | NA | SUN
2020 | NY | Dennison | 58787 | DNN1 | PV | OP | NA | SUN |  | 19231 |  |  | EIA Prime Mover-level Data
2020 | NY | Dexter Plant | 10538 | GEN1 | HY | OP | NA | WAT |  | 8448.2139 |  |  | EIA Prime Mover-level Data
2020 | NY | Dexter Plant | 10538 | GEN2 | HY | OP | NA | WAT |  | 8448.2139 |  |  | EIA Prime Mover-level Data
2020 | NY | Dexter Plant | 10538 | GEN3 | HY | OP | NA | WAT |  | 3379.2859 |  |  | EIA Prime Mover-level Data
2020 | NY | Dexter Plant | 10538 | GEN4 | HY | OP | NA | WAT |  | 3379.2859 |  |  | EIA Prime Mover-level Data
2020 | NY | Dexter Plant | 10538 | GEN5 | HY | OP | NA | WAT |  | 3379.2859 |  |  | EIA Prime Mover-level Data
2020 | NY | Dexter Plant | 10538 | GEN6 | HY | OP | NA | WAT |  | 21965.3574 |  |  | EIA Prime Mover-level Data
2020 | NY | Dexter Plant | 10538 | GEN7 | HY | OP | NA | WAT |  | 21965.3574 |  |  | EIA Prime Mover-level Data
2020 | NY | Diamond Island Plant | 10540 | GEN1 | HY | OA | NA | WAT |  | 5468.333 |  |  | EIA Prime Mover-level Data
2020 | NY | Diamond Island Plant | 10540 | GEN2 | HY | OP | NA | WAT |  | 5468.333 |  |  | EIA Prime Mover-level Data
2020 | NY | Diamond Island Plant | 10540 | GEN3 | HY | OP | NA | WAT |  | 5468.333 |  |  | EIA Prime Mover-level Data
2020 | NY | Diana Hydroelectric | 10237 | GEN1 | HY | OP | NA | WAT |  | 46356 |  |  | EIA Prime Mover-level Data
2020 | NY | Dolgeville Hydro | 10238 | GEN1 | HY | OA | NA | WAT |  | 17599 |  |  | EIA Prime Mover-level Data
2020 | NY | Dover CSG | 63106 | 21 | PV | OP | NA | SUN |  | 29951 |  |  | EIA Prime Mover-level Data
2020 | NY | Dryden Rd #2 Community Solar Farm CSG | 62477 | 372 | PV | OP | NA | SUN |  | 17659 |  |  | EIA Prime Mover-level Data
2020 | NY | Duanesburg | 61863 | 10048 | PV | OP | NA | SUN |  | 28952 |  |  | EIA Prime Mover-level Data
2020 | NY | Dunn Paper | 54878 | 1 | HY | OP | NA | WAT |  | 23262.4004 |  |  | EIA Prime Mover-level Data
2020 | NY | Dunn Paper | 54878 | 2 | HY | OP | NA | WAT |  | 17446.8008 |  |  | EIA Prime Mover-level Data
2020 | NY | Dunn Paper | 54878 | 3 | HY | OP | NA | WAT |  | 17446.8008 |  |  | EIA Prime Mover-level Data
2020 | NY | Dusenberry | 64715 | DSNBR | PV | V | NA | SUN
2020 | NY | Dutch Hill Wind Project | 56633 | 1 | WT | OP | NA | WND |  | 482346 |  |  | EIA Prime Mover-level Data
2020 | NY | Dutchess Cnty Resource Recovery Facility | 10305 | GEN1 | ST | OP | NA | MSW |  | 1356739 | 105.8256 | 0.156 | EIA Prime Mover-level Data | Estimated using an emission factor
2020 | NY | E F Barrett | 2511 | 10 | ST | OP | TANGENTIAL | NG | 6071 | 7739178.5 | 28.9857 | 0.0074906 | EPA/CAMD | EPA/NEI | 1956
2020 | NY | E F Barrett | 2511 | 20 | ST | OP | TANGENTIAL | NG | 4941 | 6445721 | 25.0339 | 0.0077676 | EPA/CAMD | EPA/NEI | 1963
2020 | NY | E F Barrett | 2511 | U00004 | GT | OP | CT | NG | 743 | 125463.3984 | 2.215 | 0.035309 | EPA/CAMD | EPA/NEI | 1970
2020 | NY | E F Barrett | 2511 | U00005 | GT | OP | CT | NG | 911 | 151779.7031 | 2.215 | 0.029187 | EPA/CAMD | EPA/NEI | 1970
2020 | NY | E F Barrett | 2511 | U00006 | GT | OP | CT | NG | 488 | 75483.5 | 2.215 | 0.058688 | EPA/CAMD | EPA/NEI | 1970
2020 | NY | E F Barrett | 2511 | U00007 | GT | OP | CT | NG | 498 | 77702 | 2.215 | 0.057012 | EPA/CAMD | EPA/NEI | 1970
2020 | NY | E F Barrett | 2511 | U00008 | GT | OP | CT | NG | 153 | 21957.1992 | 2.215 | 0.20175 | EPA/CAMD | EPA/NEI | 1970
2020 | NY | E F Barrett | 2511 | U00009 | GT | OP | CT | NG | 638 | 100622.5 | 2.215 | 0.044026 | EPA/CAMD | EPA/NEI | 1970
2020 | NY | E F Barrett | 2511 | U00010 | GT | OP | CT | NG | 0 |  | 2.215 |  |  | EPA/NEI | 1970
2020 | NY | E F Barrett | 2511 | U00011 | GT | OP | CT | NG | 493 | 68383.7969 | 2.215 | 0.064781 | EPA/CAMD | EPA/NEI | 1970
2020 | NY | E F Barrett | 2511 | U00012 | GT | OP | CT | NG | 540 | 108720.6016 | 3.2242 | 0.059311 | EPA/CAMD | EPA/NEI | 1970
2020 | NY | E F Barrett | 2511 | U00013 | GT | OP | CT | NG | 540 | 108720.6016 | 3.2242 | 0.059311 | EPA/CAMD | EPA/NEI | 1970
2020 | NY | E F Barrett | 2511 | U00014 | GT | OP | CT | NG | 477 | 98657.3984 | 3.2242 | 0.065361 | EPA/CAMD | EPA/NEI | 1970
2020 | NY | E F Barrett | 2511 | U00015 | GT | OP | CT | NG | 477 | 98657.3984 | 3.2242 | 0.065361 | EPA/CAMD | EPA/NEI | 1970
2020 | NY | E F Barrett | 2511 | U00016 | GT | OP | CT | NG | 910 | 181365.9062 | 3.2242 | 0.035554 | EPA/CAMD | EPA/NEI | 1970
2020 | NY | E F Barrett | 2511 | U00017 | GT | OP | CT | NG | 910 | 181365.9062 | 3.2242 | 0.035554 | EPA/CAMD | EPA/NEI | 1970
2020 | NY | E F Barrett | 2511 | U00018 | GT | OP | CT | NG | 614 | 114526.5 | 3.2242 | 0.056304 | EPA/CAMD | EPA/NEI | 1970
2020 | NY | E F Barrett | 2511 | U00019 | GT | OP | CT | NG | 614 | 114526.5 | 3.2242 | 0.056304 | EPA/CAMD | EPA/NEI | 1970
2020 | NY | E J West | 6527 | 1 | HY | OP | NA | WAT |  | 273951 |  |  | EIA Prime Mover-level Data
2020 | NY | E J West | 6527 | 2 | HY | OP | NA | WAT |  | 273951 |  |  | EIA Prime Mover-level Data
2020 | NY | Eagle | 2555 | 1 | HY | OP | NA | WAT |  | 52006.332 |  |  | EIA Prime Mover-level Data
2020 | NY | Eagle | 2555 | 2 | HY | OP | NA | WAT |  | 26003.166 |  |  | EIA Prime Mover-level Data
2020 | NY | Eagle | 2555 | 3 | HY | OP | NA | WAT |  | 26003.166 |  |  | EIA Prime Mover-level Data
2020 | NY | Eagle | 2555 | 4 | HY | OP | NA | WAT |  | 52006.332 |  |  | EIA Prime Mover-level Data
2020 | NY | East Hampton Energy Storage Center | 62733 | BEH | BA | OP | NA | MWH |  | 0 |  |  | EIA Prime Mover-level Data
2020 | NY | East Hampton Facility | 2512 | UGT001 | GT | OP | CT | DFO | 927 | 180730.9688 | 1.0369 | 0.011475 | EPA/CAMD | EPA/NEI | 1970
2020 | NY | East Norfolk | 2561 | 1 | HY | OP | NA | WAT |  | 169801 |  |  | EIA Prime Mover-level Data
2020 | NY | East Pulaski BESS | 62981 | BESS | BA | OP | NA | MWH |  | 0 |  |  | EIA Prime Mover-level Data
2020 | NY | East River | 2493 | 1 | CT | OP | CC | NG | 8103 | 13712686 | 43.0904 | 0.0062847 | EPA/CAMD | EPA/NEI | 2005
2020 | NY | East River | 2493 | 2 | CT | OP | CC | NG | 7922 | 13351400 | 39.7773 | 0.0059585 | EPA/CAMD | EPA/NEI | 2005
2020 | NY | East River | 2493 | 60 | ST | OP | WALL | NG | 7922 | 8155466 | 34.2626 | 0.0084024 | EPA/CAMD | EPA/NEI | 1951
2020 | NY | East River | 2493 | 70 | ST | OP | WALL | NG | 1572 | 1345190.125 | 34.2626 | 0.050941 | EPA/CAMD | EPA/NEI | 1955
2020 | NY | Ecogen Wind | 56370 | 1 | WT | CN | NA | WND
2020 | NY | Edgewood Energy | 55786 | CT01 | GT | OP | CT | NG | 1340 | 452463.4688 | 2.8514 | 0.012604 | EPA/CAMD | EPA/NEI | 2002
2020 | NY | Edgewood Energy | 55786 | CT02 | GT | OP | CT | NG | 1248 | 411681.3125 | 2.8514 | 0.013853 | EPA/CAMD | EPA/NEI | 2002
2020 | NY | Eel Weir | 2556 | 1 | HY | OP | NA | WAT |  | 12078.5996 |  |  | EIA Prime Mover-level Data
2020 | NY | Eel Weir | 2556 | 2 | HY | OP | NA | WAT |  | 24157.1992 |  |  | EIA Prime Mover-level Data
2020 | NY | Eel Weir | 2556 | 3 | HY | OP | NA | WAT |  | 24157.1992 |  |  | EIA Prime Mover-level Data
2020 | NY | Effley | 2557 | 1 | HY | OP | NA | WAT |  | 14106.9336 |  |  | EIA Prime Mover-level Data
2020 | NY | Effley | 2557 | 2 | HY | OP | NA | WAT |  | 14106.9336 |  |  | EIA Prime Mover-level Data
2020 | NY | Effley | 2557 | 3 | HY | OP | NA | WAT |  | 21160.4004 |  |  | EIA Prime Mover-level Data
2020 | NY | Effley | 2557 | 4 | HY | OP | NA | WAT |  | 56427.7344 |  |  | EIA Prime Mover-level Data
2020 | NY | Ellenburg | 56619 | 1 | WT | OP | NA | WND |  | 1467083 |  |  | EIA Prime Mover-level Data
2020 | NY | Ellis Solar | 62413 | ELLIS | PV | OP | NA | SUN |  | 256214 |  |  | EIA Prime Mover-level Data
2020 | NY | Ellsworth I CSG | 63112 | 22 | PV | OP | NA | SUN |  | 31933 |  |  | EIA Prime Mover-level Data
2020 | NY | Elmer | 2559 | 1 | HY | OP | NA | WAT |  | 30158.5 |  |  | EIA Prime Mover-level Data
2020 | NY | Elmer | 2559 | 2 | HY | OP | NA | WAT |  | 30158.5 |  |  | EIA Prime Mover-level Data
2020 | NY | Empire Generating Co, LLC | 56259 | CT-1 | CT | OP | CC | NG | 6497 | 10766422 | 20.9354 | 0.003889 | EPA/CAMD | EPA/NEI | 2010
2020 | NY | Empire Generating Co, LLC | 56259 | CT-2 | CT | OP | CC | NG | 6449 | 10638261 | 20.9354 | 0.0039359 | EPA/CAMD | EPA/NEI | 2010
2020 | NY | Enfield Community Solar | 62029 | 5515 | PV | OP | NA | SUN |  | 22477 |  |  | EIA Prime Mover-level Data
2020 | NY | Ephratah | 2560 | 1 | HY | OP | NA | WAT |  | 26185.5 |  |  | EIA Prime Mover-level Data
2020 | NY | Ephratah | 2560 | 2 | HY | OP | NA | WAT |  | 26185.5 |  |  | EIA Prime Mover-level Data
2020 | NY | Ephratah | 2560 | 3 | HY | OP | NA | WAT |  | 26185.5 |  |  | EIA Prime Mover-level Data
2020 | NY | Ephratah | 2560 | 4 | HY | OP | NA | WAT |  | 26185.5 |  |  | EIA Prime Mover-level Data
2020 | NY | Equus Power I | 56032 | 1 | GT | OP | CT | NG | 1789 | 614735.0625 | 0.73806 | 0.0024012 | EPA/CAMD | EPA/NEI | 2004
2020 | NY | Far Rockaway | 2513 | 4 | ST | RE | NA | NG
2020 | NY | Feeder Dam Hydro Plant | 10530 | 1 | HY | OP | NA | WAT |  | 30742.1992 |  |  | EIA Prime Mover-level Data
2020 | NY | Feeder Dam Hydro Plant | 10530 | 2 | HY | OP | NA | WAT |  | 30742.1992 |  |  | EIA Prime Mover-level Data
2020 | NY | Feeder Dam Hydro Plant | 10530 | 3 | HY | OP | NA | WAT |  | 30742.1992 |  |  | EIA Prime Mover-level Data
2020 | NY | Feeder Dam Hydro Plant | 10530 | 4 | HY | OP | NA | WAT |  | 30742.1992 |  |  | EIA Prime Mover-level Data
2020 | NY | Feeder Dam Hydro Plant | 10530 | 5 | HY | OP | NA | WAT |  | 30742.1992 |  |  | EIA Prime Mover-level Data
2020 | NY | Fenner Wind | 55790 | 1 | WT | OP | NA | WND |  | 544997 |  |  | EIA Prime Mover-level Data
2020 | NY | Finch Paper | 10511 | 10 | ST | OP | NA | WDL |  | 1789873.625 |  |  | EIA Unit-level Data
2020 | NY | Finch Paper | 10511 | 4 | ST | OP | NA | NG |  | 370761.875 | 1.3764 | 0.0074247 | EIA Unit-level Data | NEI avg EF - PM, fuel type
2020 | NY | Finch Paper | 10511 | 5 | ST | OP | NA | NG |  | 348118.375 | 1.2923 | 0.0074247 | EIA Unit-level Data | NEI avg EF - PM, fuel type
2020 | NY | Finch Paper | 10511 | 8 | ST | OP | NA | WDL |  | 1751108.5 |  |  | EIA Unit-level Data
2020 | NY | Finch Paper | 10511 | 9 | ST | OP | NA | NG |  | 1750998.5 | 6.5003 | 0.0074247 | EIA Unit-level Data | NEI avg EF - PM, fuel type
2020 | NY | Finchville Solar, LLC Hybrid CSG | 62999 | BESS | BA | OP | NA | MWH
2020 | NY | Finchville Solar, LLC Hybrid CSG | 62999 | FINCH | PV | OP | NA | SUN |  | 4851 |  |  | EIA Prime Mover-level Data
2020 | NY | Finger Lakes Solar I | 61210 | FLS1 | PV | OP | NA | SUN |  | 29072 |  |  | EIA Prime Mover-level Data
2020 | NY | Fishers Island 1 | 57600 | FI1 | IC | OP | NA | DFO |  | 2123 | 0.32906 | 0.31 | EIA Prime Mover-level Data | Estimated using an emission factor
2020 | NY | Five Falls | 2562 | 1 | HY | OP | NA | WAT |  | 672408 |  |  | EIA Prime Mover-level Data
2020 | NY | Flat Rock | 2563 | 1 | HY | OP | NA | WAT |  | 40064 |  |  | EIA Prime Mover-level Data
2020 | NY | Flat Rock | 2563 | 2 | HY | OP | NA | WAT |  | 60096 |  |  | EIA Prime Mover-level Data
2020 | NY | Fogarty CSG | 63747 | GRA | PV | TS | NA | SUN
2020 | NY | Fordham University | 63544 | DC350 | IC | SB | NA | DFO
2020 | NY | Fordham University | 63544 | LC565 | IC | SB | NA | DFO
2020 | NY | Fordham University | 63544 | LH275 | IC | SB | NA | DFO
2020 | NY | Fordham University | 63544 | TB1 | IC | SB | NA | DFO
2020 | NY | Fordham University | 63544 | TB2 | IC | SB | NA | DFO
2020 | NY | Forestport | 50768 | 1 | HY | OP | NA | WAT |  | 2221 |  |  | EIA Prime Mover-level Data
2020 | NY | Fort Miller Hydroelectric Facility | 50514 | GEN1 | HY | OP | NA | WAT |  | 92573 |  |  | EIA Prime Mover-level Data
2020 | NY | Fort Miller Hydroelectric Facility | 50514 | GEN2 | HY | OP | NA | WAT |  | 92573 |  |  | EIA Prime Mover-level Data
2020 | NY | Fortistar North Tonawanda Inc | 54131 | NTCT1 | CT | OP | CC | NG | 440 | 184773.1406 | 0.63544 | 0.0068781 | EPA/CAMD | EPA/NEI | 1993
2020 | NY | Fourth Branch Hydroelectric Facility | 10467 | 1 | HY | OP | NA | WAT |  | 101177 |  |  | EIA Prime Mover-level Data
2020 | NY | Franklin (NY) | 2564 | 1 | HY | OP | NA | WAT |  | 31641 |  |  | EIA Prime Mover-level Data
2020 | NY | Franklin (NY) | 2564 | 2 | HY | OP | NA | WAT |  | 31641 |  |  | EIA Prime Mover-level Data
2020 | NY | Franklin Solar Site | 62784 | FRANK | PV | OP | NA | SUN |  | 19335 |  |  | EIA Prime Mover-level Data
2020 | NY | Fredonia Solar LLC | 64692 | 533 | PV | V | NA | SUN
2020 | NY | Freehold | 64788 | FRHOL | PV | T | NA | SUN
2020 | NY | Freeport Power Plant No. 2 | 2679 | 5 | GT | OP | CT | NG | 339 | 105952.3516 | 0.09344 | 0.0017638 | EPA/CAMD | EPA/NEI | 2004
2020 | NY | Frey Rd #1 Community Solar Farm | 62504 | 1159 | PV | OP | NA | SUN
2020 | NY | Frey Rd #2 Community Solar Farm | 62521 | 1442 | PV | OP | NA | SUN
2020 | NY | Frog Hollow CSG | 63086 | 1731 | PV | OP | NA | SUN |  | 33003 |  |  | EIA Prime Mover-level Data
2020 | NY | Fuel Cell 18A Sneden Avenue | 64748 | CR18A | FC | OP | NA | NG |  | 3637 | 0 | 0 | EIA Prime Mover-level Data | Estimated using an emission factor
2020 | NY | Fuel Cell 18B Sneden Avenue | 64749 | CR18B | FC | OP | NA | NG |  | 17252 | 0 | 0 | EIA Prime Mover-level Data | Estimated using an emission factor
2020 | NY | Fuel Cell 3245 Yates Avenue | 64747 | C3245 | FC | P | NA | NG
2020 | NY | Fulton Hydro | 2566 | 1 | HY | OP | NA | WAT |  | 28155.6914 |  |  | EIA Prime Mover-level Data
2020 | NY | Fulton Hydro | 2566 | 2 | HY | OP | NA | WAT |  | 17597.3086 |  |  | EIA Prime Mover-level Data
2020 | NY | Fulton LFGTE Facility | 57003 | GEN1 | IC | OP | NA | LFG |  | 76570 | 0.56279 | 0.0147 | EIA Prime Mover-level Data | Estimated using an emission factor
2020 | NY | Fulton LFGTE Facility | 57003 | GEN2 | IC | OP | NA | LFG |  | 76570 | 0.56279 | 0.0147 | EIA Prime Mover-level Data | Estimated using an emission factor
2020 | NY | Furnace Rd Community Solar Farm | 62508 | 1420 | PV | OP | NA | SUN
2020 | NY | Garnet Solar (NY) | 62843 | PV1 | PV | OP | NA | SUN |  | 24871 |  |  | EIA Prime Mover-level Data
2020 | NY | Gaskill Rd Community Solar Farm CSG | 62474 | 928 | PV | OP | NA | SUN |  | 63868 |  |  | EIA Prime Mover-level Data
2020 | NY | GE 19th Hole | 64102 | GE19H | PV | OP | NA | SUN |  | 108345 |  |  | EIA Prime Mover-level Data
2020 | NY | General Mills Inc | 54564 | GEN1 | GT | RE | NA | NG
2020 | NY | Gibson-STEU | 63227 | 8675 | PV | P | NA | SUN
2020 | NY | Gifford CSG | 63056 | 131 | PV | OP | NA | SUN |  | 29987 |  |  | EIA Prime Mover-level Data
2020 | NY | Glen Park Hydroelectric Project | 50512 | GEN1 | HY | OP | NA | WAT |  | 414926.4062 |  |  | EIA Prime Mover-level Data
2020 | NY | Glen Park Hydroelectric Project | 50512 | GEN2 | HY | OP | NA | WAT |  | 414926.4062 |  |  | EIA Prime Mover-level Data
2020 | NY | Glen Park Hydroelectric Project | 50512 | GEN3 | HY | OP | NA | WAT |  | 103016.2109 |  |  | EIA Prime Mover-level Data
2020 | NY | Glenmere Lake | 64719 | BESS | BA | V | NA | MWH
2020 | NY | Glenmere Lake | 64719 | GLNMR | PV | V | NA | SUN
2020 | NY | Glenwood | 2514 | U00020 | GT | OP | CT | DFO | 30 | 14174.7002 | 0.074448 | 0.010504 | EPA/CAMD | EPA/NEI | 1972
2020 | NY | Glenwood | 2514 | U00021 | GT | OP | CT | DFO | 23 | 10303 | 0.055073 | 0.010691 | EPA/CAMD | EPA/NEI | 1972
2020 | NY | Glenwood Hydro | 2568 | 1 | HY | OP | NA | WAT |  | 17373.666 |  |  | EIA Prime Mover-level Data
2020 | NY | Glenwood Hydro | 2568 | 2 | HY | OP | NA | WAT |  | 17373.666 |  |  | EIA Prime Mover-level Data
2020 | NY | Glenwood Hydro | 2568 | 3 | HY | OP | NA | WAT |  | 17373.666 |  |  | EIA Prime Mover-level Data
2020 | NY | Glenwood Landing Energy Center | 7869 | UGT011 | GT | OP | CT | DFO | 28 | 3555.8 | 0.10236 | 0.057574 | EPA/CAMD | NEI avg EF - PM, fuel type, firing type | 1967
2020 | NY | Glenwood Landing Energy Center | 7869 | UGT012 | GT | OP | CT | NG | 1905 | 664717.375 | 3.6713 | 0.011046 | EPA/CAMD | EPA/NEI | 2002
2020 | NY | Glenwood Landing Energy Center | 7869 | UGT013 | GT | OP | CT | NG | 1371 | 448570.5312 | 3.6713 | 0.016369 | EPA/CAMD | EPA/NEI | 2002
2020 | NY | Gloversville Landfill Solar | 62357 | 8158 | PV | P | NA | SUN
2020 | NY | Goldman Sachs Carports Solar | 64746 | GSCS | PV | OP | NA | SUN
2020 | NY | Good Samaritan Hospital | 61551 | EGEN1 | IC | SB | NA | DFO |  | 212.105 | 0.032876 | 0.31 | EIA Prime Mover-level Data | Estimated using an emission factor
2020 | NY | Good Samaritan Hospital | 61551 | EGEN2 | IC | SB | NA | DFO |  | 148.474 | 0.023013 | 0.31 | EIA Prime Mover-level Data | Estimated using an emission factor
2020 | NY | Good Samaritan Hospital | 61551 | EGEN3 | IC | SB | NA | NG |  | 42.421 | 8.9508e-06 | 0.000422 | EIA Prime Mover-level Data | Estimated using an emission factor
2020 | NY | Goodyear Lake Plant | 50079 | GEN1 | HY | OP | NA | WAT |  | 14172.5713 |  |  | EIA Prime Mover-level Data
2020 | NY | Goodyear Lake Plant | 50079 | GEN2 | HY | OP | NA | WAT |  | 10629.4287 |  |  | EIA Prime Mover-level Data
2020 | NY | Gore Mountain Solar II | 61764 | SNWH2 | PV | OP | NA | SUN |  | 26248 |  |  | EIA Prime Mover-level Data
2020 | NY | Gouldtown | 56704 | 3 | HY | OP | NA | WAT |  | 49199 |  |  | EIA Prime Mover-level Data
2020 | NY | Gowanus Generating Station | 2494 | CT01-1 | GT | OP | CT | DFO | 9 | 2507.655 | 1.2578 | 1.0032 | EIA non-ozone season distributed and EPA/CAMD ozone season | EPA/NEI | 1971
2020 | NY | Gowanus Generating Station | 2494 | CT01-2 | GT | OP | CT | DFO | 3 | 864.743 | 1.2578 | 2.909 | EIA non-ozone season distributed and EPA/CAMD ozone season | EPA/NEI | 1971
2020 | NY | Gowanus Generating Station | 2494 | CT01-3 | GT | OP | CT | DFO | 9 | 2118.5701 | 1.2578 | 1.1874 | EIA non-ozone season distributed and EPA/CAMD ozone season | EPA/NEI | 1971
2020 | NY | Gowanus Generating Station | 2494 | CT01-4 | GT | OP | CT | DFO | 3 | 864.743 | 1.2578 | 2.909 | EIA non-ozone season distributed and EPA/CAMD ozone season | EPA/NEI | 1971
2020 | NY | Gowanus Generating Station | 2494 | CT01-5 | GT | OP | CT | DFO | 3 | 821.456 | 1.2578 | 3.0623 | EIA non-ozone season distributed and EPA/CAMD ozone season | EPA/NEI | 1971
2020 | NY | Gowanus Generating Station | 2494 | CT01-6 | GT | OP | CT | DFO | 3 | 821.456 | 1.2578 | 3.0623 | EIA non-ozone season distributed and EPA/CAMD ozone season | EPA/NEI | 1971
2020 | NY | Gowanus Generating Station | 2494 | CT01-7 | GT | OP | CT | DFO | 3 | 907.865 | 1.2578 | 2.7709 | EIA non-ozone season distributed and EPA/CAMD ozone season | EPA/NEI | 1971
2020 | NY | Gowanus Generating Station | 2494 | CT01-8 | GT | OP | CT | DFO | 3 | 864.743 | 1.2578 | 2.909 | EIA non-ozone season distributed and EPA/CAMD ozone season | EPA/NEI | 1971
2020 | NY | Gowanus Generating Station | 2494 | CT02-1 | GT | OP | CT | DFO | 85 | 26722.5703 | 1.2578 | 0.094136 | EIA non-ozone season distributed and EPA/CAMD ozone season | EPA/NEI | 1971
2020 | NY | Gowanus Generating Station | 2494 | CT02-2 | GT | OP | CT | DFO | 64 | 18922.7344 | 1.2578 | 0.13294 | EIA non-ozone season distributed and EPA/CAMD ozone season | EPA/NEI | 1971
2020 | NY | Gowanus Generating Station | 2494 | CT02-3 | GT | OP | CT | DFO | 109 | 34401.5312 | 1.2578 | 0.073123 | EIA non-ozone season distributed and EPA/CAMD ozone season | EPA/NEI | 1971
2020 | NY | Gowanus Generating Station | 2494 | CT02-4 | GT | OP | CT | DFO | 71 | 22035.5801 | 1.2578 | 0.11416 | EIA non-ozone season distributed and EPA/CAMD ozone season | EPA/NEI | 1971
2020 | NY | Gowanus Generating Station | 2494 | CT02-5 | GT | OP | CT | DFO | 95 | 29220.5879 | 1.2578 | 0.086089 | EIA non-ozone season distributed and EPA/CAMD ozone season | EPA/NEI | 1971
2020 | NY | Gowanus Generating Station | 2494 | CT02-6 | GT | OP | CT | DFO | 77 | 24544.3789 | 1.2578 | 0.10249 | EIA non-ozone season distributed and EPA/CAMD ozone season | EPA/NEI | 1971
2020 | NY | Gowanus Generating Station | 2494 | CT02-7 | GT | OP | CT | DFO | 114 | 36866.5508 | 1.2578 | 0.068234 | EIA non-ozone season distributed and EPA/CAMD ozone season | EPA/NEI | 1971
2020 | NY | Gowanus Generating Station | 2494 | CT02-8 | GT | OP | CT | DFO | 65 | 18836.8164 | 1.2578 | 0.13354 | EIA non-ozone season distributed and EPA/CAMD ozone season | EPA/NEI | 1971
2020 | NY | Gowanus Generating Station | 2494 | CT03-1 | GT | OP | CT | DFO | 73 | 21523.6621 | 1.2578 | 0.11687 | EIA non-ozone season distributed and EPA/CAMD ozone season | EPA/NEI | 1971
2020 | NY | Gowanus Generating Station | 2494 | CT03-2 | GT | OP | CT | DFO | 95 | 27118.5156 | 1.2578 | 0.092762 | EIA non-ozone season distributed and EPA/CAMD ozone season | EPA/NEI | 1971
2020 | NY | Gowanus Generating Station | 2494 | CT03-3 | GT | OP | CT | DFO | 77 | 21872.8906 | 1.2578 | 0.11501 | EIA non-ozone season distributed and EPA/CAMD ozone season | EPA/NEI | 1971
2020 | NY | Gowanus Generating Station | 2494 | CT03-4 | GT | OP | CT | DFO | 63 | 16689.0078 | 1.2578 | 0.15073 | EIA non-ozone season distributed and EPA/CAMD ozone season | EPA/NEI | 1971
2020 | NY | Gowanus Generating Station | 2494 | CT03-5 | GT | OP | CT | DFO | 47 | 12139.0645 | 1.2578 | 0.20723 | EIA non-ozone season distributed and EPA/CAMD ozone season | EPA/NEI | 1971
2020 | NY | Gowanus Generating Station | 2494 | CT03-6 | GT | OP | CT | DFO | 53 | 14940.0859 | 1.2578 | 0.16838 | EIA non-ozone season distributed and EPA/CAMD ozone season | EPA/NEI | 1971
2020 | NY | Gowanus Generating Station | 2494 | CT03-7 | GT | OP | CT | DFO | 73 | 21357.8672 | 1.2578 | 0.11778 | EIA non-ozone season distributed and EPA/CAMD ozone season | EPA/NEI | 1971
2020 | NY | Gowanus Generating Station | 2494 | CT03-8 | GT | OP | CT | DFO | 78 | 21630.3242 | 1.2578 | 0.1163 | EIA non-ozone season distributed and EPA/CAMD ozone season | EPA/NEI | 1971
2020 | NY | Gowanus Generating Station | 2494 | CT04-1 | GT | OP | CT | DFO | 6 | 1256.441 | 1.2578 | 2.0021 | EIA non-ozone season distributed and EPA/CAMD ozone season | EPA/NEI | 1971
2020 | NY | Gowanus Generating Station | 2494 | CT04-2 | GT | OP | CT | DFO | 5 | 1337.46 | 1.2578 | 1.8808 | EIA non-ozone season distributed and EPA/CAMD ozone season | EPA/NEI | 1971
2020 | NY | Gowanus Generating Station | 2494 | CT04-3 | GT | OP | CT | DFO | 6 | 1297.114 | 1.2578 | 1.9393 | EIA non-ozone season distributed and EPA/CAMD ozone season | EPA/NEI | 1971
2020 | NY | Gowanus Generating Station | 2494 | CT04-4 | GT | OP | CT | DFO | 5 | 1175.423 | 1.2578 | 2.1401 | EIA non-ozone season distributed and EPA/CAMD ozone season | EPA/NEI | 1971
2020 | NY | Gowanus Generating Station | 2494 | CT04-5 | GT | OP | CT | DFO | 5 | 1094.4041 | 1.2578 | 2.2986 | EIA non-ozone season distributed and EPA/CAMD ozone season | EPA/NEI | 1971
2020 | NY | Gowanus Generating Station | 2494 | CT04-6 | GT | OP | CT | DFO | 5 | 1459.314 | 1.2578 | 1.7238 | EIA non-ozone season distributed and EPA/CAMD ozone season | EPA/NEI | 1971
2020 | NY | Gowanus Generating Station | 2494 | CT04-7 | GT | OP | CT | DFO | 11 | 2594.228 | 1.2578 | 0.96967 | EIA non-ozone season distributed and EPA/CAMD ozone season | EPA/NEI | 1971
2020 | NY | Gowanus Generating Station | 2494 | CT04-8 | GT | OP | CT | DFO | 10 | 2391.5181 | 1.2578 | 1.0519 | EIA non-ozone season distributed and EPA/CAMD ozone season | EPA/NEI | 1971
2020 | NY | Grabinski | 63752 | GRA | PV | OP | NA | SUN |  | 11028 |  |  | EIA Prime Mover-level Data
2020 | NY | Grahamsville | 2627 | GRHM | HY | OP | NA | WAT |  | 773086 |  |  | EIA Prime Mover-level Data
2020 | NY | Granby | 2569 | 1 | HY | OP | NA | WAT |  | 140438 |  |  | EIA Prime Mover-level Data
2020 | NY | Granby | 2569 | 2 | HY | OP | NA | WAT |  | 140438 |  |  | EIA Prime Mover-level Data
2020 | NY | Grand Prix Solar | 63291 | GPS | PV | OP | NA | SUN |  | 5825 |  |  | EIA Prime Mover-level Data
2020 | NY | Great Lakes Seaway Community Solar | 64092 | GLSCS | PV | OP | NA | SUN |  | 31231 |  |  | EIA Prime Mover-level Data
2020 | NY | Green Island Hydroelectric Station | 61207 | UNIT1 | HY | OP | NA | WAT |  | 84172.25 |  |  | EIA Prime Mover-level Data
2020 | NY | Green Island Hydroelectric Station | 61207 | UNIT2 | HY | OP | NA | WAT |  | 84172.25 |  |  | EIA Prime Mover-level Data
2020 | NY | Green Island Hydroelectric Station | 61207 | UNIT3 | HY | OP | NA | WAT |  | 84172.25 |  |  | EIA Prime Mover-level Data
2020 | NY | Green Island Hydroelectric Station | 61207 | UNIT4 | HY | OP | NA | WAT |  | 84172.25 |  |  | EIA Prime Mover-level Data
2020 | NY | Greene County Meter #1 | 60463 | PV1 | PV | OP | NA | SUN |  | 8115 |  |  | EIA Prime Mover-level Data
2020 | NY | Greenidge Generation LLC | 2527 | 6 | ST | OP | TANGENTIAL | NG | 7916 | 3849053.75 | 13.1981 | 0.0068579 | EPA/CAMD | EPA/NEI | 1953
2020 | NY | Greenport | 2681 | 2 | IC | OS | NA | DFO |  | 54.535 | 0.0084529 | 0.31 | EIA Prime Mover-level Data | Estimated using an emission factor
2020 | NY | Greenport | 2681 | 4 | IC | OP | NA | DFO |  | 38.495 | 0.0059667 | 0.31 | EIA Prime Mover-level Data | Estimated using an emission factor
2020 | NY | Greenport | 2681 | 5 | IC | OP | NA | DFO |  | 57.743 | 0.0089502 | 0.31 | EIA Prime Mover-level Data | Estimated using an emission factor
2020 | NY | Greenport | 2681 | 6 | IC | OP | NA | DFO |  | 121.901 | 0.018895 | 0.31 | EIA Prime Mover-level Data | Estimated using an emission factor
2020 | NY | Greenport | 2681 | 7 | IC | OS | NA | DFO |  | 51.327 | 0.0079557 | 0.31 | EIA Prime Mover-level Data | Estimated using an emission factor
2020 | NY | Greens Corners Solar | 64599 | GEN1 | PV | P | NA | SUN
2020 | NY | Greenville CSG | 62759 | GV | PV | OP | NA | SUN |  | 25037 |  |  | EIA Prime Mover-level Data
2020 | NY | Greenwich Solar 1, LLC CSG | 63411 | RTE40 | PV | OP | NA | SUN
2020 | NY | Guildlerland CSG | 63052 | 106 | PV | OP | NA | SUN |  | 30890 |  |  | EIA Prime Mover-level Data
2020 | NY | Hailesboro 4 Plant | 10544 | GEN1 | HY | OP | NA | WAT |  | 35297.1445 |  |  | EIA Prime Mover-level Data
2020 | NY | Hailesboro 4 Plant | 10544 | GEN2 | HY | OP | NA | WAT |  | 26472.8574 |  |  | EIA Prime Mover-level Data
2020 | NY | Hales Mills Solar, LLC | 63339 | 9751 | BA | P | NA | MWH
2020 | NY | Hales Mills Solar, LLC | 63339 | 6609 | PV | OP | NA | SUN |  | 1237 |  |  | EIA Prime Mover-level Data
2020 | NY | Hamilton College | 61103 | PV1 | PV | CN | NA | SUN
2020 | NY | Hamlin Solar 1, LLC | 64679 | HS1 | PV | OP | NA | SUN
2020 | NY | Hampshire Paper | 10116 | 5 | HY | OP | NA | WAT |  | 119033 |  |  | EIA Prime Mover-level Data
2020 | NY | Hannawa | 2571 | 1 | HY | OP | NA | WAT |  | 188633 |  |  | EIA Prime Mover-level Data
2020 | NY | Hannawa | 2571 | 2 | HY | OP | NA | WAT |  | 188633 |  |  | EIA Prime Mover-level Data
2020 | NY | Harbec Energy | 62736 | 250KW | WT | OS | NA | WND |  | 1182.25 |  |  | EIA Prime Mover-level Data
2020 | NY | Harbec Energy | 62736 | 850KW | WT | OP | NA | WND |  | 3546.75 |  |  | EIA Prime Mover-level Data
2020 | NY | Harbec Energy | 62736 | CPH | GT | OP | NA | NG |  | 3598 | 0.0017886 | 0.00099423 | EIA Prime Mover-level Data | NEI avg EF - PM, fuel type, firing type
2020 | NY | Hardscrabble Wind Power LLC | 57287 | 1 | WT | OP | NA | WND |  | 1543345 |  |  | EIA Prime Mover-level Data
2020 | NY | Harford Solar Farm | 61030 | CMUSW | PV | OP | NA | SUN |  | 24661 |  |  | EIA Prime Mover-level Data
2020 | NY | Harlem Hospital Center | 63671 | CAT1 | IC | SB | NA | DFO
2020 | NY | Harlem Hospital Center | 63671 | CAT2 | IC | SB | NA | DFO
2020 | NY | Harlem Hospital Center | 63671 | CAT3 | IC | SB | NA | DFO
2020 | NY | Harlem Hospital Center | 63671 | CAT4 | IC | SB | NA | DFO
2020 | NY | Harlem Hospital Center | 63671 | CAT5 | IC | SB | NA | DFO
2020 | NY | Harlem River Yard | 7914 | HR01 | GT | OP | CT | NG | 1140 | 373063.4688 | 1.4724 | 0.0078935 | EPA/CAMD | EPA/NEI | 2001
2020 | NY | Harlem River Yard | 7914 | HR02 | GT | OP | CT | NG | 784 | 239852.7344 | 1.4724 | 0.012277 | EPA/CAMD | EPA/NEI | 2001
2020 | NY | Harris Lake | 2528 | 1 | IC | OP | NA | DFO
2020 | NY | Harris Lake | 2528 | 2 | IC | OP | NA | DFO
2020 | NY | Hawkeye Energy Greenport, LLC | 55969 | U-01 | GT | OP | CT | DFO | 1220 | 553676.25 | 3.2604 | 0.011777 | EPA/CAMD | EPA/NEI | 2003
2020 | NY | Hecate Energy Albany County 1 | 64077 | ALBNY | PV | P | NA | SUN
2020 | NY | Hecate Energy Cider Solar LLC | 64163 | 11111 | PV | P | NA | SUN
2020 | NY | Hecate Energy Columbia County Solar | 62273 | HECC1 | PV | P | NA | SUN
2020 | NY | Hecate Energy Gedney Hill | 63815 | GEDNY | PV | P | NA | SUN
2020 | NY | Hell Gate | 7913 | HG01 | GT | OP | CT | NG | 1176 | 376533.6562 | 2.2308 | 0.011849 | EPA/CAMD | EPA/NEI | 2001
2020 | NY | Hell Gate | 7913 | HG02 | GT | OP | CT | NG | 887 | 297531.4688 | 2.2308 | 0.014995 | EPA/CAMD | EPA/NEI | 2001
2020 | NY | Herkimer | 52057 | 1 | HY | OA | NA | WAT
2020 | NY | Herkimer | 52057 | 2 | HY | OA | NA | WAT
2020 | NY | Herkimer | 52057 | 3 | HY | OA | NA | WAT
2020 | NY | Herkimer | 52057 | 4 | HY | OA | NA | WAT
2020 | NY | Herkimer | 52057 | 5 | HY | RE | NA | WAT
2020 | NY | Herrings | 2572 | 1 | HY | OP | NA | WAT |  | 59951.668 |  |  | EIA Prime Mover-level Data
2020 | NY | Herrings | 2572 | 2 | HY | OP | NA | WAT |  | 59951.668 |  |  | EIA Prime Mover-level Data
2020 | NY | Herrings | 2572 | 3 | HY | OP | NA | WAT |  | 59951.668 |  |  | EIA Prime Mover-level Data
2020 | NY | Heuvelton | 2573 | 1 | HY | OP | NA | WAT |  | 17308.5 |  |  | EIA Prime Mover-level Data
2020 | NY | Heuvelton | 2573 | 2 | HY | OP | NA | WAT |  | 17308.5 |  |  | EIA Prime Mover-level Data
2020 | NY | Hewittville Hydroelectric | 50268 | HY1 | HY | OP | NA | WAT |  | 103664 |  |  | EIA Prime Mover-level Data
2020 | NY | HGS Solar I | 61765 | SNWH1 | PV | OP | NA | SUN |  | 28871 |  |  | EIA Prime Mover-level Data
2020 | NY | Hickory Grove #1 | 62831 | 25 | PV | OP | NA | SUN |  | 9 |  |  | EIA Prime Mover-level Data
2020 | NY | Hickory Grove #2 | 62832 | 309 | PV | OP | NA | SUN |  | 9 |  |  | EIA Prime Mover-level Data
2020 | NY | High Acres Gas Recovery | 50568 | GEN1 | IC | OP | NA | LFG |  | 66643 | 0.48983 | 0.0147 | EIA Prime Mover-level Data | Estimated using an emission factor
2020 | NY | High Acres Gas Recovery | 50568 | GEN2 | IC | OP | NA | LFG |  | 66643 | 0.48983 | 0.0147 | EIA Prime Mover-level Data | Estimated using an emission factor
2020 | NY | High Acres Gas Recovery | 50568 | GEN3 | IC | OP | NA | LFG |  | 66643 | 0.48983 | 0.0147 | EIA Prime Mover-level Data | Estimated using an emission factor
2020 | NY | High Acres Gas Recovery | 50568 | GEN4 | IC | OP | NA | LFG |  | 66643 | 0.48983 | 0.0147 | EIA Prime Mover-level Data | Estimated using an emission factor
2020 | NY | High Acres Gas Recovery | 50568 | GEN5 | IC | OP | NA | LFG |  | 133286 | 0.97965 | 0.0147 | EIA Prime Mover-level Data | Estimated using an emission factor
2020 | NY | High Acres Gas Recovery | 50568 | GEN6 | IC | OP | NA | LFG |  | 133286 | 0.97965 | 0.0147 | EIA Prime Mover-level Data | Estimated using an emission factor
2020 | NY | High Acres Gas Recovery | 50568 | GEN7 | IC | OP | NA | LFG |  | 133286 | 0.97965 | 0.0147 | EIA Prime Mover-level Data | Estimated using an emission factor
2020 | NY | High Acres Gas Recovery | 50568 | GEN8 | IC | OP | NA | LFG |  | 133286 | 0.97965 | 0.0147 | EIA Prime Mover-level Data | Estimated using an emission factor
2020 | NY | High Bridge Wind Project | 62894 | WT | WT | P | NA | WND
2020 | NY | High Dam | 2574 | 1 | HY | OP | NA | WAT |  | 38987.293 |  |  | EIA Prime Mover-level Data
2020 | NY | High Dam | 2574 | 2 | HY | OP | NA | WAT |  | 38987.293 |  |  | EIA Prime Mover-level Data
2020 | NY | High Dam | 2574 | 3 | HY | OP | NA | WAT |  | 38987.293 |  |  | EIA Prime Mover-level Data
2020 | NY | High Dam | 2574 | 4 | HY | OP | NA | WAT |  | 48734.1172 |  |  | EIA Prime Mover-level Data
2020 | NY | High Falls - Croghan NY | 2575 | 1 | HY | OP | NA | WAT |  | 70435.3359 |  |  | EIA Prime Mover-level Data
2020 | NY | High Falls - Croghan NY | 2575 | 2 | HY | OP | NA | WAT |  | 70435.3359 |  |  | EIA Prime Mover-level Data
2020 | NY | High Falls - Croghan NY | 2575 | 3 | HY | OP | NA | WAT |  | 70435.3359 |  |  | EIA Prime Mover-level Data
2020 | NY | High Falls - Saranac NY | 2530 | 1 | HY | OP | NA | WAT |  | 76488.7969 |  |  | EIA Prime Mover-level Data
2020 | NY | High Falls - Saranac NY | 2530 | 2 | HY | OS | NA | WAT |  | 76488.7969 |  |  | EIA Prime Mover-level Data
2020 | NY | High Falls - Saranac NY | 2530 | 3 | HY | OA | NA | WAT |  | 133855.4062 |  |  | EIA Prime Mover-level Data
2020 | NY | High Sheldon Wind Farm | 56953 | 1 | WT | OP | NA | WND |  | 2269716 |  |  | EIA Prime Mover-level Data
2020 | NY | Higley | 2576 | 1 | HY | RE | NA | WAT
2020 | NY | Higley | 2576 | 1N | HY | OP | NA | WAT |  | 65194.5 |  |  | EIA Prime Mover-level Data
2020 | NY | Higley | 2576 | 2 | HY | RE | NA | WAT
2020 | NY | Higley | 2576 | 2N | HY | OP | NA | WAT |  | 65194.5 |  |  | EIA Prime Mover-level Data
2020 | NY | Higley | 2576 | 3 | HY | RE | NA | WAT
2020 | NY | Higley | 2576 | 3N | HY | OP | NA | WAT |  | 65194.5 |  |  | EIA Prime Mover-level Data
2020 | NY | Higley | 2576 | 4N | HY | OP | NA | WAT |  | 65194.5 |  |  | EIA Prime Mover-level Data
2020 | NY | Hillburn | 2628 | 1 | GT | OP | CT | NG | 33 | 3835.2471 | 0.012118 | 0.0063191 | EPA/CAMD | EPA/NEI | 1971
2020 | NY | Hilton NY Co Gen Plant | 58815 | 1 | IC | OP | NA | NG
2020 | NY | Hobart & William Smith College Gates Rd. | 63297 | GATES | PV | OP | NA | SUN |  | 26134 |  |  | EIA Prime Mover-level Data
2020 | NY | Holley Road Solar | 64240 | #0879 | PV | P | NA | SUN
2020 | NY | Hollow Dam Power Partnership | 10124 | HY1 | HY | OS | NA | WAT |  | 9901 |  |  | EIA Prime Mover-level Data
2020 | NY | Hollow Dam Power Partnership | 10124 | HY2 | HY | OP | NA | WAT |  | 9901 |  |  | EIA Prime Mover-level Data
2020 | NY | Hollygrove CSG | 63051 | 32 | PV | OP | NA | SUN |  | 27960 |  |  | EIA Prime Mover-level Data
2020 | NY | Holtsville Facility | 8007 | U00001 | GT | OP | CT | DFO | 349 | 76733.3984 | 11.8046 | 0.30768 | EPA/CAMD | EPA/NEI | 1974
2020 | NY | Holtsville Facility | 8007 | U00002 | GT | OP | CT | DFO | 350 | 76747.2969 | 11.8046 | 0.30762 | EPA/CAMD | EPA/NEI | 1974
2020 | NY | Holtsville Facility | 8007 | U00003 | GT | OP | CT | DFO | 73 | 12968.5996 | 11.8046 | 1.8205 | EPA/CAMD | EPA/NEI | 1974
2020 | NY | Holtsville Facility | 8007 | U00004 | GT | OP | CT | DFO | 75 | 12416.0996 | 11.8046 | 1.9015 | EPA/CAMD | EPA/NEI | 1974
2020 | NY | Holtsville Facility | 8007 | U00005 | GT | OP | CT | DFO | 171 | 34116.1992 | 11.8046 | 0.69202 | EPA/CAMD | EPA/NEI | 1974
2020 | NY | Holtsville Facility | 8007 | U00006 | GT | OP | CT | DFO | 171 | 34116.1992 | 11.8046 | 0.69202 | EPA/CAMD | EPA/NEI | 1974
2020 | NY | Holtsville Facility | 8007 | U00007 | GT | OP | CT | DFO | 138 | 30231 | 11.8046 | 0.78096 | EPA/CAMD | EPA/NEI | 1974
2020 | NY | Holtsville Facility | 8007 | U00008 | GT | OP | CT | DFO | 137 | 30217.0996 | 11.8046 | 0.78132 | EPA/CAMD | EPA/NEI | 1974
2020 | NY | Holtsville Facility | 8007 | U00009 | GT | OP | CT | DFO | 60 | 12630 | 11.8046 | 1.8693 | EPA/CAMD | EPA/NEI | 1974
2020 | NY | Holtsville Facility | 8007 | U00010 | GT | OP | CT | DFO | 60 | 12630 | 11.8046 | 1.8693 | EPA/CAMD | EPA/NEI | 1974
2020 | NY | Holtsville Facility | 8007 | U00011 | GT | OP | CT | DFO | 250 | 61426.3984 | 11.8046 | 0.38435 | EPA/CAMD | EPA/NEI | 1974
2020 | NY | Holtsville Facility | 8007 | U00012 | GT | OP | CT | DFO | 250 | 61426.3984 | 11.8046 | 0.38435 | EPA/CAMD | EPA/NEI | 1974
2020 | NY | Holtsville Facility | 8007 | U00013 | GT | OP | CT | DFO | 133 | 29521.4004 | 11.8046 | 0.79973 | EPA/CAMD | EPA/NEI | 1974
2020 | NY | Holtsville Facility | 8007 | U00014 | GT | OP | CT | DFO | 132 | 29506.6992 | 11.8046 | 0.80013 | EPA/CAMD | EPA/NEI | 1974
2020 | NY | Holtsville Facility | 8007 | U00015 | GT | OP | CT | DFO | 158 | 39266 | 11.8046 | 0.60126 | EPA/CAMD | EPA/NEI | 1974
2020 | NY | Holtsville Facility | 8007 | U00016 | GT | OP | CT | DFO | 156 | 39238.1992 | 11.8046 | 0.60169 | EPA/CAMD | EPA/NEI | 1974
2020 | NY | Holtsville Facility | 8007 | U00017 | GT | OP | CT | DFO | 167 | 41827.8984 | 11.8046 | 0.56444 | EPA/CAMD | EPA/NEI | 1974
2020 | NY | Holtsville Facility | 8007 | U00018 | GT | OP | CT | DFO | 162 | 40751.8008 | 11.8046 | 0.57934 | EPA/CAMD | EPA/NEI | 1974
2020 | NY | Holtsville Facility | 8007 | U00019 | GT | OP | CT | DFO | 62 | 13956.2002 | 11.8046 | 1.6917 | EPA/CAMD | EPA/NEI | 1974
2020 | NY | Holtsville Facility | 8007 | U00020 | GT | OP | CT | DFO | 61 | 13941.9004 | 11.8046 | 1.6934 | EPA/CAMD | EPA/NEI | 1974
2020 | NY | Holtsville Solar Project | 61902 | HOLTS | PV | OP | NA | SUN |  | 18272 |  |  | EIA Prime Mover-level Data
2020 | NY | Homer Street East | 62725 | HSE | PV | OP | NA | SUN |  | 13624 |  |  | EIA Prime Mover-level Data
2020 | NY | Homer Street West | 62724 | HSW | PV | OP | NA | SUN |  | 13450 |  |  | EIA Prime Mover-level Data
2020 | NY | Hope Solar Farm LLC | 63371 | BRUNS | PV | OP | NA | SUN |  | 29004 |  |  | EIA Prime Mover-level Data
2020 | NY | Horseshoe Solar Energy | 63096 | GEN1 | PV | U | NA | SUN
2020 | NY | Hospital Rd Community Solar Farm CSG | 62155 | 9 | PV | OP | NA | SUN |  | 18364 |  |  | EIA Prime Mover-level Data
2020 | NY | Houghton | 60454 | HOUGH | PV | OP | NA | SUN
2020 | NY | Howard Wind Farm | 57867 | 1 | WT | OP | NA | WND |  | 1030495 |  |  | EIA Prime Mover-level Data
2020 | NY | Howard Wind Farm | 57867 | 2 | WT | OP | NA | WND |  | 76401.9844 |  |  | EIA Prime Mover-level Data
2020 | NY | Howell CSG | 63107 | 1725 | PV | OP | NA | SUN |  | 26282 |  |  | EIA Prime Mover-level Data
2020 | NY | Howland CSG | 63055 | 26 | PV | OP | NA | SUN |  | 29198 |  |  | EIA Prime Mover-level Data
2020 | NY | Hudson Avenue | 2496 | CT0003 | GT | OP | CT | KER | 15 | 7121.5908 | 0.044379 | 0.012463 | EIA non-ozone season distributed and EPA/CAMD ozone season | EPA/NEI | 1970
2020 | NY | Hudson Avenue | 2496 | CT0004 | GT | OP | CT | KER | 0 |  | 0.044379 |  |  | EPA/NEI | 1970
2020 | NY | Hudson Avenue | 2496 | CT0005 | GT | OP | CT | KER | 7 | 3323.4089 | 0.044379 | 0.026707 | EIA non-ozone season distributed and EPA/CAMD ozone season | EPA/NEI | 1970
2020 | NY | Hudson Falls Hydroelectric Project | 54953 | GEN1 | HY | OP | NA | WAT |  | 840838.5 |  |  | EIA Prime Mover-level Data
2020 | NY | Hudson Falls Hydroelectric Project | 54953 | GEN2 | HY | OP | NA | WAT |  | 840838.5 |  |  | EIA Prime Mover-level Data
2020 | NY | Huntington Resource Recovery Facility | 50656 | UNIT1 | ST | OP | NA | MSW |  | 1138697.125 |  |  | EIA Unit-level Data
2020 | NY | Huntington Resource Recovery Facility | 50656 | UNIT2 | ST | OP | NA | MSW |  | 1154311.25 |  |  | EIA Unit-level Data
2020 | NY | Huntington Resource Recovery Facility | 50656 | UNIT3 | ST | OP | NA | MSW |  | 1154149.5 |  |  | EIA Unit-level Data
2020 | NY | HVCC Cogen Plant | 58186 | CG01 | IC | OP | NA | NG |  | 15594.5557 | 0.0032905 | 0.000422 | EIA Prime Mover-level Data | Estimated using an emission factor
2020 | NY | HVCC Cogen Plant | 58186 | CG02 | IC | OP | NA | NG |  | 15594.5557 | 0.0032905 | 0.000422 | EIA Prime Mover-level Data | Estimated using an emission factor
2020 | NY | HVCC Cogen Plant | 58186 | CG03 | IC | OP | NA | NG |  | 24258.1973 | 0.0051185 | 0.000422 | EIA Prime Mover-level Data | Estimated using an emission factor
2020 | NY | HVCC Cogen Plant | 58186 | CG04 | IC | OP | NA | NG |  | 24258.1973 | 0.0051185 | 0.000422 | EIA Prime Mover-level Data | Estimated using an emission factor
2020 | NY | HVCC Cogen Plant | 58186 | CG05 | IC | SB | NA | DFO |  | 36387.2969 | 5.64 | 0.31 | EIA Prime Mover-level Data | Estimated using an emission factor
2020 | NY | HVCC Cogen Plant | 58186 | CG06 | IC | OP | NA | NG |  | 24258.1973 | 0.0051185 | 0.000422 | EIA Prime Mover-level Data | Estimated using an emission factor
2020 | NY | Hydraulic Race | 2578 | 1 | HY | OP | NA | WAT |  | 49506 |  |  | EIA Prime Mover-level Data
2020 | NY | Hyland LFGTE Facility | 56987 | GEN1 | IC | OP | NA | LFG |  | 130408.6641 | 0.9585 | 0.0147 | EIA Prime Mover-level Data | Estimated using an emission factor
2020 | NY | Hyland LFGTE Facility | 56987 | GEN2 | IC | OP | NA | LFG |  | 130408.6641 | 0.9585 | 0.0147 | EIA Prime Mover-level Data | Estimated using an emission factor
2020 | NY | Hyland LFGTE Facility | 56987 | GEN3 | IC | OP | NA | LFG |  | 130408.6641 | 0.9585 | 0.0147 | EIA Prime Mover-level Data | Estimated using an emission factor
2020 | NY | Hyland LFGTE Facility | 56987 | GEN4 | IC | CN | NA | LFG
2020 | NY | Indeck-Corinth Energy Center | 50458 | 1 | CT | OP | CC | NG | 3077 | 3143564.25 | 1.3074 | 0.00083178 | EPA/CAMD | EPA/NEI | 1995
2020 | NY | Indeck-Olean Energy Center | 54076 | 1 | CT | OP | CC | NG | 1474 | 748123.9375 | 1.4963 | 0.0040003 | EPA/CAMD | EPA/NEI | 1994
2020 | NY | Indeck-Oswego Energy Center | 50450 | 1 | CT | OP | CC | NG | 497 | 184664.2188 | 0.63947 | 0.0069258 | EPA/CAMD | EPA/NEI | 1990
2020 | NY | Indeck-Silver Springs Energy Center | 50449 | 1 | CT | OP | CC | NG | 1333 | 458029.7812 | 0.1605 | 0.00070083 | EPA/CAMD | EPA/NEI | 1991
2020 | NY | Indeck-Yerkes Energy Center | 50451 | 1 | CT | OP | CC | NG | 631 | 227488.8438 | 2.571 | 0.022603 | EPA/CAMD | EPA/NEI | 1988
2020 | NY | Independence | 54547 | 1 | CT | OP | CC | NG | 4606 | 7072111.5 | 28.1103 | 0.0079496 | EPA/CAMD | EPA/NEI | 1994
2020 | NY | Independence | 54547 | 2 | CT | OP | CC | NG | 5226 | 8269395 | 28.1103 | 0.0067986 | EPA/CAMD | EPA/NEI | 1994
2020 | NY | Independence | 54547 | 3 | CT | OP | CC | NG | 4846 | 7195203.5 | 28.1103 | 0.0078136 | EPA/CAMD | EPA/NEI | 1994
2020 | NY | Independence | 54547 | 4 | CT | OP | CC | NG | 4749 | 7053022 | 28.1103 | 0.0079711 | EPA/CAMD | EPA/NEI | 1994
2020 | NY | Indian Point 2 | 2497 | 2 | ST | RE | NA | NUC |  | 28821320 |  |  | EIA Prime Mover-level Data
2020 | NY | Indian Point 3 | 8907 | 3 | ST | OP | NA | NUC |  | 95150544 |  |  | EIA Prime Mover-level Data
2020 | NY | Inghams | 2579 | 1 | HY | OP | NA | WAT |  | 98490 |  |  | EIA Prime Mover-level Data
2020 | NY | Inghams | 2579 | 2 | HY | OP | NA | WAT |  | 98490 |  |  | EIA Prime Mover-level Data
2020 | NY | Interfaith Medical Center | 64004 | EGB17 | IC | SB | NA | DFO
2020 | NY | Iola Powerhouse & Cogeneration Facility | 62424 | 1 | IC | OP | NA | NG |  | 56133.332 | 0.011844 | 0.000422 | EIA Prime Mover-level Data | Estimated using an emission factor
2020 | NY | Iola Powerhouse & Cogeneration Facility | 62424 | 2 | IC | OP | NA | NG |  | 56133.332 | 0.011844 | 0.000422 | EIA Prime Mover-level Data | Estimated using an emission factor
2020 | NY | Iola Powerhouse & Cogeneration Facility | 62424 | 3 | IC | OP | NA | NG |  | 56133.332 | 0.011844 | 0.000422 | EIA Prime Mover-level Data | Estimated using an emission factor
2020 | NY | IRE Solar I, LLC | 61717 | SSIRE | PV | OP | NA | SUN |  | 14150 |  |  | EIA Prime Mover-level Data
2020 | NY | Jacobi Medical Center | 63646 | CATA | IC | SB | NA | DFO
2020 | NY | Jacobi Medical Center | 63646 | CATB | IC | SB | NA | DFO
2020 | NY | Jacobi Medical Center | 63646 | CATC | IC | SB | NA | DFO
2020 | NY | Jacobi Medical Center | 63646 | CATD | IC | SB | NA | DFO
2020 | NY | Jacobi Medical Center | 63646 | CU1 | IC | SB | NA | DFO
2020 | NY | Jacobi Medical Center | 63646 | CU2 | IC | SB | NA | DFO
2020 | NY | Jacobi Medical Center | 63646 | CU2SH | IC | SB | NA | DFO
2020 | NY | Jacobi Medical Center | 63646 | CU3 | IC | SB | NA | DFO
2020 | NY | Jacobi Medical Center | 63646 | CU4 | IC | SB | NA | DFO
2020 | NY | Jacobi Medical Center | 63646 | DET | IC | SB | NA | DFO
2020 | NY | Jacobi Medical Center | 63646 | GEN1 | IC | SB | NA | DFO
2020 | NY | Jamaica Bay Peaking | 56141 | 2 | GT | OP | NA | KER |  | 227105 | 1.3003 | 0.011451 | EIA Prime Mover-level Data | NEI avg EF - PM, fuel type
2020 | NY | James A Fitzpatrick | 6110 | 1 | ST | OP | NA | NUC |  | 68825168 |  |  | EIA Prime Mover-level Data
2020 | NY | Jarvis (Hinckley) | 808 | 1 | HY | OP | NA | WAT |  | 95147.5 |  |  | EIA Prime Mover-level Data
2020 | NY | Jarvis (Hinckley) | 808 | 2 | HY | OP | NA | WAT |  | 95147.5 |  |  | EIA Prime Mover-level Data
2020 | NY | Jefferson-Lewis BOCES Solar | 60819 | PV1 | PV | OP | NA | SUN |  | 25776 |  |  | EIA Prime Mover-level Data
2020 | NY | Jericho Rise Wind Farm LLC | 59629 | GEN1 | WT | OP | NA | WND |  | 1972697 |  |  | EIA Prime Mover-level Data
2020 | NY | JLL-One Rockwood Road | 62446 | EGEN1 | IC | SB | NA | DFO |  | 89 | 0.013795 | 0.31 | EIA Prime Mover-level Data | Estimated using an emission factor
2020 | NY | JLL-One Rockwood Road | 62446 | EGEN2 | IC | SB | NA | DFO |  | 89 | 0.013795 | 0.31 | EIA Prime Mover-level Data | Estimated using an emission factor
2020 | NY | Johnsonville Dam | 2580 | 1 | HY | OP | NA | WAT |  | 31280.5 |  |  | EIA Prime Mover-level Data
2020 | NY | Johnsonville Dam | 2580 | 2 | HY | OP | NA | WAT |  | 31280.5 |  |  | EIA Prime Mover-level Data
2020 | NY | Johnstown | 61888 | 10049 | PV | OP | NA | SUN |  | 30673 |  |  | EIA Prime Mover-level Data
2020 | NY | Johnstown Solar 1, LLC | 63013 | STATE | PV | OP | NA | SUN |  | 37592 |  |  | EIA Prime Mover-level Data
2020 | NY | Jordanville Wind Farm | 56398 | 1 | WT | CN | NA | WND
2020 | NY | Kamargo | 2581 | 1 | HY | OP | NA | WAT |  | 61522 |  |  | EIA Prime Mover-level Data
2020 | NY | Kamargo | 2581 | 2 | HY | OP | NA | WAT |  | 61522 |  |  | EIA Prime Mover-level Data
2020 | NY | Kamargo | 2581 | 3 | HY | OP | NA | WAT |  | 61522 |  |  | EIA Prime Mover-level Data
2020 | NY | KCE NY 1 | 62147 | KNY1 | BA | OP | NA | MWH |  | 0 |  |  | EIA Prime Mover-level Data
2020 | NY | Kearsarge Johnstown 1 CSG | 62549 | JOHNN | PV | OP | NA | SUN |  | 21572 |  |  | EIA Prime Mover-level Data
2020 | NY | Kearsarge Johnstown 2 CSG | 62556 | JOHNS | PV | OP | NA | SUN |  | 29734 |  |  | EIA Prime Mover-level Data
2020 | NY | Kearsarge Oppenheim CSG | 61917 | OPPEN | PV | OP | NA | SUN |  | 20449 |  |  | EIA Prime Mover-level Data
2020 | NY | Kelly Bridge Road Community Solar Farm | 62154 | 12 | PV | OP | NA | SUN |  | 29652 |  |  | EIA Prime Mover-level Data
2020 | NY | Kenmare - Sullivan Community College | 64030 | GEN1 | PV | OP | NA | SUN |  | 22345 |  |  | EIA Prime Mover-level Data
2020 | NY | Kensico | 650 | 1 | HY | RE | NA | WAT
2020 | NY | Kensico | 650 | 2 | HY | RE | NA | WAT
2020 | NY | Kensico | 650 | 3 | HY | RE | NA | WAT
2020 | NY | Kent Falls | 2532 | 1 | HY | OP | NA | WAT
2020 | NY | Kent Falls | 2532 | 2 | HY | OS | NA | WAT
2020 | NY | Kent Falls | 2532 | 3 | HY | OP | NA | WAT
2020 | NY | Keuka | 2533 | 1 | HY | RE | NA | WAT
2020 | NY | KIAC Cogeneration | 54114 | GT1 | CT | OP | CC | NG | 6968 | 3094360 | 10.2105 | 0.0065994 | EPA/CAMD | EPA/NEI | 1995
2020 | NY | KIAC Cogeneration | 54114 | GT2 | CT | OP | CC | NG | 3644 | 1222503.875 | 4.0446 | 0.0066169 | EPA/CAMD | EPA/NEI | 1995
2020 | NY | Kinder Morgan Fordham | 62614 | KMFO1 | PV | OP | NA | SUN |  | 33592 |  |  | EIA Prime Mover-level Data
2020 | NY | Kings Falls Hydroelectric | 10872 | 1 | HY | OP | NA | WAT |  | 23826 |  |  | EIA Prime Mover-level Data
2020 | NY | Kings Park Solar I | 59880 | KIPS1 | PV | OP | NA | SUN |  | 35847 |  |  | EIA Prime Mover-level Data
2020 | NY | Kings Park Solar II | 59881 | KIPS2 | PV | OP | NA | SUN |  | 35837 |  |  | EIA Prime Mover-level Data
2020 | NY | Kings Plaza Total Energy Plant (TEP) | 63236 | DG2 | IC | OP | NA | NG |  | 51083.25 | 0.010779 | 0.000422 | EIA Prime Mover-level Data | Estimated using an emission factor
2020 | NY | Kings Plaza Total Energy Plant (TEP) | 63236 | DG3 | IC | OP | NA | NG |  | 51083.25 | 0.010779 | 0.000422 | EIA Prime Mover-level Data | Estimated using an emission factor
2020 | NY | Kings Plaza Total Energy Plant (TEP) | 63236 | DG4 | IC | OP | NA | NG |  | 51083.25 | 0.010779 | 0.000422 | EIA Prime Mover-level Data | Estimated using an emission factor
2020 | NY | Kings Plaza Total Energy Plant (TEP) | 63236 | DG5 | IC | OP | NA | NG |  | 51083.25 | 0.010779 | 0.000422 | EIA Prime Mover-level Data | Estimated using an emission factor
2020 | NY | Kingsbrook Jewish Medical Center | 62050 | 115WA | IC | SB | NA | DFO |  | 5.412 | 0.00083886 | 0.31 | EIA Prime Mover-level Data | Estimated using an emission factor
2020 | NY | Kingsbrook Jewish Medical Center | 62050 | SR4 | IC | SB | NA | DFO |  | 32.471 | 0.005033 | 0.31 | EIA Prime Mover-level Data | Estimated using an emission factor
2020 | NY | Kingsbrook Jewish Medical Center | 62050 | VHP59 | IC | SB | NA | DFO |  | 54.118 | 0.0083883 | 0.31 | EIA Prime Mover-level Data | Estimated using an emission factor
2020 | NY | Knaggs Brothers Farm | 63230 | KNAGG | PV | OP | NA | SUN |  | 62491 |  |  | EIA Prime Mover-level Data
2020 | NY | Knapp East | 64716 | KNPPE | PV | V | NA | SUN
2020 | NY | Knapp West | 64720 | KNPPW | PV | V | NA | SUN
2020 | NY | Kosterville | 56705 | 4 | HY | OP | NA | WAT |  | 9988 |  |  | EIA Prime Mover-level Data
2020 | NY | Kosterville | 56705 | 5 | HY | OP | NA | WAT |  | 9988 |  |  | EIA Prime Mover-level Data
2020 | NY | Lachute Hydro Lower | 10752 | GEN1 | HY | OP | NA | WAT |  | 87019 |  |  | EIA Prime Mover-level Data
2020 | NY | Lachute Hydro Upper | 10753 | GEN1 | HY | OP | NA | WAT |  | 120173 |  |  | EIA Prime Mover-level Data
2020 | NY | Lansing Renewables, LLC | 63337 | 14320 | BA | P | NA | MWH
2020 | NY | Lansing Renewables, LLC | 63337 | 6004 | PV | OP | NA | SUN |  | 2351 |  |  | EIA Prime Mover-level Data
2020 | NY | Leavenworth Greenworks LLC | 59276 | LEAVG | PV | OP | NA | SUN |  | 134673 |  |  | EIA Prime Mover-level Data
2020 | NY | Lederle Laboratories | 10521 | BLR3 | CA | OP | NA | DFO |  | 44821.1992 | 0.24652 | 0.011 | EIA Unit-level Data | Estimated using an emission factor
2020 | NY | Lederle Laboratories | 10521 | BLR4 | CA | OP | NA | NG |  | 78254 | 0.016512 | 0.000422 | EIA Unit-level Data | Estimated using an emission factor
2020 | NY | Lederle Laboratories | 10521 | BLR5 | CA | OP | NA | NG |  | 84395.3984 | 0.017807 | 0.000422 | EIA Unit-level Data | Estimated using an emission factor
2020 | NY | Lederle Laboratories | 10521 | GEN1 | CT |  | NA | NG |  | 589842 | 1.823 | 0.0061813 | EIA Unit-level Data | NEI avg EF - PM, fuel type
2020 | NY | Lederle Laboratories | 10521 | GEN2 | CT |  | NA | NG |  | 810745.1875 | 2.5057 | 0.0061813 | EIA Unit-level Data | NEI avg EF - PM, fuel type
2020 | NY | Lederle Laboratories | 10521 | WHSG1 | CA | OP | NA | NG |  | 68040 | 0.014356 | 0.000422 | EIA Unit-level Data | Estimated using an emission factor
2020 | NY | Lederle Laboratories | 10521 | WHSG2 | CA | OP | NA | NG |  | 102140 | 0.021552 | 0.000422 | EIA Unit-level Data | Estimated using an emission factor
2020 | NY | Letchworth Solar Project | 61389 | PV1 | PV | OP | NA | SUN |  | 16861 |  |  | EIA Prime Mover-level Data
2020 | NY | Lewiston Niagara | 2692 | 1 | PS | OP | NA | WAT |  | 0 |  |  | EIA Prime Mover-level Data
2020 | NY | Lewiston Niagara | 2692 | 10 | PS | OP | NA | WAT |  | 0 |  |  | EIA Prime Mover-level Data
2020 | NY | Lewiston Niagara | 2692 | 11 | PS | OP | NA | WAT |  | 0 |  |  | EIA Prime Mover-level Data
2020 | NY | Lewiston Niagara | 2692 | 12 | PS | OP | NA | WAT |  | 0 |  |  | EIA Prime Mover-level Data
2020 | NY | Lewiston Niagara | 2692 | 2 | PS | OP | NA | WAT |  | 0 |  |  | EIA Prime Mover-level Data
2020 | NY | Lewiston Niagara | 2692 | 3 | PS | OP | NA | WAT |  | 0 |  |  | EIA Prime Mover-level Data
2020 | NY | Lewiston Niagara | 2692 | 4 | PS | OP | NA | WAT |  | 0 |  |  | EIA Prime Mover-level Data
2020 | NY | Lewiston Niagara | 2692 | 5 | PS | OP | NA | WAT |  | 0 |  |  | EIA Prime Mover-level Data
2020 | NY | Lewiston Niagara | 2692 | 6 | PS | OP | NA | WAT |  | 0 |  |  | EIA Prime Mover-level Data
2020 | NY | Lewiston Niagara | 2692 | 7 | PS | OP | NA | WAT |  | 0 |  |  | EIA Prime Mover-level Data
2020 | NY | Lewiston Niagara | 2692 | 8 | PS | OP | NA | WAT |  | 0 |  |  | EIA Prime Mover-level Data
2020 | NY | Lewiston Niagara | 2692 | 9 | PS | OP | NA | WAT |  | 0 |  |  | EIA Prime Mover-level Data
2020 | NY | Lichtenthal | 61469 | LIC01 | PV | OP | NA | SUN |  | 22257 |  |  | EIA Prime Mover-level Data
2020 | NY | Lighthouse Hill | 2582 | 1 | HY | OP | NA | WAT |  | 75172 |  |  | EIA Prime Mover-level Data
2020 | NY | Lighthouse Hill | 2582 | 2 | HY | OP | NA | WAT |  | 75172 |  |  | EIA Prime Mover-level Data
2020 | NY | Lincoln Ave Solar Project | 61899 | LINC | PV | OP | NA | SUN |  | 32312 |  |  | EIA Prime Mover-level Data
2020 | NY | Lincoln Medical and Mental Health Center | 64291 | A1 | IC | OP | NA | DFO
2020 | NY | Lincoln Medical and Mental Health Center | 64291 | A2 | IC | OP | NA | DFO
2020 | NY | Lincoln Medical and Mental Health Center | 64291 | A3 | IC | OP | NA | DFO
2020 | NY | Lincoln Medical and Mental Health Center | 64291 | B1 | BA | OP | NA | MWH
2020 | NY | Lincoln Medical and Mental Health Center | 64291 | B2 | BA | OP | NA | MWH
2020 | NY | Lincoln Medical and Mental Health Center | 64291 | B3 | BA | OP | NA | MWH
2020 | NY | Little Falls Hydro | 51034 | GEN1 | HY | OP | NA | WAT |  | 183159.5 |  |  | EIA Prime Mover-level Data
2020 | NY | Little Falls Hydro | 51034 | GEN2 | HY | OP | NA | WAT |  | 183159.5 |  |  | EIA Prime Mover-level Data
2020 | NY | Lockheed Martin RMS Syracuse | 61739 | SYR1 | BA | OP | NA | MWH
2020 | NY | Lockport | 54041 | 11854 | CT | OP | CC | NG | 1210 | 561458.375 | 4.7726 | 0.017001 | EPA/CAMD | EPA/NEI | 1992
2020 | NY | Lockport | 54041 | 11855 | CT | OP | CC | NG | 1038 | 465806.5312 | 4.7726 | 0.020492 | EPA/CAMD | EPA/NEI | 1992
2020 | NY | Lockport | 54041 | 11856 | CT | OP | CC | NG | 1126 | 512469.7188 | 4.7726 | 0.018626 | EPA/CAMD | EPA/NEI | 1992
2020 | NY | Long Island Solar Farm LLC | 57589 | 9WUBN | PV | OP | NA | SUN |  | 425428 |  |  | EIA Prime Mover-level Data
2020 | NY | Longfalls Facility | 54548 | 1 | HY | OP | NA | WAT
2020 | NY | Lovett | 2629 | 3 | ST | RE | NA | NG
2020 | NY | Lovett | 2629 | 4 | ST | RE | NA | BIT
2020 | NY | Lovett | 2629 | 5 | ST | RE | NA | BIT
2020 | NY | Lower Beaver Falls Project | 54691 | 2G | HY | OP | NA | WAT |  | 16914.5 |  |  | EIA Prime Mover-level Data
2020 | NY | Lower Beaver Falls Project | 54691 | 3G | HY | OP | NA | WAT |  | 16914.5 |  |  | EIA Prime Mover-level Data
2020 | NY | Lower Saranac Hydroelectric Facility | 10214 | GEN1 | HY | OP | NA | WAT |  | 96501.9688 |  |  | EIA Prime Mover-level Data
2020 | NY | Lower Saranac Hydroelectric Facility | 10214 | GEN2 | HY | OP | NA | WAT |  | 96501.9688 |  |  | EIA Prime Mover-level Data
2020 | NY | Lower Saranac Hydroelectric Facility | 10214 | GEN3 | HY | OP | NA | WAT |  | 9047.0596 |  |  | EIA Prime Mover-level Data
2020 | NY | Lyons Falls Hydroelectric | 56703 | 1 | HY | OP | NA | WAT |  | 32115.3574 |  |  | EIA Prime Mover-level Data
2020 | NY | Lyons Falls Hydroelectric | 56703 | 6 | HY | OP | NA | WAT |  | 38538.4297 |  |  | EIA Prime Mover-level Data
2020 | NY | Lyons Falls Hydroelectric | 56703 | 7 | HY | OP | NA | WAT |  | 38538.4297 |  |  | EIA Prime Mover-level Data
2020 | NY | Lyons Falls Hydroelectric | 56703 | 8 | HY | OP | NA | WAT |  | 41749.9648 |  |  | EIA Prime Mover-level Data
2020 | NY | Lyons Falls Hydroelectric | 56703 | 9 | HY | OP | NA | WAT |  | 28903.8223 |  |  | EIA Prime Mover-level Data
2020 | NY | Lyonsdale Associates | 50652 | GEN1 | HY | OP | NA | WAT |  | 39223.5 |  |  | EIA Prime Mover-level Data
2020 | NY | Lyonsdale Associates | 50652 | GEN2 | HY | OP | NA | WAT |  | 39223.5 |  |  | EIA Prime Mover-level Data
2020 | NY | MacArthur Waste to Energy Facility | 51038 | B1 | ST | OP | NA | MSW |  | 813411.5625 |  |  | EIA Unit-level Data
2020 | NY | MacArthur Waste to Energy Facility | 51038 | B2 | ST | OP | NA | MSW |  | 792834.8125 |  |  | EIA Unit-level Data
2020 | NY | Macedon | 63407 | 101 | PV | OP | NA | SUN |  | 25134 |  |  | EIA Prime Mover-level Data
2020 | NY | Macomb | 2583 | 1 | HY | OP | NA | WAT |  | 49516 |  |  | EIA Prime Mover-level Data
2020 | NY | Madison County | 61725 | PV1 | PV | OP | NA | SUN |  | 24179 |  |  | EIA Prime Mover-level Data
2020 | NY | Madison Windpower LLC | 55769 | MADW | WT | OP | NA | WND |  | 142324 |  |  | EIA Prime Mover-level Data
2020 | NY | Maimonides Medical Center | 62174 | 625DI | IC | SB | NA | DFO |  | 31.41 | 0.0048685 | 0.31 | EIA Prime Mover-level Data | Estimated using an emission factor
2020 | NY | Maimonides Medical Center | 62174 | CM500 | IC | SB | NA | DFO |  | 31.41 | 0.0048685 | 0.31 | EIA Prime Mover-level Data | Estimated using an emission factor
2020 | NY | Maimonides Medical Center | 62174 | CM800 | IC | SB | NA | DFO |  | 50.256 | 0.0077897 | 0.31 | EIA Prime Mover-level Data | Estimated using an emission factor
2020 | NY | Maimonides Medical Center | 62174 | CM900 | IC | SB | NA | DFO |  | 56.538 | 0.0087634 | 0.31 | EIA Prime Mover-level Data | Estimated using an emission factor
2020 | NY | Maimonides Medical Center | 62174 | CN900 | IC | SB | NA | DFO |  | 56.538 | 0.0087634 | 0.31 | EIA Prime Mover-level Data | Estimated using an emission factor
2020 | NY | Maimonides Medical Center | 62174 | ON300 | IC | SB | NA | DFO |  | 18.846 | 0.0029211 | 0.31 | EIA Prime Mover-level Data | Estimated using an emission factor
2020 | NY | Main Rd | 64717 | MAINR | PV | V | NA | SUN
2020 | NY | Malone Solar Site | 62785 | MALON | PV | OP | NA | SUN |  | 13108 |  |  | EIA Prime Mover-level Data
2020 | NY | Manorville II | 64758 | MAN | PV | L | NA | SUN
2020 | NY | Manorville II | 64758 | MANB | BA | L | NA | MWH
2020 | NY | Maple Ridge Wind Farm | 56290 | 1 | WT | OP | NA | WND |  | 2773589 |  |  | EIA Prime Mover-level Data
2020 | NY | Maple Ridge Wind Farm | 56290 | 1A | WT | OP | NA | WND |  | 1236980.125 |  |  | EIA Prime Mover-level Data
2020 | NY | Maple Ridge Wind Farm | 56290 | 2 | WT | OP | NA | WND |  | 668090.75 |  |  | EIA Prime Mover-level Data
2020 | NY | Maple Ridge Wind Farm | 56290 | 3 | WT | OP | NA | WND |  | 1824090.25 |  |  | EIA Prime Mover-level Data
2020 | NY | Marble River Wind Farm | 56857 | GEN1 | WT | OP | NA | WND |  | 4281276 |  |  | EIA Prime Mover-level Data
2020 | NY | Marsh Hill Wind Farm | 58768 | 1 | WT | OP | NA | WND |  | 436026 |  |  | EIA Prime Mover-level Data
2020 | NY | Massena Energy Facility | 54592 | 1 | CT | OP | CC | NG | 23 | 11426.832 | 0.0325 | 0.0056884 | EPA/CAMD | EPA/NEI | 1993
2020 | NY | Mattas Farms | 62303 | MF01 | PV | OP | NA | SUN |  | 30537 |  |  | EIA Prime Mover-level Data
2020 | NY | Mechanicville Hydroelectric Station | 62322 | MG8 | HY | OP | NA | WAT |  | 91910 |  |  | EIA Prime Mover-level Data
2020 | NY | Mechanicville Hydroelectric Station | 62322 | MG9 | HY | OP | NA | WAT |  | 91910 |  |  | EIA Prime Mover-level Data
2020 | NY | Medusa NY 1 | 63854 | 8175C | PV | OP | NA | SUN |  | 12756 |  |  | EIA Prime Mover-level Data
2020 | NY | MER Queens | 62576 | MER01 | FC | OP | NA | NG |  | 63789 | 0 | 0 | EIA Prime Mover-level Data | Estimated using an emission factor
2020 | NY | Mercy Medical Center | 58163 | 1 | IC | RE | NA | DFO
2020 | NY | Mercy Medical Center | 58163 | 1N | IC | SB | NA | DFO
2020 | NY | Mercy Medical Center | 58163 | 2 | IC | RE | NA | DFO
2020 | NY | Mercy Medical Center | 58163 | 2N | IC | SB | NA | DFO
2020 | NY | Mercy Medical Center | 58163 | 3 | IC | RE | NA | DFO
2020 | NY | Mercy Medical Center | 58163 | 3N | IC | SB | NA | DFO
2020 | NY | Mercy Medical Center | 58163 | 4 | IC | RE | NA | DFO
2020 | NY | Mercy Medical Center | 58163 | 5 | IC | RE | NA | DFO
2020 | NY | Mercy Medical Center | 58163 | 6 | IC | RE | NA | DFO
2020 | NY | Mercy Medical Center | 58163 | 7 | IC | RE | NA | DFO
2020 | NY | Mercy Medical Center | 58163 | 8 | IC | SB | NA | DFO
2020 | NY | Mereand CSG | 63058 | 199 | PV | OP | NA | SUN |  | 29292 |  |  | EIA Prime Mover-level Data
2020 | NY | Middle Falls Hydro | 10219 | HY1 | HY | OP | NA | WAT |  | 49049.5 |  |  | EIA Prime Mover-level Data
2020 | NY | Middle Falls Hydro | 10219 | HY2 | HY | OP | NA | WAT |  | 49049.5 |  |  | EIA Prime Mover-level Data
2020 | NY | Middletown NY 1 | 63857 | 8175B | PV | OP | NA | SUN |  | 29319 |  |  | EIA Prime Mover-level Data
2020 | NY | Middletown Solar 1, LLC Hybrid CSG | 63415 | BATT | BA | OP | NA | MWH
2020 | NY | Middletown Solar 1, LLC Hybrid CSG | 63415 | CENTR | PV | OP | NA | SUN
2020 | NY | Mill C | 6486 | 1 | HY | OP | NA | WAT |  | 25813 |  |  | EIA Prime Mover-level Data
2020 | NY | Mill C | 6486 | 2 | HY | OP | NA | WAT |  | 30975.5996 |  |  | EIA Prime Mover-level Data
2020 | NY | Mill C | 6486 | 3 | HY | OP | NA | WAT |  | 98089.3984 |  |  | EIA Prime Mover-level Data
2020 | NY | Mill Seat Renewable Energy Facility | 61012 | GEN1 | IC | OP | NA | LFG |  | 81851.875 | 0.60161 | 0.0147 | EIA Prime Mover-level Data | Estimated using an emission factor
2020 | NY | Mill Seat Renewable Energy Facility | 61012 | GEN2 | IC | OP | NA | LFG |  | 81851.875 | 0.60161 | 0.0147 | EIA Prime Mover-level Data | Estimated using an emission factor
2020 | NY | Mill Seat Renewable Energy Facility | 61012 | GEN3 | IC | OP | NA | LFG |  | 81851.875 | 0.60161 | 0.0147 | EIA Prime Mover-level Data | Estimated using an emission factor
2020 | NY | Mill Seat Renewable Energy Facility | 61012 | GEN4 | IC | OP | NA | LFG |  | 81851.875 | 0.60161 | 0.0147 | EIA Prime Mover-level Data | Estimated using an emission factor
2020 | NY | Mill Seat Renewable Energy Facility | 61012 | GEN5 | IC | OP | NA | LFG |  | 81851.875 | 0.60161 | 0.0147 | EIA Prime Mover-level Data | Estimated using an emission factor
2020 | NY | Mill Seat Renewable Energy Facility | 61012 | GEN6 | IC | OP | NA | LFG |  | 81851.875 | 0.60161 | 0.0147 | EIA Prime Mover-level Data | Estimated using an emission factor
2020 | NY | Mill Seat Renewable Energy Facility | 61012 | GEN7 | IC | OP | NA | LFG |  | 81851.875 | 0.60161 | 0.0147 | EIA Prime Mover-level Data | Estimated using an emission factor
2020 | NY | Mill Seat Renewable Energy Facility | 61012 | GEN8 | IC | OP | NA | LFG |  | 81851.875 | 0.60161 | 0.0147 | EIA Prime Mover-level Data | Estimated using an emission factor
2020 | NY | Millbrook School | 59789 | PV1 | PV | OP | NA | SUN |  | 17513 |  |  | EIA Prime Mover-level Data
2020 | NY | Minetto | 2586 | 1 | HY | OP | NA | WAT |  | 44312.6016 |  |  | EIA Prime Mover-level Data
2020 | NY | Minetto | 2586 | 2 | HY | OP | NA | WAT |  | 44312.6016 |  |  | EIA Prime Mover-level Data
2020 | NY | Minetto | 2586 | 3 | HY | OP | NA | WAT |  | 44312.6016 |  |  | EIA Prime Mover-level Data
2020 | NY | Minetto | 2586 | 4 | HY | OP | NA | WAT |  | 44312.6016 |  |  | EIA Prime Mover-level Data
2020 | NY | Minetto | 2586 | 5 | HY | OP | NA | WAT |  | 44312.6016 |  |  | EIA Prime Mover-level Data
2020 | NY | Minisink | 64577 | MIN | PV | V | NA | SUN
2020 | NY | Minisink Community Solar 2 LLC | 62146 | MINI2 | PV | OP | NA | SUN |  | 31241 |  |  | EIA Prime Mover-level Data
2020 | NY | Minisink Solar 1 LLC | 62145 | MINI1 | PV | OP | NA | SUN |  | 27738 |  |  | EIA Prime Mover-level Data
2020 | NY | MM Albany Energy | 55155 | UNT1 | IC | OP | NA | LFG
2020 | NY | MM Albany Energy | 55155 | UNT2 | IC | OP | NA | LFG
2020 | NY | MM Albany Energy | 55155 | UNT3 | IC | OP | NA | LFG
2020 | NY | MM Albany Energy | 55155 | UNT4 | IC | OP | NA | LFG
2020 | NY | MM Albany Energy | 55155 | UNT5 | IC | OP | NA | LFG
2020 | NY | Model City Energy Facility | 55757 | GEN1 | IC | OP | NA | LFG |  | 72384.5703 | 0.53203 | 0.0147 | EIA Prime Mover-level Data | Estimated using an emission factor
2020 | NY | Model City Energy Facility | 55757 | GEN2 | IC | OP | NA | LFG |  | 72384.5703 | 0.53203 | 0.0147 | EIA Prime Mover-level Data | Estimated using an emission factor
2020 | NY | Model City Energy Facility | 55757 | GEN3 | IC | OP | NA | LFG |  | 72384.5703 | 0.53203 | 0.0147 | EIA Prime Mover-level Data | Estimated using an emission factor
2020 | NY | Model City Energy Facility | 55757 | GEN4 | IC | OP | NA | LFG |  | 72384.5703 | 0.53203 | 0.0147 | EIA Prime Mover-level Data | Estimated using an emission factor
2020 | NY | Model City Energy Facility | 55757 | GEN5 | IC | OP | NA | LFG |  | 72384.5703 | 0.53203 | 0.0147 | EIA Prime Mover-level Data | Estimated using an emission factor
2020 | NY | Model City Energy Facility | 55757 | GEN6 | IC | OP | NA | LFG |  | 72384.5703 | 0.53203 | 0.0147 | EIA Prime Mover-level Data | Estimated using an emission factor
2020 | NY | Model City Energy Facility | 55757 | GEN7 | IC | OP | NA | LFG |  | 72384.5703 | 0.53203 | 0.0147 | EIA Prime Mover-level Data | Estimated using an emission factor
2020 | NY | Modern Innovative Energy LLC | 56323 | GEN1 | IC | OP | NA | LFG |  | 96096.25 | 0.70631 | 0.0147 | EIA Prime Mover-level Data | Estimated using an emission factor
2020 | NY | Modern Innovative Energy LLC | 56323 | GEN2 | IC | OP | NA | LFG |  | 96096.25 | 0.70631 | 0.0147 | EIA Prime Mover-level Data | Estimated using an emission factor
2020 | NY | Modern Innovative Energy LLC | 56323 | GEN3 | IC | SB | NA | LFG |  | 96096.25 | 0.70631 | 0.0147 | EIA Prime Mover-level Data | Estimated using an emission factor
2020 | NY | Modern Innovative Energy LLC | 56323 | GEN4 | IC | SB | NA | LFG |  | 96096.25 | 0.70631 | 0.0147 | EIA Prime Mover-level Data | Estimated using an emission factor
2020 | NY | Modern Innovative Energy LLC | 56323 | GEN5 | IC | CN | NA | LFG
2020 | NY | Modern Innovative Energy LLC | 56323 | GEN6 | IC | CN | NA | LFG
2020 | NY | Modern Innovative Energy LLC | 56323 | GEN7 | IC | CN | NA | LFG
2020 | NY | Modern Innovative Energy LLC | 56323 | GEN8 | IC | CN | NA | LFG
2020 | NY | Mohawk Solar | 64253 | S1 | PV | T | NA | SUN
2020 | NY | Mohonasen Central School District | 63511 | PV1 | PV | OP | NA | SUN |  | 16703 |  |  | EIA Prime Mover-level Data
2020 | NY | Mongaup Falls | 2630 | GEN1 | HY | OP | NA | WAT |  | 61169.8633 |  |  | EIA Prime Mover-level Data
2020 | NY | Mongaup Falls | 2630 | GEN2 | HY | OP | NA | WAT |  | 16821.7129 |  |  | EIA Prime Mover-level Data
2020 | NY | Mongaup Falls | 2630 | GEN3 | HY | OP | NA | WAT |  | 16821.7129 |  |  | EIA Prime Mover-level Data
2020 | NY | Mongaup Falls | 2630 | GEN4 | HY | OP | NA | WAT |  | 16821.7129 |  |  | EIA Prime Mover-level Data
2020 | NY | Monroe Community College Plant | 58201 | 1 | IC | OA | NA | NG
2020 | NY | Monroe Community College Plant | 58201 | 2 | IC | OA | NA | NG
2020 | NY | Monroe Community College Plant | 58201 | 3 | IC | OA | NA | NG
2020 | NY | Monroe Community College Plant | 58201 | 4 | IC | OA | NA | NG
2020 | NY | Monroe County Sites A & B | 61509 | MONA | PV | OP | NA | SUN |  | 19656 |  |  | EIA Prime Mover-level Data
2020 | NY | Monroe County Sites A & B | 61509 | MONB | PV | OP | NA | SUN |  | 19656 |  |  | EIA Prime Mover-level Data
2020 | NY | Monroe County Sites C, D, & E | 61510 | MONC | PV | OP | NA | SUN |  | 26444.666 |  |  | EIA Prime Mover-level Data
2020 | NY | Monroe County Sites C, D, & E | 61510 | MOND | PV | OP | NA | SUN |  | 26444.666 |  |  | EIA Prime Mover-level Data
2020 | NY | Monroe County Sites C, D, & E | 61510 | MONE | PV | OP | NA | SUN |  | 26444.666 |  |  | EIA Prime Mover-level Data
2020 | NY | Monroe Livingston Gas Recovery | 50565 | GEN1 | IC | RE | NA | LFG
2020 | NY | Monroe Livingston Gas Recovery | 50565 | GEN2 | IC | RE | NA | LFG
2020 | NY | Monroe Livingston Gas Recovery | 50565 | GEN3 | IC | RE | NA | LFG
2020 | NY | Montauk | 2515 | 2 | IC | RE | NA | DFO
2020 | NY | Montauk | 2515 | 3 | IC | RE | NA | DFO
2020 | NY | Montauk | 2515 | 4 | IC | RE | NA | DFO
2020 | NY | Montauk Energy Storage Center | 62734 | BME | BA | OP | NA | MWH |  | 0 |  |  | EIA Prime Mover-level Data
2020 | NY | Montefieor Medical Center Moses Division | 58507 | EMG01 | IC | SB | NA | DFO
2020 | NY | Montefieor Medical Center Moses Division | 58507 | EMG02 | IC | SB | NA | DFO
2020 | NY | Montefieor Medical Center Moses Division | 58507 | EMG03 | IC | SB | NA | DFO
2020 | NY | Montefieor Medical Center Moses Division | 58507 | EMG04 | IC | SB | NA | DFO
2020 | NY | Montefieor Medical Center Moses Division | 58507 | EMG05 | IC | SB | NA | DFO
2020 | NY | Montefieor Medical Center Moses Division | 58507 | EMG06 | IC | SB | NA | DFO
2020 | NY | Montefieor Medical Center Moses Division | 58507 | EMG07 | IC | SB | NA | DFO
2020 | NY | Montefieor Medical Center Moses Division | 58507 | EMG08 | IC | SB | NA | DFO
2020 | NY | Montefieor Medical Center Moses Division | 58507 | EMG09 | IC | SB | NA | DFO
2020 | NY | Montefieor Medical Center Moses Division | 58507 | EMG10 | IC | SB | NA | DFO
2020 | NY | Montefieor Medical Center Moses Division | 58507 | ES006 | GT | OP | NA | NG |  | 464246 | 0.23078 | 0.00099423 | EIA Prime Mover-level Data | NEI avg EF - PM, fuel type, firing type
2020 | NY | Montefieor Medical Center Moses Division | 58507 | S0001 | IC | OP | NA | NG
2020 | NY | Montefieor Medical Center Moses Division | 58507 | S0002 | IC | OP | NA | NG
2020 | NY | Montefieor Medical Center Moses Division | 58507 | S0003 | IC | OP | NA | NG
2020 | NY | Montefiore - Westchester Square | 61025 | EGEN1 | IC | SB | NA | DFO |  | 169 | 0.026195 | 0.31 | EIA Prime Mover-level Data | Estimated using an emission factor
2020 | NY | Montefiore Mount Vernon Hospital | 62589 | CONP7 | IC | SB | NA | DFO |  | 27.636 | 0.0042836 | 0.31 | EIA Prime Mover-level Data | Estimated using an emission factor
2020 | NY | Montefiore Mount Vernon Hospital | 62589 | DETR4 | IC | SB | NA | DFO |  | 48.364 | 0.0074964 | 0.31 | EIA Prime Mover-level Data | Estimated using an emission factor
2020 | NY | Montefiore Nyack Hospital | 63662 | CAT | IC | SB | NA | DFO
2020 | NY | Montefiore Nyack Hospital | 63662 | DET | IC | SB | NA | DFO
2020 | NY | Montefiore Weiler (Einstein) Hospital | 63539 | CT500 | IC | SB | NA | DFO
2020 | NY | Montefiore Weiler (Einstein) Hospital | 63539 | CU450 | IC | SB | NA | DFO
2020 | NY | Montefiore Weiler (Einstein) Hospital | 63539 | CU500 | IC | SB | NA | DFO
2020 | NY | Montefiore-New Rochelle | 63602 | EG150 | IC | SB | NA | DFO
2020 | NY | Montefiore-New Rochelle | 63602 | EG250 | IC | SB | NA | DFO
2020 | NY | Montefiore-New Rochelle | 63602 | EG300 | IC | SB | NA | DFO
2020 | NY | Montefiore-New Rochelle | 63602 | EG600 | IC | SB | NA | DFO
2020 | NY | Moore Road Community Solar | 64091 | MROCS | PV | OP | NA | SUN |  | 26125 |  |  | EIA Prime Mover-level Data
2020 | NY | Moose River | 10196 | GEN1 | HY | OP | NA | WAT |  | 349367 |  |  | EIA Prime Mover-level Data
2020 | NY | Moshier | 2588 | 1 | HY | OP | NA | WAT |  | 108829.5 |  |  | EIA Prime Mover-level Data
2020 | NY | Moshier | 2588 | 2 | HY | OP | NA | WAT |  | 108829.5 |  |  | EIA Prime Mover-level Data
2020 | NY | Mount Hope East | 63749 | MHE | PV | OP | NA | SUN |  | 30022 |  |  | EIA Prime Mover-level Data
2020 | NY | Mount Hope West | 63748 | MHW | PV | OP | NA | SUN |  | 19580 |  |  | EIA Prime Mover-level Data
2020 | NY | Mount Kisco Landfill Solar & Storage CSG | 63774 | KISCB | BA | OP | NA | MWH
2020 | NY | Mount Kisco Landfill Solar & Storage CSG | 63774 | KRS | PV | OP | NA | SUN
2020 | NY | Mount Sinai - Brooklyn | 63581 | CM350 | IC | SB | NA | DFO
2020 | NY | Mount Sinai - Brooklyn | 63581 | DD750 | IC | SB | NA | DFO
2020 | NY | Mount Sinai - Brooklyn | 63581 | KP300 | IC | SB | NA | DFO
2020 | NY | Mount Sinai Beth Israel | 61569 | EGEN1 | IC | SB | NA | DFO |  | 28.316 | 0.004389 | 0.31 | EIA Prime Mover-level Data | Estimated using an emission factor
2020 | NY | Mount Sinai Beth Israel | 61569 | EGEN2 | IC | SB | NA | DFO |  | 42.474 | 0.0065835 | 0.31 | EIA Prime Mover-level Data | Estimated using an emission factor
2020 | NY | Mount Sinai Beth Israel | 61569 | EGEN3 | IC | RE | NA | DFO
2020 | NY | Mount Sinai Beth Israel | 61569 | EGEN4 | IC | SB | NA | DFO |  | 42.474 | 0.0065835 | 0.31 | EIA Prime Mover-level Data | Estimated using an emission factor
2020 | NY | Mount Sinai Beth Israel | 61569 | EGEN5 | IC | SB | NA | DFO |  | 28.316 | 0.004389 | 0.31 | EIA Prime Mover-level Data | Estimated using an emission factor
2020 | NY | Mount Sinai Beth Israel | 61569 | EGEN6 | IC | SB | NA | DFO |  | 42.474 | 0.0065835 | 0.31 | EIA Prime Mover-level Data | Estimated using an emission factor
2020 | NY | Mount Sinai Beth Israel | 61569 | EGEN7 | IC | SB | NA | DFO |  | 113.263 | 0.017556 | 0.31 | EIA Prime Mover-level Data | Estimated using an emission factor
2020 | NY | Mount Sinai Beth Israel | 61569 | EGEN8 | IC | SB | NA | DFO |  | 113.263 | 0.017556 | 0.31 | EIA Prime Mover-level Data | Estimated using an emission factor
2020 | NY | Mount Sinai Beth Israel | 61569 | EGEN9 | IC | SB | NA | DFO |  | 127.421 | 0.01975 | 0.31 | EIA Prime Mover-level Data | Estimated using an emission factor
2020 | NY | Mount Sinai Hospital | 61416 | AP1 | IC | SB | NA | DFO |  | 67.273 | 0.010427 | 0.31 | EIA Prime Mover-level Data | Estimated using an emission factor
2020 | NY | Mount Sinai Hospital | 61416 | AP2 | IC | SB | NA | DFO |  | 67.273 | 0.010427 | 0.31 | EIA Prime Mover-level Data | Estimated using an emission factor
2020 | NY | Mount Sinai Hospital | 61416 | AP3 | IC | SB | NA | DFO |  | 67.273 | 0.010427 | 0.31 | EIA Prime Mover-level Data | Estimated using an emission factor
2020 | NY | Mount Sinai Hospital | 61416 | AP4 | IC | SB | NA | DFO |  | 67.273 | 0.010427 | 0.31 | EIA Prime Mover-level Data | Estimated using an emission factor
2020 | NY | Mount Sinai Hospital | 61416 | AP5 | IC | SB | NA | DFO |  | 100.909 | 0.015641 | 0.31 | EIA Prime Mover-level Data | Estimated using an emission factor
2020 | NY | Mount Sinai Hospital | 61416 | AP6 | IC | SB | NA | DFO |  | 100.909 | 0.015641 | 0.31 | EIA Prime Mover-level Data | Estimated using an emission factor
2020 | NY | Mount Sinai Hospital | 61416 | CAM12 | IC | SB | NA | DFO |  | 26.909 | 0.0041709 | 0.31 | EIA Prime Mover-level Data | Estimated using an emission factor
2020 | NY | Mount Sinai Hospital | 61416 | EB10 | IC | SB | NA | DFO |  | 100.909 | 0.015641 | 0.31 | EIA Prime Mover-level Data | Estimated using an emission factor
2020 | NY | Mount Sinai Hospital | 61416 | EB11 | IC | SB | NA | DFO |  | 100.909 | 0.015641 | 0.31 | EIA Prime Mover-level Data | Estimated using an emission factor
2020 | NY | Mount Sinai Hospital | 61416 | FPA15 | IC | SB | NA | DFO |  | 40.364 | 0.0062564 | 0.31 | EIA Prime Mover-level Data | Estimated using an emission factor
2020 | NY | Mount Sinai Hospital | 61416 | GP7 | IC | SB | NA | DFO |  | 60.545 | 0.0093845 | 0.31 | EIA Prime Mover-level Data | Estimated using an emission factor
2020 | NY | Mount Sinai Hospital | 61416 | GP8 | IC | SB | NA | DFO |  | 60.545 | 0.0093845 | 0.31 | EIA Prime Mover-level Data | Estimated using an emission factor
2020 | NY | Mount Sinai Hospital | 61416 | GP9 | IC | SB | NA | DFO |  | 60.545 | 0.0093845 | 0.31 | EIA Prime Mover-level Data | Estimated using an emission factor
2020 | NY | Mount Sinai Hospital | 61416 | HES13 | IC | SB | NA | DFO |  | 168.182 | 0.026068 | 0.31 | EIA Prime Mover-level Data | Estimated using an emission factor
2020 | NY | Mount Sinai Hospital | 61416 | HES14 | IC | SB | NA | DFO |  | 168.182 | 0.026068 | 0.31 | EIA Prime Mover-level Data | Estimated using an emission factor
2020 | NY | Mount Sinai South Nassau Hospital | 62447 | 1 | IC | RE | NA | DFO
2020 | NY | Mount Sinai South Nassau Hospital | 62447 | 2 | IC | RE | NA | DFO
2020 | NY | Mount Sinai South Nassau Hospital | 62447 | 3 | IC | SB | NA | DFO
2020 | NY | Mount Sinai South Nassau Hospital | 62447 | 4 | IC | SB | NA | DFO
2020 | NY | MSAP 13 | 63675 | TROYL | PV | OP | NA | SUN |  | 4808 |  |  | EIA Prime Mover-level Data
2020 | NY | Mt Ida Hydroelectric | 50031 | 3983 | HY | OP | NA | WAT |  | 28227.5 |  |  | EIA Prime Mover-level Data
2020 | NY | Mt Ida Hydroelectric | 50031 | 3986 | HY | OP | NA | WAT |  | 28227.5 |  |  | EIA Prime Mover-level Data
2020 | NY | Mt Pleasant Community Center | 64442 | MPES | BA | T | NA | MWH
2020 | NY | Mt Pleasant Community Center | 64442 | MPPV | PV | T | NA | SUN
2020 | NY | Mt.Sinai-St.Lukes Roosevelt Hosp. Center | 62453 | CT250 | IC | SB | NA | DFO |  | 11.364 | 0.0017614 | 0.31 | EIA Prime Mover-level Data | Estimated using an emission factor
2020 | NY | Mt.Sinai-St.Lukes Roosevelt Hosp. Center | 62453 | CT750 | IC | SB | NA | DFO |  | 30.303 | 0.004697 | 0.31 | EIA Prime Mover-level Data | Estimated using an emission factor
2020 | NY | Mt.Sinai-St.Lukes Roosevelt Hosp. Center | 62453 | EG1 | IC | SB | NA | DFO |  | 7.576 | 0.0011743 | 0.31 | EIA Prime Mover-level Data | Estimated using an emission factor
2020 | NY | Mt.Sinai-St.Lukes Roosevelt Hosp. Center | 62453 | EG2 | IC | SB | NA | DFO |  | 11.364 | 0.0017614 | 0.31 | EIA Prime Mover-level Data | Estimated using an emission factor
2020 | NY | Mt.Sinai-St.Lukes Roosevelt Hosp. Center | 62453 | EG3 | IC | SB | NA | DFO |  | 94.697 | 0.014678 | 0.31 | EIA Prime Mover-level Data | Estimated using an emission factor
2020 | NY | Mt.Sinai-St.Lukes Roosevelt Hosp. Center | 62453 | EG4 | IC | SB | NA | DFO |  | 94.697 | 0.014678 | 0.31 | EIA Prime Mover-level Data | Estimated using an emission factor
2020 | NY | Munnsville Wind Farm LLC | 56594 | MU1 | WT | OP | NA | WND |  | 782578 |  |  | EIA Prime Mover-level Data
2020 | NY | Musgrave East Solar Farm | 61003 | CMUSW | PV | OP | NA | SUN |  | 27354 |  |  | EIA Prime Mover-level Data
2020 | NY | Musgrave West Solar Farm | 61015 | CMUSW | PV | OP | NA | SUN |  | 28231 |  |  | EIA Prime Mover-level Data
2020 | NY | Nanticoke LFG | 59816 | BR12 | IC | OP | NA | LFG |  | 268945 | 1.9767 | 0.0147 | EIA Prime Mover-level Data | Estimated using an emission factor
2020 | NY | Narrows Generating Station | 2499 | CT01-1 | GT | OP | CT | NG | 218 | 71218.2109 | 1.3651 | 0.038337 | EIA non-ozone season distributed and EPA/CAMD ozone season | EPA/NEI | 1972
2020 | NY | Narrows Generating Station | 2499 | CT01-2 | GT | OP | CT | NG | 282 | 98265.1562 | 1.3651 | 0.027785 | EIA non-ozone season distributed and EPA/CAMD ozone season | EPA/NEI | 1972
2020 | NY | Narrows Generating Station | 2499 | CT01-3 | GT | OP | CT | NG | 329 | 114382.6484 | 1.3651 | 0.02387 | EIA non-ozone season distributed and EPA/CAMD ozone season | EPA/NEI | 1972
2020 | NY | Narrows Generating Station | 2499 | CT01-4 | GT | OP | CT | NG | 215 | 73446.3203 | 1.3651 | 0.037174 | EIA non-ozone season distributed and EPA/CAMD ozone season | EPA/NEI | 1972
2020 | NY | Narrows Generating Station | 2499 | CT01-5 | GT | OP | CT | NG | 87 | 28545.1055 | 1.3651 | 0.095648 | EIA non-ozone season distributed and EPA/CAMD ozone season | EPA/NEI | 1972
2020 | NY | Narrows Generating Station | 2499 | CT01-6 | GT | OP | CT | NG | 186 | 61850.0703 | 1.3651 | 0.044144 | EIA non-ozone season distributed and EPA/CAMD ozone season | EPA/NEI | 1972
2020 | NY | Narrows Generating Station | 2499 | CT01-7 | GT | OP | CT | NG | 251 | 87197.7109 | 1.3651 | 0.031311 | EIA non-ozone season distributed and EPA/CAMD ozone season | EPA/NEI | 1972
2020 | NY | Narrows Generating Station | 2499 | CT01-8 | GT | OP | CT | NG | 169 | 56236.5 | 1.3651 | 0.04855 | EIA non-ozone season distributed and EPA/CAMD ozone season | EPA/NEI | 1972
2020 | NY | Narrows Generating Station | 2499 | CT02-1 | GT | OP | CT | NG | 280 | 98500.2656 | 1.5024 | 0.030505 | EIA non-ozone season distributed and EPA/CAMD ozone season | EPA/NEI | 1972
2020 | NY | Narrows Generating Station | 2499 | CT02-2 | GT | OP | CT | NG | 231 | 79372.5547 | 1.5024 | 0.037856 | EIA non-ozone season distributed and EPA/CAMD ozone season | EPA/NEI | 1972
2020 | NY | Narrows Generating Station | 2499 | CT02-3 | GT | OP | CT | NG | 243 | 83964.4609 | 1.5024 | 0.035786 | EIA non-ozone season distributed and EPA/CAMD ozone season | EPA/NEI | 1972
2020 | NY | Narrows Generating Station | 2499 | CT02-4 | GT | OP | CT | NG | 70 | 22662.1602 | 1.5024 | 0.13259 | EIA non-ozone season distributed and EPA/CAMD ozone season | EPA/NEI | 1972
2020 | NY | Narrows Generating Station | 2499 | CT02-5 | GT | OP | CT | NG | 282 | 96198.1172 | 1.5024 | 0.031235 | EIA non-ozone season distributed and EPA/CAMD ozone season | EPA/NEI | 1972
2020 | NY | Narrows Generating Station | 2499 | CT02-6 | GT | OP | CT | NG | 184 | 61168.7578 | 1.5024 | 0.049122 | EIA non-ozone season distributed and EPA/CAMD ozone season | EPA/NEI | 1972
2020 | NY | Narrows Generating Station | 2499 | CT02-7 | GT | OP | CT | NG | 368 | 128331.2031 | 1.5024 | 0.023414 | EIA non-ozone season distributed and EPA/CAMD ozone season | EPA/NEI | 1972
2020 | NY | Narrows Generating Station | 2499 | CT02-8 | GT | OP | CT | NG | 211 | 71352.0547 | 1.5024 | 0.042111 | EIA non-ozone season distributed and EPA/CAMD ozone season | EPA/NEI | 1972
2020 | NY | Nassau Energy Corporation | 52056 | 4 | CT | OP | CC | NG | 4668 | 1775502.25 | 0.1127 | 0.00012695 | EPA/CAMD | EPA/NEI | 1991
2020 | NY | Neversink | 2483 | H1 | HY | OP | NA | WAT |  | 202894 |  |  | EIA Prime Mover-level Data
2020 | NY | New York Methodist Hospital | 52091 | 01-8N | IC | OP | NA | DFO |  | 24.949 | 0.0038671 | 0.31 | EIA Prime Mover-level Data | Estimated using an emission factor
2020 | NY | New York Methodist Hospital | 52091 | 02-8P | IC | OP | NA | DFO |  | 31.186 | 0.0048338 | 0.31 | EIA Prime Mover-level Data | Estimated using an emission factor
2020 | NY | New York Methodist Hospital | 52091 | 03-8L | IC | OP | NA | DFO |  | 31.186 | 0.0048338 | 0.31 | EIA Prime Mover-level Data | Estimated using an emission factor
2020 | NY | New York Methodist Hospital | 52091 | 04-6Z | IC | SB | NA | DFO |  | 24.949 | 0.0038671 | 0.31 | EIA Prime Mover-level Data | Estimated using an emission factor
2020 | NY | New York Methodist Hospital | 52091 | 05-6Z | IC | SB | NA | DFO |  | 24.949 | 0.0038671 | 0.31 | EIA Prime Mover-level Data | Estimated using an emission factor
2020 | NY | New York Methodist Hospital | 52091 | 3A | IC | RE | NA | NG
2020 | NY | New York Methodist Hospital | 52091 | 4C | IC | RE | NA | NG
2020 | NY | New York Methodist Hospital | 52091 | CCHEG | IC | SB | NA | DFO |  | 46.78 | 0.0072509 | 0.31 | EIA Prime Mover-level Data | Estimated using an emission factor
2020 | NY | New York Presbyterian Hospital-168th St | 61026 | CHNY1 | IC | SB | NA | DFO |  | 273.109 | 0.042332 | 0.31 | EIA Prime Mover-level Data | Estimated using an emission factor
2020 | NY | New York Presbyterian Hospital-168th St | 61026 | CHNY2 | IC | SB | NA | DFO |  | 273.109 | 0.042332 | 0.31 | EIA Prime Mover-level Data | Estimated using an emission factor
2020 | NY | New York Presbyterian Hospital-168th St | 61026 | GARG | IC | SB | NA | DFO |  | 13.655 | 0.0021165 | 0.31 | EIA Prime Mover-level Data | Estimated using an emission factor
2020 | NY | New York Presbyterian Hospital-168th St | 61026 | MHB1 | IC | SB | NA | DFO |  | 273.109 | 0.042332 | 0.31 | EIA Prime Mover-level Data | Estimated using an emission factor
2020 | NY | New York Presbyterian Hospital-168th St | 61026 | MHB2 | IC | SB | NA | DFO |  | 191.176 | 0.029632 | 0.31 | EIA Prime Mover-level Data | Estimated using an emission factor
2020 | NY | New York Presbyterian Hospital-168th St | 61026 | MHB3 | IC | SB | NA | DFO |  | 191.176 | 0.029632 | 0.31 | EIA Prime Mover-level Data | Estimated using an emission factor
2020 | NY | New York Presbyterian Hospital-168th St | 61026 | MHB4 | IC | SB | NA | DFO |  | 204.832 | 0.031749 | 0.31 | EIA Prime Mover-level Data | Estimated using an emission factor
2020 | NY | New York Presbyterian Hospital-168th St | 61026 | MHB5 | IC | SB | NA | DFO |  | 204.832 | 0.031749 | 0.31 | EIA Prime Mover-level Data | Estimated using an emission factor
2020 | NY | New York State Dam Hydro | 10221 | GEN1 | HY | OP | NA | WAT |  | 146509 |  |  | EIA Prime Mover-level Data
2020 | NY | New York State Dam Hydro | 10221 | GEN2 | HY | OP | NA | WAT |  | 146509 |  |  | EIA Prime Mover-level Data
2020 | NY | New York University Central Plant | 54808 | D2 | IC | RE | NA | DFO
2020 | NY | New York University Central Plant | 54808 | D3 | IC | RE | NA | DFO
2020 | NY | New York University Central Plant | 54808 | D4 | IC | RE | NA | DFO
2020 | NY | New York University Central Plant | 54808 | D5 | IC | RE | NA | DFO
2020 | NY | New York University Central Plant | 54808 | D6 | IC | RE | NA | DFO
2020 | NY | New York University Central Plant | 54808 | D7 | IC | RE | NA | DFO
2020 | NY | New York University Central Plant | 54808 | DE1 | IC | V | NA | DFO
2020 | NY | New York University Central Plant | 54808 | DI | IC | RE | NA | DFO
2020 | NY | New York University Central Plant | 54808 | GR1 | IC | V | NA | NG
2020 | NY | New York University Central Plant | 54808 | GT1 | CT | OP | NA | NG |  | 351389.5 | 1.086 | 0.0061813 | EIA Prime Mover-level Data | NEI avg EF - PM, fuel type
2020 | NY | New York University Central Plant | 54808 | GT2 | CT | OP | NA | NG |  | 351389.5 | 1.086 | 0.0061813 | EIA Prime Mover-level Data | NEI avg EF - PM, fuel type
2020 | NY | New York University Central Plant | 54808 | T1 | CA | OP | NA | NG |  | 0 | 0 |  | EIA Prime Mover-level Data | Estimated using an emission factor
2020 | NY | Newfield Community Solar LLC | 62582 | 5216 | PV | OP | NA | SUN |  | 76711 |  |  | EIA Prime Mover-level Data
2020 | NY | Newport Hydro | 50354 | 1 | HY | OP | NA | WAT |  | 22153.4121 |  |  | EIA Prime Mover-level Data
2020 | NY | Newport Hydro | 50354 | 2 | HY | OP | NA | WAT |  | 22153.4121 |  |  | EIA Prime Mover-level Data
2020 | NY | Newport Hydro | 50354 | 3 | HY | OP | NA | WAT |  | 2769.177 |  |  | EIA Prime Mover-level Data
2020 | NY | NHH003 Clarkson Fuel Cell | 63648 | NHH03 | FC | OP | NA | NG |  | 66006 | 0 | 0 | EIA Prime Mover-level Data | Estimated using an emission factor
2020 | NY | NHH004 Winthrop Fuel Cell | 63649 | NHH04 | FC | OP | NA | NG |  | 58763 | 0 | 0 | EIA Prime Mover-level Data | Estimated using an emission factor
2020 | NY | Nine Mile Point Nuclear Station | 2589 | 1 | ST | OP | NA | NUC |  | 57170840 |  |  | EIA Prime Mover-level Data
2020 | NY | Nine Mile Point Nuclear Station | 2589 | 2 | ST | OP | NA | NUC |  | 106210608 |  |  | EIA Prime Mover-level Data
2020 | NY | NISA Electric Generation Project | 61331 | BA1 | BA | T | NA | MWH
2020 | NY | NISA Electric Generation Project | 61331 | GEN1 | CT | CN | NA | NG
2020 | NY | NISA Electric Generation Project | 61331 | STG1 | CA | CN | NA | NG
2020 | NY | Nissequogue Energy Center | 54149 | 1 | GT | OP | CT | NG | 8345 | 3334710 | 10.0029 | 0.0059992 | EPA/CAMD | EPA/NEI | 1995
2020 | NY | Noble Bellmont Windpark LLC | 56903 | 1 | WT | CN | NA | WND
2020 | NY | Norfolk | 2590 | 1 | HY | OP | NA | WAT |  | 185919 |  |  | EIA Prime Mover-level Data
2020 | NY | Normanskill Hydro Project | 50123 | GEN1 | HY | OP | NA | WAT |  | 14195 |  |  | EIA Prime Mover-level Data
2020 | NY | North 1st | 7915 | NO1 | GT | OP | CT | NG | 1378 | 520139.5 | 1.1489 | 0.0044175 | EPA/CAMD | EPA/NEI | 2001
2020 | NY | North Central Bronx Hospital | 63643 | EG1 | IC | SB | NA | DFO
2020 | NY | North Central Bronx Hospital | 63643 | EG2 | IC | SB | NA | DFO
2020 | NY | North County | 58788 | NRT1 | PV | OP | NA | SUN |  | 8951 |  |  | EIA Prime Mover-level Data
2020 | NY | North Slope, LLC | 60420 | NSPV | WT | L | NA | WND
2020 | NY | Northern Westchester Hospital | 61378 | 1 | IC | SB | NA | DFO
2020 | NY | Northern Westchester Hospital | 61378 | 2 | IC | SB | NA | DFO
2020 | NY | Northern Westchester Hospital | 61378 | 3 | IC | SB | NA | DFO
2020 | NY | Northern Westchester Hospital | 61378 | 4 | IC | SB | NA | DFO
2020 | NY | Northern Westchester Hospital | 61378 | 5 | IC | SB | NA | DFO
2020 | NY | Northern Westchester Hospital | 61378 | P | IC | SB | NA | NG
2020 | NY | Northport | 2516 | 1 | ST | OP | TANGENTIAL | NG | 3156 | 7397292 | 121.1563 | 0.032757 | EPA/CAMD | EPA/NEI | 1967
2020 | NY | Northport | 2516 | 2 | ST | OP | TANGENTIAL | NG | 1373 | 3175875 | 12.0287 | 0.0075751 | EPA/CAMD | NEI avg EF - PM, fuel type, firing type | 1968
2020 | NY | Northport | 2516 | 3 | ST | OP | TANGENTIAL | NG | 3501 | 8423434 | 31.904 | 0.0075751 | EPA/CAMD | NEI avg EF - PM, fuel type, firing type | 1972
2020 | NY | Northport | 2516 | 4 | ST | OP | TANGENTIAL | NG | 5510 | 12780435 | 48.4063 | 0.0075751 | EPA/CAMD | NEI avg EF - PM, fuel type, firing type | 1977
2020 | NY | Northport | 2516 | UGT001 | GT | OP | CT | DFO | 17 | 2665 | 0.01453 | 0.010904 | EPA/CAMD | EPA/NEI | 1967
2020 | NY | Norwich Solar and Energy Storage CSG | 64374 | NRWCB | BA | V | NA | MWH
2020 | NY | Norwich Solar and Energy Storage CSG | 64374 | NRWCH | PV | V | NA | SUN
2020 | NY | Norwood | 2591 | 1 | HY | OP | NA | WAT |  | 97380 |  |  | EIA Prime Mover-level Data
2020 | NY | NRG Dunkirk Power | 2554 | 1 | ST | OP | TANGENTIAL | SUB | 0 | [5 empty] | 1950
2020 | NY | NRG Dunkirk Power | 2554 | 2 | ST | OP | TANGENTIAL | SUB | 0 | [5 empty] | 1950
2020 | NY | NRG Dunkirk Power | 2554 | 3 | ST | OP | TANGENTIAL | SUB | 0 | [5 empty] | 1959
2020 | NY | NRG Dunkirk Power | 2554 | 4 | ST | OP | TANGENTIAL | SUB | 0 | [5 empty] | 1959
2020 | NY | NY - CSG - Ellsworth II | 63800 | 23 | PV | OP | NA | SUN |  | 30565 |  |  | EIA Prime Mover-level Data
2020 | NY | NY - Presbyt. Hospital - 525 E 68TH St | 61238 | ANX1 | IC | SB | NA | DFO |  | 208.882 | 0.032377 | 0.31 | EIA Prime Mover-level Data | Estimated using an emission factor
2020 | NY | NY - Presbyt. Hospital - 525 E 68TH St | 61238 | ANX2 | IC | SB | NA | DFO |  | 208.882 | 0.032377 | 0.31 | EIA Prime Mover-level Data | Estimated using an emission factor
2020 | NY | NY - Presbyt. Hospital - 525 E 68TH St | 61238 | CGTB | GT | OP | NA | NG |  | 598116 | 0.29733 | 0.00099423 | EIA Prime Mover-level Data | NEI avg EF - PM, fuel type, firing type
2020 | NY | NY - Presbyt. Hospital - 525 E 68TH St | 61238 | DHK1 | IC | SB | NA | DFO |  | 125.329 | 0.019426 | 0.31 | EIA Prime Mover-level Data | Estimated using an emission factor
2020 | NY | NY - Presbyt. Hospital - 525 E 68TH St | 61238 | DHK2 | IC | SB | NA | DFO |  | 125.329 | 0.019426 | 0.31 | EIA Prime Mover-level Data | Estimated using an emission factor
2020 | NY | NY - Presbyt. Hospital - 525 E 68TH St | 61238 | DHK3 | IC | SB | NA | DFO |  | 125.329 | 0.019426 | 0.31 | EIA Prime Mover-level Data | Estimated using an emission factor
2020 | NY | NY - Presbyt. Hospital - 525 E 68TH St | 61238 | GRB1 | IC | SB | NA | DFO |  | 116.974 | 0.018131 | 0.31 | EIA Prime Mover-level Data | Estimated using an emission factor
2020 | NY | NY - Presbyt. Hospital - 525 E 68TH St | 61238 | GRB2 | IC | SB | NA | DFO |  | 116.974 | 0.018131 | 0.31 | EIA Prime Mover-level Data | Estimated using an emission factor
2020 | NY | NY - Presbyt. Hospital - 525 E 68TH St | 61238 | GRB3 | IC | SB | NA | DFO |  | 116.974 | 0.018131 | 0.31 | EIA Prime Mover-level Data | Estimated using an emission factor
2020 | NY | NY - Presbyt. Hospital - 525 E 68TH St | 61238 | GRB4 | IC | SB | NA | DFO |  | 125.329 | 0.019426 | 0.31 | EIA Prime Mover-level Data | Estimated using an emission factor
2020 | NY | NY 26 Carthage CSG | 63224 | X0140 | PV | OP | NA | SUN |  | 48848 |  |  | EIA Prime Mover-level Data
2020 | NY | NY- CSG- Johnstown 2 | 63780 | JOHN2 | PV | OP | NA | SUN |  | 20109 |  |  | EIA Prime Mover-level Data
2020 | NY | NY- CSG- Livingston 4 | 63781 | LIV4 | PV | OP | NA | SUN |  | 21372 |  |  | EIA Prime Mover-level Data
2020 | NY | NY Times Daily Production Facility | 61414 | GEN1 | IC | OP | NA | DFO |  | 286.333 | 0.044382 | 0.31 | EIA Prime Mover-level Data | Estimated using an emission factor
2020 | NY | NY Times Daily Production Facility | 61414 | GEN2 | IC | OP | NA | DFO |  | 286.333 | 0.044382 | 0.31 | EIA Prime Mover-level Data | Estimated using an emission factor
2020 | NY | NY Times Daily Production Facility | 61414 | GEN3 | IC | OP | NA | DFO |  | 286.333 | 0.044382 | 0.31 | EIA Prime Mover-level Data | Estimated using an emission factor
2020 | NY | NY Times Daily Production Facility | 61414 | GEN4 | IC | OP | NA | DFO |  | 286.333 | 0.044382 | 0.31 | EIA Prime Mover-level Data | Estimated using an emission factor
2020 | NY | NY Times Daily Production Facility | 61414 | GEN5 | IC | OP | NA | DFO |  | 286.333 | 0.044382 | 0.31 | EIA Prime Mover-level Data | Estimated using an emission factor
2020 | NY | NY Times Daily Production Facility | 61414 | GEN6 | IC | OP | NA | DFO |  | 286.333 | 0.044382 | 0.31 | EIA Prime Mover-level Data | Estimated using an emission factor
2020 | NY | NY2 Battery | 63584 | NY2 | BA | P | NA | MWH
2020 | NY | NY3 Battery | 63585 | NY3 | BA | OP | NA | MWH |  | 0 |  |  | EIA Prime Mover-level Data
2020 | NY | NYC-HH - CONEY ISLAND HOSPITAL | 61413 | GEN1 | IC | SB | NA | DFO |  | 170.571 | 0.026439 | 0.31 | EIA Prime Mover-level Data | Estimated using an emission factor
2020 | NY | NYC-HH - CONEY ISLAND HOSPITAL | 61413 | GEN2 | IC | SB | NA | DFO |  | 184.786 | 0.028642 | 0.31 | EIA Prime Mover-level Data | Estimated using an emission factor
2020 | NY | NYC-HH - CONEY ISLAND HOSPITAL | 61413 | GEN3 | IC | SB | NA | DFO |  | 42.643 | 0.0066097 | 0.31 | EIA Prime Mover-level Data | Estimated using an emission factor
2020 | NY | NYC-HH-New Bellevue Hospital | 62250 | CAT2H | IC | SB | NA | DFO |  | 86.133 | 0.013351 | 0.31 | EIA Prime Mover-level Data | Estimated using an emission factor
2020 | NY | NYC-HH-New Bellevue Hospital | 62250 | CAT2M | IC | SB | NA | DFO |  | 86.133 | 0.013351 | 0.31 | EIA Prime Mover-level Data | Estimated using an emission factor
2020 | NY | NYC-HH-New Bellevue Hospital | 62250 | CAT2X | IC | SB | NA | DFO |  | 86.133 | 0.013351 | 0.31 | EIA Prime Mover-level Data | Estimated using an emission factor
2020 | NY | NYC-HH-New Bellevue Hospital | 62250 | CAT2Y | IC | SB | NA | DFO |  | 86.133 | 0.013351 | 0.31 | EIA Prime Mover-level Data | Estimated using an emission factor
2020 | NY | NYC-HH-New Bellevue Hospital | 62250 | CAT6M | IC | SB | NA | DFO |  | 64.6 | 0.010013 | 0.31 | EIA Prime Mover-level Data | Estimated using an emission factor
2020 | NY | NYC-HH-New Bellevue Hospital | 62250 | CAT6P | IC | SB | NA | DFO |  | 64.6 | 0.010013 | 0.31 | EIA Prime Mover-level Data | Estimated using an emission factor
2020 | NY | NYC-HH-New Bellevue Hospital | 62250 | CUM6Z | IC | SB | NA | DFO |  | 96.9 | 0.01502 | 0.31 | EIA Prime Mover-level Data | Estimated using an emission factor
2020 | NY | NYC-HH-New Bellevue Hospital | 62250 | RUD3R | IC | SB | NA | DFO |  | 75.367 | 0.011682 | 0.31 | EIA Prime Mover-level Data | Estimated using an emission factor
2020 | NY | NYPH - Lawrence | 63580 | CM175 | IC | SB | NA | DFO
2020 | NY | NYPH - Lawrence | 63580 | DD300 | IC | SB | NA | DFO
2020 | NY | NYPH - Lawrence | 63580 | KL515 | IC | SB | NA | DFO
2020 | NY | NYPH-Queens | 62271 | PB809 | IC | SB | NA | DFO |  | 40.2 | 0.006231 | 0.31 | EIA Prime Mover-level Data | Estimated using an emission factor
2020 | NY | NYPH-Queens | 62271 | PB909 | IC | SB | NA | DFO |  | 40.2 | 0.006231 | 0.31 | EIA Prime Mover-level Data | Estimated using an emission factor
2020 | NY | NYPH-Queens | 62271 | PR601 | IC | SB | NA | DFO |  | 40.2 | 0.006231 | 0.31 | EIA Prime Mover-level Data | Estimated using an emission factor
2020 | NY | NYPH-Queens | 62271 | PR602 | IC | SB | NA | DFO |  | 40.2 | 0.006231 | 0.31 | EIA Prime Mover-level Data | Estimated using an emission factor
2020 | NY | NYPH-Queens | 62271 | PR816 | IC | SB | NA | DFO |  | 40.2 | 0.006231 | 0.31 | EIA Prime Mover-level Data | Estimated using an emission factor
2020 | NY | NYP-Hudson Valley Hospital Center | 62421 | 300DS | IC | SB | NA | DFO |  | 35.172 | 0.0054517 | 0.31 | EIA Prime Mover-level Data | Estimated using an emission factor
2020 | NY | NYP-Hudson Valley Hospital Center | 62421 | 600CP | IC | SB | NA | DFO |  | 70.345 | 0.010903 | 0.31 | EIA Prime Mover-level Data | Estimated using an emission factor
2020 | NY | NYP-Hudson Valley Hospital Center | 62421 | 600OE | IC | SB | NA | DFO |  | 70.345 | 0.010903 | 0.31 | EIA Prime Mover-level Data | Estimated using an emission factor
2020 | NY | NYP-Hudson Valley Hospital Center | 62421 | 750RX | IC | SB | NA | DFO |  | 93.793 | 0.014538 | 0.31 | EIA Prime Mover-level Data | Estimated using an emission factor
2020 | NY | NYP-Hudson Valley Hospital Center | 62421 | TER | IC | SB | NA | DFO |  | 70.345 | 0.010903 | 0.31 | EIA Prime Mover-level Data | Estimated using an emission factor
2020 | NY | NYP-Lower Manhattan Hospital | 62366 | CATR4 | IC | SB | NA | DFO |  | 207 | 0.032085 | 0.31 | EIA Prime Mover-level Data | Estimated using an emission factor
2020 | NY | NYS Rte 12 Community Solar | 64090 | NYR12 | PV | OP | NA | SUN |  | 35670 |  |  | EIA Prime Mover-level Data
2020 | NY | NYU Langone - Orthopedic | 63625 | HJD#1 | IC | SB | NA | DFO
2020 | NY | NYU Langone - Orthopedic | 63625 | HJD#2 | IC | SB | NA | DFO
2020 | NY | NYU LANGONE HEALTH | 61488 | ENB1 | IC | SB | NA | DFO |  | 216.995 | 0.033634 | 0.31 | EIA Prime Mover-level Data | Estimated using an emission factor
2020 | NY | NYU LANGONE HEALTH | 61488 | ENB2 | IC | SB | NA | DFO |  | 216.995 | 0.033634 | 0.31 | EIA Prime Mover-level Data | Estimated using an emission factor
2020 | NY | NYU LANGONE HEALTH | 61488 | ENB3 | IC | SB | NA | DFO |  | 200.921 | 0.031143 | 0.31 | EIA Prime Mover-level Data | Estimated using an emission factor
2020 | NY | NYU LANGONE HEALTH | 61488 | GT | GT | OP | NA | NG |  | 1149652 | 0.57151 | 0.00099423 | EIA Prime Mover-level Data | NEI avg EF - PM, fuel type, firing type
2020 | NY | NYU LANGONE HEALTH | 61488 | HCC1 | IC | SB | NA | DFO |  | 80.368 | 0.012457 | 0.31 | EIA Prime Mover-level Data | Estimated using an emission factor
2020 | NY | NYU LANGONE HEALTH | 61488 | SCI1 | IC | SB | NA | DFO |  | 241.105 | 0.037371 | 0.31 | EIA Prime Mover-level Data | Estimated using an emission factor
2020 | NY | NYU LANGONE HEALTH | 61488 | SCI2 | IC | SB | NA | DFO |  | 241.105 | 0.037371 | 0.31 | EIA Prime Mover-level Data | Estimated using an emission factor
2020 | NY | NYU LANGONE HEALTH | 61488 | SKB1 | IC | SB | NA | DFO |  | 104.479 | 0.016194 | 0.31 | EIA Prime Mover-level Data | Estimated using an emission factor
2020 | NY | NYU LANGONE HEALTH | 61488 | SMB1 | IC | SB | NA | DFO |  | 112.516 | 0.01744 | 0.31 | EIA Prime Mover-level Data | Estimated using an emission factor
2020 | NY | NYU LANGONE HEALTH | 61488 | SMB2 | IC | SB | NA | DFO |  | 112.516 | 0.01744 | 0.31 | EIA Prime Mover-level Data | Estimated using an emission factor
2020 | NY | NYU Luthern Medical Center | 54769 | GEN1 | IC | OS | NA | NG |  | 203.304 | 4.2897e-05 | 0.000422 | EIA Prime Mover-level Data | Estimated using an emission factor
2020 | NY | NYU Luthern Medical Center | 54769 | GEN2 | IC | OS | NA | NG |  | 203.304 | 4.2897e-05 | 0.000422 | EIA Prime Mover-level Data | Estimated using an emission factor
2020 | NY | NYU Luthern Medical Center | 54769 | GEN3 | IC | SB | NA | DFO |  | 381.196 | 0.059085 | 0.31 | EIA Prime Mover-level Data | Estimated using an emission factor
2020 | NY | NYU Luthern Medical Center | 54769 | GEN4 | IC | SB | NA | DFO |  | 381.196 | 0.059085 | 0.31 | EIA Prime Mover-level Data | Estimated using an emission factor
2020 | NY | OBP Cogen | 57798 | 1OBP | GT | OP | NA | NG |  | 369726 | 0.1838 | 0.00099423 | EIA Prime Mover-level Data | NEI avg EF - PM, fuel type, firing type
2020 | NY | Oceanside Energy | 50348 | GEN5 | IC | RE | NA | LFG
2020 | NY | Oceanside Energy | 50348 | GEN6 | IC | RE | NA | LFG
2020 | NY | Oceanside Energy | 50348 | OS1 | IC | RE | NA | LFG
2020 | NY | Oceanside Energy | 50348 | OS2 | IC | RE | NA | LFG
2020 | NY | Oceanside Energy | 50348 | OS3 | IC | RE | NA | LFG
2020 | NY | Oceanside Energy | 50348 | OS4 | IC | RE | NA | LFG
2020 | NY | Off Airport Road - West | 64044 | 7141 | PV | OP | NA | SUN |  | 47558 |  |  | EIA Prime Mover-level Data
2020 | NY | Ogdensburg | 52058 | 1 | HY | OP | NA | WAT |  | 13241.7998 |  |  | EIA Prime Mover-level Data
2020 | NY | Ogdensburg | 52058 | 2 | HY | OP | NA | WAT |  | 13241.7998 |  |  | EIA Prime Mover-level Data
2020 | NY | Ogdensburg | 52058 | 3 | HY | OP | NA | WAT |  | 13241.7998 |  |  | EIA Prime Mover-level Data
2020 | NY | Ogdensburg | 52058 | 4 | HY | OP | NA | WAT |  | 13241.7998 |  |  | EIA Prime Mover-level Data
2020 | NY | Ogdensburg | 52058 | 5 | HY | OP | NA | WAT |  | 13241.7998 |  |  | EIA Prime Mover-level Data
2020 | NY | Oneida - South | 60455 | ONS | PV | OP | NA | SUN |  | 25151 |  |  | EIA Prime Mover-level Data
2020 | NY | Oneida - West | 60456 | ONW | PV | OP | NA | SUN |  | 25161 |  |  | EIA Prime Mover-level Data
2020 | NY | Oneida County- DPW | 60114 | PV1 | PV | OP | NA | SUN |  | 14345 |  |  | EIA Prime Mover-level Data
2020 | NY | Oneida Herkimer | 57404 | GEN1 | IC | OP | NA | LFG |  | 142357 | 1.0463 | 0.0147 | EIA Prime Mover-level Data | Estimated using an emission factor
2020 | NY | Oneida Herkimer | 57404 | GEN2 | IC | OP | NA | LFG |  | 142357 | 1.0463 | 0.0147 | EIA Prime Mover-level Data | Estimated using an emission factor
2020 | NY | Onondaga County - Metro Water Board | 60097 | PV1 | PV | OP | NA | SUN |  | 10388 |  |  | EIA Prime Mover-level Data
2020 | NY | Onondaga County - Oak Orchard WWTP | 60098 | PV1 | PV | OP | NA | SUN |  | 18460 |  |  | EIA Prime Mover-level Data
2020 | NY | Onondaga County- Clearwater | 60462 | PV1 | PV | OP | NA | SUN |  | 18064 |  |  | EIA Prime Mover-level Data
2020 | NY | Onondaga County- Jamesville | 60232 | PV1 | PV | OP | NA | SUN |  | 18995 |  |  | EIA Prime Mover-level Data
2020 | NY | Onondaga County Resource Recovery | 50662 | UNIT1 | ST | OP | NA | MSW |  | 1284971.625 |  |  | EIA Unit-level Data
2020 | NY | Onondaga County Resource Recovery | 50662 | UNIT2 | ST | OP | NA | MSW |  | 1329103.25 |  |  | EIA Unit-level Data
2020 | NY | Onondaga County Resource Recovery | 50662 | UNIT3 | ST | OP | NA | MSW |  | 1296752 |  |  | EIA Unit-level Data
2020 | NY | Onondaga Energy Partners LP | 50346 | ON1 | IC | RE | NA | LFG
2020 | NY | Ontario LFGTE | 56250 | GEN1 | IC | OP | NA | LFG |  | 81141.7109 | 0.59639 | 0.0147 | EIA Prime Mover-level Data | Estimated using an emission factor
2020 | NY | Ontario LFGTE | 56250 | GEN10 | IC | OP | NA | LFG |  | 162283.4219 | 1.1928 | 0.0147 | EIA Prime Mover-level Data | Estimated using an emission factor
2020 | NY | Ontario LFGTE | 56250 | GEN11 | IC | OP | NA | LFG |  | 162283.4219 | 1.1928 | 0.0147 | EIA Prime Mover-level Data | Estimated using an emission factor
2020 | NY | Ontario LFGTE | 56250 | GEN2 | IC | OP | NA | LFG |  | 81141.7109 | 0.59639 | 0.0147 | EIA Prime Mover-level Data | Estimated using an emission factor
2020 | NY | Ontario LFGTE | 56250 | GEN3 | IC | OP | NA | LFG |  | 81141.7109 | 0.59639 | 0.0147 | EIA Prime Mover-level Data | Estimated using an emission factor
2020 | NY | Ontario LFGTE | 56250 | GEN4 | IC | OP | NA | LFG |  | 81141.7109 | 0.59639 | 0.0147 | EIA Prime Mover-level Data | Estimated using an emission factor
2020 | NY | Ontario LFGTE | 56250 | GEN5 | IC | OP | NA | LFG |  | 81141.7109 | 0.59639 | 0.0147 | EIA Prime Mover-level Data | Estimated using an emission factor
2020 | NY | Ontario LFGTE | 56250 | GEN6 | IC | OP | NA | LFG |  | 81141.7109 | 0.59639 | 0.0147 | EIA Prime Mover-level Data | Estimated using an emission factor
2020 | NY | Ontario LFGTE | 56250 | GEN7 | IC | OP | NA | LFG |  | 81141.7109 | 0.59639 | 0.0147 | EIA Prime Mover-level Data | Estimated using an emission factor
2020 | NY | Ontario LFGTE | 56250 | GEN8 | IC | OP | NA | LFG |  | 81141.7109 | 0.59639 | 0.0147 | EIA Prime Mover-level Data | Estimated using an emission factor
2020 | NY | Ontario LFGTE | 56250 | GEN9 | IC | OP | NA | LFG |  | 162283.4219 | 1.1928 | 0.0147 | EIA Prime Mover-level Data | Estimated using an emission factor
2020 | NY | Onyx - Lamphear Road CSG | 60967 | 10016 | PV | OP | NA | SUN |  | 25486 |  |  | EIA Prime Mover-level Data
2020 | NY | Onyx - Saratoga Springs Landfill Solar CSG | 61724 | 10254 | PV | OP | NA | SUN |  | 26309 |  |  | EIA Prime Mover-level Data
2020 | NY | Orange County Solar Farm (NY) | 60229 | PV1 | PV | OP | NA | SUN |  | 21186 |  |  | EIA Prime Mover-level Data
2020 | NY | Orangeville Storage | 64686 | 65002 | BA | U | NA | MWH
2020 | NY | Orbit Bloom Fuel Cell | 64350 | OBFC | FC | OP | NA | NG |  | 129203 | 0 | 0 | EIA Prime Mover-level Data | Estimated using an emission factor
2020 | NY | Oswegatchie | 58678 | 1 | HY | OP | NA | WAT |  | 27981.5 |  |  | EIA Prime Mover-level Data
2020 | NY | Oswegatchie | 58678 | 2 | HY | OP | NA | WAT |  | 27981.5 |  |  | EIA Prime Mover-level Data
2020 | NY | Oswego County - Fulton Solar | 60818 | PV1 | PV | OP | NA | SUN |  | 20311 |  |  | EIA Prime Mover-level Data
2020 | NY | Oswego County Energy Recovery | 50907 | UNT1 | ST | OP | NA | MSW |  | 329745 | 25.7201 | 0.156 | EIA Prime Mover-level Data | Estimated using an emission factor
2020 | NY | Oswego County Energy Recovery | 50907 | UNT2 | ST | OP | NA | MSW |  | 329745 | 25.7201 | 0.156 | EIA Prime Mover-level Data | Estimated using an emission factor
2020 | NY | Oswego Falls East | 2595 | 1 | HY | OP | NA | WAT |  | 62639.332 |  |  | EIA Prime Mover-level Data
2020 | NY | Oswego Falls East | 2595 | 2 | HY | OP | NA | WAT |  | 62639.332 |  |  | EIA Prime Mover-level Data
2020 | NY | Oswego Falls East | 2595 | 3 | HY | OP | NA | WAT |  | 62639.332 |  |  | EIA Prime Mover-level Data
2020 | NY | Oswego Falls West | 2596 | 3 | HY | RE | NA | WAT
2020 | NY | Oswego Falls West | 2596 | 4 | HY | OP | NA | WAT |  | 22506 |  |  | EIA Prime Mover-level Data
2020 | NY | Oswego Falls West | 2596 | 5 | HY | OP | NA | WAT |  | 22506 |  |  | EIA Prime Mover-level Data
2020 | NY | Oswego Falls West | 2596 | 6 | HY | OP | NA | WAT |  | 11253 |  |  | EIA Prime Mover-level Data
2020 | NY | Oswego Falls West | 2596 | 7 | HY | OP | NA | WAT |  | 11253 |  |  | EIA Prime Mover-level Data
2020 | NY | Oswego Harbor Power | 2594 | 5 | ST | OP | WALL | RFO | 259 | 342353.5625 | 0.84397 | 0.0049304 | EPA/CAMD | EPA/NEI | 1977
2020 | NY | Oswego Harbor Power | 2594 | 6 | ST | OP | WALL | RFO | 133 | 264104.875 | 0.291 | 0.0022037 | EPA/CAMD | EPA/NEI | 1980
2020 | NY | Owens Corning at Bethlehem | 58550 | PV1 | PV | OP | NA | SUN |  | 31470 |  |  | EIA Prime Mover-level Data
2020 | NY | Owlville Creek Solar 2, LLC | 63340 | 20660 | BA | P | NA | MWH
2020 | NY | Owlville Creek Solar 2, LLC | 63340 | 6609 | PV | OP | NA | SUN |  | 254 |  |  | EIA Prime Mover-level Data
2020 | NY | Owlville Creek Solar, LLC | 63341 | 20660 | BA | P | NA | MWH
2020 | NY | Owlville Creek Solar, LLC | 63341 | 6608 | PV | OP | NA | SUN |  | 254 |  |  | EIA Prime Mover-level Data
2020 | NY | Oyster Bay Energy Partners LP | 50345 | OB1 | IC | RE | NA | LFG
2020 | NY | Oyster Bay Energy Partners LP | 50345 | OB2 | IC | RE | NA | LFG
2020 | NY | Parishville | 2597 | 1 | HY | OP | NA | WAT |  | 154116 |  |  | EIA Prime Mover-level Data
2020 | NY | Pasto Solar | 62389 | PASTO | PV | OP | NA | SUN |  | 233581 |  |  | EIA Prime Mover-level Data
2020 | NY | Patchogue ESS | 64761 | PAT | BA | L | NA | MWH
2020 | NY | Peak Power 1 Cogen | 57789 | GEN1 | IC | OP | NA | NG |  | 60837.332 | 0.012837 | 0.000422 | EIA Prime Mover-level Data | Estimated using an emission factor
2020 | NY | Peak Power 1 Cogen | 57789 | GEN2 | IC | OP | NA | NG |  | 60837.332 | 0.012837 | 0.000422 | EIA Prime Mover-level Data | Estimated using an emission factor
2020 | NY | Peak Power 1 Cogen | 57789 | GEN3 | IC | OP | NA | NG |  | 60837.332 | 0.012837 | 0.000422 | EIA Prime Mover-level Data | Estimated using an emission factor
2020 | NY | Pearl CSG | 63060 | 28 | PV | OP | NA | SUN |  | 14357 |  |  | EIA Prime Mover-level Data
2020 | NY | Pearl CSG | 63060 | 29 | PV | OP | NA | SUN |  | 14357 |  |  | EIA Prime Mover-level Data
2020 | NY | Pearl II | 63405 | 1900-01-28 | PV | OP | NA | SUN |  | 28791 |  |  | EIA Prime Mover-level Data
2020 | NY | Philadlephia | 10197 | GEN1 | HY | OP | NA | WAT |  | 59236 |  |  | EIA Prime Mover-level Data
2020 | NY | Phoenix Hydro Project | 54865 | 2022-01-02 | HY | OP | NA | WAT |  | 44522.5 |  |  | EIA Prime Mover-level Data
2020 | NY | Phoenix Hydro Project | 54865 | 2022-02-01 | HY | OP | NA | WAT |  | 44522.5 |  |  | EIA Prime Mover-level Data
2020 | NY | Piercefield | 2598 | 1 | HY | OP | NA | WAT |  | 70246.6641 |  |  | EIA Prime Mover-level Data
2020 | NY | Piercefield | 2598 | 2 | HY | OP | NA | WAT |  | 28098.666 |  |  | EIA Prime Mover-level Data
2020 | NY | Piercefield | 2598 | 3 | HY | OP | NA | WAT |  | 28098.666 |  |  | EIA Prime Mover-level Data
2020 | NY | Pinelawn Power | 56188 | 1 | CT | OP | CC | NG | 2571 | 1132883 | 5.8899 | 0.010398 | EPA/CAMD | EPA/NEI | 2005
2020 | NY | Plant No 1 Freeport | 2678 | 1 | IC | RE | NA | DFO
2020 | NY | Plant No 1 Freeport | 2678 | 2 | IC | OP | NA | DFO |  | 93.532 | 0.014497 | 0.31 | EIA Prime Mover-level Data | Estimated using an emission factor
2020 | NY | Plant No 1 Freeport | 2678 | 3 | IC | OP | NA | DFO |  | 99.982 | 0.015497 | 0.31 | EIA Prime Mover-level Data | Estimated using an emission factor
2020 | NY | Plant No 1 Freeport | 2678 | 4 | IC | OP | NA | DFO |  | 164.486 | 0.025495 | 0.31 | EIA Prime Mover-level Data | Estimated using an emission factor
2020 | NY | Plant No 1 Freeport | 2678 | ENG13 | IC | L | NA | LFG
2020 | NY | Podunk Road CSG | 62834 | 871 | PV | OP | NA | SUN |  | 27557 |  |  | EIA Prime Mover-level Data
2020 | NY | Podunque Road CSG | 64125 | TWNSD | PV | V | NA | SUN
2020 | NY | Poletti 500 MW CC | 56196 | CTG7A | CT | OP | CC | NG | 6456 | 8833850 | 60.4399 | 0.013684 | EPA/CAMD | EPA/NEI | 2005
2020 | NY | Poletti 500 MW CC | 56196 | CTG7B | CT | OP | CC | NG | 6804 | 9480296 | 60.4399 | 0.012751 | EPA/CAMD | EPA/NEI | 2005
2020 | NY | Pool Brook Rd Community Solar Farm | 62156 | 15 | PV | OP | NA | SUN |  | 26494 |  |  | EIA Prime Mover-level Data
2020 | NY | Port Jefferson Energy Center | 2517 | 3 | ST | OP | TANGENTIAL | NG | 3112 | 3071286.25 | 13.8324 | 0.0090076 | EPA/CAMD | EPA/NEI | 1958
2020 | NY | Port Jefferson Energy Center | 2517 | 4 | ST | OP | TANGENTIAL | NG | 1850 | 2227676.25 | 8.983 | 0.0080649 | EPA/CAMD | EPA/NEI | 1960
2020 | NY | Port Jefferson Energy Center | 2517 | UGT001 | GT | OP | CT | DFO | 21 | 3602 | 0.019989 | 0.011099 | EPA/CAMD | EPA/NEI | 1966
2020 | NY | Port Jefferson Energy Center | 2517 | UGT002 | GT | OP | CT | NG | 1222 | 403962.5938 | 2.017 | 0.0099861 | EPA/CAMD | EPA/NEI | 2002
2020 | NY | Port Jefferson Energy Center | 2517 | UGT003 | GT | OP | CT | NG | 1242 | 433618.125 | 2.017 | 0.0093031 | EPA/CAMD | EPA/NEI | 2002
2020 | NY | Port Leyden Hydroelectric Project | 10817 | GEN1 | HY | OP | NA | WAT |  | 18871.5 |  |  | EIA Prime Mover-level Data
2020 | NY | Port Leyden Hydroelectric Project | 10817 | GEN2 | HY | OP | NA | WAT |  | 18871.5 |  |  | EIA Prime Mover-level Data
2020 | NY | Port Richmond WWT Solar | 58647 | 1 | PV | OP | NA | SUN |  | 14704 |  |  | EIA Prime Mover-level Data
2020 | NY | Potic Solar | 64541 | 1 | PV | P | NA | SUN
2020 | NY | Pouch Terminal | 8053 | PT01 | GT | OP | CT | NG | 1735 | 656805.625 | 2.1936 | 0.0066796 | EPA/CAMD | EPA/NEI | 2001
2020 | NY | Prospect | 2599 | 1 | HY | OP | NA | WAT |  | 520054 |  |  | EIA Prime Mover-level Data
2020 | NY | Pyrites Plant | 10547 | GEN1 | HY | OP | NA | WAT |  | 25273.7559 |  |  | EIA Prime Mover-level Data
2020 | NY | Pyrites Plant | 10547 | GEN2 | HY | OP | NA | WAT |  | 73715.125 |  |  | EIA Prime Mover-level Data
2020 | NY | Pyrites Plant | 10547 | GEN3 | HY | OP | NA | WAT |  | 73715.125 |  |  | EIA Prime Mover-level Data
2020 | NY | R E Ginna Nuclear Power Plant | 6122 | 1 | ST | OP | NA | NUC |  | 45261256 |  |  | EIA Prime Mover-level Data
2020 | NY | Rainbow Falls Auscble | 6526 | 1 | HY | OA | NA | WAT |  | 7097.5 |  |  | EIA Prime Mover-level Data
2020 | NY | Rainbow Falls Auscble | 6526 | 2 | HY | OP | NA | WAT |  | 7097.5 |  |  | EIA Prime Mover-level Data
2020 | NY | Rainbow Falls Hydro | 2600 | 1 | HY | OP | NA | WAT |  | 694068 |  |  | EIA Prime Mover-level Data
2020 | NY | Ransomville Solar 1, LLC | 63012 | SWANN | PV | OP | NA | SUN |  | 38699 |  |  | EIA Prime Mover-level Data
2020 | NY | Ravenswood Generating Station | 2500 | 10 | ST | OP | TANGENTIAL | NG | 2392 | 3456223 | 12.7171 | 0.0073589 | EPA/CAMD | EPA/NEI | 1963
2020 | NY | Ravenswood Generating Station | 2500 | 20 | ST | OP | TANGENTIAL | RFO | 1853 | 2426788.5 | 8.8884 | 0.0073253 | EPA/CAMD | EPA/NEI | 1963
2020 | NY | Ravenswood Generating Station | 2500 | 30 | ST | OP | TANGENTIAL | NG | 499 | 1685590.125 | 5.5025 | 0.0065289 | EPA/CAMD | EPA/NEI | 1965
2020 | NY | Ravenswood Generating Station | 2500 | CT0001 | GT | OP | CT | NG | 23 | 25888.6777 | 0.016611 | 0.0012832 | EIA non-ozone season distributed and EPA/CAMD ozone season | EPA/NEI | 1967
2020 | NY | Ravenswood Generating Station | 2500 | CT0004 | GT | OP | CT | NG | 0 | [5 empty] | 1970
2020 | NY | Ravenswood Generating Station | 2500 | CT0005 | GT | OP | CT | NG | 0 | [5 empty] | 1970
2020 | NY | Ravenswood Generating Station | 2500 | CT0006 | GT | OP | CT | NG | 0 | [5 empty] | 1970
2020 | NY | Ravenswood Generating Station | 2500 | CT0007 | GT | OP | CT | NG | 0 | [5 empty] | 1970
2020 | NY | Ravenswood Generating Station | 2500 | CT0008 | GT | OP | CT | NG | 0 | [5 empty] | 1970
2020 | NY | Ravenswood Generating Station | 2500 | CT0009 | GT | OP | CT | NG | 0 | [5 empty] | 1970
2020 | NY | Ravenswood Generating Station | 2500 | CT0010 | GT | OP | CT | NG | 87 | 28157.1836 | 0.079073 | 0.0056165 | EIA non-ozone season distributed and EPA/CAMD ozone season | EPA/NEI | 1970
2020 | NY | Ravenswood Generating Station | 2500 | CT0011 | GT | OP | CT | NG | 92 | 28349.1387 | 0.091121 | 0.0064285 | EIA non-ozone season distributed and EPA/CAMD ozone season | EPA/NEI | 1970
2020 | NY | Ravenswood Generating Station | 2500 | CT02-1 | GT | OP | CT | NG | 0 | [5 empty] | 1970
2020 | NY | Ravenswood Generating Station | 2500 | CT02-2 | GT | OP | CT | NG | 0 | [5 empty] | 1970
2020 | NY | Ravenswood Generating Station | 2500 | CT02-3 | GT | OP | CT | NG | 0 | [5 empty] | 1970
2020 | NY | Ravenswood Generating Station | 2500 | CT02-4 | GT | OP | CT | NG | 0 | [5 empty] | 1970
2020 | NY | Ravenswood Generating Station | 2500 | CT03-1 | GT | OP | CT | NG | 0 | [5 empty] | 1970
2020 | NY | Ravenswood Generating Station | 2500 | CT03-2 | GT | OP | CT | NG | 0 | [5 empty] | 1970
2020 | NY | Ravenswood Generating Station | 2500 | CT03-3 | GT | OP | CT | NG | 0 | [5 empty] | 1970
2020 | NY | Ravenswood Generating Station | 2500 | CT03-4 | GT | OP | CT | NG | 0 | [5 empty] | 1970
2020 | NY | Ravenswood Generating Station | 2500 | UCC001 | CT | OP | CC | NG | 6374 | 10759272 | 68.5351 | 0.01274 | EPA/CAMD | EPA/NEI | 2004
2020 | NY | Raymondville | 2601 | 1 | HY | OP | NA | WAT |  | 80414 |  |  | EIA Prime Mover-level Data
2020 | NY | Redman North | 64718 | RDMNN | PV | V | NA | SUN
2020 | NY | Redman South | 64722 | RDMNS | PV | V | NA | SUN
2020 | NY | RED-Rochester, LLC-Eastman Business Park | 10025 | 4B | ST | OP | TANGENTIAL | NG | 8781 | 2744396.5 | 3.6255 | 0.0026421 | EPA/CAMD | EPA/NEI
2020 | NY | RED-Rochester, LLC-Eastman Business Park | 10025 | KPR1 | HY | OP | NA | WAT
2020 | NY | Regeneron Pharmaceuticals Inc. | 62423 | 735G1 | IC | SB | NA | DFO |  | 247.5 | 0.038363 | 0.31 | EIA Prime Mover-level Data | Estimated using an emission factor
2020 | NY | Regeneron Pharmaceuticals Inc. | 62423 | 735G2 | IC | SB | NA | DFO |  | 165 | 0.025575 | 0.31 | EIA Prime Mover-level Data | Estimated using an emission factor
2020 | NY | Regeneron Pharmaceuticals Inc. | 62423 | 745G1 | IC | SB | NA | DFO |  | 247.5 | 0.038363 | 0.31 | EIA Prime Mover-level Data | Estimated using an emission factor
2020 | NY | Regeneron Pharmaceuticals Inc. | 62423 | 745G2 | IC | SB | NA | DFO |  | 247.5 | 0.038363 | 0.31 | EIA Prime Mover-level Data | Estimated using an emission factor
2020 | NY | Regeneron Pharmaceuticals Inc. | 62423 | 765G1 | IC | SB | NA | DFO |  | 412.5 | 0.063937 | 0.31 | EIA Prime Mover-level Data | Estimated using an emission factor
2020 | NY | Regeneron Pharmaceuticals Inc. | 62423 | 771NG | IC | SB | NA | NG |  | 132 | 2.7852e-05 | 0.000422 | EIA Prime Mover-level Data | Estimated using an emission factor
2020 | NY | Regeneron Pharmaceuticals Inc. | 62423 | 777G1 | IC | SB | NA | DFO |  | 165 | 0.025575 | 0.31 | EIA Prime Mover-level Data | Estimated using an emission factor
2020 | NY | Regeneron Pharmaceuticals Inc. | 62423 | 777NG | IC | SB | NA | NG |  | 66 | 1.3926e-05 | 0.000422 | EIA Prime Mover-level Data | Estimated using an emission factor
2020 | NY | Regeneron Pharmaceuticals Inc. | 62423 | 778NG | IC | SB | NA | NG |  | 33 | 6.963e-06 | 0.000422 | EIA Prime Mover-level Data | Estimated using an emission factor
2020 | NY | Regeneron Pharmaceuticals Inc. | 62423 | 785G1 | IC | SB | NA | DFO |  | 165 | 0.025575 | 0.31 | EIA Prime Mover-level Data | Estimated using an emission factor
2020 | NY | Regeneron Pharmaceuticals Inc. | 62423 | 795G1 | IC | SB | NA | DFO |  | 330 | 0.05115 | 0.31 | EIA Prime Mover-level Data | Estimated using an emission factor
2020 | NY | Regeneron Pharmaceuticals Inc. | 62423 | 795G2 | IC | SB | NA | DFO |  | 330 | 0.05115 | 0.31 | EIA Prime Mover-level Data | Estimated using an emission factor
2020 | NY | Regeneron Tarrytown | 62456 | RGP00 | FC | OP | NA | NG |  | 87957 | 0 | 0 | EIA Prime Mover-level Data | Estimated using an emission factor
2020 | NY | Rensselaer Cogen | 54034 | 1GTDBS | CT | OP | CC | NG | 70 | 43062.6016 | 0.10532 | 0.0048915 | EPA/CAMD | EPA/NEI | 1994
2020 | NY | Richard M Flynn (Holtsville) | 7314 | 1 | CT | OP | CC | NG | 4793 | 4680842 | 1.8775 | 0.00080219 | EPA/CAMD | EPA/NEI | 1994
2020 | NY | Richmond University Medical Center | 63553 | CT200 | IC | SB | NA | DFO
2020 | NY | Richmond University Medical Center | 63553 | CU600 | IC | SB | NA | DFO
2020 | NY | Richmond University Medical Center | 63553 | CU750 | IC | SB | NA | DFO
2020 | NY | Riley Road LLC | 63369 | RILE1 | PV | OP | NA | SUN |  | 29855 |  |  | EIA Prime Mover-level Data
2020 | NY | Riley Road LLC | 63369 | RILE2 | PV | OP | NA | SUN |  | 29855 |  |  | EIA Prime Mover-level Data
2020 | NY | Rio | 2631 | RIO | HY | OP | NA | WAT |  | 232598.1406 |  |  | EIA Prime Mover-level Data
2020 | NY | Rio | 2631 | RIO2 | HY | OP | NA | WAT |  | 18607.8516 |  |  | EIA Prime Mover-level Data
2020 | NY | Ripley Westfield Wind LLC | 57193 | WTG | WT | CN | NA | WND
2020 | NY | RIT Henrietta Solar 1, LLC | 62810 | 13500 | PV | OP | NA | SUN |  | 22136 |  |  | EIA Prime Mover-level Data
2020 | NY | River Valley LLC (NY) | 64557 | RV | PV | V | NA | SUN
2020 | NY | Riverbay Corp. - Co-Op City | 52168 | 1 | ST | OP | WALL | NG | 3430 | 1131159 | 4.1536 | 0.0073439 | EIA non-ozone season distributed and EPA/CAMD ozone season | NEI avg EF - PM, fuel type, firing type | 1968
2020 | NY | Riverbay Corp. - Co-Op City | 52168 | 4 | CT | OP | CC | NG | 2135 | 273961.4375 | 0.84672 | 0.0061813 | EPA/CAMD | NEI avg EF - PM, fuel type, firing type | 2009
2020 | NY | Riverbay Corp. - Co-Op City | 52168 | 6 | CT | OP | CC | NG | 2598 | 357555.0625 | 1.1051 | 0.0061813 | EPA/CAMD | NEI avg EF - PM, fuel type, firing type | 2009
2020 | NY | Riverbay Corp. - Co-Op City | 52168 | 0003HP | ST | OP | OTHER BOILER | NG | 3369 | 797109.8125 | 3.6702 | 0.0092088 | EIA non-ozone season distributed and EPA/CAMD ozone season | NEI avg EF - PM, fuel type, firing type | 2009
2020 | NY | Riverhead | 58789 | RVH1 | PV | OP | NA | SUN |  | 12106 |  |  | EIA Prime Mover-level Data
2020 | NY | Riverhead Solar Farm | 62017 | RIV1 | PV | OP | NA | SUN |  | 269892 |  |  | EIA Prime Mover-level Data
2020 | NY | Roaring Brook, LLC | 61041 | WT1 | WT | V | NA | WND
2020 | NY | Robert Moses Niagara | 2693 | 1 | HY | OP | NA | WAT |  | 12214644 |  |  | EIA Prime Mover-level Data
2020 | NY | Robert Moses Niagara | 2693 | 10 | HY | OP | NA | WAT |  | 12214644 |  |  | EIA Prime Mover-level Data
2020 | NY | Robert Moses Niagara | 2693 | 11 | HY | OP | NA | WAT |  | 12214644 |  |  | EIA Prime Mover-level Data
2020 | NY | Robert Moses Niagara | 2693 | 12 | HY | OP | NA | WAT |  | 12214644 |  |  | EIA Prime Mover-level Data
2020 | NY | Robert Moses Niagara | 2693 | 13 | HY | OP | NA | WAT |  | 12214644 |  |  | EIA Prime Mover-level Data
2020 | NY | Robert Moses Niagara | 2693 | 2 | HY | OP | NA | WAT |  | 12214644 |  |  | EIA Prime Mover-level Data
2020 | NY | Robert Moses Niagara | 2693 | 3 | HY | OP | NA | WAT |  | 12214644 |  |  | EIA Prime Mover-level Data
2020 | NY | Robert Moses Niagara | 2693 | 4 | HY | OP | NA | WAT |  | 12214644 |  |  | EIA Prime Mover-level Data
2020 | NY | Robert Moses Niagara | 2693 | 5 | HY | OP | NA | WAT |  | 12214644 |  |  | EIA Prime Mover-level Data
2020 | NY | Robert Moses Niagara | 2693 | 6 | HY | OP | NA | WAT |  | 12214644 |  |  | EIA Prime Mover-level Data
2020 | NY | Robert Moses Niagara | 2693 | 7 | HY | OP | NA | WAT |  | 12214644 |  |  | EIA Prime Mover-level Data
2020 | NY | Robert Moses Niagara | 2693 | 8 | HY | OP | NA | WAT |  | 9487654 |  |  | EIA Prime Mover-level Data
2020 | NY | Robert Moses Niagara | 2693 | 9 | HY | OP | NA | WAT |  | 9487654 |  |  | EIA Prime Mover-level Data
2020 | NY | Robert Moses Power Dam | 2694 | 17 | HY | OP | NA | WAT |  | 4271079.5 |  |  | EIA Prime Mover-level Data
2020 | NY | Robert Moses Power Dam | 2694 | 18 | HY | OP | NA | WAT |  | 4271079.5 |  |  | EIA Prime Mover-level Data
2020 | NY | Robert Moses Power Dam | 2694 | 19 | HY | OP | NA | WAT |  | 4271079.5 |  |  | EIA Prime Mover-level Data
2020 | NY | Robert Moses Power Dam | 2694 | 20 | HY | OP | NA | WAT |  | 4271079.5 |  |  | EIA Prime Mover-level Data
2020 | NY | Robert Moses Power Dam | 2694 | 21 | HY | OP | NA | WAT |  | 4271079.5 |  |  | EIA Prime Mover-level Data
2020 | NY | Robert Moses Power Dam | 2694 | 22 | HY | OP | NA | WAT |  | 4271079.5 |  |  | EIA Prime Mover-level Data
2020 | NY | Robert Moses Power Dam | 2694 | 23 | HY | OP | NA | WAT |  | 4271079.5 |  |  | EIA Prime Mover-level Data
2020 | NY | Robert Moses Power Dam | 2694 | 24 | HY | OP | NA | WAT |  | 4271079.5 |  |  | EIA Prime Mover-level Data
2020 | NY | Robert Moses Power Dam | 2694 | 25 | HY | OP | NA | WAT |  | 4271079.5 |  |  | EIA Prime Mover-level Data
2020 | NY | Robert Moses Power Dam | 2694 | 26 | HY | OP | NA | WAT |  | 4271079.5 |  |  | EIA Prime Mover-level Data
2020 | NY | Robert Moses Power Dam | 2694 | 27 | HY | OP | NA | WAT |  | 4271079.5 |  |  | EIA Prime Mover-level Data
2020 | NY | Robert Moses Power Dam | 2694 | 28 | HY | OP | NA | WAT |  | 4271079.5 |  |  | EIA Prime Mover-level Data
2020 | NY | Robert Moses Power Dam | 2694 | 29 | HY | OP | NA | WAT |  | 4271079.5 |  |  | EIA Prime Mover-level Data
2020 | NY | Robert Moses Power Dam | 2694 | 30 | HY | OP | NA | WAT |  | 4271079.5 |  |  | EIA Prime Mover-level Data
2020 | NY | Robert Moses Power Dam | 2694 | 31 | HY | OP | NA | WAT |  | 4271079.5 |  |  | EIA Prime Mover-level Data
2020 | NY | Robert Moses Power Dam | 2694 | 32 | HY | OP | NA | WAT |  | 4271079.5 |  |  | EIA Prime Mover-level Data
2020 | NY | Rochester 2 | 2639 | 1 | HY | OS | NA | WAT
2020 | NY | Rochester 26 | 2638 | 1 | HY | OP | NA | WAT |  | 13764 |  |  | EIA Prime Mover-level Data
2020 | NY | Rochester 3 | 2640 | 13 | GT | RE | NA | DFO
2020 | NY | Rochester 5 | 2641 | 2 | HY | OS | NA | WAT
2020 | NY | Rochester 5 | 2641 | HY1 | HY | OA | NA | WAT
2020 | NY | Rochester 5 | 2641 | HY3 | HY | OS | NA | WAT
2020 | NY | Rochester 7 | 2642 | 1 | ST | RE | NA | BIT
2020 | NY | Rochester 7 | 2642 | 2 | ST | RE | NA | BIT
2020 | NY | Rochester 7 | 2642 | 3 | ST | RE | NA | BIT
2020 | NY | Rochester 7 | 2642 | 4 | ST | RE | NA | BIT
2020 | NY | Rochester 9 | 2644 | 2 | GT | RE | NA | NG
2020 | NY | Rockland Bakery Inc. | 62619 | CAT1 | IC | SB | NA | NG |  | 114.375 | 2.4133e-05 | 0.000422 | EIA Prime Mover-level Data | Estimated using an emission factor
2020 | NY | Rockland Bakery Inc. | 62619 | CAT2 | IC | SB | NA | NG |  | 114.375 | 2.4133e-05 | 0.000422 | EIA Prime Mover-level Data | Estimated using an emission factor
2020 | NY | Rockland Bakery Inc. | 62619 | CAT3 | IC | SB | NA | NG |  | 114.375 | 2.4133e-05 | 0.000422 | EIA Prime Mover-level Data | Estimated using an emission factor
2020 | NY | Rockland Bakery Inc. | 62619 | CATE4 | IC | SB | NA | DFO |  | 266.875 | 0.041366 | 0.31 | EIA Prime Mover-level Data | Estimated using an emission factor
2020 | NY | Rolling Upland Wind Farm LLC | 62262 | GEN1 | WT | P | NA | WND
2020 | NY | Rosemond Solar Community Solar | 64451 | 1583 | PV | TS | NA | SUN
2020 | NY | Roseton Generating LLC | 8006 | 1 | ST | OP | TANGENTIAL | RFO | 254 | 499149.4375 | 0.84552 | 0.0033878 | EPA/CAMD | EPA/NEI | 1974
2020 | NY | Roseton Generating LLC | 8006 | 2 | ST | OP | TANGENTIAL | RFO | 362 | 739243.3125 | 1.3386 | 0.0036217 | EPA/CAMD | EPA/NEI | 1974
2020 | NY | Route 14A CDG Solar North and South LLC | 62580 | 6081 | PV | OP | NA | SUN |  | 57305 |  |  | EIA Prime Mover-level Data
2020 | NY | Route 19 #1 Community Solar Farm | 62500 | 1258 | PV | T | NA | SUN
2020 | NY | Route 19 #2 Community Solar Farm | 62502 | 1415 | PV | T | NA | SUN
2020 | NY | Route 22 Community Solar Farm | 62524 | 1444 | PV | T | NA | SUN
2020 | NY | Route 5 & 20 Community Solar Farm | 62523 | 1093 | PV | L | NA | SUN
2020 | NY | Rowe | 64721 | RWEAV | PV | V | NA | SUN
2020 | NY | RT 52 Walden Solar 1, LLC Hybrid | 63000 | BESS | BA | OP | NA | MWH |  | 0 |  |  | EIA Prime Mover-level Data
2020 | NY | RT 52 Walden Solar 1, LLC Hybrid | 63000 | WALDN | PV | OP | NA | SUN |  | 41804 |  |  | EIA Prime Mover-level Data
2020 | NY | S A Carlson | 2682 | 9 | ST | OP | WALL | NG | 137 | 12862 | 0.047228 | 0.0073438 | EPA/CAMD | EPA/NEI | 1950
2020 | NY | S A Carlson | 2682 | 10 | ST | OP | WALL | NG | 197 | 17842.4004 | 0.064081 | 0.007183 | EPA/CAMD | EPA/NEI | 1950
2020 | NY | S A Carlson | 2682 | 20 | CT | OP | CC | NG | 1945 | 612809.25 | 0.23315 | 0.00076092 | EPA/CAMD | EPA/NEI | 2001
2020 | NY | Sacket Lake Rd #1 Community Solar Farm | 62158 | 11 | PV | OP | NA | SUN |  | 30240 |  |  | EIA Prime Mover-level Data
2020 | NY | Sacket Lake Rd #2 Community Solar Farm | 62159 | 20 | PV | OP | NA | SUN |  | 26661 |  |  | EIA Prime Mover-level Data
2020 | NY | Saint Catherine of Siena Medical Center | 62003 | 5FPX4 | IC | SB | NA | DFO |  | 102.545 | 0.015894 | 0.31 | EIA Prime Mover-level Data | Estimated using an emission factor
2020 | NY | Saint Catherine of Siena Medical Center | 62003 | 855G3 | IC | SB | NA | DFO |  | 51.273 | 0.0079473 | 0.31 | EIA Prime Mover-level Data | Estimated using an emission factor
2020 | NY | Saint Catherine of Siena Medical Center | 62003 | D400F | IC | SB | NA | DFO |  | 51.273 | 0.0079473 | 0.31 | EIA Prime Mover-level Data | Estimated using an emission factor
2020 | NY | Saint Catherine of Siena Medical Center | 62003 | DFG65 | IC | SB | NA | DFO |  | 25.636 | 0.0039736 | 0.31 | EIA Prime Mover-level Data | Estimated using an emission factor
2020 | NY | Saint Catherine of Siena Medical Center | 62003 | E4486 | IC | SB | NA | DFO |  | 51.273 | 0.0079473 | 0.31 | EIA Prime Mover-level Data | Estimated using an emission factor
2020 | NY | Sangerfield Solar CSG | 64372 | SNGFD | PV | V | NA | SUN
2020 | NY | Saranac Power Partners, LP | 54574 | 1 | CT | OP | CC | NG | 271 | 207580 | 0.61211 | 0.0058976 | EPA/CAMD | EPA/NEI | 1994
2020 | NY | Saranac Power Partners, LP | 54574 | 2 | CT | OP | CC | NG | 134 | 111075.2188 | 0.34122 | 0.0061439 | EPA/CAMD | EPA/NEI | 1994
2020 | NY | Saratoga Solar LLC | 63373 | SARAT | PV | OP | NA | SUN |  | 62121 |  |  | EIA Prime Mover-level Data
2020 | NY | Schaghticoke | 2606 | 1 | HY | OP | NA | WAT |  | 141960.5 |  |  | EIA Prime Mover-level Data
2020 | NY | Schaghticoke | 2606 | 2 | HY | OP | NA | WAT |  | 141960.5 |  |  | EIA Prime Mover-level Data
2020 | NY | Schaghticoke | 2606 | 3 | HY | OP | NA | WAT |  | 141960.5 |  |  | EIA Prime Mover-level Data
2020 | NY | Schaghticoke | 2606 | 4 | HY | OP | NA | WAT |  | 141960.5 |  |  | EIA Prime Mover-level Data
2020 | NY | School Street | 2605 | 1 | HY | OP | NA | WAT |  | 255829.1406 |  |  | EIA Prime Mover-level Data
2020 | NY | School Street | 2605 | 2 | HY | OP | NA | WAT |  | 223850.5 |  |  | EIA Prime Mover-level Data
2020 | NY | School Street | 2605 | 3 | HY | OP | NA | WAT |  | 223850.5 |  |  | EIA Prime Mover-level Data
2020 | NY | School Street | 2605 | 4 | HY | OP | NA | WAT |  | 223850.5 |  |  | EIA Prime Mover-level Data
2020 | NY | School Street | 2605 | 5 | HY | OP | NA | WAT |  | 415722.3438 |  |  | EIA Prime Mover-level Data
2020 | NY | Schuylerville | 2607 | 1 | HY | OP | NA | WAT |  | 69800 |  |  | EIA Prime Mover-level Data
2020 | NY | SDM000 Clarkson Fuel Cell | 63647 | SDM00 | FC | OP | NA | NG |  | 104659 | 0 | 0 | EIA Prime Mover-level Data | Estimated using an emission factor
2020 | NY | Selkirk Cogen Partners | 10725 | CTG101 | CT | OP | CC | NG | 329 | 273743.2812 | 0.32975 | 0.0024092 | EPA/CAMD | EPA/NEI | 1992
2020 | NY | Selkirk Cogen Partners | 10725 | CTG201 | CT | OP | CC | NG | 608 | 520154.8125 | 0.0208 | 7.9976e-05 | EPA/CAMD | EPA/NEI | 1994
2020 | NY | Selkirk Cogen Partners | 10725 | CTG301 | CT | OP | CC | NG | 543 | 456319.2188 | 0.0208 | 9.1164e-05 | EPA/CAMD | EPA/NEI | 1994
2020 | NY | Seneca Energy | 54782 | GE10 | IC | OP | NA | LFG |  | 61285.8633 | 0.45045 | 0.0147 | EIA Prime Mover-level Data | Estimated using an emission factor
2020 | NY | Seneca Energy | 54782 | GE11 | IC | OP | NA | LFG |  | 61285.8633 | 0.45045 | 0.0147 | EIA Prime Mover-level Data | Estimated using an emission factor
2020 | NY | Seneca Energy | 54782 | GE12 | IC | OP | NA | LFG |  | 61285.8633 | 0.45045 | 0.0147 | EIA Prime Mover-level Data | Estimated using an emission factor
2020 | NY | Seneca Energy | 54782 | GE13 | IC | OP | NA | LFG |  | 61285.8633 | 0.45045 | 0.0147 | EIA Prime Mover-level Data | Estimated using an emission factor
2020 | NY | Seneca Energy | 54782 | GE14 | IC | OP | NA | LFG |  | 61285.8633 | 0.45045 | 0.0147 | EIA Prime Mover-level Data | Estimated using an emission factor
2020 | NY | Seneca Energy | 54782 | GE15 | IC | OP | NA | LFG |  | 122571.7266 | 0.9009 | 0.0147 | EIA Prime Mover-level Data | Estimated using an emission factor
2020 | NY | Seneca Energy | 54782 | GE16 | IC | OP | NA | LFG |  | 122571.7266 | 0.9009 | 0.0147 | EIA Prime Mover-level Data | Estimated using an emission factor
2020 | NY | Seneca Energy | 54782 | GE17 | IC | OP | NA | LFG |  | 122571.7266 | 0.9009 | 0.0147 | EIA Prime Mover-level Data | Estimated using an emission factor
2020 | NY | Seneca Energy | 54782 | GE18 | IC | OP | NA | LFG |  | 122571.7266 | 0.9009 | 0.0147 | EIA Prime Mover-level Data | Estimated using an emission factor
2020 | NY | Seneca Energy | 54782 | GE19 | IC | CN | NA | LFG
2020 | NY | Seneca Energy | 54782 | GE20 | IC | CN | NA | LFG
2020 | NY | Seneca Energy | 54782 | GE21 | IC | CN | NA | LFG
2020 | NY | Seneca Energy | 54782 | GE22 | IC | CN | NA | LFG
2020 | NY | Seneca Energy | 54782 | GEN1 | IC | OP | NA | LFG |  | 61285.8633 | 0.45045 | 0.0147 | EIA Prime Mover-level Data | Estimated using an emission factor
2020 | NY | Seneca Energy | 54782 | GEN2 | IC | OP | NA | LFG |  | 61285.8633 | 0.45045 | 0.0147 | EIA Prime Mover-level Data | Estimated using an emission factor
2020 | NY | Seneca Energy | 54782 | GEN3 | IC | OP | NA | LFG |  | 61285.8633 | 0.45045 | 0.0147 | EIA Prime Mover-level Data | Estimated using an emission factor
2020 | NY | Seneca Energy | 54782 | GEN4 | IC | OP | NA | LFG |  | 61285.8633 | 0.45045 | 0.0147 | EIA Prime Mover-level Data | Estimated using an emission factor
2020 | NY | Seneca Energy | 54782 | GEN5 | IC | OP | NA | LFG |  | 61285.8633 | 0.45045 | 0.0147 | EIA Prime Mover-level Data | Estimated using an emission factor
2020 | NY | Seneca Energy | 54782 | GEN6 | IC | OP | NA | LFG |  | 61285.8633 | 0.45045 | 0.0147 | EIA Prime Mover-level Data | Estimated using an emission factor
2020 | NY | Seneca Energy | 54782 | GEN7 | IC | OP | NA | LFG |  | 61285.8633 | 0.45045 | 0.0147 | EIA Prime Mover-level Data | Estimated using an emission factor
2020 | NY | Seneca Energy | 54782 | GEN8 | IC | OP | NA | LFG |  | 61285.8633 | 0.45045 | 0.0147 | EIA Prime Mover-level Data | Estimated using an emission factor
2020 | NY | Seneca Energy | 54782 | GEN9 | IC | OP | NA | LFG |  | 61285.8633 | 0.45045 | 0.0147 | EIA Prime Mover-level Data | Estimated using an emission factor
2020 | NY | Seneca Falls Hydroelectric Project | 61641 | 23 | HY | OP | NA | WAT |  | 33035.668 |  |  | EIA Prime Mover-level Data
2020 | NY | Seneca Falls Hydroelectric Project | 61641 | 24 | HY | OP | NA | WAT |  | 33035.668 |  |  | EIA Prime Mover-level Data
2020 | NY | Seneca Falls Hydroelectric Project | 61641 | 25 | HY | OP | NA | WAT |  | 33035.668 |  |  | EIA Prime Mover-level Data
2020 | NY | Seneca Nation Cattaraugus Wind Turbine | 61734 | 1 | WT | OP | NA | WND |  | 26118 |  |  | EIA Prime Mover-level Data
2020 | NY | Sewalls | 2608 | 1 | HY | OP | NA | WAT |  | 44741.5 |  |  | EIA Prime Mover-level Data
2020 | NY | Sewalls | 2608 | 2 | HY | OP | NA | WAT |  | 44741.5 |  |  | EIA Prime Mover-level Data
2020 | NY | Sharon Springs | 61903 | 10116 | PV | OP | NA | SUN |  | 27416 |  |  | EIA Prime Mover-level Data
2020 | NY | Shepherd's Run Solar | 64188 | PV | PV | P | NA | SUN
2020 | NY | Sherman Island | 2609 | 1 | HY | OP | NA | WAT |  | 269392.7812 |  |  | EIA Prime Mover-level Data
2020 | NY | Sherman Island | 2609 | 2 | HY | OP | NA | WAT |  | 269392.7812 |  |  | EIA Prime Mover-level Data
2020 | NY | Sherman Island | 2609 | 3 | HY | OP | NA | WAT |  | 269392.7812 |  |  | EIA Prime Mover-level Data
2020 | NY | Sherman Island | 2609 | 4 | HY | OP | NA | WAT |  | 269392.7812 |  |  | EIA Prime Mover-level Data
2020 | NY | Sherman Island | 2609 | 5 | HY | OP | NA | WAT |  | 269392.7812 |  |  | EIA Prime Mover-level Data
2020 | NY | Sherman Island | 2609 | 6 | HY | OP | NA | WAT |  | 50030.0898 |  |  | EIA Prime Mover-level Data
2020 | NY | Shoemaker | 2632 | 1 | GT | OP | CT | NG | 29 | 2075.4031 | 0.0063954 | 0.006163 | EPA/CAMD | EPA/NEI | 1971
2020 | NY | Shoreham | 2518 | GT1 | GT | OP | NA | DFO |  | 17761.8223 | 0.16024 | 0.018044 | EIA Prime Mover-level Data | NEI avg EF - PM, fuel type, firing type
2020 | NY | Shoreham | 2518 | GT2 | GT | OP | NA | DFO |  | 6245.1782 | 0.056343 | 0.018044 | EIA Prime Mover-level Data | NEI avg EF - PM, fuel type, firing type
2020 | NY | Shoreham Energy | 55787 | CT01 | GT | OP | CT | DFO | 552 | 167331.1719 | 0.0047576 | 5.6864e-05 | EPA/CAMD | EPA/NEI | 2002
2020 | NY | Shoreham Energy | 55787 | CT02 | GT | OP | CT | DFO | 569 | 173187 | 0.0047576 | 5.4942e-05 | EPA/CAMD | EPA/NEI | 2002
2020 | NY | Shoreham Solar Commons | 60045 | GEN1 | PV | OP | NA | SUN |  | 447817 |  |  | EIA Prime Mover-level Data
2020 | NY | Sissonville Hydro | 10220 | HY1 | HY | OP | NA | WAT |  | 81967 |  |  | EIA Prime Mover-level Data
2020 | NY | Skidmore College | 60425 | SO049 | PV | OP | NA | SUN |  | 22932 |  |  | EIA Prime Mover-level Data
2020 | NY | SL Babylon | 61487 | SLBAB | PV | OP | NA | SUN |  | 108267 |  |  | EIA Prime Mover-level Data
2020 | NY | Slate Hill | 64578 | SLT | PV | V | NA | SUN
2020 | NY | Slayton Settlement Road Solar | 64867 | SLYTA | PV | L | NA | SUN
2020 | NY | Slayton Settlement Road Solar | 64867 | SLYTB | PV | L | NA | SUN
2020 | NY | Smithtown Energy Partners LP | 50344 | SW1 | IC | RE | NA | LFG
2020 | NY | Smithtown Energy Partners LP | 50344 | SW2 | IC | RE | NA | LFG
2020 | NY | Soft Maple | 2610 | 1 | HY | OP | NA | WAT |  | 127353 |  |  | EIA Prime Mover-level Data
2020 | NY | Soft Maple | 2610 | 2 | HY | OP | NA | WAT |  | 127353 |  |  | EIA Prime Mover-level Data
2020 | NY | Solean Solar Project | 61898 | SOLEA | PV | OP | NA | SUN |  | 53937 |  |  | EIA Prime Mover-level Data
2020 | NY | Somerset Operating Company (Kintigh) | 6082 | 1 | ST | OP | WALL | BIT | 596 | 1699406.125 | 0.080862 | 9.5165e-05 | EPA/CAMD | EPA/NEI | 1984
2020 | NY | South Cairo | 2485 | GT1 | GT | OP | NA | KER |  | 1931 | 0.011056 | 0.011451 | EIA Prime Mover-level Data | NEI avg EF - PM, fuel type
2020 | NY | South Colton | 2611 | 1 | HY | OP | NA | WAT |  | 569841 |  |  | EIA Prime Mover-level Data
2020 | NY | South Edwards | 2604 | 1 | HY | OP | NA | WAT |  | 35714.5 |  |  | EIA Prime Mover-level Data
2020 | NY | South Edwards | 2604 | 2 | HY | OP | NA | WAT |  | 35714.5 |  |  | EIA Prime Mover-level Data
2020 | NY | South Edwards | 2604 | 3 | HY | OP | NA | WAT |  | 35714.5 |  |  | EIA Prime Mover-level Data
2020 | NY | South Edwards | 2604 | 4 | HY | OP | NA | WAT |  | 35714.5 |  |  | EIA Prime Mover-level Data
2020 | NY | South Glens Falls Hydroelectric | 54772 | GEN1 | HY | OP | NA | WAT |  | 301760.5 |  |  | EIA Prime Mover-level Data
2020 | NY | South Glens Falls Hydroelectric | 54772 | GEN2 | HY | OP | NA | WAT |  | 301760.5 |  |  | EIA Prime Mover-level Data
2020 | NY | South Hampton | 2519 | 1 | GT | OP | NA | DFO |  | 30836 | 0.2782 | 0.018044 | EIA Prime Mover-level Data | NEI avg EF - PM, fuel type, firing type
2020 | NY | South Oaks Hospital | 50136 | CG1 | IC | OP | NA | NG |  | 14689.2002 | 0.0030994 | 0.000422 | EIA Prime Mover-level Data | Estimated using an emission factor
2020 | NY | South Oaks Hospital | 50136 | CG2 | IC | OP | NA | NG |  | 14689.2002 | 0.0030994 | 0.000422 | EIA Prime Mover-level Data | Estimated using an emission factor
2020 | NY | South Oaks Hospital | 50136 | CG3 | IC | OP | NA | NG |  | 14689.2002 | 0.0030994 | 0.000422 | EIA Prime Mover-level Data | Estimated using an emission factor
2020 | NY | South Oaks Hospital | 50136 | CG4 | IC | OP | NA | NG |  | 14689.2002 | 0.0030994 | 0.000422 | EIA Prime Mover-level Data | Estimated using an emission factor
2020 | NY | South Oaks Hospital | 50136 | CG5 | IC | OP | NA | NG |  | 14689.2002 | 0.0030994 | 0.000422 | EIA Prime Mover-level Data | Estimated using an emission factor
2020 | NY | South Oaks Hospital | 50136 | GEN1 | IC | RE | NA | NG
2020 | NY | South Oaks Hospital | 50136 | GEN2 | IC | RE | NA | NG
2020 | NY | Southold | 2520 | 1 | GT | OP | NA | DFO |  | 52765 | 0.47604 | 0.018044 | EIA Prime Mover-level Data | NEI avg EF - PM, fuel type, firing type
2020 | NY | Spier Falls | 2612 | 8 | HY | OP | NA | WAT |  | 294822.6562 |  |  | EIA Prime Mover-level Data
2020 | NY | Spier Falls | 2612 | 9 | HY | OP | NA | WAT |  | 1539629.375 |  |  | EIA Prime Mover-level Data
2020 | NY | SREC Bath LFGTE | 58295 | GEN1 | IC | RE | NA | LFG
2020 | NY | SREC Bath LFGTE | 58295 | GEN2 | IC | RE | NA | LFG
2020 | NY | St Johns Riverside Hospital | 62051 | EG200 | IC | SB | NA | DFO |  | 24.5 | 0.0037975 | 0.31 | EIA Prime Mover-level Data | Estimated using an emission factor
2020 | NY | St Johns Riverside Hospital | 62051 | EG300 | IC | SB | NA | DFO |  | 36.75 | 0.0056962 | 0.31 | EIA Prime Mover-level Data | Estimated using an emission factor
2020 | NY | St Johns Riverside Hospital | 62051 | EG400 | IC | SB | NA | DFO |  | 49 | 0.007595 | 0.31 | EIA Prime Mover-level Data | Estimated using an emission factor
2020 | NY | St Johns Riverside Hospital | 62051 | EG650 | IC | SB | NA | DFO |  | 85.75 | 0.013291 | 0.31 | EIA Prime Mover-level Data | Estimated using an emission factor
2020 | NY | St Johns Riverside Hospital | 62051 | EG750 | IC | SB | NA | DFO |  | 98 | 0.01519 | 0.31 | EIA Prime Mover-level Data | Estimated using an emission factor
2020 | NY | St. Johns Episcopal Hospital | 62450 | CT205 | IC | SB | NA | DFO |  | 29.667 | 0.0045984 | 0.31 | EIA Prime Mover-level Data | Estimated using an emission factor
2020 | NY | St. Johns Episcopal Hospital | 62450 | F1040 | IC | SB | NA | DFO |  | 148.333 | 0.022992 | 0.31 | EIA Prime Mover-level Data | Estimated using an emission factor
2020 | NY | St. Joseph Hospital | 62452 | CT250 | IC | SB | NA | DFO |  | 19.364 | 0.0030014 | 0.31 | EIA Prime Mover-level Data | Estimated using an emission factor
2020 | NY | St. Joseph Hospital | 62452 | CT750 | IC | SB | NA | DFO |  | 51.636 | 0.0080036 | 0.31 | EIA Prime Mover-level Data | Estimated using an emission factor
2020 | NY | St. Lawrence University - Sutton | 61579 | SUT01 | PV | OP | NA | SUN |  | 25495 |  |  | EIA Prime Mover-level Data
2020 | NY | St. Luke's Cornwall Hospital | 63546 | GEN1 | IC | SB | NA | DFO
2020 | NY | St. Luke's Cornwall Hospital | 63546 | GEN2 | IC | SB | NA | DFO
2020 | NY | St. Mary's Hospital For Children | 63669 | CU2 | IC | SB | NA | DFO
2020 | NY | Stark | 2613 | 1 | HY | OP | NA | WAT |  | 660440 |  |  | EIA Prime Mover-level Data
2020 | NY | State Route 64N Community Solar Farm | 62520 | 1089 | PV | T | NA | SUN
2020 | NY | Steel Sun | 59705 | SSUN2 | PV | OP | NA | SUN |  | 41750 |  |  | EIA Prime Mover-level Data
2020 | NY | Steel Sun 2: 2303-III-2 Hamburg Tpke | 62723 | SS22 | PV | OP | NA | SUN |  | 17116 |  |  | EIA Prime Mover-level Data
2020 | NY | Steel Sun 2: 2303-III-4 Hamburg Tpke | 62722 | SS24 | PV | OP | NA | SUN |  | 17371 |  |  | EIA Prime Mover-level Data
2020 | NY | Steel Sun 2: 2303-III-9 Hamburg Tpke | 62721 | SS29 | PV | OP | NA | SUN |  | 11056 |  |  | EIA Prime Mover-level Data
2020 | NY | Steel Winds II | 57078 | 1 | WT | OP | NA | WND |  | 453549 |  |  | EIA Prime Mover-level Data
2020 | NY | Steel Winds Wind Farm | 56575 | 1 | WT | OP | NA | WND |  | 453549 |  |  | EIA Prime Mover-level Data
2020 | NY | Stephentown Spindle | 57710 | SRS1 | FW | OP | NA | MWH |  | 0 |  |  | EIA Prime Mover-level Data
2020 | NY | Sterling Power Plant | 50744 | 1 | CT | OP | CC | NG | 108 | 36272.1562 | 0.12258 | 0.0067591 | EPA/CAMD | EPA/NEI | 1991
2020 | NY | Sterlington Greenworks LLC | 59275 | STERG | PV | OP | NA | SUN |  | 17194 |  |  | EIA Prime Mover-level Data
2020 | NY | Stewarts Bridge | 2614 | 1 | HY | OP | NA | WAT |  | 1029534.5625 |  |  | EIA Prime Mover-level Data
2020 | NY | Stewarts Bridge | 2614 | 2 | HY | OP | NA | WAT |  | 71495.4531 |  |  | EIA Prime Mover-level Data
2020 | NY | Stillwater Hydro Electric Project | 54395 | 1 | HY | OP | NA | WAT |  | 57538 |  |  | EIA Prime Mover-level Data
2020 | NY | Stillwater Hydro Electric Project | 54395 | 2 | HY | OP | NA | WAT |  | 57538 |  |  | EIA Prime Mover-level Data
2020 | NY | Stillwater Reservoir Hydro | 50513 | GEN1 | HY | OP | NA | WAT |  | 29407 |  |  | EIA Prime Mover-level Data
2020 | NY | Stony Creek Wind Farm NY | 58088 | 1 | WT | OP | NA | WND |  | 2470704 |  |  | EIA Prime Mover-level Data
2020 | NY | Strauss CSG | 63108 | 30 | PV | OP | NA | SUN |  | 32715 |  |  | EIA Prime Mover-level Data
2020 | NY | Sturgeon | 2486 | H1 | HY | OP | NA | WAT |  | 145069.6719 |  |  | EIA Prime Mover-level Data
2020 | NY | Sturgeon | 2486 | H2 | HY | OP | NA | WAT |  | 145069.6719 |  |  | EIA Prime Mover-level Data
2020 | NY | Sturgeon | 2486 | H3 | HY | OP | NA | WAT |  | 145069.6719 |  |  | EIA Prime Mover-level Data
2020 | NY | Stuyvesant Falls | 58873 | UNIT1 | HY | OP | NA | WAT |  | 55949 |  |  | EIA Prime Mover-level Data
2020 | NY | Stuyvesant Falls | 58873 | UNIT2 | HY | OP | NA | WAT |  | 55949 |  |  | EIA Prime Mover-level Data
2020 | NY | Sugar Island | 2616 | 1 | HY | OP | NA | WAT |  | 98143.5 |  |  | EIA Prime Mover-level Data
2020 | NY | Sugar Island | 2616 | 2 | HY | OP | NA | WAT |  | 98143.5 |  |  | EIA Prime Mover-level Data
2020 | NY | Sugarhill Road - Solitude Solar CSG | 62788 | X0040 | PV | OP | NA | SUN |  | 61402 |  |  | EIA Prime Mover-level Data
2020 | NY | Sullivan County - Adult Care Solar | 60817 | PV1 | PV | OP | NA | SUN |  | 21836 |  |  | EIA Prime Mover-level Data
2020 | NY | SunEast Clay Solar Project | 62819 | Q669 | PV | P | NA | SUN
2020 | NY | SunEast Dog Corners Solar Project | 62823 | Q584 | PV | T | NA | SUN
2020 | NY | SunEast Fariway Solar Project | 63865 | Q#848 | PV | P | NA | SUN
2020 | NY | SunEast Flat Hill Solar Project | 63901 | Q#865 | PV | P | NA | SUN
2020 | NY | SunEast Grassy Knoll Solar Project | 63863 | Q#885 | PV | P | NA | SUN
2020 | NY | SunEast Highview Solar Project | 63866 | Q#591 | PV | P | NA | SUN
2020 | NY | SunEast Hills Solar Project | 62895 | Q581 | PV | T | NA | SUN
2020 | NY | SunEast Hilltop Solar Project | 63868 | Q#807 | PV | P | NA | SUN
2020 | NY | SunEast Limestone Solar Project | 63864 | Q#806 | PV | P | NA | SUN
2020 | NY | SunEast Manchester Solar Project | 64037 | Q#913 | PV | P | NA | SUN
2020 | NY | SunEast Skyline Solar Project | 62816 | Q670 | PV | P | NA | SUN
2020 | NY | SunEast Tabletop Solar Project | 63867 | Q#869 | PV | P | NA | SUN
2020 | NY | SunEast Valley Solar Project | 63862 | Q#828 | PV | P | NA | SUN
2020 | NY | SunEast Watkins Road Solar Project | 62896 | Q586 | PV | OT | NA | SUN
2020 | NY | Sunlight Beacon | 61922 | BEACO | PV | OP | NA | SUN |  | 29102 |  |  | EIA Prime Mover-level Data
2020 | NY | Sunvestment Energy Group NY 63 LLC | 64421 | DEWIT | PV | OP | NA | SUN |  | 4325 |  |  | EIA Prime Mover-level Data
2020 | NY | SUNY Old Westbury College | 58156 | GE | IC | OA | NA | NG
2020 | NY | Sutter Greenworks LLC | 59274 | SUTTG | PV | OP | NA | SUN |  | 76061 |  |  | EIA Prime Mover-level Data
2020 | NY | Swiftsure | 64235 | SWFTS | BA | L | NA | MWH
2020 | NY | Swinging Bridge 1 | 2633 | SWI1 | HY | RE | NA | WAT
2020 | NY | Swinging Bridge 2 | 2634 | SWI2 | HY | OP | NA | WAT |  | 113301.6016 |  |  | EIA Prime Mover-level Data
2020 | NY | Swinging Bridge 2 | 2634 | SWI3 | HY | OP | NA | WAT |  | 19994.4004 |  |  | EIA Prime Mover-level Data
2020 | NY | SWM Fuel Cell | 63661 | SWM-1 | FC | T | NA | NG
2020 | NY | SWM Fuel Cell | 63661 | SWM-2 | FC | T | NA | NG
2020 | NY | SWM Fuel Cell | 63661 | SWM-3 | FC | T | NA | NG
2020 | NY | Synergy Biogas | 58399 | 1 | IC | OA | NA | OBG
2020 | NY | Syracuse, LLC | 10621 | 1 | CT | OP | CC | NG | 116 | 50565.6602 | 0.19768 | 0.0078187 | EPA/CAMD | EPA/NEI | 1994
2020 | NY | Talcville | 7583 | 1 | HY | OP | NA | WAT |  | 30064.5449 |  |  | EIA Prime Mover-level Data
2020 | NY | Talcville | 7583 | 2 | HY | OP | NA | WAT |  | 3006.4551 |  |  | EIA Prime Mover-level Data
2020 | NY | Tannery Island Power | 50416 | GEN1 | HY | OP | NA | WAT |  | 9939.5996 |  |  | EIA Prime Mover-level Data
2020 | NY | Tannery Island Power | 50416 | GEN2 | HY | OP | NA | WAT |  | 9939.5996 |  |  | EIA Prime Mover-level Data
2020 | NY | Tannery Island Power | 50416 | GEN3 | HY | OP | NA | WAT |  | 9939.5996 |  |  | EIA Prime Mover-level Data
2020 | NY | Tannery Island Power | 50416 | GEN4 | HY | OP | NA | WAT |  | 9939.5996 |  |  | EIA Prime Mover-level Data
2020 | NY | Tannery Island Power | 50416 | GEN5 | HY | OP | NA | WAT |  | 9939.5996 |  |  | EIA Prime Mover-level Data
2020 | NY | Tannery Road Landfill | 60677 | TRSP | PV | OP | NA | SUN |  | 25187 |  |  | EIA Prime Mover-level Data
2020 | NY | Taylorville | 2617 | 1 | HY | OP | NA | WAT |  | 42356.25 |  |  | EIA Prime Mover-level Data
2020 | NY | Taylorville | 2617 | 2 | HY | OP | NA | WAT |  | 42356.25 |  |  | EIA Prime Mover-level Data
2020 | NY | Taylorville | 2617 | 3 | HY | OP | NA | WAT |  | 42356.25 |  |  | EIA Prime Mover-level Data
2020 | NY | Taylorville | 2617 | 4 | HY | OP | NA | WAT |  | 42356.25 |  |  | EIA Prime Mover-level Data
2020 | NY | TBE-Montgomery LLC | 57472 | CTG | CT | U | NA | OBG
2020 | NY | TBE-Montgomery LLC | 57472 | STG | CA | U | NA | OBG
2020 | NY | Telegraph Rd #1 Community Solar Farm | 62496 | 1268 | PV | T | NA | SUN
2020 | NY | Telegraph Rd #2 Community Solar Farm | 62498 | 1413 | PV | T | NA | SUN
2020 | NY | The Allen Hospital | 61568 | EGEN1 | IC | SB | NA | DFO |  | 113 | 0.017515 | 0.31 | EIA Prime Mover-level Data | Estimated using an emission factor
2020 | NY | The Bank of New York | 62001 | 6087K | IC | SB | NA | DFO |  | 24.333 | 0.0037716 | 0.31 | EIA Prime Mover-level Data | Estimated using an emission factor
2020 | NY | The Bank of New York | 62001 | 6187H | IC | SB | NA | DFO |  | 24.333 | 0.0037716 | 0.31 | EIA Prime Mover-level Data | Estimated using an emission factor
2020 | NY | The Bank of New York | 62001 | 6287P | IC | SB | NA | DFO |  | 24.333 | 0.0037716 | 0.31 | EIA Prime Mover-level Data | Estimated using an emission factor
2020 | NY | The Bank of New York | 62001 | 8587X | IC | SB | NA | DFO |  | 24.333 | 0.0037716 | 0.31 | EIA Prime Mover-level Data | Estimated using an emission factor
2020 | NY | The Bank of New York | 62001 | 8687N | IC | SB | NA | DFO |  | 24.333 | 0.0037716 | 0.31 | EIA Prime Mover-level Data | Estimated using an emission factor
2020 | NY | The Bank of New York | 62001 | 8887H | IC | SB | NA | DFO |  | 24.333 | 0.0037716 | 0.31 | EIA Prime Mover-level Data | Estimated using an emission factor
2020 | NY | Theresa Plant | 10539 | GEN1 | HY | OP | NA | WAT |  | 29308.4609 |  |  | EIA Prime Mover-level Data
2020 | NY | Theresa Plant | 10539 | GEN2 | HY | OP | NA | WAT |  | 8792.5381 |  |  | EIA Prime Mover-level Data
2020 | NY | Ticonderoga Mill | 54099 | 44 | ST | OP | WALL | RFO | 8181 | 3099057.5 | 19.4075 | 0.012525 | EPA/CAMD | EPA/NEI | 2000
2020 | NY | Time Warner Cable - Knowles | 60904 | PV1 | PV | OP | NA | SUN |  | 25809 |  |  | EIA Prime Mover-level Data
2020 | NY | Time Warner Cable Enterprises - Martino | 61577 | MRT01 | PV | OP | NA | SUN |  | 26889 |  |  | EIA Prime Mover-level Data
2020 | NY | Tioga Solar North | 64561 | TSN | PV | U | NA | SUN
2020 | NY | Tioga Solar South | 64560 | TSS | PV | U | NA | SUN
2020 | NY | Tompkins Cortland Community College | 60431 | TC3 | PV | OP | NA | SUN |  | 24295 |  |  | EIA Prime Mover-level Data
2020 | NY | Town of Halfmoon | 60115 | PV1 | PV | OP | NA | SUN |  | 11056 |  |  | EIA Prime Mover-level Data
2020 | NY | Town of Williamson Landfill PV | 59613 | TWLL | PV | OP | NA | SUN |  | 14898 |  |  | EIA Prime Mover-level Data
2020 | NY | Townline | 64724 | TWNLN | PV | V | NA | SUN
2020 | NY | Townsend Road | 64127 | PODNQ | PV | U | NA | SUN
2020 | NY | Trenton Falls | 2619 | 5 | HY | OP | NA | WAT |  | 318303.9688 |  |  | EIA Prime Mover-level Data
2020 | NY | Trenton Falls | 2619 | 6 | HY | OP | NA | WAT |  | 299580.1875 |  |  | EIA Prime Mover-level Data
2020 | NY | Trenton Falls | 2619 | 7 | HY | OP | NA | WAT |  | 407241.8438 |  |  | EIA Prime Mover-level Data
2020 | NY | Troupsburg | 64525 | TB1 | PV | OP | NA | SUN |  | 816 |  |  | EIA Prime Mover-level Data
2020 | NY | Turner Rd Community Solar Project | 62160 | 300 | PV | OP | NA | SUN |  | 28258 |  |  | EIA Prime Mover-level Data
2020 | NY | Ulster County Solar | 62777 | ULSTE | PV | OP | NA | SUN |  | 20372 |  |  | EIA Prime Mover-level Data
2020 | NY | Underhill | 63751 | UND | PV | OP | NA | SUN |  | 30953 |  |  | EIA Prime Mover-level Data
2020 | NY | Union Falls | 50176 | GEN1 | HY | OP | NA | WAT |  | 40925.5 |  |  | EIA Prime Mover-level Data
2020 | NY | Union Falls | 50176 | GEN2 | HY | OP | NA | WAT |  | 40925.5 |  |  | EIA Prime Mover-level Data
2020 | NY | Unionville Hydro Project 2499 NY | 50269 | HY1 | HY | OP | NA | WAT |  | 95784 |  |  | EIA Prime Mover-level Data
2020 | NY | University of Rochester | 58157 | 10 | ST | OP | NA | NG |  | 203313.4844 | 0.75477 | 0.0074247 | EIA Unit-level Data | NEI avg EF - PM, fuel type
2020 | NY | University of Rochester | 58157 | 5 | ST | OP | NA | NG |  | 94202.7734 | 0.34971 | 0.0074247 | EIA Unit-level Data | NEI avg EF - PM, fuel type
2020 | NY | University of Rochester | 58157 | 6 | ST | OP | NA | NG |  | 555700.4375 | 2.063 | 0.0074247 | EIA Unit-level Data | NEI avg EF - PM, fuel type
2020 | NY | University of Rochester | 58157 | 7 | ST | OP | NA | NG |  | 580294.8125 | 2.1543 | 0.0074247 | EIA Unit-level Data | NEI avg EF - PM, fuel type
2020 | NY | University of Rochester | 58157 | 9 | ST | OP | NA | NG |  | 938370.1875 | 3.4836 | 0.0074247 | EIA Unit-level Data | NEI avg EF - PM, fuel type
2020 | NY | Upper Beaver Falls Project | 10490 | 1G | HY | OP | NA | WAT |  | 50743 |  |  | EIA Prime Mover-level Data
2020 | NY | Upper Mechanicville | 625 | 1 | HY | OP | NA | WAT |  | 96389 |  |  | EIA Prime Mover-level Data
2020 | NY | Upper Mechanicville | 625 | 2 | HY | OA | NA | WAT |  | 96389 |  |  | EIA Prime Mover-level Data
2020 | NY | Upper Newton Falls | 58679 | 2 | HY | OP | NA | WAT |  | 16250.7998 |  |  | EIA Prime Mover-level Data
2020 | NY | Upper Newton Falls | 58679 | 3 | HY | OP | NA | WAT |  | 16250.7998 |  |  | EIA Prime Mover-level Data
2020 | NY | Upper Newton Falls | 58679 | 4 | HY | OP | NA | WAT |  | 8125.3999 |  |  | EIA Prime Mover-level Data
2020 | NY | US Gypsum Oakfield | 50203 | GEN1 | GT | OP | NA | NG |  | 362758 | 0.18033 | 0.00099423 | EIA Prime Mover-level Data | NEI avg EF - PM, fuel type, firing type
2020 | NY | Valley Energy Center | 56940 | 1 | CT | OP | CC | NG | 7814 | 16690431 | 51.5841 | 0.0061813 | EPA/CAMD | NEI avg EF - PM, fuel type, firing type | 2018
2020 | NY | Valley Energy Center | 56940 | 2 | CT | OP | CC | NG | 7421 | 15801421 | 48.8365 | 0.0061813 | EPA/CAMD | NEI avg EF - PM, fuel type, firing type | 2018
2020 | NY | Valley Falls Hydroelectric Facility | 50034 | GEN1 | HY | OP | NA | WAT |  | 57595 |  |  | EIA Prime Mover-level Data
2020 | NY | Varick | 2621 | 2 | HY | OP | NA | WAT |  | 40954.5 |  |  | EIA Prime Mover-level Data
2020 | NY | Varick | 2621 | 3 | HY | OP | NA | WAT |  | 40954.5 |  |  | EIA Prime Mover-level Data
2020 | NY | Varick | 2621 | 4 | HY | OP | NA | WAT |  | 40954.5 |  |  | EIA Prime Mover-level Data
2020 | NY | Varick | 2621 | 5 | HY | OP | NA | WAT |  | 40954.5 |  |  | EIA Prime Mover-level Data
2020 | NY | Vassar Brothers Medical Center | 63550 | AR-01 | IC | SB | NA | DFO
2020 | NY | Vassar Brothers Medical Center | 63550 | CO-14 | IC | SB | NA | DFO
2020 | NY | Vassar Brothers Medical Center | 63550 | FP-01 | IC | SB | NA | DFO
2020 | NY | Vassar Brothers Medical Center | 63550 | HS-01 | IC | SB | NA | DFO
2020 | NY | Vassar Brothers Medical Center | 63550 | MB-01 | IC | SB | NA | DFO
2020 | NY | Vassar Brothers Medical Center | 63550 | MM-01 | IC | SB | NA | DFO
2020 | NY | Vassar Brothers Medical Center | 63550 | PG-01 | IC | SB | NA | DFO
2020 | NY | Vassar Brothers Medical Center | 63550 | SC-67 | IC | SB | NA | DFO
2020 | NY | Vassar Brothers Medical Center | 63550 | SO-01 | IC | SB | NA | DFO
2020 | NY | Vassar Brothers Medical Center | 63550 | WW-01 | IC | SB | NA | DFO
2020 | NY | Vernon Boulevard | 7909 | VB01 | GT | OP | CT | NG | 985 | 293978.375 | 2.281 | 0.015518 | EPA/CAMD | EPA/NEI | 2001
2020 | NY | Vernon Boulevard | 7909 | VB02 | GT | OP | CT | NG | 1256 | 387748.7188 | 2.281 | 0.011765 | EPA/CAMD | EPA/NEI | 2001
2020 | NY | Victory Mills | 10902 | GEN1 | HY | OP | NA | WAT |  | 42908 |  |  | EIA Prime Mover-level Data
2020 | NY | Villa Roma Rd #1 | 62525 | 40 | PV | OP | NA | SUN |  | 26608 |  |  | EIA Prime Mover-level Data
2020 | NY | Villa Roma Rd #2 | 62526 | 41 | PV | OP | NA | SUN |  | 25229 |  |  | EIA Prime Mover-level Data
2020 | NY | Villa Roma Rd #3 CSG | 62527 | 390 | PV | OP | NA | SUN |  | 25117 |  |  | EIA Prime Mover-level Data
2020 | NY | Villa Roma Rd #4 CSG | 62528 | 391 | PV | OP | NA | SUN |  | 25004 |  |  | EIA Prime Mover-level Data
2020 | NY | Vischer Ferry | 2686 | 1 | HY | OP | NA | WAT |  | 96434.4141 |  |  | EIA Prime Mover-level Data
2020 | NY | Vischer Ferry | 2686 | 2 | HY | OP | NA | WAT |  | 96434.4141 |  |  | EIA Prime Mover-level Data
2020 | NY | Vischer Ferry | 2686 | 3 | HY | OP | NA | WAT |  | 103322.5859 |  |  | EIA Prime Mover-level Data
2020 | NY | Vischer Ferry | 2686 | 4 | HY | OP | NA | WAT |  | 103322.5859 |  |  | EIA Prime Mover-level Data
2020 | NY | Volney II | 64453 | VOLES | BA | V | NA | MWH
2020 | NY | Volney II | 64453 | VOLNE | PV | V | NA | SUN
2020 | NY | Vulcraft Solar | 60365 | VULC | PV | OP | NA | SUN |  | 18415 |  |  | EIA Prime Mover-level Data
2020 | NY | Wading River Facility | 7146 | UGT007 | GT | OP | CT | DFO | 234 | 171996.4688 | 0.67852 | 0.0078899 | EPA/CAMD | EPA/NEI | 1989
2020 | NY | Wading River Facility | 7146 | UGT008 | GT | OP | CT | DFO | 139 | 101762.6484 | 0.37062 | 0.0072841 | EPA/CAMD | EPA/NEI | 1989
2020 | NY | Wading River Facility | 7146 | UGT009 | GT | OP | CT | DFO | 304 | 223531.5781 | 0.81408 | 0.0072838 | EPA/CAMD | EPA/NEI | 1989
2020 | NY | Wading River Facility | 7146 | UGT013 | GT | OP | CT | DFO | 64 | 23771.1992 | 0.13052 | 0.010981 | EPA/CAMD | EPA/NEI | 1971
2020 | NY | Wading River Facility | 7146 | UGT014 | GT | OP | CT | DFO | 6 | 932.8 | 0.0050147 | 0.010752 | EPA/CAMD | EPA/NEI | 1984
2020 | NY | Walden | 10848 | GEN1 | HY | OP | NA | WAT |  | 6659 |  |  | EIA Prime Mover-level Data
2020 | NY | Walden | 10848 | GEN2 | HY | OP | NA | WAT |  | 4439.333 |  |  | EIA Prime Mover-level Data
2020 | NY | Walden | 10848 | GEN3 | HY | OP | NA | WAT |  | 2219.667 |  |  | EIA Prime Mover-level Data
2020 | NY | Walden NY 1 | 63855 | 8175E | PV | OP | NA | SUN |  | 10265 |  |  | EIA Prime Mover-level Data
2020 | NY | Wappinger 9D Solar | 64041 | 4683 | PV | OP | NA | SUN |  | 30117 |  |  | EIA Prime Mover-level Data
2020 | NY | Wappinger Falls Hydroelectric | 54573 | 1 | HY | OP | NA | WAT |  | 32372.5 |  |  | EIA Prime Mover-level Data
2020 | NY | Wappinger Falls Hydroelectric | 54573 | 2 | HY | SB | NA | WAT |  | 32372.5 |  |  | EIA Prime Mover-level Data
2020 | NY | Warrensburg Hydroelectric | 10218 | HY1 | HY | OP | NA | WAT |  | 90064 |  |  | EIA Prime Mover-level Data
2020 | NY | Washington St Community Solar Farm #1 | 62472 | 617 | PV | OP | NA | SUN |  | 24406 |  |  | EIA Prime Mover-level Data
2020 | NY | Washington St Community Solar Farm #3 | 62473 | 1035 | PV | OP | NA | SUN |  | 27389 |  |  | EIA Prime Mover-level Data
2020 | NY | Washington St Community Solar Farm #4 | 62471 | 1034 | PV | OP | NA | SUN |  | 30854 |  |  | EIA Prime Mover-level Data
2020 | NY | Washingtonville | 64562 | WAS | PV | U | NA | SUN
2020 | NY | Waste Management Madison County LFGTE | 57021 | GEN1 | IC | OP | NA | LFG |  | 68017 | 0.49992 | 0.0147 | EIA Prime Mover-level Data | Estimated using an emission factor
2020 | NY | Watchtower Educational Center | 55619 | GEN1 | IC | SB | NA | NG
2020 | NY | Watchtower Educational Center | 55619 | GEN2 | IC | SB | NA | DFO
2020 | NY | Watchtower Educational Center | 55619 | GEN3 | IC | SB | NA | NG
2020 | NY | Waterloo Hydroelectric Project | 61642 | 10 | HY | OP | NA | WAT |  | 10407.667 |  |  | EIA Prime Mover-level Data
2020 | NY | Waterloo Hydroelectric Project | 61642 | 11 | HY | OP | NA | WAT |  | 10407.667 |  |  | EIA Prime Mover-level Data
2020 | NY | Waterloo Hydroelectric Project | 61642 | 12 | HY | OP | NA | WAT |  | 10407.667 |  |  | EIA Prime Mover-level Data
2020 | NY | Waterport | 2623 | 1 | HY | OP | NA | WAT |  | 51660 |  |  | EIA Prime Mover-level Data
2020 | NY | Waterport | 2623 | 2 | HY | OP | NA | WAT |  | 51660 |  |  | EIA Prime Mover-level Data
2020 | NY | Waterside | 2502 | 6 | ST | RE | NA | RFO
2020 | NY | Waterside | 2502 | 8 | ST | RE | NA | RFO
2020 | NY | Waterside | 2502 | 9 | ST | RE | NA | RFO
2020 | NY | Watertown | 2700 | 1 | HY | OP | NA | WAT |  | 48871.332 |  |  | EIA Prime Mover-level Data
2020 | NY | Watertown | 2700 | 2 | HY | OP | NA | WAT |  | 48871.332 |  |  | EIA Prime Mover-level Data
2020 | NY | Watertown | 2700 | 3 | HY | OP | NA | WAT |  | 48871.332 |  |  | EIA Prime Mover-level Data
2020 | NY | West Babylon Facility | 2521 | UGT001 | GT | OP | CT | DFO | 62 | 27204.4004 | 0.10065 | 0.0073998 | EPA/CAMD | EPA/NEI | 1971
2020 | NY | West Coxsackie | 2487 | GT1 | GT | OP | NA | NG |  | 5729 | 0.002848 | 0.00099423 | EIA Prime Mover-level Data | NEI avg EF - PM, fuel type, firing type
2020 | NY | West Delaware Tunnel Plant | 51033 | GEN1 | HY | OP | NA | WAT |  | 222764 |  |  | EIA Prime Mover-level Data
2020 | NY | West End Dam Hydroelectric Project | 50759 | GEN1 | HY | OP | NA | WAT |  | 71438.5 |  |  | EIA Prime Mover-level Data
2020 | NY | West End Dam Hydroelectric Project | 50759 | GEN2 | HY | OP | NA | WAT |  | 71438.5 |  |  | EIA Prime Mover-level Data
2020 | NY | West Valley East | 62738 | WVE | PV | L | NA | SUN
2020 | NY | West Valley West | 62737 | WVW | PV | L | NA | SUN
2020 | NY | Westchester County Medical Center | 62270 | CAT04 | IC | SB | NA | DFO |  | 26.305 | 0.0040773 | 0.31 | EIA Prime Mover-level Data | Estimated using an emission factor
2020 | NY | Westchester County Medical Center | 62270 | CAT2C | IC | SB | NA | DFO |  | 56.368 | 0.008737 | 0.31 | EIA Prime Mover-level Data | Estimated using an emission factor
2020 | NY | Westchester County Medical Center | 62270 | CATH1 | IC | SB | NA | DFO |  | 48.853 | 0.0075722 | 0.31 | EIA Prime Mover-level Data | Estimated using an emission factor
2020 | NY | Westchester County Medical Center | 62270 | CATH2 | IC | SB | NA | DFO |  | 48.853 | 0.0075722 | 0.31 | EIA Prime Mover-level Data | Estimated using an emission factor
2020 | NY | Westchester County Medical Center | 62270 | CATN1 | IC | SB | NA | DFO |  | 26.305 | 0.0040773 | 0.31 | EIA Prime Mover-level Data | Estimated using an emission factor
2020 | NY | Westchester County Medical Center | 62270 | CATN2 | IC | SB | NA | DFO |  | 26.305 | 0.0040773 | 0.31 | EIA Prime Mover-level Data | Estimated using an emission factor
2020 | NY | Westchester County Medical Center | 62270 | CATN3 | IC | SB | NA | DFO |  | 26.305 | 0.0040773 | 0.31 | EIA Prime Mover-level Data | Estimated using an emission factor
2020 | NY | Westchester County Medical Center | 62270 | CATR3 | IC | SB | NA | DFO |  | 22.547 | 0.0034948 | 0.31 | EIA Prime Mover-level Data | Estimated using an emission factor
2020 | NY | Westchester County Medical Center | 62270 | CATR4 | IC | SB | NA | DFO |  | 11.274 | 0.0017475 | 0.31 | EIA Prime Mover-level Data | Estimated using an emission factor
2020 | NY | Westchester County Medical Center | 62270 | CUM37 | IC | SB | NA | DFO |  | 15.032 | 0.00233 | 0.31 | EIA Prime Mover-level Data | Estimated using an emission factor
2020 | NY | Westchester County Medical Center | 62270 | DT080 | IC | SB | NA | DFO |  | 18.789 | 0.0029123 | 0.31 | EIA Prime Mover-level Data | Estimated using an emission factor
2020 | NY | Westchester County Medical Center | 62270 | DT250 | IC | SB | NA | DFO |  | 11.274 | 0.0017475 | 0.31 | EIA Prime Mover-level Data | Estimated using an emission factor
2020 | NY | Westchester County Medical Center | 62270 | DT500 | IC | SB | NA | DFO |  | 18.789 | 0.0029123 | 0.31 | EIA Prime Mover-level Data | Estimated using an emission factor
2020 | NY | Westerlo NY 1 | 63858 | 8175A | PV | OP | NA | SUN |  | 27575 |  |  | EIA Prime Mover-level Data
2020 | NY | Westtown CSG | 62764 | WT | PV | OP | NA | SUN |  | 25996 |  |  | EIA Prime Mover-level Data
2020 | NY | Westtown NY 2 | 63856 | 8175D | PV | OP | NA | SUN |  | 9291 |  |  | EIA Prime Mover-level Data
2020 | NY | Wethersfield | 56902 | 1 | WT | OP | NA | WND |  | 2321837 |  |  | EIA Prime Mover-level Data
2020 | NY | Wethersfield Wind Farm | 55368 | V47 | WT | OP | NA | WND |  | 19415 |  |  | EIA Prime Mover-level Data
2020 | NY | Wheaton-STEU | 63228 | 11410 | PV | P | NA | SUN
2020 | NY | Wheelabrator Hudson Falls | 10503 | SG201A | ST | OP | NA | MSW |  | 809745.875 |  |  | EIA Unit-level Data
2020 | NY | Wheelabrator Hudson Falls | 10503 | SG201B | ST | OP | NA | MSW |  | 802281.75 |  |  | EIA Unit-level Data
2020 | NY | Wheelabrator Westchester | 50882 | 1 | ST | OP | NA | MSW |  | 2376167.75 |  |  | EIA Unit-level Data
2020 | NY | Wheelabrator Westchester | 50882 | 2 | ST | OP | NA | MSW |  | 2303120 |  |  | EIA Unit-level Data
2020 | NY | Wheelabrator Westchester | 50882 | 3 | ST | OP | NA | MSW |  | 2151383.75 |  |  | EIA Unit-level Data
2020 | NY | White Plains Hospital Medical Center | 64440 | EGEN3 | IC | SB | NA | DFO
2020 | NY | White Plains Hospital Medical Center | 64440 | ENGN1 | IC | SB | NA | DFO
2020 | NY | White Plains Hospital Medical Center | 64440 | ENGN2 | IC | SB | NA | DFO
2020 | NY | White Plains Hospital Medical Center | 64440 | ENGN4 | IC | SB | NA | DFO
2020 | NY | White Plains Hospital Medical Center | 64440 | ENGN5 | IC | SB | NA | DFO
2020 | NY | Whittier | 63408 | 300 | PV | OP | NA | SUN |  | 23581 |  |  | EIA Prime Mover-level Data
2020 | NY | William Floyd School District | 58167 | GEN1 | IC | OP | NA | NG |  | 51357.668 | 0.010836 | 0.000422 | EIA Prime Mover-level Data | Estimated using an emission factor
2020 | NY | William Floyd School District | 58167 | GEN2 | IC | OP | NA | NG |  | 51357.668 | 0.010836 | 0.000422 | EIA Prime Mover-level Data | Estimated using an emission factor
2020 | NY | William Floyd School District | 58167 | GEN3 | IC | SB | NA | DFO |  | 51357.668 | 7.9604 | 0.31 | EIA Prime Mover-level Data | Estimated using an emission factor
2020 | NY | Williams Rd | 64725 | WLMRD | PV | V | NA | SUN
2020 | NY | Williamson | 63409 | 100 | PV | OP | NA | SUN |  | 24310 |  |  | EIA Prime Mover-level Data
2020 | NY | Willis Battery Storage | 63238 | WB1 | BA | P | NA | MWH
2020 | NY | Wiscoy 170 | 2646 | 1 | HY | OS | NA | WAT
2020 | NY | Wiscoy 170 | 2646 | 2 | HY | OS | NA | WAT
2020 | NY | Woodhull Hospital | 61567 | EGEN1 | IC | SB | NA | DFO |  | 263.438 | 0.040833 | 0.31 | EIA Prime Mover-level Data | Estimated using an emission factor
2020 | NY | Woodhull Hospital | 61567 | EGEN2 | IC | SB | NA | DFO |  | 263.438 | 0.040833 | 0.31 | EIA Prime Mover-level Data | Estimated using an emission factor
2020 | NY | Woodhull Hospital | 61567 | EGEN3 | IC | SB | NA | DFO |  | 351.25 | 0.054444 | 0.31 | EIA Prime Mover-level Data | Estimated using an emission factor
2020 | NY | Woodhull Hospital | 61567 | EGEN4 | IC | SB | NA | DFO |  | 351.25 | 0.054444 | 0.31 | EIA Prime Mover-level Data | Estimated using an emission factor
2020 | NY | Woodhull Hospital | 61567 | EGEN5 | IC | SB | NA | DFO |  | 175.625 | 0.027222 | 0.31 | EIA Prime Mover-level Data | Estimated using an emission factor
2020 | NY | Woodoak Drive Community Solar Farm CSG | 62479 | 175 | PV | OP | NA | SUN |  | 23890 |  |  | EIA Prime Mover-level Data
2020 | NY | Wyckoff Heights Medical Center | 63644 | CT800 | IC | SB | NA | DFO
2020 | NY | Wyckoff Heights Medical Center | 63644 | KT800 | IC | SB | NA | DFO
2020 | NY | Yaleville | 2624 | 1 | HY | OP | NA | WAT |  | 13370 |  |  | EIA Prime Mover-level Data
2020 | NY | Yaleville | 2624 | 2 | HY | OP | NA | WAT |  | 13370 |  |  | EIA Prime Mover-level Data
2020 | NY | Yellow Mills Rd #1 Community Solar Farm | 62517 | 1142 | PV | T | NA | SUN
2020 | NY | Yellow Mills Rd #2 Community Solar Farm | 62518 | 1181 | PV | T | NA | SUN
2020 | NY | Yellow Mills Rd #3 Community Solar Farm | 62519 | 1244 | PV | T | NA | SUN
2020 | NY | Zotos International WPGF | 57648 | WT1 | WT | OP | NA | WND |  | 8111 |  |  | EIA Prime Mover-level Data
2020 | NY | Zotos International WPGF | 57648 | WT2 | WT | OP | NA | WND |  | 8111 |  |  | EIA Prime Mover-level Data
2020 | OH | AEP Bluffton NaS | 60618 | 1 | BA | OP | NA | MWH |  | 0 |  |  | EIA Prime Mover-level Data
2020 | OH | AEUG Union Solar, LLC | 64660 | AUS | PV | P | NA | SUN
2020 | OH | Akron Recycle Energy Plant | 54265 | 1 | ST | OS | NA | NG
2020 | OH | Akron Recycle Energy Plant | 54265 | 2 | ST | OS | NA | NG
2020 | OH | Akron WRF | 58980 | 2G-1 | IC | OP | NA | OBG |  | 30891.666 | 0.22705 | 0.0147 | EIA Prime Mover-level Data | Estimated using an emission factor
2020 | OH | Akron WRF | 58980 | 2G-2 | IC | OP | NA | OBG |  | 30891.666 | 0.22705 | 0.0147 | EIA Prime Mover-level Data | Estimated using an emission factor
2020 | OH | Akron WRF | 58980 | 2G-3 | IC | OP | NA | OBG |  | 30891.666 | 0.22705 | 0.0147 | EIA Prime Mover-level Data | Estimated using an emission factor
2020 | OH | AMP Napoleon Solar Facility | 58082 | NSF1 | PV | OP | NA | SUN |  | 39110 |  |  | EIA Prime Mover-level Data
2020 | OH | AMP-Ohio Gas Turbines Bowling Green | 55262 | CT1 | GT | OP | CT | NG | 129 | 28358.1992 | 0.24903 | 0.017563 | EPA/CAMD | EPA/NEI | 2001
2020 | OH | AMP-Ohio Gas Turbines Galion | 55263 | CT1 | GT | OP | CT | NG | 115 | 33758.6016 | 0.30901 | 0.018307 | EPA/CAMD | EPA/NEI | 2001
2020 | OH | AMP-Ohio Gas Turbines Napoleon | 55264 | CT1 | GT | OP | CT | NG | 54 | 20202.6992 | 0.17719 | 0.017541 | EPA/CAMD | EPA/NEI | 2001
2020 | OH | Anadarko | 2945 | 10 | IC | SB | NA | DFO |  | 4131.5391 | 0.64039 | 0.31 | EIA Prime Mover-level Data | Estimated using an emission factor
2020 | OH | Anadarko | 2945 | 11 | IC | SB | NA | DFO |  | 4131.5391 | 0.64039 | 0.31 | EIA Prime Mover-level Data | Estimated using an emission factor
2020 | OH | Anadarko | 2945 | 6 | IC | SB | NA | DFO |  | 2065.769 | 0.32019 | 0.31 | EIA Prime Mover-level Data | Estimated using an emission factor
2020 | OH | Anadarko | 2945 | 7 | IC | SB | NA | DFO |  | 4131.5391 | 0.64039 | 0.31 | EIA Prime Mover-level Data | Estimated using an emission factor
2020 | OH | Anadarko | 2945 | 8 | IC | SB | NA | DFO |  | 5164.4229 | 0.80049 | 0.31 | EIA Prime Mover-level Data | Estimated using an emission factor
2020 | OH | Anadarko | 2945 | 9 | IC | SB | NA | DFO |  | 7230.1919 | 1.1207 | 0.31 | EIA Prime Mover-level Data | Estimated using an emission factor
2020 | OH | Anthony Wayne Solar #1 | 59489 | AWS1 | PV | OP | NA | SUN |  | 15055 |  |  | EIA Prime Mover-level Data
2020 | OH | Arcanum | 2902 | 1 | IC | OP | NA | DFO
2020 | OH | Arcanum | 2902 | 2 | IC | OP | NA | DFO
2020 | OH | Arcanum Peaking | 7781 | 1 | IC | OP | NA | DFO |  | 993 | 0.15391 | 0.31 | EIA Prime Mover-level Data | Estimated using an emission factor
2020 | OH | ArcelorMittal Cleveland LLC | 10398 | B001 | ST | OP | WALL | PRG |  |  | 62.7834 |  |  | EPA/NEI
2020 | OH | ArcelorMittal Cleveland LLC | 10398 | B002 | ST | OP | WALL | PRG |  |  | 57.0967 |  |  | EPA/NEI
2020 | OH | ArcelorMittal Cleveland LLC | 10398 | B003 | ST | OP | WALL | PRG |  |  | 5.5375 |  |  | EPA/NEI
2020 | OH | ArcelorMittal Cleveland LLC | 10398 | B004 | ST | OP | WALL | PRG
2020 | OH | ArcelorMittal Cleveland LLC | 10398 | B007 | ST | OP | WALL | PRG |  |  | 54.038 |  |  | EPA/NEI
2020 | OH | ArcelorMittal Warren | 54207 | B001 | ST | OP | WALL | COG | 0 |  | 3.2756 |  |  | EPA/NEI | 1965
2020 | OH | ArcelorMittal Warren | 54207 | B002 | ST | OP | WALL | COG | 61 | 195101.2031 | 2.408 | 0.024685 | EIA non-ozone season distributed and EPA/CAMD ozone season | EPA/NEI | 1972
2020 | OH | ArcelorMittal Warren | 54207 | B004 | ST | OP | WALL | COG | 3672 | 2690709.25 | 14.7776 | 0.010984 | EIA non-ozone season distributed and EPA/CAMD ozone season | EPA/NEI | 1982
2020 | OH | Ashtabula | 55990 | 1 | CT |  | NA | NG |  | 286774.1562 | 0.88631 | 0.0061813 | EIA Unit-level Data | NEI avg EF - PM, fuel type
2020 | OH | Ashtabula | 55990 | 2 | CT |  | NA | NG |  | 432107 | 1.3355 | 0.0061813 | EIA Unit-level Data | NEI avg EF - PM, fuel type
2020 | OH | Ashtabula | 55990 | 3 | CT |  | NA | NG |  | 370777.375 | 1.1459 | 0.0061813 | EIA Unit-level Data | NEI avg EF - PM, fuel type
2020 | OH | Ashtabula | 55990 | 4 | CT |  | NA | NG |  | 398375.4375 | 1.2312 | 0.0061813 | EIA Unit-level Data | NEI avg EF - PM, fuel type
2020 | OH | Ashtabula | 55990 | 5 | CT |  | NA | NG |  | 484376.8438 | 1.497 | 0.0061813 | EIA Unit-level Data | NEI avg EF - PM, fuel type
2020 | OH | Ashtabula | 55990 | HRSG1 | CA | OP | NA | NG |  | 0 | 0 |  | EIA Unit-level Data | Estimated using an emission factor
2020 | OH | Ashtabula | 55990 | HRSG2 | CA | OP | NA | NG |  | 325659.0938 | 0.068714 | 0.000422 | EIA Unit-level Data | Estimated using an emission factor
2020 | OH | Ashtabula | 55990 | HRSG3 | CA | OP | NA | NG |  | 297927.7812 | 0.062863 | 0.000422 | EIA Unit-level Data | Estimated using an emission factor
2020 | OH | Ashtabula | 55990 | HRSG4 | CA | OP | NA | NG |  | 279460.1562 | 0.058966 | 0.000422 | EIA Unit-level Data | Estimated using an emission factor
2020 | OH | Ashtabula | 55990 | HRSG5 | CA | OP | NA | NG |  | 312031.9688 | 0.065839 | 0.000422 | EIA Unit-level Data | Estimated using an emission factor
2020 | OH | Auglaize Hydro | 7657 | 1 | HY | OP | NA | WAT |  | 16621.8887 |  |  | EIA Prime Mover-level Data
2020 | OH | Auglaize Hydro | 7657 | 2A | HY | OP | NA | WAT |  | 21371 |  |  | EIA Prime Mover-level Data
2020 | OH | Auglaize Hydro | 7657 | 3 | HY | RE | NA | WAT
2020 | OH | Auglaize Hydro | 7657 | 3A | HY | OP | NA | WAT |  | 21371 |  |  | EIA Prime Mover-level Data
2020 | OH | Auglaize Hydro | 7657 | 4 | HY | OP | NA | WAT |  | 11872.7773 |  |  | EIA Prime Mover-level Data
2020 | OH | Auglaize Hydro | 7657 | 5 | HY | OP | NA | WAT |  | 11872.7773 |  |  | EIA Prime Mover-level Data
2020 | OH | Auglaize Hydro | 7657 | 6 | HY | OP | NA | WAT |  | 2374.5559 |  |  | EIA Prime Mover-level Data
2020 | OH | Avon Lake Power Plant | 2836 | 12 | ST | OP | CELL | BIT | 850 | 2534933.75 | 57.4 | 0.045287 | EPA/CAMD | EPA/NEI | 1970
2020 | OH | Avon Lake Power Plant | 2836 | CT10 | GT | OP | CT | DFO | 6 | 1633 | 0.013 | 0.015922 | EPA/CAMD | EPA/NEI | 1973
2020 | OH | Battery Utility of Ohio | 58475 | BOU | BA | OP | NA | MWH |  | 0 |  |  | EIA Prime Mover-level Data
2020 | OH | Bay Shore | 2878 | 1 | ST | OP | FLUIDIZED | PC | 8347 | 15241717 | 160.86 | 0.021108 | EPA/CAMD | EPA/NEI | 1955
2020 | OH | Bay View Backup Power Facility | 58269 | G1 | IC | SB | NA | DFO |  | 1003.833 | 0.15559 | 0.31 | EIA Prime Mover-level Data | Estimated using an emission factor
2020 | OH | Bay View Backup Power Facility | 58269 | G2 | IC | SB | NA | NG |  | 1003.833 | 0.00021181 | 0.000422 | EIA Prime Mover-level Data | Estimated using an emission factor
2020 | OH | Bay View Backup Power Facility | 58269 | G3 | IC | SB | NA | NG |  | 1003.833 | 0.00021181 | 0.000422 | EIA Prime Mover-level Data | Estimated using an emission factor
2020 | OH | Bay View Backup Power Facility | 58269 | G4 | IC | SB | NA | NG |  | 1003.833 | 0.00021181 | 0.000422 | EIA Prime Mover-level Data | Estimated using an emission factor
2020 | OH | Bay View Backup Power Facility | 58269 | G5 | IC | SB | NA | NG |  | 1003.833 | 0.00021181 | 0.000422 | EIA Prime Mover-level Data | Estimated using an emission factor
2020 | OH | Bay View Backup Power Facility | 58269 | G6 | IC | SB | NA | NG |  | 1003.833 | 0.00021181 | 0.000422 | EIA Prime Mover-level Data | Estimated using an emission factor
2020 | OH | Bay View Cogeneration Facility | 58263 | GTG | GT | OS | NA | LFG
2020 | OH | Bay View Cogeneration Facility | 58263 | STG | ST | OS | NA | LFG
2020 | OH | Beverly L&D Hydroelectric Project | 62403 | NA1 | HY | P | NA | WAT
2020 | OH | Beverly L&D Hydroelectric Project | 62403 | NA2 | HY | P | NA | WAT
2020 | OH | Big Plain Solar, LLC | 64635 | GEN01 | PV | T | NA | SUN
2020 | OH | Black Fork Wind Energy Project | 59907 | GEN | WT | CN | NA | WND
2020 | OH | Blue Creek Wind Project | 57449 | 1 | WT | OP | NA | WND |  | 6842616 |  |  | EIA Prime Mover-level Data
2020 | OH | Bowling Green | 7575 | 1 | IC | RE | NA | DFO
2020 | OH | Bowling Green | 7575 | 2 | IC | RE | NA | DFO
2020 | OH | Bowling Green Wind | 56226 | 1 | WT | OP | NA | WND |  | 20307.5 |  |  | EIA Prime Mover-level Data
2020 | OH | Bowling Green Wind | 56226 | 2 | WT | OP | NA | WND |  | 20307.5 |  |  | EIA Prime Mover-level Data
2020 | OH | Bowling Green Wind | 56226 | 3 | WT | OP | NA | WND |  | 20307.5 |  |  | EIA Prime Mover-level Data
2020 | OH | Bowling Green Wind | 56226 | 4 | WT | OP | NA | WND |  | 20307.5 |  |  | EIA Prime Mover-level Data
2020 | OH | Bridgewater Dairy Anaerobic Digester | 57173 | 1 | IC | OP | NA | OBG |  | 10237.5 | 0.075246 | 0.0147 | EIA Prime Mover-level Data | Estimated using an emission factor
2020 | OH | Bridgewater Dairy Anaerobic Digester | 57173 | 2 | IC | OP | NA | OBG |  | 10237.5 | 0.075246 | 0.0147 | EIA Prime Mover-level Data | Estimated using an emission factor
2020 | OH | Broshco Fabricated Products | 59373 | 1 | GT | OP | NA | NG |  | 5935.1489 | 0.0029504 | 0.00099423 | EIA Prime Mover-level Data | NEI avg EF - PM, fuel type, firing type
2020 | OH | Broshco Fabricated Products | 59373 | 2 | GT | OP | NA | NG |  | 5935.1489 | 0.0029504 | 0.00099423 | EIA Prime Mover-level Data | NEI avg EF - PM, fuel type, firing type
2020 | OH | Broshco Fabricated Products | 59373 | 3 | GT | OP | NA | NG |  | 5935.1489 | 0.0029504 | 0.00099423 | EIA Prime Mover-level Data | NEI avg EF - PM, fuel type, firing type
2020 | OH | Broshco Fabricated Products | 59373 | 4 | GT | OP | NA | NG |  | 5440.5532 | 0.0027046 | 0.00099423 | EIA Prime Mover-level Data | NEI avg EF - PM, fuel type, firing type
2020 | OH | Brown County LFGTE Power Station | 61145 | GM01 | IC | OP | NA | LFG |  | 105270.6641 | 0.77374 | 0.0147 | EIA Prime Mover-level Data | Estimated using an emission factor
2020 | OH | Brown County LFGTE Power Station | 61145 | GM02 | IC | OP | NA | LFG |  | 105270.6641 | 0.77374 | 0.0147 | EIA Prime Mover-level Data | Estimated using an emission factor
2020 | OH | Brown County LFGTE Power Station | 61145 | GM03 | IC | OP | NA | LFG |  | 105270.6641 | 0.77374 | 0.0147 | EIA Prime Mover-level Data | Estimated using an emission factor
2020 | OH | Bryan (OH) | 2903 | 1 | GT | OP | NA | NG |  | 25845.4512 | 0.012848 | 0.00099423 | EIA Prime Mover-level Data | NEI avg EF - PM, fuel type, firing type
2020 | OH | Bryan (OH) | 2903 | 2 | GT | OP | NA | NG |  | 26172.6094 | 0.013011 | 0.00099423 | EIA Prime Mover-level Data | NEI avg EF - PM, fuel type, firing type
2020 | OH | Bryan (OH) | 2903 | 5 | IC | OP | NA | DFO |  | 2176 | 0.33728 | 0.31 | EIA Prime Mover-level Data | Estimated using an emission factor
2020 | OH | Bryan (OH) | 2903 | 6 | GT | OP | NA | NG |  | 8178.9399 | 0.0040659 | 0.00099423 | EIA Prime Mover-level Data | NEI avg EF - PM, fuel type, firing type
2020 | OH | Bryan Peaking | 7779 | 1 | IC | OP | NA | DFO |  | 983.833 | 0.15249 | 0.31 | EIA Prime Mover-level Data | Estimated using an emission factor
2020 | OH | Bryan Peaking | 7779 | 2 | IC | OP | NA | DFO |  | 983.833 | 0.15249 | 0.31 | EIA Prime Mover-level Data | Estimated using an emission factor
2020 | OH | Bryan Peaking | 7779 | 3 | IC | OP | NA | DFO |  | 983.833 | 0.15249 | 0.31 | EIA Prime Mover-level Data | Estimated using an emission factor
2020 | OH | Bryan Peaking | 7779 | 4 | IC | OP | NA | DFO |  | 983.833 | 0.15249 | 0.31 | EIA Prime Mover-level Data | Estimated using an emission factor
2020 | OH | Bryan Peaking | 7779 | 5 | IC | OP | NA | DFO |  | 983.833 | 0.15249 | 0.31 | EIA Prime Mover-level Data | Estimated using an emission factor
2020 | OH | Bryan Peaking | 7779 | 6 | IC | OP | NA | DFO |  | 983.833 | 0.15249 | 0.31 | EIA Prime Mover-level Data | Estimated using an emission factor
2020 | OH | Bryan Solar Field | 58381 | 1 | PV | OP | NA | SUN |  | 22141 |  |  | EIA Prime Mover-level Data
2020 | OH | Buckeye Wind Farm | 58776 | 1 | WT | CN | NA | WND
2020 | OH | Cadiz Power Plant | 62153 | GEN 1 | CS | P | NA | NG
2020 | OH | Cadiz Power Plant | 62153 | GEN 2 | CS | P | NA | NG
2020 | OH | Carbon Limestone | 56868 | 1 | IC | OP | NA | LFG |  | 110464.8672 | 0.81192 | 0.0147 | EIA Prime Mover-level Data | Estimated using an emission factor
2020 | OH | Carbon Limestone | 56868 | 10 | IC | OP | NA | LFG |  | 110464.8672 | 0.81192 | 0.0147 | EIA Prime Mover-level Data | Estimated using an emission factor
2020 | OH | Carbon Limestone | 56868 | 11 | IC | OP | NA | LFG |  | 110464.8672 | 0.81192 | 0.0147 | EIA Prime Mover-level Data | Estimated using an emission factor
2020 | OH | Carbon Limestone | 56868 | 12 | IC | OP | NA | LFG |  | 110464.8672 | 0.81192 | 0.0147 | EIA Prime Mover-level Data | Estimated using an emission factor
2020 | OH | Carbon Limestone | 56868 | 13 | IC | OP | NA | LFG |  | 110464.8672 | 0.81192 | 0.0147 | EIA Prime Mover-level Data | Estimated using an emission factor
2020 | OH | Carbon Limestone | 56868 | 14 | IC | OP | NA | LFG |  | 110464.8672 | 0.81192 | 0.0147 | EIA Prime Mover-level Data | Estimated using an emission factor
2020 | OH | Carbon Limestone | 56868 | 15 | IC | OP | NA | LFG |  | 110464.8672 | 0.81192 | 0.0147 | EIA Prime Mover-level Data | Estimated using an emission factor
2020 | OH | Carbon Limestone | 56868 | 16 | IC | OP | NA | LFG |  | 110464.8672 | 0.81192 | 0.0147 | EIA Prime Mover-level Data | Estimated using an emission factor
2020 | OH | Carbon Limestone | 56868 | 17 | IC | OP | NA | LFG |  | 126245.5625 | 0.9279 | 0.0147 | EIA Prime Mover-level Data | Estimated using an emission factor
2020 | OH | Carbon Limestone | 56868 | 18 | IC | OP | NA | LFG |  | 126245.5625 | 0.9279 | 0.0147 | EIA Prime Mover-level Data | Estimated using an emission factor
2020 | OH | Carbon Limestone | 56868 | 2 | IC | OP | NA | LFG |  | 110464.8672 | 0.81192 | 0.0147 | EIA Prime Mover-level Data | Estimated using an emission factor
2020 | OH | Carbon Limestone | 56868 | 3 | IC | OP | NA | LFG |  | 110464.8672 | 0.81192 | 0.0147 | EIA Prime Mover-level Data | Estimated using an emission factor
2020 | OH | Carbon Limestone | 56868 | 4 | IC | OP | NA | LFG |  | 110464.8672 | 0.81192 | 0.0147 | EIA Prime Mover-level Data | Estimated using an emission factor
2020 | OH | Carbon Limestone | 56868 | 5 | IC | OP | NA | LFG |  | 110464.8672 | 0.81192 | 0.0147 | EIA Prime Mover-level Data | Estimated using an emission factor
2020 | OH | Carbon Limestone | 56868 | 6 | IC | OP | NA | LFG |  | 110464.8672 | 0.81192 | 0.0147 | EIA Prime Mover-level Data | Estimated using an emission factor
2020 | OH | Carbon Limestone | 56868 | 7 | IC | OP | NA | LFG |  | 110464.8672 | 0.81192 | 0.0147 | EIA Prime Mover-level Data | Estimated using an emission factor
2020 | OH | Carbon Limestone | 56868 | 8 | IC | OP | NA | LFG |  | 110464.8672 | 0.81192 | 0.0147 | EIA Prime Mover-level Data | Estimated using an emission factor
2020 | OH | Carbon Limestone | 56868 | 9 | IC | OP | NA | LFG |  | 110464.8672 | 0.81192 | 0.0147 | EIA Prime Mover-level Data | Estimated using an emission factor
2020 | OH | Cardinal | 2828 | 1 | ST | OP | CELL | BIT | 6832 | 33658820 | 73.15 | 0.0043466 | EPA/CAMD | EPA/NEI | 1967
2020 | OH | Cardinal | 2828 | 2 | ST | OP | CELL | BIT | 5791 | 32934230 | 43.55 | 0.0026447 | EPA/CAMD | EPA/NEI | 1967
2020 | OH | Cardinal | 2828 | 3 | ST | OP | WALL | BIT | 6087 | 31739360 | 401.1 | 0.025275 | EPA/CAMD | EPA/NEI | 1977
2020 | OH | Cardinal | 2828 | B008 | ST | OP | OTHER BOILER | DFO | 210 | 99883.8984 | 0.11 | 0.0022026 | EPA/CAMD | EPA/NEI | 1977
2020 | OH | Cardinal | 2828 | B010 | ST | OP | OTHER BOILER | DFO | 91 | 299.5 | 0.0011869 | 0.0079262 | EPA/CAMD | NEI avg EF - PM, fuel type, firing type | 2007
2020 | OH | Carroll County Energy | 59773 | 1 | CT | OP | CC | NG | 8159 | 19373586 | 66.15 | 0.0068289 | EPA/CAMD | EPA/NEI | 2017
2020 | OH | Carroll County Energy | 59773 | 2 | CT | OP | CC | NG | 8115 | 19379258 | 68.08 | 0.0070261 | EPA/CAMD | EPA/NEI | 2017
2020 | OH | Celina Solar Project #1, LLC | 58665 | CSP1 | PV | OP | NA | SUN |  | 35960 |  |  | EIA Prime Mover-level Data
2020 | OH | Central Utility Plant Cincinnati | 57908 | CTG1 | CT |  | NA | NG |  | 1080310.125 | 3.3388 | 0.0061813 | EIA Unit-level Data | NEI avg EF - PM, fuel type
2020 | OH | Central Utility Plant Cincinnati | 57908 | CTG2 | CT |  | NA | NG |  | 1031328.1875 | 3.1875 | 0.0061813 | EIA Unit-level Data | NEI avg EF - PM, fuel type
2020 | OH | Central Utility Plant Cincinnati | 57908 | HRSG1 | CA | OP | NA | NG |  | 151651.875 | 0.031999 | 0.000422 | EIA Unit-level Data | Estimated using an emission factor
2020 | OH | Central Utility Plant Cincinnati | 57908 | HRSG2 | CA | OP | NA | NG |  | 156660.1406 | 0.033055 | 0.000422 | EIA Unit-level Data | Estimated using an emission factor
2020 | OH | Central Utility Plant Cincinnati | 57908 | P005 | IC | OP | NA | DFO |  | 209 | 0.032395 | 0.31 | EIA Prime Mover-level Data | Estimated using an emission factor
2020 | OH | City of Shelby Electric Distribution | 61076 | PSG1 | IC | RE | NA | DFO
2020 | OH | Clean Energy Future - Lordstown, LLC | 60376 | 1 | CT | OP | CC | NG | 7571 | 20865948 | 80.57 | 0.0077226 | EPA/CAMD | EPA/NEI | 2018
2020 | OH | Clean Energy Future - Lordstown, LLC | 60376 | 2 | CT | OP | CC | NG | 7504 | 20681322 | 84.17 | 0.0081397 | EPA/CAMD | EPA/NEI | 2018
2020 | OH | Cleveland Peaking | 7774 | 1 | IC | OP | NA | DFO |  | 816.5 | 0.12656 | 0.31 | EIA Prime Mover-level Data | Estimated using an emission factor
2020 | OH | Cleveland Peaking | 7774 | 2 | IC | OP | NA | DFO |  | 816.5 | 0.12656 | 0.31 | EIA Prime Mover-level Data | Estimated using an emission factor
2020 | OH | Cleveland Peaking | 7774 | 3 | IC | OP | NA | DFO |  | 816.5 | 0.12656 | 0.31 | EIA Prime Mover-level Data | Estimated using an emission factor
2020 | OH | Cleveland Peaking | 7774 | 4 | IC | OP | NA | DFO |  | 816.5 | 0.12656 | 0.31 | EIA Prime Mover-level Data | Estimated using an emission factor
2020 | OH | Cleveland Peaking | 7774 | 5 | IC | OP | NA | DFO |  | 816.5 | 0.12656 | 0.31 | EIA Prime Mover-level Data | Estimated using an emission factor
2020 | OH | Cleveland Peaking | 7774 | 6 | IC | OP | NA | DFO |  | 816.5 | 0.12656 | 0.31 | EIA Prime Mover-level Data | Estimated using an emission factor
2020 | OH | Cleveland Thermal | 61838 | ST1 | ST | OP | NA | NG |  | 585040 | 2.1719 | 0.0074247 | EIA Prime Mover-level Data | NEI avg EF - PM, fuel type
2020 | OH | Cleveland Thermal | 61838 | ST2 | ST | OP | NA | NG |  | 585040 | 2.1719 | 0.0074247 | EIA Prime Mover-level Data | NEI avg EF - PM, fuel type
2020 | OH | Clinton Battery | 60297 | 1 | BA | OP | NA | MWH |  | 0 |  |  | EIA Prime Mover-level Data
2020 | OH | Clyde Peaking Engine | 64157 | CPG | IC | OP | NA | NG |  | 2122 | 0.00044774 | 0.000422 | EIA Prime Mover-level Data | Estimated using an emission factor
2020 | OH | Clyde Solar Array | 60923 | PV1 | PV | OP | NA | SUN |  | 35801 |  |  | EIA Prime Mover-level Data
2020 | OH | Collinwood | 2906 | 3 | GT | OS | NA | DFO |  | 5384 | 0.048574 | 0.018044 | EIA Prime Mover-level Data | NEI avg EF - PM, fuel type, firing type
2020 | OH | Collinwood BioEnergy Facility | 58439 | CBE01 | IC | OP | NA | OBG |  | 19799 | 0.14552 | 0.0147 | EIA Prime Mover-level Data | Estimated using an emission factor
2020 | OH | Conesville | 2840 | 4 | ST | OP | TANGENTIAL | BIT | 2510 | 11798240 | 130.35 | 0.022097 | EPA/CAMD | EPA/NEI | 1973
2020 | OH | Conesville | 2840 | 6 | ST | OP | TANGENTIAL | DFO | 116 | 36631.2852 | 0.08 | 0.0043679 | EPA/CAMD | EPA/NEI | 1978
2020 | OH | Cooper Farms VW Project | 57570 | WTG | WT | OP | NA | WND |  | 115593 |  |  | EIA Prime Mover-level Data
2020 | OH | CU Solar Plant | 58386 | CU | PV | OP | NA | SUN |  | 20423 |  |  | EIA Prime Mover-level Data
2020 | OH | Cuyahoga County Landfill | 62041 | CCBO1 | PV | OP | NA | SUN |  | 43048 |  |  | EIA Prime Mover-level Data
2020 | OH | Cuyahoga Falls 1 | 62658 | CF2-1 | IC | OP | NA | DFO |  | 945.375 | 0.14653 | 0.31 | EIA Prime Mover-level Data | Estimated using an emission factor
2020 | OH | Cuyahoga Falls 1 | 62658 | CF2-2 | IC | OP | NA | DFO |  | 945.375 | 0.14653 | 0.31 | EIA Prime Mover-level Data | Estimated using an emission factor
2020 | OH | Cuyahoga Falls 1 | 62658 | CF2-3 | IC | OP | NA | DFO |  | 945.375 | 0.14653 | 0.31 | EIA Prime Mover-level Data | Estimated using an emission factor
2020 | OH | Cuyahoga Falls 1 | 62658 | P001 | IC | OP | NA | DFO |  | 787.812 | 0.12211 | 0.31 | EIA Prime Mover-level Data | Estimated using an emission factor
2020 | OH | Cuyahoga Falls 1 | 62658 | P002 | IC | OP | NA | DFO |  | 787.812 | 0.12211 | 0.31 | EIA Prime Mover-level Data | Estimated using an emission factor
2020 | OH | Cuyahoga Falls 1 | 62658 | P003 | IC | OP | NA | DFO |  | 787.812 | 0.12211 | 0.31 | EIA Prime Mover-level Data | Estimated using an emission factor
2020 | OH | Cuyahoga Falls 1 | 62658 | P004 | IC | OP | NA | DFO |  | 787.812 | 0.12211 | 0.31 | EIA Prime Mover-level Data | Estimated using an emission factor
2020 | OH | Cuyahoga Falls 1 | 62658 | P005 | IC | OP | NA | DFO |  | 787.812 | 0.12211 | 0.31 | EIA Prime Mover-level Data | Estimated using an emission factor
2020 | OH | Cuyahoga Falls 1 | 62658 | P006 | IC | OP | NA | DFO |  | 787.812 | 0.12211 | 0.31 | EIA Prime Mover-level Data | Estimated using an emission factor
2020 | OH | Darby Electric Generating Station | 55247 | CT1 | GT | OP | CT | NG | 997 | 767117.3125 | 4.8838 | 0.012733 | EPA/CAMD | EPA/NEI | 2001
2020 | OH | Darby Electric Generating Station | 55247 | CT2 | GT | OP | CT | NG | 1045 | 801258.6875 | 5.0138 | 0.012515 | EPA/CAMD | EPA/NEI | 2001
2020 | OH | Darby Electric Generating Station | 55247 | CT3 | GT | OP | CT | NG | 1048 | 821079.375 | 5.0472 | 0.012294 | EPA/CAMD | EPA/NEI | 2001
2020 | OH | Darby Electric Generating Station | 55247 | CT4 | GT | OP | CT | NG | 1036 | 799153 | 5.0119 | 0.012543 | EPA/CAMD | EPA/NEI | 2001
2020 | OH | Darby Electric Generating Station | 55247 | CT5 | GT | OP | CT | NG | 1011 | 774228.625 | 4.8971 | 0.01265 | EPA/CAMD | EPA/NEI | 2002
2020 | OH | Darby Electric Generating Station | 55247 | CT6 | GT | OP | CT | NG | 1033 | 793269 | 5.025 | 0.012669 | EPA/CAMD | EPA/NEI | 2002
2020 | OH | Davis Besse | 6149 | 1 | ST | OP | NA | NUC |  | 75504192 |  |  | EIA Prime Mover-level Data
2020 | OH | Denison Solar Array | 61637 | PV1 | PV | OP | NA | SUN |  | 24704 |  |  | EIA Prime Mover-level Data
2020 | OH | Devola L&D Hydroelectric Project | 62435 | NA1 | HY | P | NA | WAT
2020 | OH | Devola L&D Hydroelectric Project | 62435 | NA2 | HY | P | NA | WAT
2020 | OH | DG AMP 1048 Wadsworth | 62942 | A1048 | PV | OP | NA | SUN |  | 87169 |  |  | EIA Prime Mover-level Data
2020 | OH | DG AMP Rittman Rd | 62941 | AMPRR | PV | OP | NA | SUN |  | 22380 |  |  | EIA Prime Mover-level Data
2020 | OH | DG AMP Solar Bowling Green | 60622 | AMPBG | PV | OP | NA | SUN |  | 342024 |  |  | EIA Prime Mover-level Data
2020 | OH | DG AMP Solar Brewster | 61818 | AMPBR | PV | OP | NA | SUN |  | 21529 |  |  | EIA Prime Mover-level Data
2020 | OH | DG AMP Solar Jackson Center | 61438 | AMPJC | PV | OP | NA | SUN |  | 24387 |  |  | EIA Prime Mover-level Data
2020 | OH | DG AMP Solar Orrville 3 | 61436 | AMPO3 | PV | OP | NA | SUN |  | 28601 |  |  | EIA Prime Mover-level Data
2020 | OH | DG AMP Solar Piqua Manier | 62792 | AMPPM | PV | OP | NA | SUN |  | 186181 |  |  | EIA Prime Mover-level Data
2020 | OH | DG AMP Solar Piqua Staunton | 61805 | AMPPS | PV | OP | NA | SUN |  | 24589 |  |  | EIA Prime Mover-level Data
2020 | OH | DG AMP Solar Versailles | 61437 | AMPVS | PV | OP | NA | SUN |  | 24194 |  |  | EIA Prime Mover-level Data
2020 | OH | Dicks Creek Power Company LLC | 2831 | 1 | GT | OP | CT | NG | 106 | 165844.7969 | 0.28 | 0.0033767 | EPA/CAMD | EPA/NEI | 1965
2020 | OH | Dodge Park Engine No 1 | 56423 | 7 | IC | SB | NA | DFO |  | 78 | 0.01209 | 0.31 | EIA Prime Mover-level Data | Estimated using an emission factor
2020 | OH | Dover | 2914 | 4 | ST | OP | NA | BIT |  | 899311.5 | 6.2878 | 0.013984 | EIA Unit-level Data | NEI avg EF - PM, fuel type
2020 | OH | Dover | 2914 | 2 | ST | RE | NA | BIT
2020 | OH | Dover | 2914 | 5 | IC | OP | NA | DFO |  | 1507 |  |  | EIA Prime Mover-level Data
2020 | OH | Dover | 2914 | 6 | GT | OP | NA | NG |  | 13398 | 0.0066603 | 0.00099423 | EIA Prime Mover-level Data | NEI avg EF - PM, fuel type, firing type
2020 | OH | Dover Peaking | 7777 | 1 | IC | OP | NA | DFO |  | 892.5 | 0.13834 | 0.31 | EIA Prime Mover-level Data | Estimated using an emission factor
2020 | OH | Dover Peaking | 7777 | 2 | IC | OP | NA | DFO |  | 892.5 | 0.13834 | 0.31 | EIA Prime Mover-level Data | Estimated using an emission factor
2020 | OH | Dover Peaking | 7777 | 3 | IC | OP | NA | DFO |  | 892.5 | 0.13834 | 0.31 | EIA Prime Mover-level Data | Estimated using an emission factor
2020 | OH | Dover Peaking | 7777 | 4 | IC | OP | NA | DFO |  | 892.5 | 0.13834 | 0.31 | EIA Prime Mover-level Data | Estimated using an emission factor
2020 | OH | Dover Peaking | 7777 | 5 | IC | OP | NA | DFO |  | 892.5 | 0.13834 | 0.31 | EIA Prime Mover-level Data | Estimated using an emission factor
2020 | OH | Dover Peaking | 7777 | 6 | IC | OP | NA | DFO |  | 892.5 | 0.13834 | 0.31 | EIA Prime Mover-level Data | Estimated using an emission factor
2020 | OH | Dresden Energy Facility | 55350 | 1A | CT | OP | CC | NG | 8163 | 14947201 | 14.18 | 0.0018973 | EPA/CAMD | EPA/NEI | 2011
2020 | OH | Dresden Energy Facility | 55350 | 1B | CT | OP | CC | NG | 8257 | 15146546 | 16.92 | 0.0022342 | EPA/CAMD | EPA/NEI | 2011
2020 | OH | East Campus Utility Plant | 57929 | P007 | IC | OP | NA | DFO |  | 322.857 | 0.050043 | 0.31 | EIA Prime Mover-level Data | Estimated using an emission factor
2020 | OH | East Campus Utility Plant | 57929 | P008 | IC | OP | NA | DFO |  | 242.143 | 0.037532 | 0.31 | EIA Prime Mover-level Data | Estimated using an emission factor
2020 | OH | East Campus Utility Plant | 57929 | P058 | IC | T | NA | DFO
2020 | OH | East Campus Utility Plant | 57929 | STG | ST | SB | NA | NG
2020 | OH | Eastlake | 2837 | 6 | GT | OP | CT | DFO | 0 | [5 empty] | 1972
2020 | OH | Edgerton | 7874 | 1 | IC | OP | NA | DFO |  | 1067.5 | 0.16546 | 0.31 | EIA Prime Mover-level Data | Estimated using an emission factor
2020 | OH | Edgerton | 7874 | 2 | IC | OP | NA | DFO |  | 1067.5 | 0.16546 | 0.31 | EIA Prime Mover-level Data | Estimated using an emission factor
2020 | OH | Engle | 7576 | 16 | IC | RE | NA | DFO
2020 | OH | Euclid Farm, Stamco N-54 | 59024 | N-54 | WT | OP | NA | WND |  | 6755 |  |  | EIA Prime Mover-level Data
2020 | OH | Findlay Wind Farm | 60015 | WNDW1 | WT | OP | NA | WND |  | 67394 |  |  | EIA Prime Mover-level Data
2020 | OH | FirstEnergy Acme | 2877 | 2 | ST | RE | NA | BIT
2020 | OH | FirstEnergy Ashtabula | 2835 | 5 | ST | RE | NA | SUB
2020 | OH | FirstEnergy Ashtabula | 2835 | 6 | ST | RE | NA | BIT
2020 | OH | FirstEnergy Ashtabula | 2835 | 7 | ST | RE | TANGENTIAL | BIT
2020 | OH | FirstEnergy Ashtabula | 2835 | 8 | ST | RE | WALL | BIT
2020 | OH | FirstEnergy Ashtabula | 2835 | 9 | ST | RE | NA | BIT
2020 | OH | FirstEnergy Edgewater | 2857 | 4 | ST | RE | NA | NG
2020 | OH | FirstEnergy Edgewater | 2857 | CTA | GT | RE | NA | DFO
2020 | OH | FirstEnergy Edgewater | 2857 | CTB | GT | RE | NA | DFO
2020 | OH | FirstEnergy Lake Shore | 2838 | 18 | ST | RE | TANGENTIAL | SUB
2020 | OH | FirstEnergy Lake Shore | 2838 | IC1 | IC | RE | NA | DFO
2020 | OH | FirstEnergy Lake Shore | 2838 | IC2 | IC | RE | NA | DFO
2020 | OH | FirstEnergy Mad River | 2860 | CTA | GT | RE | NA | DFO
2020 | OH | FirstEnergy Mad River | 2860 | CTB | GT | RE | NA | DFO
2020 | OH | FirstEnergy R E Burger | 2864 | 1 | ST | RE | NA | BIT
2020 | OH | FirstEnergy R E Burger | 2864 | 2 | ST | RE | NA | BIT
2020 | OH | FirstEnergy R E Burger | 2864 | 3 | ST | RE | NA | BIT
2020 | OH | FirstEnergy R E Burger | 2864 | 4 | ST | RE | NA | BIT
2020 | OH | FirstEnergy R E Burger | 2864 | 5 | ST | RE | VERTICAL/ARCH | BIT
2020 | OH | FirstEnergy R E Burger | 2864 | A1 | IC | RE | NA | DFO
2020 | OH | FirstEnergy R E Burger | 2864 | B1 | IC | RE | NA | DFO
2020 | OH | FirstEnergy R E Burger | 2864 | B2 | IC | RE | NA | DFO
2020 | OH | FirstEnergy Toronto | 2867 | 5 | ST | RE | NA | BIT
2020 | OH | FirstEnergy Toronto | 2867 | 6 | ST | RE | NA | BIT
2020 | OH | FirstEnergy Toronto | 2867 | 7 | ST | RE | NA | BIT
2020 | OH | Fremont Energy Center | 55701 | CT01 | CT | OP | CC | NG | 5947 | 12068302 | 41.92 | 0.0069471 | EPA/CAMD | EPA/NEI | 2010
2020 | OH | Fremont Energy Center | 55701 | CT02 | CT | OP | CC | NG | 6332 | 13004438 | 38.45 | 0.0059134 | EPA/CAMD | EPA/NEI | 2010
2020 | OH | Galion | 7918 | 1 | IC | OP | NA | DFO |  | 906 | 0.14043 | 0.31 | EIA Prime Mover-level Data | Estimated using an emission factor
2020 | OH | Galion | 7918 | 2 | IC | OP | NA | DFO |  | 906 | 0.14043 | 0.31 | EIA Prime Mover-level Data | Estimated using an emission factor
2020 | OH | Galion | 7918 | 3 | IC | OP | NA | DFO |  | 906 | 0.14043 | 0.31 | EIA Prime Mover-level Data | Estimated using an emission factor
2020 | OH | Gen J M Gavin | 8102 | 1 | ST | OP | CELL | RC | 7951 | 78448328 | 214.6 | 0.0054711 | EPA/CAMD | EPA/NEI | 1974
2020 | OH | Gen J M Gavin | 8102 | 2 | ST | OP | CELL | RC | 6752 | 68474992 | 350.73 | 0.010244 | EPA/CAMD | EPA/NEI | 1975
2020 | OH | Gen J M Gavin | 8102 | B001 | ST | OP | OTHER BOILER | DFO | 15 | 7008 | 0.027773 | 0.0079262 | EPA/CAMD | NEI avg EF - PM, fuel type, firing type | 1974
2020 | OH | Gen J M Gavin | 8102 | B002 | ST | OP | OTHER BOILER | DFO | 15 | 7104 | 0.028154 | 0.0079262 | EPA/CAMD | NEI avg EF - PM, fuel type, firing type | 1974
2020 | OH | Geneva | 57410 | GEN1 | IC | OP | NA | LFG |  | 45729.6016 | 0.33611 | 0.0147 | EIA Prime Mover-level Data | Estimated using an emission factor
2020 | OH | Geneva | 57410 | GEN2 | IC | OP | NA | LFG |  | 45729.6016 | 0.33611 | 0.0147 | EIA Prime Mover-level Data | Estimated using an emission factor
2020 | OH | Geneva | 57410 | GEN3 | IC | OP | NA | LFG |  | 45729.6016 | 0.33611 | 0.0147 | EIA Prime Mover-level Data | Estimated using an emission factor
2020 | OH | Geneva | 57410 | GEN4 | IC | OP | NA | LFG |  | 45729.6016 | 0.33611 | 0.0147 | EIA Prime Mover-level Data | Estimated using an emission factor
2020 | OH | Geneva | 57410 | GEN5 | IC | OP | NA | LFG |  | 45729.6016 | 0.33611 | 0.0147 | EIA Prime Mover-level Data | Estimated using an emission factor
2020 | OH | Genoa Diesel Generating Station | 56181 | 1 | IC | OP | NA | DFO |  | 783 | 0.12137 | 0.31 | EIA Prime Mover-level Data | Estimated using an emission factor
2020 | OH | Genoa Diesel Generating Station | 56181 | 2 | IC | OP | NA | DFO |  | 783 | 0.12137 | 0.31 | EIA Prime Mover-level Data | Estimated using an emission factor
2020 | OH | Genoa Diesel Generating Station | 56181 | 3 | IC | OP | NA | DFO |  | 783 | 0.12137 | 0.31 | EIA Prime Mover-level Data | Estimated using an emission factor
2020 | OH | Great Bear Solar, LLC | 64073 | GBS | PV | P | NA | SUN
2020 | OH | Greenup Hydro | 4258 | 1 | HY | OP | NA | WAT |  | 680302.3125 |  |  | EIA Prime Mover-level Data
2020 | OH | Greenup Hydro | 4258 | 2 | HY | OP | NA | WAT |  | 680302.3125 |  |  | EIA Prime Mover-level Data
2020 | OH | Greenup Hydro | 4258 | 3 | HY | OP | NA | WAT |  | 680302.3125 |  |  | EIA Prime Mover-level Data
2020 | OH | Greenville Electric Gen Station | 55228 | G1CT1 | GT | OP | CT | NG | 747 | 177786.5938 | 0.97 | 0.010912 | EPA/CAMD | EPA/NEI | 2000
2020 | OH | Greenville Electric Gen Station | 55228 | G1CT2 | GT | OP | CT | NG | 728 | 171234.7031 | 0.94 | 0.010979 | EPA/CAMD | EPA/NEI | 2000
2020 | OH | Greenville Electric Gen Station | 55228 | G2CT1 | GT | OP | CT | NG | 586 | 126477.5 | 0.72 | 0.011385 | EPA/CAMD | EPA/NEI | 2000
2020 | OH | Greenville Electric Gen Station | 55228 | G2CT2 | GT | OP | CT | NG | 585 | 124143.3984 | 0.71 | 0.011438 | EPA/CAMD | EPA/NEI | 2000
2020 | OH | Greenville Electric Gen Station | 55228 | G3CT1 | GT | OP | CT | NG | 446 | 98719.7031 | 0.55 | 0.011143 | EPA/CAMD | EPA/NEI | 2000
2020 | OH | Greenville Electric Gen Station | 55228 | G3CT2 | GT | OP | CT | NG | 465 | 97923.8984 | 0.56 | 0.011437 | EPA/CAMD | EPA/NEI | 2000
2020 | OH | Greenville Electric Gen Station | 55228 | G4CT1 | GT | OP | CT | NG | 500 | 102396.2031 | 0.59 | 0.011524 | EPA/CAMD | EPA/NEI | 2000
2020 | OH | Greenville Electric Gen Station | 55228 | G4CT2 | GT | OP | CT | NG | 502 | 107556.2969 | 0.61 | 0.011343 | EPA/CAMD | EPA/NEI | 2000
2020 | OH | Guernsey Power Station | 62949 | GPS1 | CS | U | NA | NG
2020 | OH | Guernsey Power Station | 62949 | GPS2 | CS | U | NA | NG
2020 | OH | Guernsey Power Station | 62949 | GPS3 | CS | U | NA | NG
2020 | OH | Hamilton Hydro | 7807 | 3 | HY | OP | NA | WAT |  | 31776 |  |  | EIA Prime Mover-level Data
2020 | OH | Hamilton Hydro | 7807 | 4 | HY | OP | NA | WAT |  | 31776 |  |  | EIA Prime Mover-level Data
2020 | OH | Hamilton Municipal Power Plant | 2917 | 9 | ST | OP | TANGENTIAL | NG | 0 | [5 empty] | 1974
2020 | OH | Hanging Rock Power Company LLC | 55736 | CTG1 | CT | OP | CC | NG | 8126 | 17697848 | 45.96 | 0.0051939 | EPA/CAMD | EPA/NEI | 2003
2020 | OH | Hanging Rock Power Company LLC | 55736 | CTG2 | CT | OP | CC | NG | 8124 | 17600646 | 43.95 | 0.0049941 | EPA/CAMD | EPA/NEI | 2003
2020 | OH | Hanging Rock Power Company LLC | 55736 | CTG3 | CT | OP | CC | NG | 8062 | 17721386 | 49.569 | 0.0055943 | EPA/CAMD | EPA/NEI | 2003
2020 | OH | Hanging Rock Power Company LLC | 55736 | CTG4 | CT | OP | CC | NG | 8034 | 17441800 | 45.298 | 0.0051942 | EPA/CAMD | EPA/NEI | 2003
2020 | OH | Hardin Solar Energy II LLC | 63828 | GEN1 | PV | U | NA | SUN
2020 | OH | Hardin Solar Energy LLC | 63029 | GEN1 | PV | V | NA | SUN
2020 | OH | Harpster Wind | 60126 | H1 | WT | OP | NA | WND |  | 29118 |  |  | EIA Prime Mover-level Data
2020 | OH | Haverhill North Cogeneration Facility | 56848 | HRSG10 | ST | OP | NA | COG |  | 1075703.375 | 7.627 | 0.014181 | EIA Unit-level Data | NEI avg EF - PM, fuel type
2020 | OH | Haverhill North Cogeneration Facility | 56848 | HRSG6 | ST | OP | NA | COG |  | 1075703.375 | 7.627 | 0.014181 | EIA Unit-level Data | NEI avg EF - PM, fuel type
2020 | OH | Haverhill North Cogeneration Facility | 56848 | HRSG7 | ST | OP | NA | COG |  | 1075703.375 | 7.627 | 0.014181 | EIA Unit-level Data | NEI avg EF - PM, fuel type
2020 | OH | Haverhill North Cogeneration Facility | 56848 | HRSG8 | ST | OP | NA | COG |  | 1075703.375 | 7.627 | 0.014181 | EIA Unit-level Data | NEI avg EF - PM, fuel type
2020 | OH | Haverhill North Cogeneration Facility | 56848 | HRSG9 | ST | OP | NA | COG |  | 1075703.375 | 7.627 | 0.014181 | EIA Unit-level Data | NEI avg EF - PM, fuel type
2020 | OH | Haviland Plastic Products | 58220 | WTGA | WT | OP | NA | WND |  | 37829.332 |  |  | EIA Prime Mover-level Data
2020 | OH | Haviland Plastic Products | 58220 | WTGB | WT | OP | NA | WND |  | 37829.332 |  |  | EIA Prime Mover-level Data
2020 | OH | Haviland Plastic Products | 58220 | WTGC | WT | OP | NA | WND |  | 37829.332 |  |  | EIA Prime Mover-level Data
2020 | OH | Hecate Energy Highland LLC | 62670 | HIGHL | PV | T | NA | SUN
2020 | OH | Hillcrest Solar | 62200 | HILLC | PV | V | NA | SUN
2020 | OH | HMV Minster Energy Storage System | 60299 | MIN02 | BA | OP | NA | MWH
2020 | OH | HMW Minster PV I | 60190 | MIN01 | PV | OP | NA | SUN |  | 43671 |  |  | EIA Prime Mover-level Data
2020 | OH | Hog Creek Wind Project | 61330 | WT1 | WT | OP | NA | WND |  | 1761733 |  |  | EIA Prime Mover-level Data
2020 | OH | Icebreaker Offshore Wind Farm | 58941 | WTG1 | WS | L | NA | WND
2020 | OH | Icebreaker Offshore Wind Farm | 58941 | WTG2 | WS | L | NA | WND
2020 | OH | Icebreaker Offshore Wind Farm | 58941 | WTG3 | WS | L | NA | WND
2020 | OH | Icebreaker Offshore Wind Farm | 58941 | WTG4 | WS | L | NA | WND
2020 | OH | Icebreaker Offshore Wind Farm | 58941 | WTG5 | WS | L | NA | WND
2020 | OH | Icebreaker Offshore Wind Farm | 58941 | WTG6 | WS | L | NA | WND
2020 | OH | Jackson (OH) | 7577 | 12 | IC | RE | NA | DFO
2020 | OH | Jackson Cntr Peaking | 7780 | 1 | IC | OP | NA | DFO |  | 960 | 0.1488 | 0.31 | EIA Prime Mover-level Data | Estimated using an emission factor
2020 | OH | Kyger Creek | 2876 | 1 | ST | OP | WALL | BIT | 7630 | 10801311 | 110.5892 | 0.020477 | EPA/CAMD | EPA/NEI | 1955
2020 | OH | Kyger Creek | 2876 | 2 | ST | OP | WALL | BIT | 7826 | 10734553 | 109.4192 | 0.020386 | EPA/CAMD | EPA/NEI | 1955
2020 | OH | Kyger Creek | 2876 | 3 | ST | OP | WALL | BIT | 6352 | 9250261 | 101.4592 | 0.021937 | EPA/CAMD | EPA/NEI | 1955
2020 | OH | Kyger Creek | 2876 | 4 | ST | OP | WALL | BIT | 7082 | 10045331 | 110.8092 | 0.022062 | EPA/CAMD | EPA/NEI | 1955
2020 | OH | Kyger Creek | 2876 | 5 | ST | OP | WALL | BIT | 7451 | 10708554 | 116.2692 | 0.021715 | EPA/CAMD | EPA/NEI | 1955
2020 | OH | LafargeHolcim - Paulding Wind Project | 62752 | L1 | WT | OP | NA | WND |  | 13712.333 |  |  | EIA Prime Mover-level Data
2020 | OH | LafargeHolcim - Paulding Wind Project | 62752 | L2 | WT | OP | NA | WND |  | 13712.333 |  |  | EIA Prime Mover-level Data
2020 | OH | LafargeHolcim - Paulding Wind Project | 62752 | L3 | WT | OP | NA | WND |  | 13712.333 |  |  | EIA Prime Mover-level Data
2020 | OH | Lake Road (OH) | 2908 | 10 | ST | RE | NA | BIT
2020 | OH | Lake Road (OH) | 2908 | 11 | ST | RE | NA | BIT
2020 | OH | Lake Road (OH) | 2908 | 8 | ST | RE | NA | BIT
2020 | OH | Lake Road (OH) | 2908 | 9 | ST | RE | NA | BIT
2020 | OH | LE Wind Turbine 1 | 57613 | WTG1 | WT | OP | NA | WND |  | 34022 |  |  | EIA Prime Mover-level Data
2020 | OH | Long Ridge Energy Generation | 61322 | HPPP1 | CC | V | NA | NG
2020 | OH | Loraine County Project | 56869 | 1 | IC | OP | NA | LFG |  | 89907.9453 | 0.66082 | 0.0147 | EIA Prime Mover-level Data | Estimated using an emission factor
2020 | OH | Loraine County Project | 56869 | 10 | IC | OP | NA | LFG |  | 102751.9375 | 0.75523 | 0.0147 | EIA Prime Mover-level Data | Estimated using an emission factor
2020 | OH | Loraine County Project | 56869 | 11 | IC | OP | NA | LFG |  | 102751.9375 | 0.75523 | 0.0147 | EIA Prime Mover-level Data | Estimated using an emission factor
2020 | OH | Loraine County Project | 56869 | 12 | IC | OP | NA | LFG |  | 102751.9375 | 0.75523 | 0.0147 | EIA Prime Mover-level Data | Estimated using an emission factor
2020 | OH | Loraine County Project | 56869 | 13 | IC | OP | NA | LFG |  | 102751.9375 | 0.75523 | 0.0147 | EIA Prime Mover-level Data | Estimated using an emission factor
2020 | OH | Loraine County Project | 56869 | 14 | IC | OP | NA | LFG |  | 102751.9375 | 0.75523 | 0.0147 | EIA Prime Mover-level Data | Estimated using an emission factor
2020 | OH | Loraine County Project | 56869 | 15 | IC | OP | NA | LFG |  | 102751.9375 | 0.75523 | 0.0147 | EIA Prime Mover-level Data | Estimated using an emission factor
2020 | OH | Loraine County Project | 56869 | 16 | IC | OP | NA | LFG |  | 102751.9375 | 0.75523 | 0.0147 | EIA Prime Mover-level Data | Estimated using an emission factor
2020 | OH | Loraine County Project | 56869 | 17 | IC | OP | NA | LFG |  | 102751.9375 | 0.75523 | 0.0147 | EIA Prime Mover-level Data | Estimated using an emission factor
2020 | OH | Loraine County Project | 56869 | 18 | IC | OP | NA | LFG |  | 102751.9375 | 0.75523 | 0.0147 | EIA Prime Mover-level Data | Estimated using an emission factor
2020 | OH | Loraine County Project | 56869 | 2 | IC | OP | NA | LFG |  | 89907.9453 | 0.66082 | 0.0147 | EIA Prime Mover-level Data | Estimated using an emission factor
2020 | OH | Loraine County Project | 56869 | 3 | IC | OP | NA | LFG |  | 89907.9453 | 0.66082 | 0.0147 | EIA Prime Mover-level Data | Estimated using an emission factor
2020 | OH | Loraine County Project | 56869 | 4 | IC | OP | NA | LFG |  | 89907.9453 | 0.66082 | 0.0147 | EIA Prime Mover-level Data | Estimated using an emission factor
2020 | OH | Loraine County Project | 56869 | 5 | IC | OP | NA | LFG |  | 89907.9453 | 0.66082 | 0.0147 | EIA Prime Mover-level Data | Estimated using an emission factor
2020 | OH | Loraine County Project | 56869 | 6 | IC | OP | NA | LFG |  | 89907.9453 | 0.66082 | 0.0147 | EIA Prime Mover-level Data | Estimated using an emission factor
2020 | OH | Loraine County Project | 56869 | 7 | IC | OP | NA | LFG |  | 89907.9453 | 0.66082 | 0.0147 | EIA Prime Mover-level Data | Estimated using an emission factor
2020 | OH | Loraine County Project | 56869 | 8 | IC | OP | NA | LFG |  | 89907.9453 | 0.66082 | 0.0147 | EIA Prime Mover-level Data | Estimated using an emission factor
2020 | OH | Loraine County Project | 56869 | 9 | IC | OP | NA | LFG |  | 102751.9375 | 0.75523 | 0.0147 | EIA Prime Mover-level Data | Estimated using an emission factor
2020 | OH | Lordstown Motor Corp | 59683 | 12345 | PV | OP | NA | SUN |  | 18239 |  |  | EIA Prime Mover-level Data
2020 | OH | Lowell L&D Hydroelectric Project | 62429 | NA1 | HY | P | NA | WAT
2020 | OH | Lowell L&D Hydroelectric Project | 62429 | NA2 | HY | P | NA | WAT
2020 | OH | Madison Generating Station | 55110 | 1 | GT | OP | CT | NG | 725 | 460707.125 | 1.61 | 0.0069893 | EPA/CAMD | EPA/NEI | 2000
2020 | OH | Madison Generating Station | 55110 | 2 | GT | OP | CT | NG | 626 | 399474.0625 | 1.39 | 0.0069592 | EPA/CAMD | EPA/NEI | 2000
2020 | OH | Madison Generating Station | 55110 | 3 | GT | OP | CT | NG | 895 | 568068.9375 | 1.99 | 0.0070062 | EPA/CAMD | EPA/NEI | 2000
2020 | OH | Madison Generating Station | 55110 | 4 | GT | OP | CT | NG | 801 | 510279.7188 | 1.79 | 0.0070158 | EPA/CAMD | EPA/NEI | 2000
2020 | OH | Madison Generating Station | 55110 | 5 | GT | OP | CT | NG | 888 | 572042.4375 | 1.97 | 0.0068876 | EPA/CAMD | EPA/NEI | 2000
2020 | OH | Madison Generating Station | 55110 | 6 | GT | OP | CT | NG | 817 | 529327.3125 | 1.82 | 0.0068767 | EPA/CAMD | EPA/NEI | 2000
2020 | OH | Madison Generating Station | 55110 | 7 | GT | OP | CT | NG | 903 | 581358 | 2.01 | 0.0069148 | EPA/CAMD | EPA/NEI | 2000
2020 | OH | Madison Generating Station | 55110 | 8 | GT | OP | CT | NG | 713 | 442940.7188 | 1.54 | 0.0069535 | EPA/CAMD | EPA/NEI | 2000
2020 | OH | Mahoning | 57411 | GEN1 | IC | OP | NA | LFG |  | 70188.2031 | 0.51588 | 0.0147 | EIA Prime Mover-level Data | Estimated using an emission factor
2020 | OH | Mahoning | 57411 | GEN2 | IC | OP | NA | LFG |  | 70188.2031 | 0.51588 | 0.0147 | EIA Prime Mover-level Data | Estimated using an emission factor
2020 | OH | Mahoning | 57411 | GEN3 | IC | OP | NA | LFG |  | 70188.2031 | 0.51588 | 0.0147 | EIA Prime Mover-level Data | Estimated using an emission factor
2020 | OH | Mahoning | 57411 | GEN4 | IC | OP | NA | LFG |  | 70188.2031 | 0.51588 | 0.0147 | EIA Prime Mover-level Data | Estimated using an emission factor
2020 | OH | Mahoning | 57411 | GEN5 | IC | OP | NA | LFG |  | 70188.2031 | 0.51588 | 0.0147 | EIA Prime Mover-level Data | Estimated using an emission factor
2020 | OH | Mahoning | 57411 | GEN6 | IC | CN | NA | LFG
2020 | OH | Malta L&D Hydroelectric Project | 62428 | NA1 | HY | P | NA | WAT
2020 | OH | Malta L&D Hydroelectric Project | 62428 | NA2 | HY | P | NA | WAT
2020 | OH | MCCo Solar Generating Facility | 59324 | MCCO1 | PV | OP | NA | SUN |  | 6965 |  |  | EIA Prime Mover-level Data
2020 | OH | Miami Fort Power Station | 2832 | 6 | ST | OP | TANGENTIAL | BIT | 0 | [5 empty] | 1960
2020 | OH | Miami Fort Power Station | 2832 | 7 | ST | OP | CELL | BIT | 8210 | 36533020 | 396.6677 | 0.021716 | EPA/CAMD | EPA/NEI | 1975
2020 | OH | Miami Fort Power Station | 2832 | 8 | ST | OP | WALL | BIT | 7768 | 31580774 | 395.3608 | 0.025038 | EPA/CAMD | EPA/NEI | 1978
2020 | OH | Middletown Coke Company, LLC | 57822 | HRSG1 | ST | OP | NA | COG |  | 1214911.875 | 8.6141 | 0.014181 | EIA Unit-level Data | NEI avg EF - PM, fuel type
2020 | OH | Middletown Coke Company, LLC | 57822 | HRSG2 | ST | OP | NA | COG |  | 1214911.875 | 8.6141 | 0.014181 | EIA Unit-level Data | NEI avg EF - PM, fuel type
2020 | OH | Middletown Coke Company, LLC | 57822 | HRSG3 | ST | OP | NA | COG |  | 1214911.875 | 8.6141 | 0.014181 | EIA Unit-level Data | NEI avg EF - PM, fuel type
2020 | OH | Middletown Coke Company, LLC | 57822 | HRSG4 | ST | OP | NA | COG |  | 1214911.875 | 8.6141 | 0.014181 | EIA Unit-level Data | NEI avg EF - PM, fuel type
2020 | OH | Middletown Coke Company, LLC | 57822 | HRSG5 | ST | OP | NA | COG |  | 1214911.875 | 8.6141 | 0.014181 | EIA Unit-level Data | NEI avg EF - PM, fuel type
2020 | OH | Middletown Energy Center | 59326 | 1 | CT | OP | CC | NG | 8366 | 23119568 | 0.03206 | 2.7734e-06 | EPA/CAMD | EPA/NEI | 2018
2020 | OH | Model Gas Power Station | 56863 | 1 | IC | OS | NA | LFG
2020 | OH | Model Gas Power Station | 56863 | 2 | IC | OS | NA | LFG
2020 | OH | Monroeville Solar | 63181 | MNVL | PV | OP | NA | SUN |  | 38952 |  |  | EIA Prime Mover-level Data
2020 | OH | Montpelier | 7791 | 1 | IC | OP | NA | DFO |  | 1066.5 | 0.16531 | 0.31 | EIA Prime Mover-level Data | Estimated using an emission factor
2020 | OH | Montpelier | 7791 | 2 | IC | OP | NA | DFO |  | 1066.5 | 0.16531 | 0.31 | EIA Prime Mover-level Data | Estimated using an emission factor
2020 | OH | Montpelier | 7791 | 3 | IC | OP | NA | DFO |  | 1066.5 | 0.16531 | 0.31 | EIA Prime Mover-level Data | Estimated using an emission factor
2020 | OH | Montpelier | 7791 | 4 | IC | OP | NA | DFO |  | 1066.5 | 0.16531 | 0.31 | EIA Prime Mover-level Data | Estimated using an emission factor
2020 | OH | Montpelier | 7791 | 5 | IC | OP | NA | DFO |  | 1066.5 | 0.16531 | 0.31 | EIA Prime Mover-level Data | Estimated using an emission factor
2020 | OH | Montpelier | 7791 | 6 | IC | OP | NA | DFO |  | 1066.5 | 0.16531 | 0.31 | EIA Prime Mover-level Data | Estimated using an emission factor
2020 | OH | Monument | 2851 | 1 | IC | OP | NA | DFO |  | 88.8 | 0.013764 | 0.31 | EIA Prime Mover-level Data | Estimated using an emission factor
2020 | OH | Monument | 2851 | 2 | IC | OP | NA | DFO |  | 88.8 | 0.013764 | 0.31 | EIA Prime Mover-level Data | Estimated using an emission factor
2020 | OH | Monument | 2851 | 3 | IC | OP | NA | DFO |  | 88.8 | 0.013764 | 0.31 | EIA Prime Mover-level Data | Estimated using an emission factor
2020 | OH | Monument | 2851 | 4 | IC | OP | NA | DFO |  | 88.8 | 0.013764 | 0.31 | EIA Prime Mover-level Data | Estimated using an emission factor
2020 | OH | Monument | 2851 | 5 | IC | OP | NA | DFO |  | 88.8 | 0.013764 | 0.31 | EIA Prime Mover-level Data | Estimated using an emission factor
2020 | OH | Morton Salt Rittman | 54335 | B004 | ST | OP | NA | NG |  | 15923.7236 | 0.059115 | 0.0074247 | EIA Unit-level Data | NEI avg EF - PM, fuel type
2020 | OH | Morton Salt Rittman | 54335 | B005 | ST | OP | NA | NG |  | 693894.125 | 2.576 | 0.0074247 | EIA Unit-level Data | NEI avg EF - PM, fuel type
2020 | OH | Morton Salt Rittman | 54335 | B006 | ST | OP | NA | NG |  | 716974.3125 | 2.6617 | 0.0074247 | EIA Unit-level Data | NEI avg EF - PM, fuel type
2020 | OH | Morton Salt Rittman | 54335 | GEN1 | ST | RE | NA | BIT
2020 | OH | Muskingum River | 2872 | 1 | ST | RE | WALL | BIT
2020 | OH | Muskingum River | 2872 | 2 | ST | RE | WALL | BIT
2020 | OH | Muskingum River | 2872 | 3 | ST | RE | CYCLONE | BIT
2020 | OH | Muskingum River | 2872 | 4 | ST | RE | CYCLONE | BIT
2020 | OH | Muskingum River | 2872 | 5 | ST | RE | CYCLONE | BIT
2020 | OH | Napoleon | 7578 | 1 | IC | RE | NA | DFO
2020 | OH | Napoleon | 7578 | 2 | IC | RE | NA | DFO
2020 | OH | Napoleon | 7578 | 3 | IC | RE | NA | DFO
2020 | OH | Napoleon Biogas | 58921 | GEN1 | IC | OA | NA | OBG
2020 | OH | Napoleon Biogas | 58921 | GEN2 | IC | OA | NA | OBG
2020 | OH | Napoleon Peaking | 7776 | 4 | IC | OP | NA | DFO |  | 1038.333 | 0.16094 | 0.31 | EIA Prime Mover-level Data | Estimated using an emission factor
2020 | OH | Napoleon Peaking | 7776 | 5 | IC | OP | NA | DFO |  | 1038.333 | 0.16094 | 0.31 | EIA Prime Mover-level Data | Estimated using an emission factor
2020 | OH | Napoleon Peaking | 7776 | 6 | IC | OP | NA | DFO |  | 1038.333 | 0.16094 | 0.31 | EIA Prime Mover-level Data | Estimated using an emission factor
2020 | OH | Napoleon Solar I | 57462 | 1 | PV | OP | NA | SUN |  | 104663 |  |  | EIA Prime Mover-level Data
2020 | OH | New Knoxville | 7898 | 1 | IC | OS | NA | DFO
2020 | OH | New Market Solar | 64853 | NMS1 | PV | T | NA | SUN
2020 | OH | New Market Solar | 64853 | NMS2 | PV | T | NA | SUN
2020 | OH | Niles | 2861 | CTA | GT | OP | CT | DFO | 23 | 5438.7998 | 0.03 | 0.011032 | EPA/CAMD | EPA/NEI | 1972
2020 | OH | Niles | 7579 | 13 | IC | RE | NA | DFO
2020 | OH | Northwest Ohio Wind | 59296 | NWO-B | BA | V | NA | MWH
2020 | OH | Northwest Ohio Wind | 59296 | NWOH1 | WT | OP | NA | WND |  | 2504166 |  |  | EIA Prime Mover-level Data
2020 | OH | Northwest Ohio Wind | 59296 | NWOH2 | WT | CN | NA | WND
2020 | OH | Northwest Ohio Wind | 59296 | NWO-S | PV | V | NA | SUN
2020 | OH | O H Hutchings | 2848 | H-7 | GT | OP | CT | NG | 1 | 558 | 0.0021649 | 0.0077596 | EPA/CAMD | NEI avg EF - PM, fuel type, firing type | 1968
2020 | OH | Oberlin (OH) | 2933 | 1 | IC | OP | NA | DFO |  | 890.227 | 0.13799 | 0.31 | EIA Prime Mover-level Data | Estimated using an emission factor
2020 | OH | Oberlin (OH) | 2933 | 10 | IC | OP | NA | NG |  | 404.649 | 8.5381e-05 | 0.000422 | EIA Prime Mover-level Data | Estimated using an emission factor
2020 | OH | Oberlin (OH) | 2933 | 2 | IC | RE | NA | DFO
2020 | OH | Oberlin (OH) | 2933 | 2A | IC | OP | NA | NG |  | 2508.822 | 0.00052936 | 0.000422 | EIA Prime Mover-level Data | Estimated using an emission factor
2020 | OH | Oberlin (OH) | 2933 | 3 | IC | RE | NA | DFO
2020 | OH | Oberlin (OH) | 2933 | 3A | IC | OP | NA | NG |  | 2508.822 | 0.00052936 | 0.000422 | EIA Prime Mover-level Data | Estimated using an emission factor
2020 | OH | Oberlin (OH) | 2933 | 5 | IC | RE | NA | NG
2020 | OH | Oberlin (OH) | 2933 | 6 | IC | OP | NA | NG |  | 2023.243 | 0.0004269 | 0.000422 | EIA Prime Mover-level Data | Estimated using an emission factor
2020 | OH | Oberlin (OH) | 2933 | 7 | IC | OP | NA | NG |  | 2185.103 | 0.00046106 | 0.000422 | EIA Prime Mover-level Data | Estimated using an emission factor
2020 | OH | Oberlin (OH) | 2933 | 8 | IC | OP | NA | NG |  | 2427.8921 | 0.00051229 | 0.000422 | EIA Prime Mover-level Data | Estimated using an emission factor
2020 | OH | Oberlin (OH) | 2933 | 9 | IC | OP | NA | NG |  | 323.719 | 6.8305e-05 | 0.000422 | EIA Prime Mover-level Data | Estimated using an emission factor
2020 | OH | Oberlin (OH) | 2933 | IC4 | IC | OP | NA | NG |  | 1699.524 | 0.0003586 | 0.000422 | EIA Prime Mover-level Data | Estimated using an emission factor
2020 | OH | Oberlin Spear Point Solar One | 58134 | OSSO | PV | OP | NA | SUN
2020 | OH | Ohio Northern University Solar Site | 60913 | PV1 | PV | OP | NA | SUN |  | 25827.334 |  |  | EIA Prime Mover-level Data
2020 | OH | Ohio Northern University Solar Site | 60913 | PV2 | PV | OP | NA | SUN |  | 12913.667 |  |  | EIA Prime Mover-level Data
2020 | OH | Omega JV2 Bowling Green | 7783 | P001 | GT | OP | CT | NG | 118 | 27400.6992 | 0.24044 | 0.01755 | EPA/CAMD | EPA/NEI | 2000
2020 | OH | Omega JV2 Hamilton | 7782 | P001 | GT | OP | CT | NG | 132 | 35517.3984 | 0.31721 | 0.017862 | EPA/CAMD | EPA/NEI | 2000
2020 | OH | Oregon Clean Energy Center | 59764 | 1 | CT | OP | CC | NG | 7219 | 19109950 | 40.65 | 0.0042543 | EPA/CAMD | EPA/NEI | 2017
2020 | OH | Oregon Clean Energy Center | 59764 | 2 | CT | OP | CC | NG | 7188 | 18961036 | 40.37 | 0.0042582 | EPA/CAMD | EPA/NEI | 2017
2020 | OH | Orrville | 2935 | 10 | ST | OP | NA | BIT |  | 0 | 0 |  | EIA Unit-level Data | NEI avg EF - PM, fuel type
2020 | OH | Orrville | 2935 | 11 | ST | OP | NA | BIT |  | 83460.2031 | 0.58353 | 0.013984 | EIA Unit-level Data | NEI avg EF - PM, fuel type
2020 | OH | Orrville | 2935 | 12 | ST | OP | NA | BIT |  | 175410.5781 | 1.2264 | 0.013984 | EIA Unit-level Data | NEI avg EF - PM, fuel type
2020 | OH | Orrville | 2935 | 13 | ST | OP | NA | NG |  | 257541.2188 | 0.95609 | 0.0074247 | EIA Unit-level Data | NEI avg EF - PM, fuel type
2020 | OH | Orrville Peaking | 7778 | 1 | IC | OP | NA | DFO |  | 1016.333 | 0.15753 | 0.31 | EIA Prime Mover-level Data | Estimated using an emission factor
2020 | OH | Orrville Peaking | 7778 | 2 | IC | OP | NA | DFO |  | 1016.333 | 0.15753 | 0.31 | EIA Prime Mover-level Data | Estimated using an emission factor
2020 | OH | Orrville Peaking | 7778 | 3 | IC | OP | NA | DFO |  | 1016.333 | 0.15753 | 0.31 | EIA Prime Mover-level Data | Estimated using an emission factor
2020 | OH | O'Shaughnessy Hydro | 7279 | 1 | HY | OS | NA | WAT
2020 | OH | O'Shaughnessy Hydro | 7279 | 2 | HY | OS | NA | WAT
2020 | OH | Ottawa County Project | 56865 | 1 | IC | OS | NA | LFG |  | 36247.5 | 0.26642 | 0.0147 | EIA Prime Mover-level Data | Estimated using an emission factor
2020 | OH | Ottawa County Project | 56865 | 2 | IC | OP | NA | LFG |  | 36247.5 | 0.26642 | 0.0147 | EIA Prime Mover-level Data | Estimated using an emission factor
2020 | OH | Owens Corning Headquarters | 60038 | PV1 | PV | OP | NA | SUN |  | 14994 |  |  | EIA Prime Mover-level Data
2020 | OH | Painesville | 2936 | 3 | ST | OP | NA | BIT |  | 0 | 0 |  | EIA Unit-level Data | NEI avg EF - PM, fuel type
2020 | OH | Painesville | 2936 | 4 | ST | OP | NA | NG |  | 264.864 | 0.00098327 | 0.0074247 | EIA Unit-level Data | NEI avg EF - PM, fuel type
2020 | OH | Painesville | 2936 | 5 | ST | OP | NA | BIT |  | 28364.3867 | 0.19832 | 0.013984 | EIA Unit-level Data | NEI avg EF - PM, fuel type
2020 | OH | Painesville | 2936 | WPCP1 | IC | OP | NA | DFO |  | 906 |  |  | EIA Prime Mover-level Data
2020 | OH | Palomino Solar | 63784 | PLMNO | PV | P | NA | SUN
2020 | OH | Parking Lot Array | 63294 | LOTPV | PV | OP | NA | SUN |  | 13344 |  |  | EIA Prime Mover-level Data
2020 | OH | Paulding Wind Farm II | 57620 | GEN1 | WT | OP | NA | WND |  | 2754905 |  |  | EIA Prime Mover-level Data
2020 | OH | Paulding Wind Farm III | 60470 | 1 | WT | OP | NA | WND |  | 2590157 |  |  | EIA Prime Mover-level Data
2020 | OH | Perry | 6020 | 1 | ST | OP | NA | NUC |  | 114811352 |  |  | EIA Prime Mover-level Data
2020 | OH | Philo L&D Hydroelectric Project | 62427 | NA1 | HY | P | NA | WAT
2020 | OH | Philo L&D Hydroelectric Project | 62427 | NA2 | HY | P | NA | WAT
2020 | OH | Picway | 2843 | 5 | ST | RE | NA | BIT
2020 | OH | Piqua Power Plant | 2937 | 10 | ST | RE | NA | BIT
2020 | OH | Piqua Power Plant | 2937 | 11 | GT | OP | NA | DFO |  | 7360.5952 | 0.066406 | 0.018044 | EIA Prime Mover-level Data | NEI avg EF - PM, fuel type, firing type
2020 | OH | Piqua Power Plant | 2937 | 3 | ST | RE | NA | BIT
2020 | OH | Piqua Power Plant | 2937 | 4 | ST | RE | NA | BIT
2020 | OH | Piqua Power Plant | 2937 | 6 | ST | RE | NA | BIT
2020 | OH | Piqua Power Plant | 2937 | 7 | ST | RE | NA | BIT
2020 | OH | Piqua Power Plant | 2937 | 8 | GT | OP | NA | DFO |  | 9031.4053 | 0.08148 | 0.018044 | EIA Prime Mover-level Data | NEI avg EF - PM, fuel type, firing type
2020 | OH | Pixelle Specialty Solutions LLC | 10244 | B002 | ST | OP | TANGENTIAL | NG | 3672 | 3572932.5 | 13.5326 | 0.0075751 | EIA non-ozone season distributed and EPA/CAMD ozone season | NEI avg EF - PM, fuel type, firing type | 1963
2020 | OH | Pixelle Specialty Solutions LLC | 10244 | B003 | ST | OP | WALL | NG | 3614 | 5746332 | 21.1003 | 0.0073439 | EIA non-ozone season distributed and EPA/CAMD ozone season | NEI avg EF - PM, fuel type, firing type | 1972
2020 | OH | POET Biorefining - Fostoria | 63920 | 1 | ST |  | NA | NG |  | 1095076.375 | 4.0653 | 0.0074247 | EIA Unit-level Data | NEI avg EF - PM, fuel type
2020 | OH | POET Biorefining - Leipsic, LLC | 63927 | 1 | ST |  | NA | NG |  | 1088467.125 | 4.0408 | 0.0074247 | EIA Unit-level Data | NEI avg EF - PM, fuel type
2020 | OH | POET Biorefining - Marion, LLC | 63829 | 1 | ST | OP | NA | NG |  | 755345.5 | 2.8041 | 0.0074247 | EIA Prime Mover-level Data | NEI avg EF - PM, fuel type
2020 | OH | POET Biorefining - Marion, LLC | 63829 | 2 | ST | OP | NA | NG |  | 755345.5 | 2.8041 | 0.0074247 | EIA Prime Mover-level Data | NEI avg EF - PM, fuel type
2020 | OH | Procter & Gamble Cincinnati Plant | 50456 | 4 | ST | OP | NA | NG |  | 1868738.375 | 6.9374 | 0.0074247 | EIA Unit-level Data | NEI avg EF - PM, fuel type
2020 | OH | Procter & Gamble Cincinnati Plant | 50456 | PB1 | ST | OP | NA | NG |  | 27700.2891 | 0.10283 | 0.0074247 | EIA Unit-level Data | NEI avg EF - PM, fuel type
2020 | OH | Progress Drive Generation Station | 63457 | PSG1 | IC | OP | NA | DFO |  | 1110.5 | 0.17213 | 0.31 | EIA Prime Mover-level Data | Estimated using an emission factor
2020 | OH | Progress Drive Generation Station | 63457 | PSG2 | IC | OP | NA | DFO |  | 1110.5 | 0.17213 | 0.31 | EIA Prime Mover-level Data | Estimated using an emission factor
2020 | OH | Prospect Municipal | 7603 | 1 | IC | SB | NA | DFO |  | 960 | 0.1488 | 0.31 | EIA Prime Mover-level Data | Estimated using an emission factor
2020 | OH | PS ST-8 Engine No 1 | 56421 | 5 | IC | SB | NA | DFO |  | 24 | 0.00372 | 0.31 | EIA Prime Mover-level Data | Estimated using an emission factor
2020 | OH | Racine | 6006 | 1 | HY | OP | NA | WAT |  | 546553 |  |  | EIA Prime Mover-level Data
2020 | OH | Racine | 6006 | 2 | HY | OP | NA | WAT |  | 546553 |  |  | EIA Prime Mover-level Data
2020 | OH | Refuse & Coal | 312 | 1 | ST | RE | NA | MSW
2020 | OH | Refuse & Coal | 312 | 2 | ST | RE | NA | MSW
2020 | OH | Refuse & Coal | 312 | 3 | ST | RE | NA | MSW
2020 | OH | Renewable Energy Services of Ohio | 57249 | GEN1 | IC | OP | NA | LFG |  | 118287.3359 | 0.86941 | 0.0147 | EIA Prime Mover-level Data | Estimated using an emission factor
2020 | OH | Renewable Energy Services of Ohio | 57249 | GEN2 | IC | OP | NA | LFG |  | 59143.668 | 0.43471 | 0.0147 | EIA Prime Mover-level Data | Estimated using an emission factor
2020 | OH | Renick Run Pumping Station 03-04 | 56420 | 3 | IC | SB | NA | DFO |  | 30 | 0.00465 | 0.31 | EIA Prime Mover-level Data | Estimated using an emission factor
2020 | OH | Renick Run Pumping Station 03-04 | 56420 | 4 | IC | SB | NA | DFO |  | 30 | 0.00465 | 0.31 | EIA Prime Mover-level Data | Estimated using an emission factor
2020 | OH | Richard Gorsuch | 7286 | 1 | ST | RE | WALL | BIT
2020 | OH | Richard Gorsuch | 7286 | 2 | ST | RE | WALL | BIT
2020 | OH | Richard Gorsuch | 7286 | 3 | ST | RE | WALL | BIT
2020 | OH | Richard Gorsuch | 7286 | 4 | ST | RE | WALL | BIT
2020 | OH | Richland Peaking Station | 2880 | CTG4 | GT | OP | CT | NG | 945 | 1085470.375 | 6.13 | 0.011295 | EPA/CAMD | EPA/NEI | 2000
2020 | OH | Richland Peaking Station | 2880 | CTG5 | GT | OP | CT | NG | 949 | 1185079.25 | 6.69 | 0.01129 | EPA/CAMD | EPA/NEI | 2000
2020 | OH | Richland Peaking Station | 2880 | CTG6 | GT | OP | CT | NG | 753 | 875439.0625 | 4.95 | 0.011309 | EPA/CAMD | EPA/NEI | 2000
2020 | OH | Robert P Mone | 7872 | 1 | GT | OP | CT | NG | 462 | 585615 | 2.34 | 0.0079916 | EPA/CAMD | EPA/NEI | 2002
2020 | OH | Robert P Mone | 7872 | 2 | GT | OP | CT | NG | 502 | 641720.6875 | 1.99 | 0.0062021 | EPA/CAMD | EPA/NEI | 2002
2020 | OH | Robert P Mone | 7872 | 3 | GT | OP | CT | NG | 479 | 606685.375 | 2.79 | 0.0091975 | EPA/CAMD | EPA/NEI | 2002
2020 | OH | Rokeby L&D Hydroelectric Project | 62426 | NA1 | HY | P | NA | WAT
2020 | OH | Rokeby L&D Hydroelectric Project | 62426 | NA2 | HY | P | NA | WAT
2020 | OH | Rolling Hills Generating LLC | 55401 | CT-1 | GT | OP | CT | NG | 619 | 989803.75 | 3.7571 | 0.0075916 | EPA/CAMD | EPA/NEI | 2003
2020 | OH | Rolling Hills Generating LLC | 55401 | CT-2 | GT | OP | CT | NG | 637 | 1003374.875 | 3.5557 | 0.0070875 | EPA/CAMD | EPA/NEI | 2003
2020 | OH | Rolling Hills Generating LLC | 55401 | CT-3 | GT | OP | CT | NG | 327 | 524396.3125 | 1.9843 | 0.0075679 | EPA/CAMD | EPA/NEI | 2003
2020 | OH | Rolling Hills Generating LLC | 55401 | CT-4 | GT | OP | CT | NG | 76 | 118892.5547 | 0.5309 | 0.0089308 | EPA/CAMD | EPA/NEI | 2003
2020 | OH | Rolling Hills Generating LLC | 55401 | CT-5 | GT | OP | CT | NG | 226 | 365545.9688 | 1.5686 | 0.0085822 | EPA/CAMD | EPA/NEI | 2003
2020 | OH | RP Wind | 58630 | RPOH | WT | OP | NA | WND |  | 71148 |  |  | EIA Prime Mover-level Data
2020 | OH | Sauder Power Plant | 54974 | UNT1 | ST | OP | NA | WDS |  | 365509.5 | 3.4173 | 0.018699 | EIA Prime Mover-level Data | NEI avg EF - PM, fuel type
2020 | OH | Sauder Power Plant | 54974 | UNT2 | ST | OP | NA | WDS |  | 365509.5 | 3.4173 | 0.018699 | EIA Prime Mover-level Data | NEI avg EF - PM, fuel type
2020 | OH | Scioto Ridge Wind Farm | 58780 | 1 | WT | V | NA | WND
2020 | OH | Seville | 7919 | 1 | IC | OP | NA | DFO |  | 1037.333 | 0.16079 | 0.31 | EIA Prime Mover-level Data | Estimated using an emission factor
2020 | OH | Seville | 7919 | 2 | IC | OP | NA | DFO |  | 1037.333 | 0.16079 | 0.31 | EIA Prime Mover-level Data | Estimated using an emission factor
2020 | OH | Seville | 7919 | 3 | IC | OP | NA | DFO |  | 1037.333 | 0.16079 | 0.31 | EIA Prime Mover-level Data | Estimated using an emission factor
2020 | OH | Shelby Municipal Light Plant | 2943 | 1 | ST | RE | NA | BIT
2020 | OH | Shelby Municipal Light Plant | 2943 | 2 | ST | RE | NA | BIT
2020 | OH | Shelby Municipal Light Plant | 2943 | 3 | ST | RE | NA | BIT
2020 | OH | Shelby Municipal Light Plant | 2943 | 4 | ST | RE | NA | BIT
2020 | OH | Shelby Municipal Light Plant | 2943 | IC1 | IC | RE | NA | DFO
2020 | OH | Shelby North | 7827 | 1 | IC | OP | NA | DFO |  | 1033 | 0.16012 | 0.31 | EIA Prime Mover-level Data | Estimated using an emission factor
2020 | OH | Shelby Solar Array | 63390 | SHBOH | PV | OP | NA | SUN |  | 30504 |  |  | EIA Prime Mover-level Data
2020 | OH | Shelby South | 7828 | 1 | IC | OP | NA | DFO |  | 1443 | 0.22367 | 0.31 | EIA Prime Mover-level Data | Estimated using an emission factor
2020 | OH | Sidney (OH) | 2852 | 1 | IC | OP | NA | DFO |  | 110.6 | 0.017143 | 0.31 | EIA Prime Mover-level Data | Estimated using an emission factor
2020 | OH | Sidney (OH) | 2852 | 2 | IC | OP | NA | DFO |  | 110.6 | 0.017143 | 0.31 | EIA Prime Mover-level Data | Estimated using an emission factor
2020 | OH | Sidney (OH) | 2852 | 3 | IC | OP | NA | DFO |  | 110.6 | 0.017143 | 0.31 | EIA Prime Mover-level Data | Estimated using an emission factor
2020 | OH | Sidney (OH) | 2852 | 4 | IC | OP | NA | DFO |  | 110.6 | 0.017143 | 0.31 | EIA Prime Mover-level Data | Estimated using an emission factor
2020 | OH | Sidney (OH) | 2852 | 5 | IC | OP | NA | DFO |  | 110.6 | 0.017143 | 0.31 | EIA Prime Mover-level Data | Estimated using an emission factor
2020 | OH | South Field Energy | 60356 | SFCT1 | CT | V | NA | NG
2020 | OH | South Field Energy | 60356 | SFCT2 | CT | V | NA | NG
2020 | OH | South Field Energy | 60356 | SFST1 | CA | V | NA | NG
2020 | OH | South Field Energy | 60356 | SFST2 | CA | V | NA | NG
2020 | OH | Springfield Solar LLC | 59545 | PV1 | PV | OP | NA | SUN |  | 12896 |  |  | EIA Prime Mover-level Data
2020 | OH | St Marys | 2942 | 5 | ST | RE | NA | BIT
2020 | OH | St Marys | 2942 | 6 | ST | RE | NA | BIT
2020 | OH | St Marys | 2942 | 7 | GT | SB | NA | DFO |  | 16162.1602 | 0.14581 | 0.018044 | EIA Prime Mover-level Data | NEI avg EF - PM, fuel type, firing type
2020 | OH | St Marys | 2942 | AUX | GT | RE | NA | DFO
2020 | OH | St Marys | 2942 | GT1 | GT | SB | NA | NG |  | 12698.8398 | 0.0063128 | 0.00099423 | EIA Prime Mover-level Data | NEI avg EF - PM, fuel type, firing type
2020 | OH | ST-1/1A Engine No 1 | 56422 | 6 | IC | SB | NA | DFO |  | 42 | 0.00651 | 0.31 | EIA Prime Mover-level Data | Estimated using an emission factor
2020 | OH | Stryker | 2881 | 1 | GT | OP | NA | DFO |  | 2232 | 0.020137 | 0.018044 | EIA Prime Mover-level Data | NEI avg EF - PM, fuel type, firing type
2020 | OH | Suburban Landfill Gas Recovery | 57170 | GEN1 | IC | OP | NA | LFG |  | 42119.4297 | 0.30958 | 0.0147 | EIA Prime Mover-level Data | Estimated using an emission factor
2020 | OH | Suburban Landfill Gas Recovery | 57170 | GEN2 | IC | OP | NA | LFG |  | 42119.4297 | 0.30958 | 0.0147 | EIA Prime Mover-level Data | Estimated using an emission factor
2020 | OH | Suburban Landfill Gas Recovery | 57170 | GEN3 | IC | OP | NA | LFG |  | 42119.4297 | 0.30958 | 0.0147 | EIA Prime Mover-level Data | Estimated using an emission factor
2020 | OH | Suburban Landfill Gas Recovery | 57170 | GEN4 | IC | OP | NA | LFG |  | 42119.4297 | 0.30958 | 0.0147 | EIA Prime Mover-level Data | Estimated using an emission factor
2020 | OH | Suburban Landfill Gas Recovery | 57170 | GEN5 | IC | OP | NA | LFG |  | 42119.4297 | 0.30958 | 0.0147 | EIA Prime Mover-level Data | Estimated using an emission factor
2020 | OH | Suburban Landfill Gas Recovery | 57170 | GEN6 | IC | OP | NA | LFG |  | 42119.4297 | 0.30958 | 0.0147 | EIA Prime Mover-level Data | Estimated using an emission factor
2020 | OH | Suburban Landfill Gas Recovery | 57170 | GEN7 | IC | OP | NA | LFG |  | 42119.4297 | 0.30958 | 0.0147 | EIA Prime Mover-level Data | Estimated using an emission factor
2020 | OH | Summit Street Power Plant | 58140 | GT-1 | GT | OP | NA | NG |  | 71484.0469 | 0.035536 | 0.00099423 | EIA Prime Mover-level Data | NEI avg EF - PM, fuel type, firing type
2020 | OH | Summit Street Power Plant | 58140 | GT-2 | GT | OP | NA | NG |  | 94057.9531 | 0.046758 | 0.00099423 | EIA Prime Mover-level Data | NEI avg EF - PM, fuel type, firing type
2020 | OH | Tait Electric Generating Station | 2847 | 1 | GT | OP | CT | NG | 819 | 620699.5 | 4.384 | 0.014126 | EPA/CAMD | EPA/NEI | 1995
2020 | OH | Tait Electric Generating Station | 2847 | 2 | GT | OP | CT | NG | 816 | 590686.6875 | 4.17 | 0.014119 | EPA/CAMD | EPA/NEI | 1997
2020 | OH | Tait Electric Generating Station | 2847 | 3 | GT | OP | CT | NG | 2704 | 2090078.625 | 14.754 | 0.014118 | EPA/CAMD | EPA/NEI | 1999
2020 | OH | Tait Electric Generating Station | 2847 | CT4 | GT | OP | CT | NG | 2760 | 2148391.75 | 8.3354 | 0.0077596 | EPA/CAMD | NEI avg EF - PM, fuel type, firing type | 2002
2020 | OH | Tait Electric Generating Station | 2847 | CT5 | GT | OP | CT | NG | 2872 | 2243759 | 8.7054 | 0.0077596 | EPA/CAMD | NEI avg EF - PM, fuel type, firing type | 2002
2020 | OH | Tait Electric Generating Station | 2847 | CT6 | GT | OP | CT | NG | 2807 | 2193043.75 | 8.5086 | 0.0077596 | EPA/CAMD | NEI avg EF - PM, fuel type, firing type | 2002
2020 | OH | Tait Electric Generating Station | 2847 | CT7 | GT | OP | CT | NG | 2846 | 2040787 | 7.9179 | 0.0077596 | EPA/CAMD | NEI avg EF - PM, fuel type, firing type | 2002
2020 | OH | Timber Road IV | 62944 | TRIV | WT | OP | NA | WND |  | 2655542 |  |  | EIA Prime Mover-level Data
2020 | OH | Toledo Ref Power Recovery Train | 50965 | GEN1 | OT | OP | NA | PC |  | 4471102 |  |  | EIA Prime Mover-level Data
2020 | OH | Troy Energy, LLC | 55348 | 1 | GT | OP | CT | NG | 1431 | 2080890.875 | 4.37 | 0.0042001 | EPA/CAMD | EPA/NEI | 2002
2020 | OH | Troy Energy, LLC | 55348 | 2 | GT | OP | CT | NG | 1704 | 2522131.75 | 9.647 | 0.0076499 | EPA/CAMD | EPA/NEI | 2002
2020 | OH | Troy Energy, LLC | 55348 | 3 | GT | OP | CT | NG | 1839 | 2706598.25 | 14.587 | 0.010779 | EPA/CAMD | EPA/NEI | 2002
2020 | OH | Troy Energy, LLC | 55348 | 4 | GT | OP | CT | NG | 1570 | 2305648 | 10.035 | 0.0087047 | EPA/CAMD | EPA/NEI | 2002
2020 | OH | Valfilm Wind Project | 61356 | W1 | WT | OP | NA | WND |  | 32452 |  |  | EIA Prime Mover-level Data
2020 | OH | Valfilm Wind Project | 61356 | W2 | WT | OP | NA | WND |  | 32452 |  |  | EIA Prime Mover-level Data
2020 | OH | Versailles Peaking | 7775 | 1 | IC | OP | NA | DFO |  | 812.333 | 0.12591 | 0.31 | EIA Prime Mover-level Data | Estimated using an emission factor
2020 | OH | Versailles Peaking | 7775 | 2 | IC | OP | NA | DFO |  | 812.333 | 0.12591 | 0.31 | EIA Prime Mover-level Data | Estimated using an emission factor
2020 | OH | Versailles Peaking | 7775 | 3 | IC | OP | NA | DFO |  | 812.333 | 0.12591 | 0.31 | EIA Prime Mover-level Data | Estimated using an emission factor
2020 | OH | W H Sammis | 2866 | 1 | ST | OP | WALL | BIT | 0 | [5 empty] | 1959
2020 | OH | W H Sammis | 2866 | 2 | ST | OP | WALL | BIT | 0 | [5 empty] | 1960
2020 | OH | W H Sammis | 2866 | 3 | ST | OP | WALL | BIT | 0 | [5 empty] | 1961
2020 | OH | W H Sammis | 2866 | 4 | ST | OP | WALL | BIT | 0 | [5 empty] | 1962
2020 | OH | W H Sammis | 2866 | 5 | ST | OP | WALL | BIT | 874 | 1268632.5 | 6.7 | 0.010563 | EPA/CAMD | EPA/NEI | 1967
2020 | OH | W H Sammis | 2866 | 6 | ST | OP | WALL | BIT | 5589 | 28300798 | 150.4 | 0.010629 | EPA/CAMD | EPA/NEI | 1969
2020 | OH | W H Sammis | 2866 | 7 | ST | OP | CELL | BIT | 5070 | 24302254 | 129.1 | 0.010625 | EPA/CAMD | EPA/NEI | 1971
2020 | OH | W H Zimmer Generating Station | 6019 | 1 | ST | OP | WALL | RC | 5860 | 54496568 | 549.1701 | 0.020154 | EPA/CAMD | EPA/NEI | 1991
2020 | OH | W H Zimmer Generating Station | 6019 | A | ST | OP | OTHER BOILER | NG | 344 | 80518.8203 | 0.8503 | 0.021121 | EPA/CAMD | EPA/NEI | 1991
2020 | OH | W H Zimmer Generating Station | 6019 | B | ST | OP | OTHER BOILER | NG | 316 | 80335.0703 | 0.8781 | 0.021861 | EPA/CAMD | EPA/NEI | 1991
2020 | OH | Wadsworth | 7580 | 13 | IC | RE | NA | DFO
2020 | OH | Walter C Beckjord | 2830 | 1 | ST | RE | TANGENTIAL | BIT
2020 | OH | Walter C Beckjord | 2830 | 2 | ST | RE | TANGENTIAL | BIT
2020 | OH | Walter C Beckjord | 2830 | 3 | ST | RE | WALL | BIT
2020 | OH | Walter C Beckjord | 2830 | 4 | ST | RE | TANGENTIAL | BIT
2020 | OH | Walter C Beckjord | 2830 | 5 | ST | RE | TANGENTIAL | BIT
2020 | OH | Walter C Beckjord | 2830 | 6 | ST | RE | TANGENTIAL | BIT
2020 | OH | Walter C Beckjord | 2830 | BECK1 | BA | OP | NA | MWH |  | 0 |  |  | EIA Prime Mover-level Data
2020 | OH | Walter C Beckjord | 2830 | BECK2 | BA | OP | NA | MWH |  | 0 |  |  | EIA Prime Mover-level Data
2020 | OH | Walter C Beckjord | 2830 | GT1 | GT | RE | NA | DFO
2020 | OH | Walter C Beckjord | 2830 | GT2 | GT | RE | NA | DFO
2020 | OH | Walter C Beckjord | 2830 | GT3 | GT | RE | NA | DFO
2020 | OH | Walter C Beckjord | 2830 | GT4 | GT | RE | NA | DFO
2020 | OH | Washington Power Company LLC | 55397 | CT1 | CT | OP | CC | NG | 8263 | 18184542 | 52.149 | 0.0057355 | EPA/CAMD | EPA/NEI | 2002
2020 | OH | Washington Power Company LLC | 55397 | CT2 | CT | OP | CC | NG | 8234 | 18152714 | 47.325 | 0.0052141 | EPA/CAMD | EPA/NEI | 2002
2020 | OH | Waterford Plant | 55503 | 1 | CT | OP | CC | NG | 8362 | 15496308 | 6.94 | 0.0008957 | EPA/CAMD | EPA/NEI | 2003
2020 | OH | Waterford Plant | 55503 | 2 | CT | OP | CC | NG | 8388 | 15459314 | 6.91 | 0.00089396 | EPA/CAMD | EPA/NEI | 2003
2020 | OH | Waterford Plant | 55503 | 3 | CT | OP | CC | NG | 8368 | 15446471 | 6.91 | 0.0008947 | EPA/CAMD | EPA/NEI | 2003
2020 | OH | Wausau Paper Middletown | 57940 | G3 | ST | RE | NA | BIT
2020 | OH | Wellington | 7878 | 1 | IC | SB | NA | DFO |  | 502 | 0.07781 | 0.31 | EIA Prime Mover-level Data | Estimated using an emission factor
2020 | OH | West 41st Street | 2909 | 1 | GT | OP | NA | NG
2020 | OH | West 41st Street | 2909 | 2 | GT | OP | NA | NG
2020 | OH | West Lorain | 2869 | 1A | GT | OP | CT | DFO | 27 | 20559 | 0.0357 | 0.0034729 | EPA/CAMD | EPA/NEI | 1973
2020 | OH | West Lorain | 2869 | 1B | GT | OP | CT | DFO | 17 | 15550.5 | 0.0326 | 0.0041928 | EPA/CAMD | EPA/NEI | 1973
2020 | OH | West Lorain | 2869 | 2 | GT | OP | CT | DFO | 157 | 106070.9453 | 0.146 | 0.0027529 | EPA/CAMD | EPA/NEI | 2001
2020 | OH | West Lorain | 2869 | 3 | GT | OP | CT | DFO | 212 | 147694.7344 | 0.1776 | 0.002405 | EPA/CAMD | EPA/NEI | 2001
2020 | OH | West Lorain | 2869 | 4 | GT | OP | CT | DFO | 230 | 175119.1875 | 0.2325 | 0.0026553 | EPA/CAMD | EPA/NEI | 2001
2020 | OH | West Lorain | 2869 | 5 | GT | OP | CT | DFO | 264 | 192197.9844 | 0.2444 | 0.0025432 | EPA/CAMD | EPA/NEI | 2001
2020 | OH | West Lorain | 2869 | 6 | GT | OP | CT | DFO | 321 | 230826.625 | 0.2579 | 0.0022346 | EPA/CAMD | EPA/NEI | 2001
2020 | OH | Whirlpool Corp-Greenville Wind Farm | 61660 | WTG1 | WT | OP | NA | WND |  | 30878 |  |  | EIA Prime Mover-level Data
2020 | OH | Whirlpool Corp-Greenville Wind Farm | 61660 | WTG2 | WT | OP | NA | WND |  | 30878 |  |  | EIA Prime Mover-level Data
2020 | OH | Whirlpool Corp-Greenville Wind Farm | 61660 | WTG3 | WT | OP | NA | WND |  | 30878 |  |  | EIA Prime Mover-level Data
2020 | OH | Whirlpool Corporation - Marion Wind Farm | 61005 | W1 | WT | OP | NA | WND |  | 27550.334 |  |  | EIA Prime Mover-level Data
2020 | OH | Whirlpool Corporation - Marion Wind Farm | 61005 | W2 | WT | OP | NA | WND |  | 27550.334 |  |  | EIA Prime Mover-level Data
2020 | OH | Whirlpool Corporation - Marion Wind Farm | 61005 | W3 | WT | OP | NA | WND |  | 27550.334 |  |  | EIA Prime Mover-level Data
2020 | OH | Whirlpool Corporation - Ottawa Wind Farm | 61004 | W1 | WT | OP | NA | WND |  | 35882 |  |  | EIA Prime Mover-level Data
2020 | OH | Willey Battery Utility | 60660 | WBU | BA | OP | NA | MWH |  | 0 |  |  | EIA Prime Mover-level Data
2020 | OH | Willowbrook Solar I, LLC | 63877 | WBS | PV | L | NA | SUN
2020 | OH | Woodsdale | 7158 | **GT1 | GT | OP | CT | NG | 301 | 155548.9219 | 0.56 | 0.0072003 | EPA/CAMD | EPA/NEI | 1993
2020 | OH | Woodsdale | 7158 | **GT2 | GT | OP | CT | NG | 305 | 168345.7969 | 0.6 | 0.0071282 | EPA/CAMD | EPA/NEI | 1992
2020 | OH | Woodsdale | 7158 | **GT3 | GT | OP | CT | NG | 304 | 160311.4375 | 0.59481 | 0.0074207 | EPA/CAMD | EPA/NEI | 1992
2020 | OH | Woodsdale | 7158 | **GT4 | GT | OP | CT | NG | 310 | 168874.5469 | 0.6 | 0.0071059 | EPA/CAMD | EPA/NEI | 1992
2020 | OH | Woodsdale | 7158 | **GT5 | GT | OP | CT | NG | 320 | 174138.2812 | 0.71 | 0.0081544 | EPA/CAMD | EPA/NEI | 1992
2020 | OH | Woodsdale | 7158 | **GT6 | GT | OP | CT | NG | 338 | 181830.6719 | 0.81 | 0.0089094 | EPA/CAMD | EPA/NEI | 1992
2020 | OH | Wooster Renewable Energy | 59072 | WRE 1 | IC | OP | NA | OBG |  | 22414 | 0.16474 | 0.0147 | EIA Prime Mover-level Data | Estimated using an emission factor
2020 | OH | Wyandot Solar Farm | 57203 | 1 | PV | OP | NA | SUN |  | 103741 |  |  | EIA Prime Mover-level Data
2020 | OH | Yankee Street | 2854 | 1 | GT | OP | NA | NG |  | 70691.0781 | 0.035142 | 0.00099423 | EIA Prime Mover-level Data | NEI avg EF - PM, fuel type, firing type
2020 | OH | Yankee Street | 2854 | 2 | GT | OP | NA | NG |  | 70691.0781 | 0.035142 | 0.00099423 | EIA Prime Mover-level Data | NEI avg EF - PM, fuel type, firing type
2020 | OH | Yankee Street | 2854 | 3 | GT | OP | NA | NG |  | 70691.0781 | 0.035142 | 0.00099423 | EIA Prime Mover-level Data | NEI avg EF - PM, fuel type, firing type
2020 | OH | Yankee Street | 2854 | 4 | GT | OP | NA | NG |  | 66869.9375 | 0.033242 | 0.00099423 | EIA Prime Mover-level Data | NEI avg EF - PM, fuel type, firing type
2020 | OH | Yankee Street | 2854 | 5 | GT | OP | NA | NG |  | 66869.9375 | 0.033242 | 0.00099423 | EIA Prime Mover-level Data | NEI avg EF - PM, fuel type, firing type
2020 | OH | Yankee Street | 2854 | 6 | GT | OP | NA | NG |  | 66869.9375 | 0.033242 | 0.00099423 | EIA Prime Mover-level Data | NEI avg EF - PM, fuel type, firing type
2020 | OH | Yankee Street | 2854 | 7 | GT | OP | NA | NG |  | 66869.9375 | 0.033242 | 0.00099423 | EIA Prime Mover-level Data | NEI avg EF - PM, fuel type, firing type
2020 | OH | Yankee Street | 2854 | YS1 | PV | OP | NA | SUN |  | 11345 |  |  | EIA Prime Mover-level Data
2020 | OH | Yellowbud Solar, LLC | 64832 | YELLO | PV | L | NA | SUN
2020 | OH | Zephyr Wind | 60128 | Z1 | WT | OP | NA | WND |  | 32492.666 |  |  | EIA Prime Mover-level Data
2020 | OH | Zephyr Wind | 60128 | Z2 | WT | OP | NA | WND |  | 32492.666 |  |  | EIA Prime Mover-level Data
2020 | OH | Zephyr Wind | 60128 | Z3 | WT | OP | NA | WND |  | 32492.666 |  |  | EIA Prime Mover-level Data
2020 | OH | Zephyr Wind Project - 2.0 | 62653 | T1 | WT | OP | NA | WND |  | 13355 |  |  | EIA Prime Mover-level Data
2020 | OH | Zephyr Wind Project - 2.0 | 62653 | T2 | WT | OP | NA | WND |  | 13355 |  |  | EIA Prime Mover-level Data
2020 | OH | Zephyr Wind Project - 2.0 | 62653 | T3 | WT | OP | NA | WND |  | 13355 |  |  | EIA Prime Mover-level Data
2020 | OK | Anadarko | 3006 | 10 | GT | OP | CT | NG | 1766 | 488036.5625 | 0.577 | 0.0023646 | EPA/CAMD | EPA/NEI | 2009
2020 | OK | Anadarko | 3006 | 11 | GT | OP | CT | NG | 1942 | 602700.8125 | 0.388 | 0.0012875 | EPA/CAMD | EPA/NEI | 2009
2020 | OK | Anadarko | 3006 | 3 | ST | OP | WALL | NG | 91 | 969.662 | 0.00361 | 0.0074459 | EPA/CAMD | EPA/NEI | 1958
2020 | OK | Anadarko | 3006 | 4 | CT | OP | CC | NG | 490 | 334678.6875 | 0.43508 | 0.0026 | EPA/CAMD | EPA/NEI | 1977
2020 | OK | Anadarko | 3006 | 5 | CT | OP | CC | NG | 2266 | 1586875.5 | 1.0315 | 0.0013 | EPA/CAMD | EPA/NEI | 1977
2020 | OK | Anadarko | 3006 | 6 | CT | OP | CC | NG | 769 | 534930.3125 | 1.0966 | 0.0041 | EPA/CAMD | EPA/NEI | 1977
2020 | OK | Anadarko | 3006 | 7 | GT | OP | CT | NG | 2464 | 740019.4375 | 3.327 | 0.0089917 | EPA/CAMD | EPA/NEI | 2001
2020 | OK | Anadarko | 3006 | 8 | GT | OP | CT | NG | 1857 | 569013.25 | 2.5035 | 0.0087994 | EPA/CAMD | EPA/NEI | 2001
2020 | OK | Anadarko | 3006 | 9 | GT | OP | CT | NG | 1995 | 553177.1875 | 0.368 | 0.0013305 | EPA/CAMD | EPA/NEI | 2009
2020 | OK | Arbuckle | 2947 | 1 | ST | RE | NA | NG
2020 | OK | Arbuckle Mountain Wind Farm LLC | 59234 | GEN1 | WT | OP | NA | WND |  | 3620337 |  |  | EIA Prime Mover-level Data
2020 | OK | Armadillo Flats Wind Project, LLC | 61926 | ARM | WT | OP | NA | WND |  | 8498747 |  |  | EIA Prime Mover-level Data
2020 | OK | Balko Wind LLC | 58900 | BAL1 | WT | OP | NA | WND |  | 10002386 |  |  | EIA Prime Mover-level Data
2020 | OK | Blue Canyon Windpower | 56081 | EW | WT | OP | NA | WND |  | 1881834 |  |  | EIA Prime Mover-level Data
2020 | OK | Blue Canyon Windpower II | 56335 | EW2 | WT | OP | NA | WND |  | 3900185 |  |  | EIA Prime Mover-level Data
2020 | OK | Blue Canyon Windpower V LLC | 57108 | GEN 1 | WT | OP | NA | WND |  | 3114037 |  |  | EIA Prime Mover-level Data
2020 | OK | Blue Canyon Windpower VI LLC | 57616 | GEN1 | WT | OP | NA | WND |  | 3162745 |  |  | EIA Prime Mover-level Data
2020 | OK | Bluestem | 60256 | 1 | WT | OP | NA | WND |  | 7122589 |  |  | EIA Prime Mover-level Data
2020 | OK | Boiling Springs Wind Farm | 62871 | BGSPS | WT | OP | NA | WND |  | 175732 |  |  | EIA Prime Mover-level Data
2020 | OK | Boomer Lake Station | 3000 | 1 | ST | RE | NA | NG
2020 | OK | Boomer Lake Station | 3000 | 2 | ST | RE | NA | NG
2020 | OK | Boomer Lake Station | 3000 | 3 | IC | OP | NA | DFO
2020 | OK | Boomer Lake Station | 3000 | 4 | IC | OP | NA | DFO
2020 | OK | Boomer Lake Station | 3000 | 5 | IC | OP | NA | DFO
2020 | OK | Breckinridge Wind Project LLC | 58994 | BWP | WT | OP | NA | WND |  | 3527369 |  |  | EIA Prime Mover-level Data
2020 | OK | Broken Bow Dam | 6415 | 1 | HY | OP | NA | WAT |  | 1154610 |  |  | EIA Prime Mover-level Data
2020 | OK | Broken Bow Dam | 6415 | 2 | HY | OP | NA | WAT |  | 1154610 |  |  | EIA Prime Mover-level Data
2020 | OK | Buffalo Bear LLC | 56946 | 1 | WT | OP | NA | WND |  | 407067 |  |  | EIA Prime Mover-level Data
2020 | OK | Caddo Wind | 64047 | 46002 | WT | L | NA | WND
2020 | OK | Cana Gas Processing Plant | 57597 | 3005 | IC | SB | NA | DFO |  | 3477.667 | 0.53904 | 0.31 | EIA Prime Mover-level Data | Estimated using an emission factor
2020 | OK | Cana Gas Processing Plant | 57597 | 3006 | IC | SB | NA | DFO |  | 3477.667 | 0.53904 | 0.31 | EIA Prime Mover-level Data | Estimated using an emission factor
2020 | OK | Cana Gas Processing Plant | 57597 | 6214 | IC | SB | NA | DFO |  | 3477.667 | 0.53904 | 0.31 | EIA Prime Mover-level Data | Estimated using an emission factor
2020 | OK | Canadian Hills Wind | 57987 | 1 | WT | OP | NA | WND |  | 7933003 |  |  | EIA Prime Mover-level Data
2020 | OK | Centennial Wind Farm | 56380 | WT1 | WT | OP | NA | WND |  | 2072017 |  |  | EIA Prime Mover-level Data
2020 | OK | Charles D Lamb Energy Center | 58325 | 1 | GT | OP | CT | NG | 1407 | 1401776.25 | 5.4386 | 0.0077596 | EPA/CAMD | NEI avg EF - PM, fuel type, firing type | 2015
2020 | OK | Chickasaw Nation Solar Farm | 63500 | CVS1 | PV | OP | NA | SUN |  | 36566 |  |  | EIA Prime Mover-level Data
2020 | OK | Chilocco Wind Farm | 58406 | 1 | WT | U | NA | WND
2020 | OK | Chisholm View Wind Project | 58041 | 1 | WT | OP | NA | WND |  | 6768388 |  |  | EIA Prime Mover-level Data
2020 | OK | Chisholm View Wind Project | 58041 | 2 | WT | OP | NA | WND |  | 1864760 |  |  | EIA Prime Mover-level Data
2020 | OK | Choctaw Nation Solar Farm | 63499 | CVS1 | PV | OP | NA | SUN |  | 38155 |  |  | EIA Prime Mover-level Data
2020 | OK | Chouteau Power Plant | 7757 | 1 | CT | OP | CC | NG | 7523 | 11447798 | 12.59 | 0.0021995 | EPA/CAMD | EPA/NEI | 2000
2020 | OK | Chouteau Power Plant | 7757 | 2 | CT | OP | CC | NG | 7578 | 11364636 | 12.5 | 0.0021998 | EPA/CAMD | EPA/NEI | 2000
2020 | OK | Chouteau Power Plant | 7757 | 3 | CT | OP | CC | NG | 6660 | 10051674 | 11.907 | 0.0023692 | EPA/CAMD | EPA/NEI | 2011
2020 | OK | Chouteau Power Plant | 7757 | 4 | CT | OP | CC | NG | 6973 | 10603852 | 15.5131 | 0.0029259 | EPA/CAMD | EPA/NEI | 2011
2020 | OK | Comanche (8059) | 8059 | 7251 | CT | OP | CC | NG | 1427 | 1135723.625 | 3.7512 | 0.0066058 | EPA/CAMD | EPA/NEI | 1973
2020 | OK | Comanche (8059) | 8059 | 7252 | CT | OP | CC | NG | 1454 | 1160172 | 3.8286 | 0.0066 | EPA/CAMD | EPA/NEI | 1973
2020 | OK | Conoco | 7185 | 1 | GT | RE | NA | NG
2020 | OK | Conoco | 7185 | 2 | GT | RE | NA | NG
2020 | OK | Covanta Tulsa Renewable Energy LLC | 50660 | 1 | ST | OP | NA | MSW |  | 1098636.375 |  |  | EIA Unit-level Data
2020 | OK | Covanta Tulsa Renewable Energy LLC | 50660 | 2 | ST | OP | NA | MSW |  | 1107162.75 |  |  | EIA Unit-level Data
2020 | OK | Covanta Tulsa Renewable Energy LLC | 50660 | 1900-01-02 | ST | OP | NA | MSW |  | 1121308.5 |  |  | EIA Unit-level Data
2020 | OK | Covington Solar Farm | 61759 | CVS1 | PV | OP | NA | SUN |  | 181733 |  |  | EIA Prime Mover-level Data
2020 | OK | Crossroads Wind Farm | 57332 | 1998-01-01 | WT | OP | NA | WND |  | 6992213 |  |  | EIA Prime Mover-level Data
2020 | OK | Cushing | 2975 | 1 | IC | OP | NA | DFO |  | 119.207 | 0.018477 | 0.31 | EIA Prime Mover-level Data | Estimated using an emission factor
2020 | OK | Cushing | 2975 | 10 | IC | OP | NA | DFO |  | 214.573 | 0.033259 | 0.31 | EIA Prime Mover-level Data | Estimated using an emission factor
2020 | OK | Cushing | 2975 | 11 | IC | OP | NA | DFO |  | 300.402 | 0.046562 | 0.31 | EIA Prime Mover-level Data | Estimated using an emission factor
2020 | OK | Cushing | 2975 | 2 | IC | OP | NA | DFO |  | 47.683 | 0.0073909 | 0.31 | EIA Prime Mover-level Data | Estimated using an emission factor
2020 | OK | Cushing | 2975 | 3 | IC | OP | NA | DFO |  | 23.841 | 0.0036954 | 0.31 | EIA Prime Mover-level Data | Estimated using an emission factor
2020 | OK | Cushing | 2975 | 4 | IC | OP | NA | DFO |  | 23.841 | 0.0036954 | 0.31 | EIA Prime Mover-level Data | Estimated using an emission factor
2020 | OK | Cushing | 2975 | 5 | IC | OP | NA | DFO |  | 23.841 | 0.0036954 | 0.31 | EIA Prime Mover-level Data | Estimated using an emission factor
2020 | OK | Cushing | 2975 | 6 | IC | OP | NA | DFO |  | 38.146 | 0.0059126 | 0.31 | EIA Prime Mover-level Data | Estimated using an emission factor
2020 | OK | Cushing | 2975 | 7 | IC | OP | NA | DFO |  | 119.207 | 0.018477 | 0.31 | EIA Prime Mover-level Data | Estimated using an emission factor
2020 | OK | Cushing | 2975 | 8 | IC | OP | NA | DFO |  | 119.207 | 0.018477 | 0.31 | EIA Prime Mover-level Data | Estimated using an emission factor
2020 | OK | Cushing | 2975 | 9 | IC | OP | NA | DFO |  | 143.049 | 0.022173 | 0.31 | EIA Prime Mover-level Data | Estimated using an emission factor
2020 | OK | Cyril | 61614 | 1 | PV | OP | NA | SUN |  | 71920 |  |  | EIA Prime Mover-level Data
2020 | OK | Dempsey Ridge Wind Farm | 56665 | DR | WT | OP | NA | WND |  | 3029658 |  |  | EIA Prime Mover-level Data
2020 | OK | Dempsey Ridge Wind Farm | 56665 | DR2 | WT | CN | NA | WND
2020 | OK | Diamond Spring, LLC | 63327 | 46001 | WT | OP | NA | WND |  | 1556523 |  |  | EIA Prime Mover-level Data
2020 | OK | Drift Sand Wind Project LLC | 59065 | WT1 | WT | OP | NA | WND |  | 3589736 |  |  | EIA Prime Mover-level Data
2020 | OK | Elk City LLC | 57346 | 1 | WT | OP | NA | WND |  | 3292382.5 |  |  | EIA Prime Mover-level Data
2020 | OK | Elk City LLC | 57346 | 2 | WT | OP | NA | WND |  | 3302369.5 |  |  | EIA Prime Mover-level Data
2020 | OK | Enid | 2950 | 1 | GT | RE | NA | NG
2020 | OK | Enid | 2950 | 2 | GT | RE | NA | NG
2020 | OK | Enid | 2950 | 3 | GT | RE | NA | NG
2020 | OK | Enid | 2950 | 4 | GT | RE | NA | NG
2020 | OK | Eufaula Dam | 6419 | 1 | HY | OP | NA | WAT |  | 1041019.3125 |  |  | EIA Prime Mover-level Data
2020 | OK | Eufaula Dam | 6419 | 2 | HY | OP | NA | WAT |  | 1041019.3125 |  |  | EIA Prime Mover-level Data
2020 | OK | Eufaula Dam | 6419 | 3 | HY | OP | NA | WAT |  | 1041019.3125 |  |  | EIA Prime Mover-level Data
2020 | OK | Fort Gibson | 3003 | 1 | HY | OP | NA | WAT |  | 542763.75 |  |  | EIA Prime Mover-level Data
2020 | OK | Fort Gibson | 3003 | 2 | HY | OP | NA | WAT |  | 542763.75 |  |  | EIA Prime Mover-level Data
2020 | OK | Fort Gibson | 3003 | 3 | HY | OP | NA | WAT |  | 542763.75 |  |  | EIA Prime Mover-level Data
2020 | OK | Fort Gibson | 3003 | 4 | HY | OP | NA | WAT |  | 542763.75 |  |  | EIA Prime Mover-level Data
2020 | OK | Frontier Generating Station | 50558 | CC01 | CT | OP | CC | NG | 2042 | 1829087.25 | 6.036 | 0.0066 | EPA/CAMD | EPA/NEI | 1989
2020 | OK | Frontier Windpower | 60218 | FC1 | WT | OP | NA | WND |  | 5438268 |  |  | EIA Prime Mover-level Data
2020 | OK | Frontier Windpower II | 62837 | FW2 | WT | V | NA | WND
2020 | OK | Ft. Sill Energy Center | 64855 | 1 | IC | L | NA | NG
2020 | OK | Ft. Sill Energy Center | 64855 | 2 | IC | L | NA | NG
2020 | OK | Ft. Sill Energy Center | 64855 | 3 | IC | L | NA | NG
2020 | OK | Ft. Sill Energy Center | 64855 | 4 | IC | L | NA | NG
2020 | OK | Glass Sands Wind Facility | 64750 | 1 | WT | V | NA | WND
2020 | OK | Goodwell Wind Project LLC | 58998 | GWWP | WT | OP | NA | WND |  | 7824957 |  |  | EIA Prime Mover-level Data
2020 | OK | Grand River Dam Authority | 165 | 1 | ST | OP | WALL | SUB | 0 | [5 empty] | 1982
2020 | OK | Grand River Dam Authority | 165 | 2 | ST | OP | WALL | SUB | 912 | 1186648.375 | 3.38 | 0.0056967 | EPA/CAMD | EPA/NEI | 1986
2020 | OK | Grand River Dam Authority | 165 | 3 | CT | OP | CC | NG | 6969 | 16550179 | 115.85 | 0.014 | EPA/CAMD | EPA/NEI | 2017
2020 | OK | Grant Plains Wind, LLC | 60545 | WT | WT | OP | NA | WND |  | 4644857 |  |  | EIA Prime Mover-level Data
2020 | OK | Grant Wind, LLC | 60013 | GRANT | WT | OP | NA | WND |  | 5001347 |  |  | EIA Prime Mover-level Data
2020 | OK | Great Western Wind Energy, LLC | 60574 | GEN1 | WT | OP | NA | WND |  | 8724180 |  |  | EIA Prime Mover-level Data
2020 | OK | Green Country Energy, LLC | 55146 | CTGEN1 | CT | OP | CC | NG | 6606 | 11157542 | 12.3813 | 0.0022194 | EPA/CAMD | EPA/NEI | 2001
2020 | OK | Green Country Energy, LLC | 55146 | CTGEN2 | CT | OP | CC | NG | 6733 | 11428625 | 4.6593 | 0.00081538 | EPA/CAMD | EPA/NEI | 2001
2020 | OK | Green Country Energy, LLC | 55146 | CTGEN3 | CT | OP | CC | NG | 4837 | 8342719 | 13.8968 | 0.0033315 | EPA/CAMD | EPA/NEI | 2001
2020 | OK | Hinton | 61615 | 1 | PV | OP | NA | SUN |  | 45883 |  |  | EIA Prime Mover-level Data
2020 | OK | Horizon Hill Wind Project | 64339 | HHILL | WT | L | NA | WND
2020 | OK | Horseshoe Lake | 2951 | 10 | GT | OP | CT | NG | 2541 | 954234.5 | 3.34 | 0.0070004 | EPA/CAMD | EPA/NEI | 2000
2020 | OK | Horseshoe Lake | 2951 | 6 | ST | OP | WALL | NG | 2319 | 2522178.75 | 9.302 | 0.0073762 | EPA/CAMD | EPA/NEI | 1958
2020 | OK | Horseshoe Lake | 2951 | 7 | CT | OP | CC | NG | 2496 | 3187211 | 11.674 | 0.0073255 | EPA/CAMD | EPA/NEI | 1963
2020 | OK | Horseshoe Lake | 2951 | 8 | ST | OP | TANGENTIAL | NG | 2352 | 4241712.5 | 15.556 | 0.0073348 | EPA/CAMD | EPA/NEI | 1969
2020 | OK | Horseshoe Lake | 2951 | 9 | GT | OP | CT | NG | 2585 | 1013104.625 | 3.546 | 0.0070003 | EPA/CAMD | EPA/NEI | 2000
2020 | OK | Hugo | 6772 | 1 | ST | OP | WALL | SUB | 1087 | 2675861 | 7.8388 | 0.0058589 | EPA/CAMD | EPA/NEI | 1982
2020 | OK | International Paper Valliant OK | 50192 | 1 | ST | OP | NA | NG |  | 8913522 | 33.0902 | 0.0074247 | EIA Unit-level Data | NEI avg EF - PM, fuel type
2020 | OK | International Paper Valliant OK | 50192 | 2 | ST | OP | NA | BLQ |  | 0 | 0 |  | EIA Unit-level Data | NEI avg EF - PM, fuel type
2020 | OK | International Paper Valliant OK | 50192 | 3 | ST | OP | NA | BLQ |  | 12006671 | 40.0925 | 0.0066784 | EIA Unit-level Data | NEI avg EF - PM, fuel type
2020 | OK | Kaw Hydro | 7545 | 1 | HY | OP | NA | WAT |  | 726825 |  |  | EIA Prime Mover-level Data
2020 | OK | Kay Wind, LLC | 59460 | KNG1 | WT | OP | NA | WND |  | 8574273 |  |  | EIA Prime Mover-level Data
2020 | OK | Keenan II Renewable Energy Co LLC | 57358 | 1 | WT | OP | NA | WND |  | 5144968 |  |  | EIA Prime Mover-level Data
2020 | OK | Keystone Dam | 2984 | 1 | HY | OA | NA | WAT |  | 970766.5 |  |  | EIA Prime Mover-level Data
2020 | OK | Keystone Dam | 2984 | 2 | HY | OP | NA | WAT |  | 970766.5 |  |  | EIA Prime Mover-level Data
2020 | OK | King Plains Wind Project | 63104 | WTG | WT | OP | NA | WND |  | 871536 |  |  | EIA Prime Mover-level Data
2020 | OK | Kingfisher | 2986 | 3 | IC | OP | NA | NG |  | 70.769 | 1.4932e-05 | 0.000422 | EIA Prime Mover-level Data | Estimated using an emission factor
2020 | OK | Kingfisher | 2986 | 4 | IC | OP | NA | NG |  | 32.857 | 6.9328e-06 | 0.000422 | EIA Prime Mover-level Data | Estimated using an emission factor
2020 | OK | Kingfisher | 2986 | 5 | IC | OP | NA | NG |  | 78.352 | 1.6532e-05 | 0.000422 | EIA Prime Mover-level Data | Estimated using an emission factor
2020 | OK | Kingfisher | 2986 | IC1 | IC | OP | NA | NG |  | 27.802 | 5.8662e-06 | 0.000422 | EIA Prime Mover-level Data | Estimated using an emission factor
2020 | OK | Kingfisher | 2986 | IC2 | IC | OP | NA | NG |  | 20.22 | 4.2664e-06 | 0.000422 | EIA Prime Mover-level Data | Estimated using an emission factor
2020 | OK | Kingfisher Wind LLC | 58902 | KNG1 | WT | OP | NA | WND |  | 9359447 |  |  | EIA Prime Mover-level Data
2020 | OK | KODE Novus I | 57516 | NOVUS | WT | OP | NA | WND |  | 340103 |  |  | EIA Prime Mover-level Data
2020 | OK | KODE Novus II | 57889 | NOVII | WT | OP | NA | WND |  | 340103 |  |  | EIA Prime Mover-level Data
2020 | OK | Laverne Diesel Generating Plant | 56348 | 1 | IC | OP | NA | DFO |  | 25 | 0.003875 | 0.31 | EIA Prime Mover-level Data | Estimated using an emission factor
2020 | OK | Laverne Diesel Generating Plant | 56348 | 2 | IC | OP | NA | DFO |  | 25 | 0.003875 | 0.31 | EIA Prime Mover-level Data | Estimated using an emission factor
2020 | OK | Little Elk Wind Project LLC | 58999 | LEWP | WT | OP | NA | WND |  | 2796542 |  |  | EIA Prime Mover-level Data
2020 | OK | Mammoth Plains | 59284 | GE1.7 | WT | OP | NA | WND |  | 7091347 |  |  | EIA Prime Mover-level Data
2020 | OK | Mangum | 2991 | 1 | IC | OS | NA | DFO |  | 3.776 | 0.00058528 | 0.31 | EIA Prime Mover-level Data | Estimated using an emission factor
2020 | OK | Mangum | 2991 | 2 | IC | RE | NA | NG
2020 | OK | Mangum | 2991 | 3 | IC | RE | NA | NG
2020 | OK | Mangum | 2991 | 4 | IC | OP | NA | DFO |  | 5.149 | 0.0007981 | 0.31 | EIA Prime Mover-level Data | Estimated using an emission factor
2020 | OK | Mangum | 2991 | 5 | IC | OP | NA | DFO |  | 6.866 | 0.0010642 | 0.31 | EIA Prime Mover-level Data | Estimated using an emission factor
2020 | OK | Mangum | 2991 | 6 | IC | OP | NA | DFO |  | 7.209 | 0.0011174 | 0.31 | EIA Prime Mover-level Data | Estimated using an emission factor
2020 | OK | Marietta | 61616 | 1 | PV | OP | NA | SUN |  | 41145 |  |  | EIA Prime Mover-level Data
2020 | OK | Markham | 2980 | 1 | HY | OP | NA | WAT |  | 741033.25 |  |  | EIA Prime Mover-level Data
2020 | OK | Markham | 2980 | 2 | HY | OP | NA | WAT |  | 741033.25 |  |  | EIA Prime Mover-level Data
2020 | OK | Markham | 2980 | 3 | HY | OP | NA | WAT |  | 741033.25 |  |  | EIA Prime Mover-level Data
2020 | OK | Markham | 2980 | 4 | HY | OP | NA | WAT |  | 741033.25 |  |  | EIA Prime Mover-level Data
2020 | OK | Maverick Wind Project, LLC | 63494 | GEN1 | WT | U | NA | WND
2020 | OK | McClain Energy Facility | 55457 | CT1 | CT | OP | CC | NG | 6598 | 10417876 | 52.288 | 0.010038 | EPA/CAMD | EPA/NEI | 2001
2020 | OK | McClain Energy Facility | 55457 | CT2 | CT | OP | CC | NG | 6560 | 10347901 | 51.8712 | 0.010025 | EPA/CAMD | EPA/NEI | 2001
2020 | OK | Minco Wind I, LLC | 57590 | 1 | WT | OP | NA | WND |  | 2455704 |  |  | EIA Prime Mover-level Data
2020 | OK | Minco Wind II, LLC | 57956 | 1 | WT | OP | NA | WND |  | 2962237 |  |  | EIA Prime Mover-level Data
2020 | OK | Minco Wind III, LLC | 58203 | 1 | WT | OP | NA | WND |  | 3450263 |  |  | EIA Prime Mover-level Data
2020 | OK | Minco Wind IV, LLC | 61836 | MIV | WT | OP | NA | WND |  | 4834237 |  |  | EIA Prime Mover-level Data
2020 | OK | Minco Wind V, LLC | 61837 | MV | WT | P | NA | WND
2020 | OK | Mooreland | 3008 | 1 | ST | OP | WALL | NG | 31 | 3161.832 | 0.01178 | 0.0074514 | EPA/CAMD | EPA/NEI | 1964
2020 | OK | Mooreland | 3008 | 2 | ST | OP | WALL | NG | 773 | 172053.875 | 0.64098 | 0.007451 | EPA/CAMD | EPA/NEI | 1968
2020 | OK | Mooreland | 3008 | 3 | ST | OP | WALL | NG | 941 | 273846.0938 | 1.0202 | 0.007451 | EPA/CAMD | EPA/NEI | 1975
2020 | OK | Muskogee | 2952 | 4 | ST | OP | TANGENTIAL | NG | 2774 | 7724812 | 28.133 | 0.0072838 | EPA/CAMD | EPA/NEI | 1977
2020 | OK | Muskogee | 2952 | 5 | ST | OP | TANGENTIAL | NG | 2603 | 7464604 | 27.162 | 0.0072775 | EPA/CAMD | EPA/NEI | 1978
2020 | OK | Muskogee | 2952 | 6 | ST | OP | TANGENTIAL | SUB | 4101 | 16450359 | 213.9168 | 0.026008 | EPA/CAMD | EPA/NEI | 1984
2020 | OK | Muskogee Mill | 10362 | BLR1 | ST | OP | WALL | NG |  | 1311415.25 | 4.8155 | 0.0073439 | EIA Unit-level Data | NEI avg EF - PM, fuel type, firing type
2020 | OK | Muskogee Mill | 10362 | BLR2 | ST | RE | WALL | BIT |  | 0 | 0 |  | EIA Unit-level Data | NEI avg EF - PM, fuel type, firing type
2020 | OK | Muskogee Mill | 10362 | BLR3 | ST | OP | TANGENTIAL | SUB |  | 1330459.375 | 6.8689 | 0.010326 | EIA Unit-level Data | NEI avg EF - PM, fuel type, firing type
2020 | OK | Muskogee Mill | 10362 | BLR4 | ST | OP | WALL | NG |  | 3122575 | 11.466 | 0.0073439 | EIA Unit-level Data | NEI avg EF - PM, fuel type, firing type
2020 | OK | Muskogee Mill | 10362 | BLR5 | ST | OP | WALL | NG |  | 2255022 | 8.2804 | 0.0073439 | EIA Unit-level Data | NEI avg EF - PM, fuel type, firing type
2020 | OK | Mustang | 2953 | T10 | GT | OP | CT | NG | 4022 | 1542810.125 | 5.9858 | 0.0077596 | EPA/CAMD | NEI avg EF - PM, fuel type, firing type | 2017
2020 | OK | Mustang | 2953 | T11 | GT | OP | CT | NG | 3949 | 1498840 | 5.8152 | 0.0077596 | EPA/CAMD | NEI avg EF - PM, fuel type, firing type | 2017
2020 | OK | Mustang | 2953 | T12 | GT | OP | CT | NG | 3642 | 1417141.75 | 5.4983 | 0.0077596 | EPA/CAMD | NEI avg EF - PM, fuel type, firing type | 2017
2020 | OK | Mustang | 2953 | T6 | GT | OP | CT | NG | 4072 | 1582790.125 | 6.1409 | 0.0077596 | EPA/CAMD | NEI avg EF - PM, fuel type, firing type | 2017
2020 | OK | Mustang | 2953 | T7 | GT | OP | CT | NG | 3553 | 1349060.625 | 5.2341 | 0.0077596 | EPA/CAMD | NEI avg EF - PM, fuel type, firing type | 2017
2020 | OK | Mustang | 2953 | T8 | GT | OP | CT | NG | 4072 | 1579716.5 | 6.129 | 0.0077596 | EPA/CAMD | NEI avg EF - PM, fuel type, firing type | 2017
2020 | OK | Mustang | 2953 | T9 | GT | OP | CT | NG | 4143 | 1619395.375 | 6.283 | 0.0077596 | EPA/CAMD | NEI avg EF - PM, fuel type, firing type | 2017
2020 | OK | Mustang | 2953 | SLR1 | PV | OP | NA | SUN |  | 41303 |  |  | EIA Prime Mover-level Data
2020 | OK | NextEra-Blackwell Wind, LLC | 58209 | WT | WT | OP | NA | WND |  | 1795774 |  |  | EIA Prime Mover-level Data
2020 | OK | Norman Solar | 64473 | NORMN | PV | T | NA | SUN
2020 | OK | Northeastern | 2963 | 3301A | CT | OP | CC | NG | 6404 | 9068252 | 29.9252 | 0.0066 | EPA/CAMD | EPA/NEI | 2001
2020 | OK | Northeastern | 2963 | 3301B | CT | OP | CC | NG | 6835 | 9392503 | 29.4925 | 0.00628 | EPA/CAMD | EPA/NEI | 2001
2020 | OK | Northeastern | 2963 | 3302 | ST | OP | CELL | NG | 1317 | 3152387.75 | 12.3583 | 0.0078406 | EPA/CAMD | EPA/NEI | 1970
2020 | OK | Northeastern | 2963 | 3313 | ST | OP | TANGENTIAL | SUB | 3666 | 13384886 | 17.2225 | 0.0025734 | EPA/CAMD | EPA/NEI | 1979
2020 | OK | Oklahoma Wind Energy Center | 56094 | GE15 | WT | OP | NA | WND |  | 1229496.5 |  |  | EIA Prime Mover-level Data
2020 | OK | Oklahoma Wind Energy Center | 56094 | GSOO | WT | OP | NA | WND |  | 1229496.5 |  |  | EIA Prime Mover-level Data
2020 | OK | Oneta Energy Center | 55225 | CTG-1 | CT | OP | CC | NG | 6860 | 11518652 | 24.6064 | 0.0042724 | EPA/CAMD | EPA/NEI | 2002
2020 | OK | Oneta Energy Center | 55225 | CTG-2 | CT | OP | CC | NG | 6731 | 11265757 | 16.7894 | 0.0029806 | EPA/CAMD | EPA/NEI | 2002
2020 | OK | Oneta Energy Center | 55225 | CTG-3 | CT | OP | CC | NG | 7127 | 12026606 | 18.5021 | 0.0030769 | EPA/CAMD | EPA/NEI | 2002
2020 | OK | Oneta Energy Center | 55225 | CTG-4 | CT | OP | CC | NG | 7235 | 12407549 | 14.172 | 0.0022844 | EPA/CAMD | EPA/NEI | 2002
2020 | OK | Origin Wind | 58938 | WT | WT | OP | NA | WND |  | 5143109 |  |  | EIA Prime Mover-level Data
2020 | OK | Osage Wind, LLC | 58683 | 1 | WT | OP | NA | WND |  | 4905905 |  |  | EIA Prime Mover-level Data
2020 | OK | OU Spirit Wind Farm | 57286 | WT1 | WT | OP | NA | WND |  | 2634488 |  |  | EIA Prime Mover-level Data
2020 | OK | Pawhuska | 2995 | 1 | IC | OS | NA | DFO |  | 111.378 | 0.017264 | 0.31 | EIA Prime Mover-level Data | Estimated using an emission factor
2020 | OK | Pawhuska | 2995 | 2 | IC | OP | NA | DFO |  | 159.111 | 0.024662 | 0.31 | EIA Prime Mover-level Data | Estimated using an emission factor
2020 | OK | Pawhuska | 2995 | 3 | IC | OP | NA | DFO |  | 246.622 | 0.038226 | 0.31 | EIA Prime Mover-level Data | Estimated using an emission factor
2020 | OK | Pawhuska | 2995 | 5 | IC | OP | NA | DFO |  | 198.889 | 0.030828 | 0.31 | EIA Prime Mover-level Data | Estimated using an emission factor
2020 | OK | Pensacola | 2981 | 1 | HY | OP | NA | WAT |  | 744901.3125 |  |  | EIA Prime Mover-level Data
2020 | OK | Pensacola | 2981 | 2 | HY | OP | NA | WAT |  | 744901.3125 |  |  | EIA Prime Mover-level Data
2020 | OK | Pensacola | 2981 | 3 | HY | OP | NA | WAT |  | 744901.3125 |  |  | EIA Prime Mover-level Data
2020 | OK | Pensacola | 2981 | 4 | HY | OP | NA | WAT |  | 744901.3125 |  |  | EIA Prime Mover-level Data
2020 | OK | Pensacola | 2981 | 5 | HY | OP | NA | WAT |  | 744901.3125 |  |  | EIA Prime Mover-level Data
2020 | OK | Pensacola | 2981 | 6 | HY | OP | NA | WAT |  | 744901.3125 |  |  | EIA Prime Mover-level Data
2020 | OK | Pensacola | 2981 | A | HY | OS | NA | WAT |  | 17243.0859 |  |  | EIA Prime Mover-level Data
2020 | OK | Persimmon Creek Wind Farm 1, LLC | 61876 | PCWF1 | WT | OP | NA | WND |  | 7941091 |  |  | EIA Prime Mover-level Data
2020 | OK | Pine Ridge | 61617 | 1 | PV | OP | NA | SUN |  | 41260 |  |  | EIA Prime Mover-level Data
2020 | OK | Ponca | 762 | 2 | ST | OP | WALL | NG | 0 | [5 empty] | 1977
2020 | OK | Ponca | 762 | 3 | CT | OP | CC | NG | 331 | 108072.3125 | 0.35664 | 0.0066 | EPA/CAMD | EPA/NEI | 1995
2020 | OK | Ponca | 762 | 4 | GT | OP | CT | NG | 60 | 15261.4092 | 0.050363 | 0.0066 | EPA/CAMD | EPA/NEI | 2003
2020 | OK | Ponderosa Wind Energy Center | 63590 | PONDE | WT | OP | NA | WND |  | 636981 |  |  | EIA Prime Mover-level Data
2020 | OK | Red Dirt Wind Project | 61270 | RDDRT | WT | OP | NA | WND |  | 8631736 |  |  | EIA Prime Mover-level Data
2020 | OK | Red Hills Wind Project LLC | 56804 | RH | WT | OP | NA | WND |  | 3512033 |  |  | EIA Prime Mover-level Data
2020 | OK | Redbed Plains Wind Farm | 61221 | WT1 | WT | OP | NA | WND |  | 3725813 |  |  | EIA Prime Mover-level Data
2020 | OK | Redbud Power Plant | 55463 | CT-01 | CT | OP | CC | NG | 5778 | 11085664 | 14.3694 | 0.0025924 | EPA/CAMD | EPA/NEI | 2003
2020 | OK | Redbud Power Plant | 55463 | CT-02 | CT | OP | CC | NG | 5855 | 11187105 | 22.699 | 0.0040581 | EPA/CAMD | EPA/NEI | 2003
2020 | OK | Redbud Power Plant | 55463 | CT-03 | CT | OP | CC | NG | 5868 | 11315749 | 12.6692 | 0.0022392 | EPA/CAMD | EPA/NEI | 2003
2020 | OK | Redbud Power Plant | 55463 | CT-04 | CT | OP | CC | NG | 5880 | 11323834 | 19.0851 | 0.0033708 | EPA/CAMD | EPA/NEI | 2003
2020 | OK | River Valley | 10671 | 1A | ST | OP | FLUIDIZED | SUB | 4527 | 2760925.5 | 11.614 | 0.0084131 | EPA/CAMD | EPA/NEI | 1990
2020 | OK | River Valley | 10671 | 1B | ST | OP | FLUIDIZED | SUB | 4386 | 2770026.75 | 35.26 | 0.025458 | EPA/CAMD | EPA/NEI | 1990
2020 | OK | River Valley | 10671 | 2A | ST | OP | FLUIDIZED | SUB | 4539 | 2817619.5 | 19.041 | 0.013516 | EPA/CAMD | EPA/NEI | 1990
2020 | OK | River Valley | 10671 | 2B | ST | OP | FLUIDIZED | SUB | 4362 | 2636422 | 12.276 | 0.0093126 | EPA/CAMD | EPA/NEI | 1990
2020 | OK | Riverside (4940) | 4940 | 1501 | ST | OP | WALL | NG | 756 | 1327579.375 | 4.2409 | 0.0063889 | EPA/CAMD | EPA/NEI | 1974
2020 | OK | Riverside (4940) | 4940 | 1502 | ST | OP | WALL | NG | 1541 | 2715140.5 | 9.0779 | 0.0066869 | EPA/CAMD | EPA/NEI | 1976
2020 | OK | Riverside (4940) | 4940 | 1503 | GT | OP | CT | NG | 307 | 242227.4062 | 0.61768 | 0.0051 | EPA/CAMD | EPA/NEI | 2008
2020 | OK | Riverside (4940) | 4940 | 1504 | GT | OP | CT | NG | 252 | 186819 | 0.5698 | 0.0061 | EPA/CAMD | EPA/NEI | 2008
2020 | OK | Robert S Kerr | 2985 | 1 | HY | OP | NA | WAT |  | 1015064.75 |  |  | EIA Prime Mover-level Data
2020 | OK | Robert S Kerr | 2985 | 2 | HY | OP | NA | WAT |  | 1015064.75 |  |  | EIA Prime Mover-level Data
2020 | OK | Robert S Kerr | 2985 | 3 | HY | OS | NA | WAT |  | 1015064.75 |  |  | EIA Prime Mover-level Data
2020 | OK | Robert S Kerr | 2985 | 4 | HY | OP | NA | WAT |  | 1015064.75 |  |  | EIA Prime Mover-level Data
2020 | OK | Rock Falls Wind Farm LLC | 61261 | RF1 | WT | OP | NA | WND |  | 4907466 |  |  | EIA Prime Mover-level Data
2020 | OK | Rockhaven Wind Project, LLC | 64172 | RHWWT | WT | T | NA | WND
2020 | OK | Rocky Ridge Wind Project | 58078 | GE 1. | WT | OP | NA | WND |  | 5163342 |  |  | EIA Prime Mover-level Data
2020 | OK | Rush Springs Energy Storage (BA) | 63458 | RUSHE | BA | OP | NA | MWH |  | 0 |  |  | EIA Prime Mover-level Data
2020 | OK | Rush Springs Wind | 60592 | WT1 | WT | OP | NA | WND |  | 8366660 |  |  | EIA Prime Mover-level Data
2020 | OK | Salina | 2982 | 1 | PS | OP | NA | WAT |  | 0 |  |  | EIA Prime Mover-level Data
2020 | OK | Salina | 2982 | 2 | PS | OP | NA | WAT |  | 0 |  |  | EIA Prime Mover-level Data
2020 | OK | Salina | 2982 | 3 | PS | OP | NA | WAT |  | 0 |  |  | EIA Prime Mover-level Data
2020 | OK | Salina | 2982 | 4 | PS | OP | NA | WAT |  | 0 |  |  | EIA Prime Mover-level Data
2020 | OK | Salina | 2982 | 5 | PS | OP | NA | WAT |  | 0 |  |  | EIA Prime Mover-level Data
2020 | OK | Salina | 2982 | 6 | PS | OP | NA | WAT |  | 0 |  |  | EIA Prime Mover-level Data
2020 | OK | Seiling Wind I | 59311 | SEIL1 | WT | OP | NA | WND |  | 6959147 |  |  | EIA Prime Mover-level Data
2020 | OK | Seiling Wind II | 59312 | SEIL2 | WT | OP | NA | WND |  | 3403345 |  |  | EIA Prime Mover-level Data
2020 | OK | Seminole (2956) | 2956 | 1 | ST | OP | WALL | NG | 2172 | 5308279 | 19.8716 | 0.007487 | EPA/CAMD | EPA/NEI | 1971
2020 | OK | Seminole (2956) | 2956 | 2 | ST | OP | WALL | NG | 4836 | 12752275 | 47.2184 | 0.0074055 | EPA/CAMD | EPA/NEI | 1973
2020 | OK | Seminole (2956) | 2956 | 3 | ST | OP | WALL | NG | 4042 | 10167803 | 7.507 | 0.0014766 | EPA/CAMD | EPA/NEI | 1975
2020 | OK | Skeleton Creek Energy Center Hybrid | 62494 | SCBAT | BA | P | NA | MWH
2020 | OK | Skeleton Creek Energy Center Hybrid | 62494 | SCSOL | PV | P | NA | SUN
2020 | OK | Skeleton Creek Energy Center Hybrid | 62494 | SKC | WT | OP | NA | WND |  | 473812 |  |  | EIA Prime Mover-level Data
2020 | OK | Sleeping Bear LLC | 56621 | 1 | WT | OP | NA | WND |  | 1643349 |  |  | EIA Prime Mover-level Data
2020 | OK | Sooner | 6095 | 1 | ST | OP | TANGENTIAL | SUB | 3964 | 14409900 | 125.6856 | 0.017444 | EPA/CAMD | EPA/NEI | 1979
2020 | OK | Sooner | 6095 | 2 | ST | OP | TANGENTIAL | SUB | 3262 | 12006901 | 173.9732 | 0.028979 | EPA/CAMD | EPA/NEI | 1980
2020 | OK | Southwestern | 2964 | 8002 | ST | OP | WALL | NG | 1406 | 384644.7812 | 1.4328 | 0.00745 | EPA/CAMD | EPA/NEI | 1954
2020 | OK | Southwestern | 2964 | 8003 | ST | OP | CELL | NG | 4409 | 4157421 | 15.4864 | 0.00745 | EPA/CAMD | EPA/NEI | 1967
2020 | OK | Southwestern | 2964 | 8004 | GT | OP | CT | NG | 813 | 631898.5 | 1.8957 | 0.006 | EPA/CAMD | EPA/NEI | 2008
2020 | OK | Southwestern | 2964 | 8005 | GT | OP | CT | NG | 880 | 684994.5 | 2.3975 | 0.007 | EPA/CAMD | EPA/NEI | 2008
2020 | OK | Southwestern | 2964 | 801N | ST | OP | WALL | NG | 490 | 75578.3906 | 0.2927 | 0.0077457 | EPA/CAMD | EPA/NEI | 1952
2020 | OK | Southwestern | 2964 | 801S | ST | OP | WALL | NG | 500 | 76143.2031 | 0.28364 | 0.0074501 | EPA/CAMD | EPA/NEI | 1952
2020 | OK | Spring Creek Power Plant | 55651 | CT-01 | GT | OP | CT | NG | 380 | 213425.1094 | 0.42685 | 0.004 | EPA/CAMD | EPA/NEI | 2001
2020 | OK | Spring Creek Power Plant | 55651 | CT-02 | GT | OP | CT | NG | 365 | 204992.8281 | 0.30749 | 0.003 | EPA/CAMD | EPA/NEI | 2001
2020 | OK | Spring Creek Power Plant | 55651 | CT-03 | GT | OP | CT | NG | 371 | 202370.75 | 0.40474 | 0.004 | EPA/CAMD | EPA/NEI | 2001
2020 | OK | Spring Creek Power Plant | 55651 | CT-04 | GT | OP | CT | NG | 359 | 201497.0312 | 0.10075 | 0.001 | EPA/CAMD | EPA/NEI | 2001
2020 | OK | Stillwater Energy Center | 59647 | 1 | IC | OP | NA | NG |  | 96468.6641 | 0.020355 | 0.000422 | EIA Prime Mover-level Data | Estimated using an emission factor
2020 | OK | Stillwater Energy Center | 59647 | 2 | IC | OP | NA | NG |  | 96468.6641 | 0.020355 | 0.000422 | EIA Prime Mover-level Data | Estimated using an emission factor
2020 | OK | Stillwater Energy Center | 59647 | 3 | IC | OP | NA | NG |  | 96468.6641 | 0.020355 | 0.000422 | EIA Prime Mover-level Data | Estimated using an emission factor
2020 | OK | Stillwater Water Treatment Plant | 55987 | 6 | IC | OP | NA | DFO
2020 | OK | Sundance Wind Project, LLC | 63489 | GEN1 | WT | U | NA | WND
2020 | OK | Taloga Wind LLC | 57261 | 1 | WT | OP | NA | WND |  | 2885948 |  |  | EIA Prime Mover-level Data
2020 | OK | Tenaska Kiamichi Generating Station | 55501 | CTGDB1 | CT | OP | CC | NG | 6352 | 9908942 | 10.0338 | 0.0020252 | EPA/CAMD | EPA/NEI | 2002
2020 | OK | Tenaska Kiamichi Generating Station | 55501 | CTGDB2 | CT | OP | CC | NG | 6445 | 10430563 | 16.8408 | 0.0032291 | EPA/CAMD | EPA/NEI | 2002
2020 | OK | Tenaska Kiamichi Generating Station | 55501 | CTGDB3 | CT | OP | CC | NG | 6512 | 10343937 | 7.7316 | 0.0014949 | EPA/CAMD | EPA/NEI | 2003
2020 | OK | Tenaska Kiamichi Generating Station | 55501 | CTGDB4 | CT | OP | CC | NG | 6619 | 10614901 | 14.5861 | 0.0027482 | EPA/CAMD | EPA/NEI | 2003
2020 | OK | Tenkiller Ferry | 3004 | 1 | HY | OP | NA | WAT |  | 706345.5 |  |  | EIA Prime Mover-level Data
2020 | OK | Tenkiller Ferry | 3004 | 2 | HY | OP | NA | WAT |  | 706345.5 |  |  | EIA Prime Mover-level Data
2020 | OK | Thunder Ranch Wind Project | 61269 | WT1 | WT | OP | NA | WND |  | 9860775 |  |  | EIA Prime Mover-level Data
2020 | OK | Tinker | 63628 | 5A | GT | OP | NA | NG |  | 48378 | 0.024049 | 0.00099423 | EIA Prime Mover-level Data | NEI avg EF - PM, fuel type, firing type
2020 | OK | Tinker | 63628 | 5B | GT | OP | NA | NG |  | 48378 | 0.024049 | 0.00099423 | EIA Prime Mover-level Data | NEI avg EF - PM, fuel type, firing type
2020 | OK | Traverse Wind Project, LLC | 63479 | GEN1 | WT | U | NA | WND
2020 | OK | Tulsa | 2965 | 1402 | ST | OP | WALL | NG | 5070 | 1865782.375 | 7.0299 | 0.0075356 | EPA/CAMD | EPA/NEI | 1956
2020 | OK | Tulsa | 2965 | 1404 | ST | OP | WALL | NG | 4605 | 1474401 | 5.5887 | 0.0075809 | EPA/CAMD | EPA/NEI | 1958
2020 | OK | Tulsa LFG LLC | 57828 | GEN1 | IC | OP | NA | LFG |  | 72986.6641 | 0.53645 | 0.0147 | EIA Prime Mover-level Data | Estimated using an emission factor
2020 | OK | Tulsa LFG LLC | 57828 | GEN2 | IC | RE | NA | LFG
2020 | OK | Tulsa LFG LLC | 57828 | GEN3M | IC | SB | NA | LFG |  | 72986.6641 | 0.53645 | 0.0147 | EIA Prime Mover-level Data | Estimated using an emission factor
2020 | OK | Tulsa LFG LLC | 57828 | GEN4M | IC | OP | NA | LFG |  | 72986.6641 | 0.53645 | 0.0147 | EIA Prime Mover-level Data | Estimated using an emission factor
2020 | OK | Tuttle | 61618 | 1 | PV | OP | NA | SUN |  | 57340 |  |  | EIA Prime Mover-level Data
2020 | OK | University of Oklahoma | 50307 | B1 | ST | OP | NA | NG |  | 155126.9375 | 0.57589 | 0.0074247 | EIA Unit-level Data | NEI avg EF - PM, fuel type
2020 | OK | University of Oklahoma | 50307 | B2 | ST | OP | NA | NG |  | 28821.6328 | 0.107 | 0.0074247 | EIA Unit-level Data | NEI avg EF - PM, fuel type
2020 | OK | University of Oklahoma | 50307 | B3 | ST | OP | NA | NG |  | 22363.1523 | 0.08302 | 0.0074247 | EIA Unit-level Data | NEI avg EF - PM, fuel type
2020 | OK | University of Oklahoma | 50307 | B4 | ST | OP | NA | NG |  | 0 | 0 |  | EIA Unit-level Data | NEI avg EF - PM, fuel type
2020 | OK | University of Oklahoma | 50307 | GEN5 | IC | OP | NA | DFO
2020 | OK | Vici Wind Farm | 59062 | VICI | WT | CN | NA | WND
2020 | OK | Waynoka Gas Processing Plant | 59782 | G1 | IC | OP | NA | NG |  | 63622.668 | 0.013424 | 0.000422 | EIA Prime Mover-level Data | Estimated using an emission factor
2020 | OK | Waynoka Gas Processing Plant | 59782 | G2 | IC | OP | NA | NG |  | 63622.668 | 0.013424 | 0.000422 | EIA Prime Mover-level Data | Estimated using an emission factor
2020 | OK | Waynoka Gas Processing Plant | 59782 | G3 | IC | OP | NA | NG |  | 63622.668 | 0.013424 | 0.000422 | EIA Prime Mover-level Data | Estimated using an emission factor
2020 | OK | Weatherford Wind Energy Center | 56273 | 1 | WT | OP | NA | WND |  | 2638094 |  |  | EIA Prime Mover-level Data
2020 | OK | Weatherford Wind Energy Center | 56273 | 2 | WT | OP | NA | WND |  | 1003218.875 |  |  | EIA Prime Mover-level Data
2020 | OK | Webbers Falls | 2987 | 1 | HY | OP | NA | WAT |  | 615528.3125 |  |  | EIA Prime Mover-level Data
2020 | OK | Webbers Falls | 2987 | 2 | HY | OP | NA | WAT |  | 615528.3125 |  |  | EIA Prime Mover-level Data
2020 | OK | Webbers Falls | 2987 | 3 | HY | OP | NA | WAT |  | 615528.3125 |  |  | EIA Prime Mover-level Data
2020 | OK | Weleetka | 2966 | 4 | GT | OP | CT | NG | 0 |  | 0.054648 |  |  | EPA/NEI | 1975
2020 | OK | Weleetka | 2966 | 5 | GT | OP | CT | NG | 0 |  | 0.045325 |  |  | EPA/NEI | 1976
2020 | OK | WFEC GenCo LLC | 55655 | GEN1 | GT | OP | NA | NG |  | 700336 | 0.34815 | 0.00099423 | EIA Prime Mover-level Data | NEI avg EF - PM, fuel type, firing type
2020 | OK | WFEC GenCo LLC | 55655 | GEN2 | GT | OP | NA | NG |  | 700336 | 0.34815 | 0.00099423 | EIA Prime Mover-level Data | NEI avg EF - PM, fuel type, firing type
2020 | OK | White Rock East Wind Project | 64341 | WRE | WT | L | NA | WND
2020 | OK | White Rock West Wind Project | 64340 | WRW | WT | L | NA | WND
2020 | OK | Wildhorse Mountain Wind Facility | 61866 | 1 | WT | OP | NA | WND |  | 3715602 |  |  | EIA Prime Mover-level Data
2020 | OK | Woodward | 2958 | GT1 | GT | RE | NA | NG
2020 | OR | 45 Mile Hydroelectric Project | 58455 | 1 | HY | OP | NA | WAT |  | 14344.333 |  |  | EIA Prime Mover-level Data
2020 | OR | 45 Mile Hydroelectric Project | 58455 | 2 | HY | OP | NA | WAT |  | 14344.333 |  |  | EIA Prime Mover-level Data
2020 | OR | 45 Mile Hydroelectric Project | 58455 | 3 | HY | OP | NA | WAT |  | 14344.333 |  |  | EIA Prime Mover-level Data
2020 | OR | Adams Solar Center | 61496 | ADAMS | PV | OP | NA | SUN |  | 205797 |  |  | EIA Prime Mover-level Data
2020 | OR | Airport Solar | 62560 | APS | PV | OP | NA | SUN |  | 892284 |  |  | EIA Prime Mover-level Data
2020 | OR | Alden Bailey Power Plant | 56223 | LOKI | GT | OS | NA | NG
2020 | OR | Alkali Solar, LLC | 63795 | 2 | PV | OP | NA | SUN |  | 136910 |  |  | EIA Prime Mover-level Data
2020 | OR | Arlington Wind Power Project | 56855 | GEN1 | WT | OP | NA | WND |  | 2222490 |  |  | EIA Prime Mover-level Data
2020 | OR | Bakeoven Solar | 63507 | BOS1 | PV | P | NA | SUN
2020 | OR | Bakeoven Solar | 63507 | BOS2 | PV | P | NA | SUN
2020 | OR | Baker City Solar | 61854 | BAKER | PV | OP | NA | SUN |  | 270794 |  |  | EIA Prime Mover-level Data
2020 | OR | Baldock Solar Highway | 57882 | BSH1 | PV | OP | NA | SUN |  | 16133 |  |  | EIA Prime Mover-level Data
2020 | OR | Ballston Solar LLC | 62170 | BSPV1 | PV | OP | NA | SUN |  | 32539 |  |  | EIA Prime Mover-level Data
2020 | OR | BC Solar | 60616 | BCSLR | PV | OP | NA | SUN |  | 159258 |  |  | EIA Prime Mover-level Data
2020 | OR | Bear Creek Solar Center | 61281 | BCRSC | PV | OP | NA | SUN |  | 207096 |  |  | EIA Prime Mover-level Data
2020 | OR | Beaver | 8073 | 1 | CT | OP | NA | NG |  | 710936.4375 | 2.1972 | 0.0061813 | EIA Unit-level Data | NEI avg EF - PM, fuel type
2020 | OR | Beaver | 8073 | 2 | CT | OP | NA | NG |  | 673599.1875 | 2.0819 | 0.0061813 | EIA Unit-level Data | NEI avg EF - PM, fuel type
2020 | OR | Beaver | 8073 | 3 | CT | OP | NA | NG |  | 599353.1875 | 1.8524 | 0.0061813 | EIA Unit-level Data | NEI avg EF - PM, fuel type
2020 | OR | Beaver | 8073 | 4 | CT | OP | NA | NG |  | 843997 | 2.6085 | 0.0061813 | EIA Unit-level Data | NEI avg EF - PM, fuel type
2020 | OR | Beaver | 8073 | 5 | CT | OP | NA | NG |  | 37458.7031 | 0.11577 | 0.0061813 | EIA Unit-level Data | NEI avg EF - PM, fuel type
2020 | OR | Beaver | 8073 | 6 | CT | OP | NA | NG |  | 991732.1875 | 3.0651 | 0.0061813 | EIA Unit-level Data | NEI avg EF - PM, fuel type
2020 | OR | Beaver | 8073 | 8 | GT | OP | NA | NG |  | 37919 | 0.01885 | 0.00099423 | EIA Prime Mover-level Data | NEI avg EF - PM, fuel type, firing type
2020 | OR | Bellevue Solar Project | 57372 | INV-1 | PV | OP | NA | SUN |  | 12669 |  |  | EIA Prime Mover-level Data
2020 | OR | Bend | 6484 | 1 | HY | OP | NA | WAT |  | 502.364 |  |  | EIA Prime Mover-level Data
2020 | OR | Bend | 6484 | 2 | HY | OP | NA | WAT |  | 753.545 |  |  | EIA Prime Mover-level Data
2020 | OR | Bend | 6484 | 3 | HY | OP | NA | WAT |  | 1507.0909 |  |  | EIA Prime Mover-level Data
2020 | OR | Benson Creek Windfarm (Burnt River) | 59491 | BCW | WT | OP | NA | WND |  | 247478 |  |  | EIA Prime Mover-level Data
2020 | OR | Big Cliff | 3074 | 1 | HY | OP | NA | WAT |  | 501824 |  |  | EIA Prime Mover-level Data
2020 | OR | Big Top LLC | 56968 | 1 | WT | OP | NA | WND |  | 32248 |  |  | EIA Prime Mover-level Data
2020 | OR | Bighorn Solar | 63467 | PGR16 | PV | OP | NA | SUN |  | 167 |  |  | EIA Prime Mover-level Data
2020 | OR | Biglow Canyon Wind Farm | 56485 | 1 | WT | OP | NA | WND |  | 2818440.5 |  |  | EIA Prime Mover-level Data
2020 | OR | Biglow Canyon Wind Farm | 56485 | 2 | WT | OP | NA | WND |  | 3670265.75 |  |  | EIA Prime Mover-level Data
2020 | OR | Biglow Canyon Wind Farm | 56485 | 3 | WT | OP | NA | WND |  | 3618571.75 |  |  | EIA Prime Mover-level Data
2020 | OR | Biomass One LP | 10869 | NORTH | ST | OP | NA | WDS |  | 1520563 | 14.2165 | 0.018699 | EIA Unit-level Data | NEI avg EF - PM, fuel type
2020 | OR | Biomass One LP | 10869 | SOUTH | ST | OP | NA | WDS |  | 1543637.5 | 14.4322 | 0.018699 | EIA Unit-level Data | NEI avg EF - PM, fuel type
2020 | OR | Black Cap Solar Plant | 58150 | 1 | PV | OP | NA | SUN |  | 31169 |  |  | EIA Prime Mover-level Data
2020 | OR | Blue Marmot IX | 62867 | DVRO | PV | L | NA | SUN
2020 | OR | Blue Marmot V | 62866 | DNZE | PV | L | NA | SUN
2020 | OR | Blue Marmot VI | 62865 | DNZW | PV | L | NA | SUN
2020 | OR | Blue Marmot VII | 62864 | RSHEI | PV | L | NA | SUN
2020 | OR | Blue Marmot VIII | 62863 | PRMLE | PV | L | NA | SUN
2020 | OR | Bly Solar Center | 62272 | BLY | PV | OP | NA | SUN |  | 180655 |  |  | EIA Prime Mover-level Data
2020 | OR | Boardman | 6106 | 1SG | ST | OP | WALL | SUB | 3556 | 17715314 | 255.016 | 0.02879 | EPA/CAMD | EPA/NEI | 1980
2020 | OR | Bonneville | 3075 | 1 | HY | OA | NA | WAT |  | 1886213.625 |  |  | EIA Prime Mover-level Data
2020 | OR | Bonneville | 3075 | 10 | HY | OP | NA | WAT |  | 2189418 |  |  | EIA Prime Mover-level Data
2020 | OR | Bonneville | 3075 | 11 | HY | OP | NA | WAT |  | 2344546 |  |  | EIA Prime Mover-level Data
2020 | OR | Bonneville | 3075 | 12 | HY | OP | NA | WAT |  | 2344546 |  |  | EIA Prime Mover-level Data
2020 | OR | Bonneville | 3075 | 13 | HY | OP | NA | WAT |  | 2344546 |  |  | EIA Prime Mover-level Data
2020 | OR | Bonneville | 3075 | 14 | HY | OP | NA | WAT |  | 2344546 |  |  | EIA Prime Mover-level Data
2020 | OR | Bonneville | 3075 | 15 | HY | OP | NA | WAT |  | 2344546 |  |  | EIA Prime Mover-level Data
2020 | OR | Bonneville | 3075 | 16 | HY | OP | NA | WAT |  | 2344546 |  |  | EIA Prime Mover-level Data
2020 | OR | Bonneville | 3075 | 17 | HY | OP | NA | WAT |  | 2344546 |  |  | EIA Prime Mover-level Data
2020 | OR | Bonneville | 3075 | 18 | HY | OP | NA | WAT |  | 2344546 |  |  | EIA Prime Mover-level Data
2020 | OR | Bonneville | 3075 | 2 | HY | OA | NA | WAT |  | 1886213.625 |  |  | EIA Prime Mover-level Data
2020 | OR | Bonneville | 3075 | 3 | HY | OP | NA | WAT |  | 2189418 |  |  | EIA Prime Mover-level Data
2020 | OR | Bonneville | 3075 | 4 | HY | OP | NA | WAT |  | 2189418 |  |  | EIA Prime Mover-level Data
2020 | OR | Bonneville | 3075 | 5 | HY | OP | NA | WAT |  | 2189418 |  |  | EIA Prime Mover-level Data
2020 | OR | Bonneville | 3075 | 6 | HY | OP | NA | WAT |  | 2189418 |  |  | EIA Prime Mover-level Data
2020 | OR | Bonneville | 3075 | 7 | HY | OP | NA | WAT |  | 2189418 |  |  | EIA Prime Mover-level Data
2020 | OR | Bonneville | 3075 | 8 | HY | OP | NA | WAT |  | 2189418 |  |  | EIA Prime Mover-level Data
2020 | OR | Bonneville | 3075 | 9 | HY | OP | NA | WAT |  | 2189418 |  |  | EIA Prime Mover-level Data
2020 | OR | Bonneville | 3075 | F1 | HY | OA | NA | WAT |  | 461857.9375 |  |  | EIA Prime Mover-level Data
2020 | OR | Bonneville | 3075 | F2 | HY | OA | NA | WAT |  | 461857.9375 |  |  | EIA Prime Mover-level Data
2020 | OR | Boring Solar LLC | 62169 | BSPV2 | PV | OP | NA | SUN |  | 33450 |  |  | EIA Prime Mover-level Data
2020 | OR | Brightwood Solar, LLC | 64830 | OS | PV | T | NA | SUN
2020 | OR | BristolSolar | 64009 | BS | PV | V | NA | SUN
2020 | OR | Brush Creek Solar | 63464 | PGR19 | PV | OP | NA | SUN |  | 19986 |  |  | EIA Prime Mover-level Data
2020 | OR | Brush Solar Center | 61844 | BRUSH | PV | OP | NA | SUN |  | 53145 |  |  | EIA Prime Mover-level Data
2020 | OR | Bull Run Hydro | 3044 | 1 | HY | RE | NA | WAT
2020 | OR | Bull Run Hydro | 3044 | 2 | HY | RE | NA | WAT
2020 | OR | Bull Run Hydro | 3044 | 3 | HY | RE | NA | WAT
2020 | OR | Bull Run Hydro | 3044 | 4 | HY | RE | NA | WAT
2020 | OR | Butler Solar, LLC | 63694 | 13501 | PV | TS | NA | SUN
2020 | OR | Butter Creek Power LLC | 56967 | 1 | WT | OP | NA | WND |  | 110206 |  |  | EIA Prime Mover-level Data
2020 | OR | Carmen Smith | 3067 | 1 | HY | OP | NA | WAT |  | 630569.625 |  |  | EIA Prime Mover-level Data
2020 | OR | Carmen Smith | 3067 | 2 | HY | OP | NA | WAT |  | 630569.625 |  |  | EIA Prime Mover-level Data
2020 | OR | Carmen Smith | 3067 | 3 | HY | OP | NA | WAT |  | 119590.7891 |  |  | EIA Prime Mover-level Data
2020 | OR | Carty Generating Station | 58503 | CTEU1 | CT | OP | CC | NG | 7221 | 21777896 | 54.8 | 0.0050326 | EPA/CAMD | EPA/NEI | 2016
2020 | OR | Case Creek Solar | 63207 | CCPV1 | PV | OP | NA | SUN |  | 32723 |  |  | EIA Prime Mover-level Data
2020 | OR | C-Drop Hydro | 58470 | GEN1 | HY | OP | NA | WAT |  | 2509 |  |  | EIA Prime Mover-level Data
2020 | OR | Chiloquin Solar, LLC | 61631 | CHILO | PV | OP | NA | SUN |  | 181128 |  |  | EIA Prime Mover-level Data
2020 | OR | Chopin Wind LLC | 59076 | WT1 | WT | OP | NA | WND |  | 312400 |  |  | EIA Prime Mover-level Data
2020 | OR | Clearwater 1 | 3020 | 1 | HY | OP | NA | WAT |  | 206885 |  |  | EIA Prime Mover-level Data
2020 | OR | Clearwater 2 | 3021 | 1 | HY | OP | NA | WAT |  | 194671 |  |  | EIA Prime Mover-level Data
2020 | OR | Cline Falls | 6482 | 1 | HY | RE | NA | WAT
2020 | OR | Coffin Butte | 7725 | 1 | IC | OP | NA | LFG |  | 66991.2891 | 0.49239 | 0.0147 | EIA Prime Mover-level Data | Estimated using an emission factor
2020 | OR | Coffin Butte | 7725 | 2 | IC | OP | NA | LFG |  | 66991.2891 | 0.49239 | 0.0147 | EIA Prime Mover-level Data | Estimated using an emission factor
2020 | OR | Coffin Butte | 7725 | 3 | IC | OP | NA | LFG |  | 66991.2891 | 0.49239 | 0.0147 | EIA Prime Mover-level Data | Estimated using an emission factor
2020 | OR | Coffin Butte | 7725 | 4 | IC | OP | NA | LFG |  | 133982.5781 | 0.98477 | 0.0147 | EIA Prime Mover-level Data | Estimated using an emission factor
2020 | OR | Coffin Butte | 7725 | 5 | IC | OP | NA | LFG |  | 133982.5781 | 0.98477 | 0.0147 | EIA Prime Mover-level Data | Estimated using an emission factor
2020 | OR | Co-Gen II LLC | 50993 | GEN1 | ST | SB | NA | WDS
2020 | OR | Co-Gen LLC | 50921 | GEN1 | ST | SB | NA | WDS
2020 | OR | Colton Solar | 61831 | PGRC2 | PV | OP | NA | SUN |  | 32425 |  |  | EIA Prime Mover-level Data
2020 | OR | Combine Hills I | 56195 | 1 | WT | OP | NA | WND |  | 1062850 |  |  | EIA Prime Mover-level Data
2020 | OR | Condon Windpower LLC | 55739 | GEN1 | WT | OP | NA | WND |  | 460256.625 |  |  | EIA Prime Mover-level Data
2020 | OR | Condon Windpower LLC | 55739 | GEN2 | WT | OP | NA | WND |  | 471482.375 |  |  | EIA Prime Mover-level Data
2020 | OR | Copper Dam Plant | 10323 | GEN1 | HY | RE | NA | WAT
2020 | OR | Copper Dam Plant | 10323 | GEN2 | HY | RE | NA | WAT
2020 | OR | Copper Dam Plant | 10323 | TURGO | HY | OP | NA | WAT |  | 145649 |  |  | EIA Prime Mover-level Data
2020 | OR | Cougar | 3076 | 1 | HY | OP | NA | WAT |  | 499560 |  |  | EIA Prime Mover-level Data
2020 | OR | Cougar | 3076 | 2 | HY | OP | NA | WAT |  | 499560 |  |  | EIA Prime Mover-level Data
2020 | OR | Covanta Marion Inc | 50630 | BLR1 | ST | OP | NA | MSW |  | 841670.875 |  |  | EIA Unit-level Data
2020 | OR | Covanta Marion Inc | 50630 | BLR2 | ST | OP | NA | MSW |  | 829471.1875 |  |  | EIA Unit-level Data
2020 | OR | Coyote Springs | 7350 | CTG1 | CT | OP | CC | NG | 6653 | 11190107 | 12.1 | 0.0021626 | EPA/CAMD | EPA/NEI | 1995
2020 | OR | Coyote Springs | 7350 | CTG2 | CT | OP | CC | NG | 6748 | 12130964 | 13.1 | 0.0021598 | EPA/CAMD | EPA/NEI | 2003
2020 | OR | Coyote Springs II | 7931 | 1 | CT |  | NA | NG |  | 12066589 | 37.2934 | 0.0061813 | EIA Unit-level Data | NEI avg EF - PM, fuel type
2020 | OR | Coyote Springs II | 7931 | SG02 | CA | OP | DUCTBURNER | NG |  | 68880.7188 | 0.014534 | 0.000422 | EIA Unit-level Data | Estimated using an emission factor
2020 | OR | Dalles Dam North Fishway Project | 7431 | 1 | HY | OP | NA | WAT |  | 346121 |  |  | EIA Prime Mover-level Data
2020 | OR | Day Hill Solar, LLC | 63957 | 221 | PV | OP | NA | SUN |  | 1710 |  |  | EIA Prime Mover-level Data
2020 | OR | Dayton Cutoff Solar | 61827 | PGRC3 | PV | OP | NA | SUN |  | 41532 |  |  | EIA Prime Mover-level Data
2020 | OR | Detroit | 3077 | 1 | HY | OA | NA | WAT |  | 904684.5 |  |  | EIA Prime Mover-level Data
2020 | OR | Detroit | 3077 | 2 | HY | OP | NA | WAT |  | 904684.5 |  |  | EIA Prime Mover-level Data
2020 | OR | Dexter | 3078 | 1 | HY | OP | NA | WAT |  | 546733 |  |  | EIA Prime Mover-level Data
2020 | OR | Dillard Complex | 50396 | BLR1 | ST | OP | NA | WDS |  | 1274863.25 | 11.9193 | 0.018699 | EIA Unit-level Data | NEI avg EF - PM, fuel type
2020 | OR | Dillard Complex | 50396 | BLR2 | ST | OP | NA | WDS |  | 1245558.125 | 11.6453 | 0.018699 | EIA Unit-level Data | NEI avg EF - PM, fuel type
2020 | OR | Dillard Complex | 50396 | BLR6 | ST | OP | NA | WDS |  | 2488636.75 | 23.2674 | 0.018699 | EIA Unit-level Data | NEI avg EF - PM, fuel type
2020 | OR | Dorena Hydro-Electric Facility | 59357 | FRNCS | HY | OP | NA | WAT |  | 17503.1738 |  |  | EIA Prime Mover-level Data
2020 | OR | Dorena Hydro-Electric Facility | 59357 | KAPLN | HY | OP | NA | WAT |  | 76263.8281 |  |  | EIA Prime Mover-level Data
2020 | OR | Douglas County Forest Products | 61761 | GEN-1 | ST | OP | NA | WDS |  | 1040238 | 9.7257 | 0.018699 | EIA Prime Mover-level Data | NEI avg EF - PM, fuel type
2020 | OR | Drift Creek Solar | 63466 | PGR18 | PV | OP | NA | SUN |  | 20924 |  |  | EIA Prime Mover-level Data
2020 | OR | Dry Creek LFG to Energy Project | 56461 | DC1 | IC | OP | NA | LFG |  | 124822 | 0.91744 | 0.0147 | EIA Prime Mover-level Data | Estimated using an emission factor
2020 | OR | Dry Creek LFG to Energy Project | 56461 | DC2 | IC | OP | NA | LFG |  | 124822 | 0.91744 | 0.0147 | EIA Prime Mover-level Data | Estimated using an emission factor
2020 | OR | Dunn Road Solar | 63642 | W9736 | PV | TS | NA | SUN
2020 | OR | Durbin Creek Windfarm (Burnt River) | 59492 | DCW | WT | OP | NA | WND |  | 217414 |  |  | EIA Prime Mover-level Data
2020 | OR | Durham AWTF | 60263 | GEN1 | IC | OP | NA | OBG |  | 66873 | 0.49152 | 0.0147 | EIA Prime Mover-level Data | Estimated using an emission factor
2020 | OR | Durham AWTF | 60263 | GEN2 | IC | OP | NA | OBG |  | 66873 | 0.49152 | 0.0147 | EIA Prime Mover-level Data | Estimated using an emission factor
2020 | OR | Duus Solar, LLC | 63330 | ORDUS | PV | OP | NA | SUN |  | 157826 |  |  | EIA Prime Mover-level Data
2020 | OR | Eagle Point | 3024 | 1 | HY | OP | NA | WAT |  | 140359 |  |  | EIA Prime Mover-level Data
2020 | OR | Eagle Point Solar | 61560 | PGRD4 | PV | OP | NA | SUN |  | 135543 |  |  | EIA Prime Mover-level Data
2020 | OR | East Side | 3025 | 1 | HY | OP | NA | WAT
2020 | OR | Elbe Solar Center | 61497 | ELBE | PV | OP | NA | SUN |  | 201190 |  |  | EIA Prime Mover-level Data
2020 | OR | Elkhorn Valley Wind Farm | 56623 | EH1 | WT | OP | NA | WND |  | 2591818 |  |  | EIA Prime Mover-level Data
2020 | OR | Eurus Combine Hills Turbine Ranch 2 | 57137 | 1 | WT | OP | NA | WND |  | 1663510 |  |  | EIA Prime Mover-level Data
2020 | OR | Evergreen BioPower LLC | 56781 | 3 | ST | OP | NA | WDS |  | 1042814 | 9.7498 | 0.018699 | EIA Unit-level Data | NEI avg EF - PM, fuel type
2020 | OR | Falls Creek | 52187 | GE-1 | HY | OP | NA | WAT |  | 132692 |  |  | EIA Prime Mover-level Data
2020 | OR | Faraday | 3045 | 1 | HY | RE | NA | WAT
2020 | OR | Faraday | 3045 | 2 | HY | RE | NA | WAT
2020 | OR | Faraday | 3045 | 3 | HY | RE | NA | WAT
2020 | OR | Faraday | 3045 | 4 | HY | RE | NA | WAT
2020 | OR | Faraday | 3045 | 5 | HY | RE | NA | WAT
2020 | OR | Faraday | 3045 | 6 | HY | OP | NA | WAT |  | 0 |  |  | EIA Prime Mover-level Data
2020 | OR | Faraday | 3045 | 7 | HY | U | NA | WAT
2020 | OR | Faraday | 3045 | 8 | HY | U | NA | WAT
2020 | OR | Finley Buttes Landfill Gas | 58687 | GEN1 | IC | OP | NA | LFG |  | 122650.6641 | 0.90148 | 0.0147 | EIA Prime Mover-level Data | Estimated using an emission factor
2020 | OR | Finley Buttes Landfill Gas | 58687 | GEN2 | IC | OP | NA | LFG |  | 122650.6641 | 0.90148 | 0.0147 | EIA Prime Mover-level Data | Estimated using an emission factor
2020 | OR | Finley Buttes Landfill Gas | 58687 | GEN3 | IC | OP | NA | LFG |  | 122650.6641 | 0.90148 | 0.0147 | EIA Prime Mover-level Data | Estimated using an emission factor
2020 | OR | Firwood Solar, LLC | 63331 | ORFWD | PV | OP | NA | SUN |  | 162860 |  |  | EIA Prime Mover-level Data
2020 | OR | Fish Creek | 3026 | 1 | HY | OP | NA | WAT |  | 182433 |  |  | EIA Prime Mover-level Data
2020 | OR | Fort Rock I | 63636 | FR1 | PV | OP | NA | SUN |  | 193305 |  |  | EIA Prime Mover-level Data
2020 | OR | Fort Rock IV | 63926 | FRIV | PV | OP | NA | SUN |  | 122920 |  |  | EIA Prime Mover-level Data
2020 | OR | Foster | 6552 | 1 | HY | OP | NA | WAT |  | 313982 |  |  | EIA Prime Mover-level Data
2020 | OR | Foster | 6552 | 2 | HY | OP | NA | WAT |  | 313982 |  |  | EIA Prime Mover-level Data
2020 | OR | Four Corners Windfarm LLC | 56969 | 1 | WT | OP | NA | WND |  | 213086 |  |  | EIA Prime Mover-level Data
2020 | OR | Four Mile Canyon Windfarm LLC | 56970 | 1 | WT | OP | NA | WND |  | 202254 |  |  | EIA Prime Mover-level Data
2020 | OR | FPL Energy Vansycle LLC (OR) | 55989 | V-47 | WT | OP | NA | WND |  | 2655869 |  |  | EIA Prime Mover-level Data
2020 | OR | Galesville Project | 50938 | GV1 | HY | OP | NA | WAT |  | 11813.5 |  |  | EIA Prime Mover-level Data
2020 | OR | Galesville Project | 50938 | GV2 | HY | OP | NA | WAT |  | 11813.5 |  |  | EIA Prime Mover-level Data
2020 | OR | Garrett Solar | 63301 | 1888 | PV | OP | NA | SUN |  | 204640 |  |  | EIA Prime Mover-level Data
2020 | OR | Georgia-Pacific Toledo Mill | 58109 | PB3 | ST | OP | NA | NG |  | 855491.0625 | 3.1759 | 0.0074247 | EIA Unit-level Data | NEI avg EF - PM, fuel type
2020 | OR | Georgia-Pacific Toledo Mill | 58109 | PB5 | ST | OP | NA | NG |  | 2120344.25 | 7.8715 | 0.0074247 | EIA Unit-level Data | NEI avg EF - PM, fuel type
2020 | OR | Georgia-Pacific Toledo Mill | 58109 | REC1 | ST | OP | NA | BLQ |  | 2390146.25 | 7.9811 | 0.0066784 | EIA Unit-level Data | NEI avg EF - PM, fuel type
2020 | OR | Georgia-Pacific Toledo Mill | 58109 | REC2 | ST | OP | NA | BLQ |  | 2238663.75 | 7.4753 | 0.0066784 | EIA Unit-level Data | NEI avg EF - PM, fuel type
2020 | OR | Georgia-Pacific Wauna Mill | 56192 | FBB | ST | OP | NA | OBS |  | 1579503.75 |  |  | EIA Unit-level Data
2020 | OR | Georgia-Pacific Wauna Mill | 56192 | PB | ST | OP | NA | NG |  | 1192324.75 | 4.4263 | 0.0074247 | EIA Unit-level Data | NEI avg EF - PM, fuel type
2020 | OR | Georgia-Pacific Wauna Mill | 56192 | RB | ST | OP | NA | BLQ |  | 4929679.5 | 16.4611 | 0.0066784 | EIA Unit-level Data | NEI avg EF - PM, fuel type
2020 | OR | Golden Hill Wind | 63710 | GH1 | WT | U | NA | WND
2020 | OR | Grand Ronde Solar | 61835 | PGRC4 | PV | OP | NA | SUN |  | 47233 |  |  | EIA Prime Mover-level Data
2020 | OR | Green Peter | 3080 | 1 | HY | OP | NA | WAT |  | 970442.5 |  |  | EIA Prime Mover-level Data
2020 | OR | Green Peter | 3080 | 2 | HY | OP | NA | WAT |  | 970442.5 |  |  | EIA Prime Mover-level Data
2020 | OR | Green Springs | 6403 | 1 | HY | OP | NA | WAT |  | 475532 |  |  | EIA Prime Mover-level Data
2020 | OR | GreenparkSolar | 64033 | GS | PV | OP | NA | SUN |  | 1334 |  |  | EIA Prime Mover-level Data
2020 | OR | Ground Water Pumping Station | 50105 | GPS1 | HY | RE | NA | WAT
2020 | OR | Ground Water Pumping Station | 50105 | GPS2 | HY | RE | NA | WAT
2020 | OR | Ground Water Pumping Station | 50105 | GPS3 | HY | RE | NA | WAT
2020 | OR | Ground Water Pumping Station | 50105 | GPS4 | HY | RE | NA | WAT
2020 | OR | Ground Water Pumping Station | 50105 | GPS5 | HY | RE | NA | WAT
2020 | OR | Ground Water Pumping Station | 50105 | GPS6 | HY | RE | NA | WAT
2020 | OR | Grove Solar Center, LLC | 60330 | GSC1 | PV | OP | NA | SUN |  | 118639 |  |  | EIA Prime Mover-level Data
2020 | OR | Hay Canyon Wind Power LLC | 56790 | 1 | WT | OP | NA | WND |  | 1967090 |  |  | EIA Prime Mover-level Data
2020 | OR | Hells Canyon | 3013 | 1 | HY | OP | NA | WAT |  | 5259738 |  |  | EIA Prime Mover-level Data
2020 | OR | Hells Canyon | 3013 | 2 | HY | OP | NA | WAT |  | 5259738 |  |  | EIA Prime Mover-level Data
2020 | OR | Hells Canyon | 3013 | 3 | HY | OP | NA | WAT |  | 5259738 |  |  | EIA Prime Mover-level Data
2020 | OR | Hermiston | 54761 | 1 | CT | OP | CC | NG | 4689 | 7131366 | 16 | 0.0044872 | EPA/CAMD | EPA/NEI | 1996
2020 | OR | Hermiston | 54761 | 2 | CT | OP | CC | NG | 6968 | 10321070 | 23.2 | 0.0044957 | EPA/CAMD | EPA/NEI | 1996
2020 | OR | Hermiston Power Plant | 55328 | CTG-1 | CT | OP | CC | NG | 7176 | 14397944 | 47.5 | 0.0065982 | EPA/CAMD | EPA/NEI | 2002
2020 | OR | Hermiston Power Plant | 55328 | CTG-2 | CT | OP | CC | NG | 7261 | 14583154 | 48.1 | 0.0065967 | EPA/CAMD | EPA/NEI | 2002
2020 | OR | Hills Creek | 3081 | 1 | HY | OP | NA | WAT |  | 342672.5 |  |  | EIA Prime Mover-level Data
2020 | OR | Hills Creek | 3081 | 2 | HY | OP | NA | WAT |  | 342672.5 |  |  | EIA Prime Mover-level Data
2020 | OR | Horseshoe Bend Wind LLC | 57550 | HORSE | WT | OP | NA | WND |  | 5405193 |  |  | EIA Prime Mover-level Data
2020 | OR | Hyline Solar Center, LLC | 60331 | HSC1 | PV | OP | NA | SUN |  | 178564 |  |  | EIA Prime Mover-level Data
2020 | OR | Interstate Solar | 61832 | PGRC5 | PV | OP | NA | SUN |  | 43980 |  |  | EIA Prime Mover-level Data
2020 | OR | IP Springfield Oregon | 50191 | PB | ST | OP | NA | NG |  | 1404329.75 | 5.2134 | 0.0074247 | EIA Unit-level Data | NEI avg EF - PM, fuel type
2020 | OR | IP Springfield Oregon | 50191 | PKG | ST | OP | NA | NG |  | 45201.5508 | 0.1678 | 0.0074247 | EIA Unit-level Data | NEI avg EF - PM, fuel type
2020 | OR | IP Springfield Oregon | 50191 | REC3 | ST | RE | NA | BLQ |  | 0 | 0 |  | EIA Unit-level Data | NEI avg EF - PM, fuel type
2020 | OR | IP Springfield Oregon | 50191 | REC4 | ST | OP | NA | BLQ |  | 4166167.25 | 13.9116 | 0.0066784 | EIA Unit-level Data | NEI avg EF - PM, fuel type
2020 | OR | Jett Creek Windfarm (Burnt River) | 59490 | JCW | WT | OP | NA | WND |  | 231808 |  |  | EIA Prime Mover-level Data
2020 | OR | John C Boyle | 3028 | 1 | HY | OP | NA | WAT |  | 793990.3125 |  |  | EIA Prime Mover-level Data
2020 | OR | John C Boyle | 3028 | 2 | HY | OP | NA | WAT |  | 763998.6875 |  |  | EIA Prime Mover-level Data
2020 | OR | John Day | 3082 | 1 | HY | OP | NA | WAT |  | 4638274.5 |  |  | EIA Prime Mover-level Data
2020 | OR | John Day | 3082 | 10 | HY | OP | NA | WAT |  | 4638274.5 |  |  | EIA Prime Mover-level Data
2020 | OR | John Day | 3082 | 11 | HY | OP | NA | WAT |  | 4638274.5 |  |  | EIA Prime Mover-level Data
2020 | OR | John Day | 3082 | 12 | HY | OA | NA | WAT |  | 4638274.5 |  |  | EIA Prime Mover-level Data
2020 | OR | John Day | 3082 | 13 | HY | OP | NA | WAT |  | 4638274.5 |  |  | EIA Prime Mover-level Data
2020 | OR | John Day | 3082 | 14 | HY | OP | NA | WAT |  | 4638274.5 |  |  | EIA Prime Mover-level Data
2020 | OR | John Day | 3082 | 15 | HY | OP | NA | WAT |  | 4638274.5 |  |  | EIA Prime Mover-level Data
2020 | OR | John Day | 3082 | 16 | HY | OP | NA | WAT |  | 4638274.5 |  |  | EIA Prime Mover-level Data
2020 | OR | John Day | 3082 | 2 | HY | OP | NA | WAT |  | 4638274.5 |  |  | EIA Prime Mover-level Data
2020 | OR | John Day | 3082 | 3 | HY | OP | NA | WAT |  | 4638274.5 |  |  | EIA Prime Mover-level Data
2020 | OR | John Day | 3082 | 4 | HY | OP | NA | WAT |  | 4638274.5 |  |  | EIA Prime Mover-level Data
2020 | OR | John Day | 3082 | 5 | HY | OP | NA | WAT |  | 4638274.5 |  |  | EIA Prime Mover-level Data
2020 | OR | John Day | 3082 | 6 | HY | OA | NA | WAT |  | 4638274.5 |  |  | EIA Prime Mover-level Data
2020 | OR | John Day | 3082 | 7 | HY | OS | NA | WAT |  | 4638274.5 |  |  | EIA Prime Mover-level Data
2020 | OR | John Day | 3082 | 8 | HY | OP | NA | WAT |  | 4638274.5 |  |  | EIA Prime Mover-level Data
2020 | OR | John Day | 3082 | 9 | HY | OA | NA | WAT |  | 4638274.5 |  |  | EIA Prime Mover-level Data
2020 | OR | Juniper Ridge Hydroelectric Project | 57437 | 21-01 | HY | OP | NA | WAT |  | 99679 |  |  | EIA Prime Mover-level Data
2020 | OR | Kale Patch Solar | 63208 | KPPV1 | PV | OP | NA | SUN |  | 33381 |  |  | EIA Prime Mover-level Data
2020 | OR | Klamath Cogeneration Project | 55103 | CT1 | CT | OP | CC | NG | 6723 | 10517594 | 18.5 | 0.0035179 | EPA/CAMD | EPA/NEI | 2001
2020 | OR | Klamath Cogeneration Project | 55103 | CT2 | CT | OP | CC | NG | 6429 | 10067017 | 18.5 | 0.0036754 | EPA/CAMD | EPA/NEI | 2001
2020 | OR | Klamath Falls Solar 2 CSG | 61553 | 1 | PV | OP | NA | SUN |  | 56605 |  |  | EIA Prime Mover-level Data
2020 | OR | Klamath Generation Peakers | 55544 | GT1 | GT | OP | CT | NG | 273 | 42812.8438 | 1.44 | 0.06727 | EPA/CAMD | EPA/NEI | 2002
2020 | OR | Klamath Generation Peakers | 55544 | GT2 | GT | OP | CT | NG | 511 | 82707.4062 | 1.44 | 0.034822 | EPA/CAMD | EPA/NEI | 2002
2020 | OR | Klamath Generation Peakers | 55544 | GT3 | GT | OP | CT | NG | 859 | 139845.1875 | 1.44 | 0.020594 | EPA/CAMD | EPA/NEI | 2002
2020 | OR | Klamath Generation Peakers | 55544 | GT4 | GT | OP | CT | NG | 871 | 141716.2656 | 1.44 | 0.020322 | EPA/CAMD | EPA/NEI | 2002
2020 | OR | Klamath Solar | 57924 | 1 | PV | CN | NA | SUN
2020 | OR | Klondike Wind Power | 55871 | Ph 1 | WT | OP | NA | WND |  | 463979 |  |  | EIA Prime Mover-level Data
2020 | OR | Klondike Windpower II | 56359 | PH2 | WT | OP | NA | WND |  | 1773277 |  |  | EIA Prime Mover-level Data
2020 | OR | Klondike Windpower III | 56468 | 1 | WT | OP | NA | WND |  | 5333713 |  |  | EIA Prime Mover-level Data
2020 | OR | Klondike Windpower III | 56468 | 2 | WT | OP | NA | WND |  | 1846285.25 |  |  | EIA Prime Mover-level Data
2020 | OR | Labish Solar LLC | 62171 | LSPV2 | PV | OP | NA | SUN |  | 32671 |  |  | EIA Prime Mover-level Data
2020 | OR | Lacomb Irrigation District | 52155 | GEN1 | HY | OP | NA | WAT |  | 45339 |  |  | EIA Prime Mover-level Data
2020 | OR | Lakeview Cogeneration LLC | 57398 | 1 | ST | CN | NA | OBS
2020 | OR | Leaburg | 3068 | 1 | HY | OS | NA | WAT
2020 | OR | Leaburg | 3068 | 2 | HY | OS | NA | WAT
2020 | OR | Leaning Juniper | 56360 | 1 | WT | OP | NA | WND |  | 2775497 |  |  | EIA Prime Mover-level Data
2020 | OR | Leaning Juniper Wind Power II | 57333 | 1 | WT | OP | NA | WND |  | 4179291 |  |  | EIA Prime Mover-level Data
2020 | OR | Lemolo 1 | 3029 | 1 | HY | OP | NA | WAT |  | 726316 |  |  | EIA Prime Mover-level Data
2020 | OR | Lemolo 2 | 6421 | 1 | HY | OP | NA | WAT |  | 836945 |  |  | EIA Prime Mover-level Data
2020 | OR | Lime Wind | 57803 | T1-6 | WT | OP | NA | WND |  | 46471 |  |  | EIA Prime Mover-level Data
2020 | OR | Lookout Point | 3083 | 1 | HY | OP | NA | WAT |  | 659919.6875 |  |  | EIA Prime Mover-level Data
2020 | OR | Lookout Point | 3083 | 2 | HY | OS | NA | WAT |  | 659919.6875 |  |  | EIA Prime Mover-level Data
2020 | OR | Lookout Point | 3083 | 3 | HY | OP | NA | WAT |  | 659919.6875 |  |  | EIA Prime Mover-level Data
2020 | OR | Lost Creek | 6174 | 1 | HY | OP | NA | WAT |  | 967131 |  |  | EIA Prime Mover-level Data
2020 | OR | Lost Creek | 6174 | 2 | HY | OP | NA | WAT |  | 967131 |  |  | EIA Prime Mover-level Data
2020 | OR | McNary | 3084 | 1 | HY | OP | NA | WAT |  | 3098132.5 |  |  | EIA Prime Mover-level Data
2020 | OR | McNary | 3084 | 10 | HY | OP | NA | WAT |  | 3098132.5 |  |  | EIA Prime Mover-level Data
2020 | OR | McNary | 3084 | 11 | HY | OP | NA | WAT |  | 3098132.5 |  |  | EIA Prime Mover-level Data
2020 | OR | McNary | 3084 | 12 | HY | OP | NA | WAT |  | 3098132.5 |  |  | EIA Prime Mover-level Data
2020 | OR | McNary | 3084 | 13 | HY | OP | NA | WAT |  | 3098132.5 |  |  | EIA Prime Mover-level Data
2020 | OR | McNary | 3084 | 14 | HY | OP | NA | WAT |  | 3562852.25 |  |  | EIA Prime Mover-level Data
2020 | OR | McNary | 3084 | 2 | HY | OP | NA | WAT |  | 3098132.5 |  |  | EIA Prime Mover-level Data
2020 | OR | McNary | 3084 | 3 | HY | OP | NA | WAT |  | 3098132.5 |  |  | EIA Prime Mover-level Data
2020 | OR | McNary | 3084 | 4 | HY | OP | NA | WAT |  | 3098132.5 |  |  | EIA Prime Mover-level Data
2020 | OR | McNary | 3084 | 5 | HY | OP | NA | WAT |  | 3098132.5 |  |  | EIA Prime Mover-level Data
2020 | OR | McNary | 3084 | 6 | HY | OP | NA | WAT |  | 3098132.5 |  |  | EIA Prime Mover-level Data
2020 | OR | McNary | 3084 | 7 | HY | OP | NA | WAT |  | 3098132.5 |  |  | EIA Prime Mover-level Data
2020 | OR | McNary | 3084 | 8 | HY | OP | NA | WAT |  | 3098132.5 |  |  | EIA Prime Mover-level Data
2020 | OR | McNary | 3084 | 9 | HY | OP | NA | WAT |  | 3098132.5 |  |  | EIA Prime Mover-level Data
2020 | OR | Medford Operation | 56193 | 1 | ST | OS | NA | WDS
2020 | OR | Medford Operation | 56193 | 2 | ST | OS | NA | WDS
2020 | OR | Michell Butte Power Project | 50360 | GEN1 | HY | OP | NA | WAT |  | 54778 |  |  | EIA Prime Mover-level Data
2020 | OR | Middle Fork Irrigation District | 50917 | GEN1 | HY | OP | NA | WAT |  | 127001.8203 |  |  | EIA Prime Mover-level Data
2020 | OR | Middle Fork Irrigation District | 50917 | GEN2 | HY | OP | NA | WAT |  | 31750.4551 |  |  | EIA Prime Mover-level Data
2020 | OR | Middle Fork Irrigation District | 50917 | GEN3 | HY | OP | NA | WAT |  | 50800.7266 |  |  | EIA Prime Mover-level Data
2020 | OR | MilfordSolar OR | 64008 | MS | PV | V | NA | SUN
2020 | OR | Mill Creek Solar (OR) | 61338 | PGRC1 | PV | OP | NA | SUN |  | 38321 |  |  | EIA Prime Mover-level Data
2020 | OR | Millican Solar Energy LLC | 63050 | GEN1 | PV | V | NA | SUN
2020 | OR | Minke Solar | 63465 | PGR20 | PV | OP | NA | SUN |  | 1053 |  |  | EIA Prime Mover-level Data
2020 | OR | Montague Solar | 63441 | S1 | PV | U | NA | SUN
2020 | OR | Montague Wind Power Facility LLC | 58099 | 1 | WT | OP | NA | WND |  | 5172465 |  |  | EIA Prime Mover-level Data
2020 | OR | Morgan Solar Center | 61855 | MORGN | PV | OP | NA | SUN |  | 45374 |  |  | EIA Prime Mover-level Data
2020 | OR | Mt Hope Solar | 63663 | W0053 | PV | TS | NA | SUN
2020 | OR | Neal Hot Springs Geothermal Project | 58022 | NHS1 | BT | OP | NA | GEO |  | 561767.3125 |  |  | EIA Prime Mover-level Data
2020 | OR | Neal Hot Springs Geothermal Project | 58022 | NHS2 | BT | OP | NA | GEO |  | 561767.3125 |  |  | EIA Prime Mover-level Data
2020 | OR | Neal Hot Springs Geothermal Project | 58022 | NHS3 | BT | OP | NA | GEO |  | 561767.3125 |  |  | EIA Prime Mover-level Data
2020 | OR | Nolin Hills | 60070 | GEN | WT | L | NA | WND
2020 | OR | Nolin Hills | 60070 | GEN2 | PV | L | NA | SUN
2020 | OR | North Fork | 3047 | 1 | HY | OP | NA | WAT |  | 675760 |  |  | EIA Prime Mover-level Data
2020 | OR | North Fork | 3047 | 2 | HY | OP | NA | WAT |  | 760230 |  |  | EIA Prime Mover-level Data
2020 | OR | North Hurlburt Wind LLC | 57526 | NORTH | WT | OP | NA | WND |  | 5237963 |  |  | EIA Prime Mover-level Data
2020 | OR | NorWest Energy 2, LLC | 60548 | PV1 | PV | OP | NA | SUN |  | 196640 |  |  | EIA Prime Mover-level Data
2020 | OR | NorWest Energy 4, LLC | 62268 | NWE4 | PV | OP | NA | SUN |  | 103382 |  |  | EIA Prime Mover-level Data
2020 | OR | NorWest Energy 9 LLC | 62241 | NWE9 | PV | OP | NA | SUN |  | 104609 |  |  | EIA Prime Mover-level Data
2020 | OR | Oak Grove | 6505 | 1 | HY | OP | NA | WAT |  | 470672.5 |  |  | EIA Prime Mover-level Data
2020 | OR | Oak Grove | 6505 | 2 | HY | OP | NA | WAT |  | 470672.5 |  |  | EIA Prime Mover-level Data
2020 | OR | Obsidian Solar Center | 63488 | OBSLR | PV | P | NA | SUN
2020 | OR | Old Mill Solar | 59374 | OMSLR | PV | OP | NA | SUN |  | 101126 |  |  | EIA Prime Mover-level Data
2020 | OR | O'Neill Creek Solar | 63235 | OCPV1 | PV | OP | NA | SUN |  | 32370 |  |  | EIA Prime Mover-level Data
2020 | OR | Ontario Solar Center | 61860 | ONTRO | PV | OP | NA | SUN |  | 47216 |  |  | EIA Prime Mover-level Data
2020 | OR | Opal Springs Hydro | 54251 | 1 | HY | OP | NA | WAT |  | 229440 |  |  | EIA Prime Mover-level Data
2020 | OR | Open Range Solar Center, LLC | 60332 | ORSC1 | PV | OP | NA | SUN |  | 200409 |  |  | EIA Prime Mover-level Data
2020 | OR | OR Solar 2, LLC | 61200 | ORSR2 | PV | OP | NA | SUN |  | 15633 |  |  | EIA Prime Mover-level Data
2020 | OR | OR Solar 3, LLC | 61201 | ORSR3 | PV | OP | NA | SUN |  | 221526 |  |  | EIA Prime Mover-level Data
2020 | OR | OR Solar 5, LLC | 61423 | PV1 | PV | OP | NA | SUN |  | 173540 |  |  | EIA Prime Mover-level Data
2020 | OR | OR Solar 6, LLC | 61430 | PV6 | PV | OP | NA | SUN |  | 210710 |  |  | EIA Prime Mover-level Data
2020 | OR | OR Solar 8, LLC | 61424 | PV1 | PV | OP | NA | SUN |  | 235449 |  |  | EIA Prime Mover-level Data
2020 | OR | Orchard Windfarm 1, LLC | 62935 | OCHW | WT | OP | NA | WND |  | 1509 |  |  | EIA Prime Mover-level Data
2020 | OR | Orchard Windfarm 2, LLC | 64051 | OCHW2 | WT | OP | NA | WND |  | 1614 |  |  | EIA Prime Mover-level Data
2020 | OR | Orchard Windfarm 3, LLC | 64052 | OCHW3 | WT | OP | NA | WND |  | 1412 |  |  | EIA Prime Mover-level Data
2020 | OR | Orchard Windfarm 4, LLC | 64053 | OCHW4 | WT | OP | NA | WND |  | 518 |  |  | EIA Prime Mover-level Data
2020 | OR | Oregon Convention Center | 60112 | PV1 | PV | OP | NA | SUN |  | 15423 |  |  | EIA Prime Mover-level Data
2020 | OR | Oregon State University Energy Center | 57653 | CTG | CT |  | NA | NG |  | 459008.3125 | 1.4186 | 0.0061813 | EIA Unit-level Data | NEI avg EF - PM, fuel type
2020 | OR | Oregon State University Energy Center | 57653 | STG | CA | OP | NA | NG
2020 | OR | Oregon Trail Windfarm LLC | 56971 | 1 | WT | OP | NA | WND |  | 217414 |  |  | EIA Prime Mover-level Data
2020 | OR | Oregon University System OIT Klamath Falls | 58961 | PV | PV | OP | NA | SUN |  | 26888 |  |  | EIA Prime Mover-level Data
2020 | OR | Oregon University System Rabbit Field | 59790 | PV1 | PV | OP | NA | SUN |  | 11800 |  |  | EIA Prime Mover-level Data
2020 | OR | OSLH, LLC | 60976 | PV1 | PV | OP | NA | SUN |  | 209157 |  |  | EIA Prime Mover-level Data
2020 | OR | Outback Solar At Christmas Valley | 58131 | PV1 | PV | OP | NA | SUN |  | 84562 |  |  | EIA Prime Mover-level Data
2020 | OR | Owyhee Dam Power Project | 50361 | GEN1 | HY | OP | NA | WAT |  | 187409 |  |  | EIA Prime Mover-level Data
2020 | OR | Oxbow (OR) | 3014 | 1 | HY | OP | NA | WAT |  | 1961463.25 |  |  | EIA Prime Mover-level Data
2020 | OR | Oxbow (OR) | 3014 | 2 | HY | OP | NA | WAT |  | 1961463.25 |  |  | EIA Prime Mover-level Data
2020 | OR | Oxbow (OR) | 3014 | 3 | HY | OP | NA | WAT |  | 1961463.25 |  |  | EIA Prime Mover-level Data
2020 | OR | Oxbow (OR) | 3014 | 4 | HY | OP | NA | WAT |  | 1961463.25 |  |  | EIA Prime Mover-level Data
2020 | OR | Pacific Canyon Windfarm LLC | 56972 | 1 | WT | OP | NA | WND |  | 165600 |  |  | EIA Prime Mover-level Data
2020 | OR | Paisley Geothermal Generating Plant | 59382 | SVEP1 | ST | OS | NA | GEO
2020 | OR | Palmer Creek Solar, LLC | 63956 | 223 | PV | OP | NA | SUN |  | 2684 |  |  | EIA Prime Mover-level Data
2020 | OR | PaTu Wind Farm LLC | 57578 | PATU | WT | OP | NA | WND |  | 279499 |  |  | EIA Prime Mover-level Data
2020 | OR | Pebble Springs Wind LLC | 56789 | 1 | WT | OP | NA | WND |  | 2243352 |  |  | EIA Prime Mover-level Data
2020 | OR | Pelton | 3048 | 1 | HY | OP | NA | WAT |  | 1219372.125 |  |  | EIA Prime Mover-level Data
2020 | OR | Pelton | 3048 | 2 | HY | OP | NA | WAT |  | 877947.9375 |  |  | EIA Prime Mover-level Data
2020 | OR | Pelton | 3048 | 3 | HY | OP | NA | WAT |  | 877947.9375 |  |  | EIA Prime Mover-level Data
2020 | OR | Perennial Wind Chaser Station | 59721 | GT1 | GT | U | NA | NG
2020 | OR | Perennial Wind Chaser Station | 59721 | GT2 | GT | U | NA | NG
2020 | OR | Perennial Wind Chaser Station | 59721 | GT3 | GT | U | NA | NG
2020 | OR | Perennial Wind Chaser Station | 59721 | GT4 | GT | U | NA | NG
2020 | OR | Peters Drive Plant | 10324 | GEN3 | HY | OP | NA | WAT |  | 87554 |  |  | EIA Prime Mover-level Data
2020 | OR | PHP 1 | 4213 | 1 | HY | OP | NA | WAT |  | 465602 |  |  | EIA Prime Mover-level Data
2020 | OR | PHP 2 | 4214 | 2 | HY | OP | NA | WAT |  | 308502 |  |  | EIA Prime Mover-level Data
2020 | OR | Pika Solar | 63462 | PGR17 | PV | OP | NA | SUN |  | 1035 |  |  | EIA Prime Mover-level Data
2020 | OR | Poplars Ranch Solar LLC | 59890 | GEN | PV | CN | NA | SUN
2020 | OR | Port Westward | 56227 | PWEU1 | CT | OP | CC | NG | 6989 | 18344510 | 55.4652 | 0.0060471 | EPA/CAMD | EPA/NEI | 2007
2020 | OR | Port Westward Unit 2 | 58266 | 1 | IC | OP | NA | NG |  | 322018.4062 | 0.067946 | 0.000422 | EIA Prime Mover-level Data | Estimated using an emission factor
2020 | OR | Port Westward Unit 2 | 58266 | 10 | IC | OP | NA | NG |  | 322018.4062 | 0.067946 | 0.000422 | EIA Prime Mover-level Data | Estimated using an emission factor
2020 | OR | Port Westward Unit 2 | 58266 | 11 | IC | OP | NA | NG |  | 322018.4062 | 0.067946 | 0.000422 | EIA Prime Mover-level Data | Estimated using an emission factor
2020 | OR | Port Westward Unit 2 | 58266 | 12 | IC | OP | NA | NG |  | 322018.4062 | 0.067946 | 0.000422 | EIA Prime Mover-level Data | Estimated using an emission factor
2020 | OR | Port Westward Unit 2 | 58266 | 2 | IC | OP | NA | NG |  | 322018.4062 | 0.067946 | 0.000422 | EIA Prime Mover-level Data | Estimated using an emission factor
2020 | OR | Port Westward Unit 2 | 58266 | 3 | IC | OP | NA | NG |  | 322018.4062 | 0.067946 | 0.000422 | EIA Prime Mover-level Data | Estimated using an emission factor
2020 | OR | Port Westward Unit 2 | 58266 | 4 | IC | OP | NA | NG |  | 322018.4062 | 0.067946 | 0.000422 | EIA Prime Mover-level Data | Estimated using an emission factor
2020 | OR | Port Westward Unit 2 | 58266 | 5 | IC | OP | NA | NG |  | 322018.4062 | 0.067946 | 0.000422 | EIA Prime Mover-level Data | Estimated using an emission factor
2020 | OR | Port Westward Unit 2 | 58266 | 6 | IC | OP | NA | NG |  | 322018.4062 | 0.067946 | 0.000422 | EIA Prime Mover-level Data | Estimated using an emission factor
2020 | OR | Port Westward Unit 2 | 58266 | 7 | IC | OP | NA | NG |  | 322018.4062 | 0.067946 | 0.000422 | EIA Prime Mover-level Data | Estimated using an emission factor
2020 | OR | Port Westward Unit 2 | 58266 | 8 | IC | OP | NA | NG |  | 322018.4062 | 0.067946 | 0.000422 | EIA Prime Mover-level Data | Estimated using an emission factor
2020 | OR | Port Westward Unit 2 | 58266 | 9 | IC | OP | NA | NG |  | 322018.4062 | 0.067946 | 0.000422 | EIA Prime Mover-level Data | Estimated using an emission factor
2020 | OR | POTB Digester | 58591 | GEN1 | IC | OA | NA | OBG
2020 | OR | Powerdale | 3031 | 1 | HY | RE | NA | WAT
2020 | OR | Prineville Solar Energy LLC | 63049 | GEN1 | PV | V | NA | SUN
2020 | OR | Prospect 1 | 3032 | 1 | HY | OP | NA | WAT |  | 113268 |  |  | EIA Prime Mover-level Data
2020 | OR | Prospect 2 | 3033 | 1 | HY | OP | NA | WAT |  | 771541 |  |  | EIA Prime Mover-level Data
2020 | OR | Prospect 2 | 3033 | 2 | HY | OP | NA | WAT |  | 771541 |  |  | EIA Prime Mover-level Data
2020 | OR | Prospect 3 | 3034 | 1 | HY | OP | NA | WAT |  | 149325 |  |  | EIA Prime Mover-level Data
2020 | OR | Prospect 4 | 3035 | 1 | HY | OP | NA | WAT |  | 23636 |  |  | EIA Prime Mover-level Data
2020 | OR | Prospector Windfarm (Burnt River) | 59493 | PW | WT | OP | NA | WND |  | 223141 |  |  | EIA Prime Mover-level Data
2020 | OR | Rafael Solar | 63206 | RSPV1 | PV | OP | NA | SUN |  | 32988 |  |  | EIA Prime Mover-level Data
2020 | OR | Railroad Solar Center, LLC | 60333 | RSC1 | PV | OP | NA | SUN |  | 89142 |  |  | EIA Prime Mover-level Data
2020 | OR | Riley | 63925 | RILEY | PV | OP | NA | SUN |  | 108575 |  |  | EIA Prime Mover-level Data
2020 | OR | River Mill | 3049 | 1 | HY | OP | NA | WAT |  | 130011.0469 |  |  | EIA Prime Mover-level Data
2020 | OR | River Mill | 3049 | 2 | HY | OP | NA | WAT |  | 130011.0469 |  |  | EIA Prime Mover-level Data
2020 | OR | River Mill | 3049 | 3 | HY | OP | NA | WAT |  | 130011.0469 |  |  | EIA Prime Mover-level Data
2020 | OR | River Mill | 3049 | 4 | HY | OP | NA | WAT |  | 153649.4219 |  |  | EIA Prime Mover-level Data
2020 | OR | River Mill | 3049 | 5 | HY | OP | NA | WAT |  | 196986.4375 |  |  | EIA Prime Mover-level Data
2020 | OR | River Valley Solar | 63665 | W0054 | PV | TS | NA | SUN
2020 | OR | Riverbend Landfill | 57019 | GEN1 | IC | OP | NA | LFG |  | 44714.5 | 0.32865 | 0.0147 | EIA Prime Mover-level Data | Estimated using an emission factor
2020 | OR | Riverbend Landfill | 57019 | GEN2 | IC | OP | NA | LFG |  | 44714.5 | 0.32865 | 0.0147 | EIA Prime Mover-level Data | Estimated using an emission factor
2020 | OR | Riverbend Landfill | 57019 | GEN3 | IC | OP | NA | LFG |  | 44714.5 | 0.32865 | 0.0147 | EIA Prime Mover-level Data | Estimated using an emission factor
2020 | OR | Riverbend Landfill | 57019 | GEN4 | IC | OP | NA | LFG |  | 44714.5 | 0.32865 | 0.0147 | EIA Prime Mover-level Data | Estimated using an emission factor
2020 | OR | Riverbend Landfill | 57019 | GEN5 | IC | OP | NA | LFG |  | 44714.5 | 0.32865 | 0.0147 | EIA Prime Mover-level Data | Estimated using an emission factor
2020 | OR | Riverbend Landfill | 57019 | GEN6 | IC | OP | NA | LFG |  | 44714.5 | 0.32865 | 0.0147 | EIA Prime Mover-level Data | Estimated using an emission factor
2020 | OR | Rock Garden Solar, LLC | 63779 | 4 | PV | OP | NA | SUN |  | 124304 |  |  | EIA Prime Mover-level Data
2020 | OR | Roseburg LFG | 57911 | 1 | IC | OP | NA | LFG |  | 105327 | 0.77415 | 0.0147 | EIA Prime Mover-level Data | Estimated using an emission factor
2020 | OR | Round Butte | 3050 | 1 | HY | OP | NA | WAT |  | 2037209.5 |  |  | EIA Prime Mover-level Data
2020 | OR | Round Butte | 3050 | 2 | HY | OP | NA | WAT |  | 2354108.75 |  |  | EIA Prime Mover-level Data
2020 | OR | Round Butte | 3050 | 3 | HY | OP | NA | WAT |  | 2354108.75 |  |  | EIA Prime Mover-level Data
2020 | OR | Salem Smart Power Center | 60441 | SSPC | BA | SB | NA | MWH |  | 0 |  |  | EIA Prime Mover-level Data
2020 | OR | Sand Ranch Windfarm LLC | 56973 | 1 | WT | OP | NA | WND |  | 202542 |  |  | EIA Prime Mover-level Data
2020 | OR | Seneca Sustainable Energy LLC | 57457 | 1 | ST | OP | NA | WDS |  | 1222722 | 11.4318 | 0.018699 | EIA Unit-level Data | NEI avg EF - PM, fuel type
2020 | OR | Sheep Solar | 61830 | PGRC8 | PV | OP | NA | SUN |  | 33662 |  |  | EIA Prime Mover-level Data
2020 | OR | Shell New Energies, Junction City | 59704 | JCBIO | GT | OS | NA | OBG
2020 | OR | Short Mountain | 7413 | 1 | IC | OP | NA | LFG |  | 68992 | 0.50709 | 0.0147 | EIA Prime Mover-level Data | Estimated using an emission factor
2020 | OR | Short Mountain | 7413 | 2 | IC | OP | NA | LFG |  | 68992 | 0.50709 | 0.0147 | EIA Prime Mover-level Data | Estimated using an emission factor
2020 | OR | Short Mountain | 7413 | 3 | IC | OP | NA | LFG |  | 68992 | 0.50709 | 0.0147 | EIA Prime Mover-level Data | Estimated using an emission factor
2020 | OR | Short Mountain | 7413 | 4 | IC | OP | NA | LFG |  | 68992 | 0.50709 | 0.0147 | EIA Prime Mover-level Data | Estimated using an emission factor
2020 | OR | Silverton Solar | 61829 | PGRC7 | PV | OP | NA | SUN |  | 38697 |  |  | EIA Prime Mover-level Data
2020 | OR | Siphon Power Project | 50980 | GEN1 | HY | OP | NA | WAT |  | 75895.5 |  |  | EIA Prime Mover-level Data
2020 | OR | Siphon Power Project | 50980 | GEN2 | HY | OP | NA | WAT |  | 75895.5 |  |  | EIA Prime Mover-level Data
2020 | OR | Slide Creek | 3036 | 1 | HY | OP | NA | WAT |  | 420895 |  |  | EIA Prime Mover-level Data
2020 | OR | Soda Springs | 3037 | 1 | HY | OP | NA | WAT |  | 329663 |  |  | EIA Prime Mover-level Data
2020 | OR | Solar Star Oregon II | 61048 | PV1 | PV | OP | NA | SUN |  | 1069034 |  |  | EIA Prime Mover-level Data
2020 | OR | South Hurlburt Wind LLC | 57549 | SOUTH | WT | OP | NA | WND |  | 5560634 |  |  | EIA Prime Mover-level Data
2020 | OR | Sprague Hydro | 10737 | GEN1 | HY | OP | NA | WAT |  | 17659 |  |  | EIA Prime Mover-level Data
2020 | OR | SSD Clackamas 1, LLC | 63961 | 1 | PV | OP | NA | SUN |  | 597 |  |  | EIA Prime Mover-level Data
2020 | OR | SSD Clackamas 4, LLC | 63962 | 1 | PV | OP | NA | SUN |  | 430 |  |  | EIA Prime Mover-level Data
2020 | OR | SSD Clackamas 7, LLC | 63963 | 1 | PV | OP | NA | SUN |  | 237 |  |  | EIA Prime Mover-level Data
2020 | OR | SSD Marion 1, LLC | 63964 | 1 | PV | OP | NA | SUN |  | 3562 |  |  | EIA Prime Mover-level Data
2020 | OR | SSD Marion 3, LLC | 63958 | 1 | PV | OP | NA | SUN |  | 535 |  |  | EIA Prime Mover-level Data
2020 | OR | SSD Marion 5, LLC | 63959 | 1 | PV | OP | NA | SUN |  | 1456 |  |  | EIA Prime Mover-level Data
2020 | OR | SSD Marion 6, LLC | 63960 | 1 | PV | OP | NA | SUN |  | 667 |  |  | EIA Prime Mover-level Data
2020 | OR | St Louis Solar | 63456 | W9319 | PV | OP | NA | SUN |  | 28958 |  |  | EIA Prime Mover-level Data
2020 | OR | Star Point Wind Project LLC | 57096 | 1 | WT | OP | NA | WND |  | 2162747 |  |  | EIA Prime Mover-level Data
2020 | OR | Starvation | 63344 | STAR | PV | OP | NA | SUN |  | 209201 |  |  | EIA Prime Mover-level Data
2020 | OR | Steel Bridge Solar, LLC | 60057 | STEEL | PV | OP | NA | SUN |  | 30812 |  |  | EIA Prime Mover-level Data
2020 | OR | Stone Creek | 7508 | 1 | HY | OP | NA | WAT |  | 274287 |  |  | EIA Prime Mover-level Data
2020 | OR | Sullivan | 3053 | 1 | HY | OP | NA | WAT |  | 72848.9609 |  |  | EIA Prime Mover-level Data
2020 | OR | Sullivan | 3053 | 10 | HY | OP | NA | WAT |  | 72848.9609 |  |  | EIA Prime Mover-level Data
2020 | OR | Sullivan | 3053 | 11 | HY | OP | NA | WAT |  | 72848.9609 |  |  | EIA Prime Mover-level Data
2020 | OR | Sullivan | 3053 | 12 | HY | OP | NA | WAT |  | 72848.9609 |  |  | EIA Prime Mover-level Data
2020 | OR | Sullivan | 3053 | 13 | HY | OP | NA | WAT |  | 72848.9609 |  |  | EIA Prime Mover-level Data
2020 | OR | Sullivan | 3053 | 2 | HY | OP | NA | WAT |  | 72848.9609 |  |  | EIA Prime Mover-level Data
2020 | OR | Sullivan | 3053 | 3 | HY | OP | NA | WAT |  | 72848.9609 |  |  | EIA Prime Mover-level Data
2020 | OR | Sullivan | 3053 | 4 | HY | OP | NA | WAT |  | 72848.9609 |  |  | EIA Prime Mover-level Data
2020 | OR | Sullivan | 3053 | 5 | HY | OP | NA | WAT |  | 72848.9609 |  |  | EIA Prime Mover-level Data
2020 | OR | Sullivan | 3053 | 6 | HY | OP | NA | WAT |  | 72848.9609 |  |  | EIA Prime Mover-level Data
2020 | OR | Sullivan | 3053 | 7 | HY | OP | NA | WAT |  | 72848.9609 |  |  | EIA Prime Mover-level Data
2020 | OR | Sullivan | 3053 | 8 | HY | OP | NA | WAT |  | 72848.9609 |  |  | EIA Prime Mover-level Data
2020 | OR | Sullivan | 3053 | 9 | HY | OP | NA | WAT |  | 60707.4688 |  |  | EIA Prime Mover-level Data
2020 | OR | SulusSolar17 | 63908 | SS17 | PV | OP | NA | SUN |  | 27232 |  |  | EIA Prime Mover-level Data
2020 | OR | SulusSolar22 | 64022 | SS22 | PV | V | NA | SUN
2020 | OR | SulusSolar25 | 64034 | SS25 | PV | OP | NA | SUN |  | 1851 |  |  | EIA Prime Mover-level Data
2020 | OR | SulusSolar28 | 64007 | SS28 | PV | OP | NA | SUN |  | 4552 |  |  | EIA Prime Mover-level Data
2020 | OR | SulusSolar29 | 64048 | SS29 | PV | OP | NA | SUN |  | 1737 |  |  | EIA Prime Mover-level Data
2020 | OR | SulusSolar33 | 64006 | SS33 | PV | V | NA | SUN
2020 | OR | SulusSolar35 | 63969 | SS35 | PV | OP | NA | SUN |  | 19010 |  |  | EIA Prime Mover-level Data
2020 | OR | Summit Ridge I Wind Farm | 58894 | SRWF | WT | CN | NA | WND
2020 | OR | Suntex Solar, LLC | 63778 | 3 | PV | OP | NA | SUN |  | 109389 |  |  | EIA Prime Mover-level Data
2020 | OR | The Dalles | 3895 | 1 | HY | OA | NA | WAT |  | 2521479.5 |  |  | EIA Prime Mover-level Data
2020 | OR | The Dalles | 3895 | 10 | HY | OP | NA | WAT |  | 2521479.5 |  |  | EIA Prime Mover-level Data
2020 | OR | The Dalles | 3895 | 11 | HY | OP | NA | WAT |  | 2521479.5 |  |  | EIA Prime Mover-level Data
2020 | OR | The Dalles | 3895 | 12 | HY | OP | NA | WAT |  | 2521479.5 |  |  | EIA Prime Mover-level Data
2020 | OR | The Dalles | 3895 | 13 | HY | OP | NA | WAT |  | 2521479.5 |  |  | EIA Prime Mover-level Data
2020 | OR | The Dalles | 3895 | 14 | HY | OP | NA | WAT |  | 2521479.5 |  |  | EIA Prime Mover-level Data
2020 | OR | The Dalles | 3895 | 15 | HY | OP | NA | WAT |  | 2780092.75 |  |  | EIA Prime Mover-level Data
2020 | OR | The Dalles | 3895 | 16 | HY | OP | NA | WAT |  | 2780092.75 |  |  | EIA Prime Mover-level Data
2020 | OR | The Dalles | 3895 | 17 | HY | OP | NA | WAT |  | 2780092.75 |  |  | EIA Prime Mover-level Data
2020 | OR | The Dalles | 3895 | 18 | HY | OP | NA | WAT |  | 2780092.75 |  |  | EIA Prime Mover-level Data
2020 | OR | The Dalles | 3895 | 19 | HY | OA | NA | WAT |  | 2780092.75 |  |  | EIA Prime Mover-level Data
2020 | OR | The Dalles | 3895 | 2 | HY | OA | NA | WAT |  | 2521479.5 |  |  | EIA Prime Mover-level Data
2020 | OR | The Dalles | 3895 | 20 | HY | OA | NA | WAT |  | 2780092.75 |  |  | EIA Prime Mover-level Data
2020 | OR | The Dalles | 3895 | 21 | HY | OP | NA | WAT |  | 2780092.75 |  |  | EIA Prime Mover-level Data
2020 | OR | The Dalles | 3895 | 22 | HY | OP | NA | WAT |  | 2780092.75 |  |  | EIA Prime Mover-level Data
2020 | OR | The Dalles | 3895 | 3 | HY | OP | NA | WAT |  | 2521479.5 |  |  | EIA Prime Mover-level Data
2020 | OR | The Dalles | 3895 | 4 | HY | OP | NA | WAT |  | 2521479.5 |  |  | EIA Prime Mover-level Data
2020 | OR | The Dalles | 3895 | 5 | HY | OP | NA | WAT |  | 2899701.5 |  |  | EIA Prime Mover-level Data
2020 | OR | The Dalles | 3895 | 6 | HY | OP | NA | WAT |  | 2521479.5 |  |  | EIA Prime Mover-level Data
2020 | OR | The Dalles | 3895 | 7 | HY | OP | NA | WAT |  | 2521479.5 |  |  | EIA Prime Mover-level Data
2020 | OR | The Dalles | 3895 | 8 | HY | OP | NA | WAT |  | 2521479.5 |  |  | EIA Prime Mover-level Data
2020 | OR | The Dalles | 3895 | 9 | HY | OP | NA | WAT |  | 2521479.5 |  |  | EIA Prime Mover-level Data
2020 | OR | The Dalles | 3895 | F1 | HY | OA | NA | WAT |  | 452573.25 |  |  | EIA Prime Mover-level Data
2020 | OR | The Dalles | 3895 | F2 | HY | OA | NA | WAT |  | 452573.25 |  |  | EIA Prime Mover-level Data
2020 | OR | Thomas Creek Solar | 63443 | W9318 | PV | OP | NA | SUN |  | 32889 |  |  | EIA Prime Mover-level Data
2020 | OR | Threemile Canyon | 56933 | 1 | WT | OP | NA | WND |  | 221061 |  |  | EIA Prime Mover-level Data
2020 | OR | Threemile Digester | 58382 | GEN1 | IC | OP | NA | OBG |  | 123666.6641 | 0.90895 | 0.0147 | EIA Prime Mover-level Data | Estimated using an emission factor
2020 | OR | Threemile Digester | 58382 | GEN2 | IC | OP | NA | OBG |  | 123666.6641 | 0.90895 | 0.0147 | EIA Prime Mover-level Data | Estimated using an emission factor
2020 | OR | Threemile Digester | 58382 | GEN3 | IC | OP | NA | OBG |  | 123666.6641 | 0.90895 | 0.0147 | EIA Prime Mover-level Data | Estimated using an emission factor
2020 | OR | Thunderegg Solar Center, LLC | 60334 | TSC1 | PV | OP | NA | SUN |  | 197926 |  |  | EIA Prime Mover-level Data
2020 | OR | Tickle Creek Solar | 63442 | W9317 | PV | OP | NA | SUN |  | 26415 |  |  | EIA Prime Mover-level Data
2020 | OR | Timothy Lake Powerhouse | 60868 | 1 | HY | OP | NA | WAT
2020 | OR | Toketee Falls | 3040 | 1 | HY | OP | NA | WAT |  | 457877 |  |  | EIA Prime Mover-level Data
2020 | OR | Toketee Falls | 3040 | 2 | HY | OP | NA | WAT |  | 457877 |  |  | EIA Prime Mover-level Data
2020 | OR | Toketee Falls | 3040 | 3 | HY | OP | NA | WAT |  | 457877 |  |  | EIA Prime Mover-level Data
2020 | OR | Tumbleweed Solar, LLC | 61580 | TUMBL | PV | OP | NA | SUN |  | 184952 |  |  | EIA Prime Mover-level Data
2020 | OR | Tunnel 1 Power Project | 50362 | GEN1 | HY | SB | NA | WAT |  | 165580 |  |  | EIA Prime Mover-level Data
2020 | OR | Univ of Oregon Central Power Station | 54950 | CTG1 | CT |  | NA | NG |  | 1232.036 | 0.0038078 | 0.0061813 | EIA Unit-level Data | NEI avg EF - PM, fuel type
2020 | OR | Univ of Oregon Central Power Station | 54950 | STG1 | CA | OP | NA | NG
2020 | OR | Vale Air Solar Center, LLC | 60335 | VASC1 | PV | OP | NA | SUN |  | 196901 |  |  | EIA Prime Mover-level Data
2020 | OR | Vale Solar Center | 61856 | VALE | PV | OP | NA | SUN |  | 23476 |  |  | EIA Prime Mover-level Data
2020 | OR | Valley Creek Solar | 61828 | PGRC6 | PV | OP | NA | SUN |  | 44724 |  |  | EIA Prime Mover-level Data
2020 | OR | Vansycle | 55125 | WGNS | WT | OP | NA | WND |  | 733634 |  |  | EIA Prime Mover-level Data
2020 | OR | Vansycle II Wind Energy Center | 58324 | SIE23 | WT | OP | NA | WND |  | 2726720 |  |  | EIA Prime Mover-level Data
2020 | OR | Wagon Trail LLC | 56974 | 1 | WT | OP | NA | WND |  | 66832 |  |  | EIA Prime Mover-level Data
2020 | OR | Wallowa Falls | 3041 | 1 | HY | OP | NA | WAT |  | 44548 |  |  | EIA Prime Mover-level Data
2020 | OR | Walterville | 3071 | 1 | HY | OP | NA | WAT |  | 461169 |  |  | EIA Prime Mover-level Data
2020 | OR | Ward Butte Windfarm LLC | 56975 | 1 | WT | OP | NA | WND |  | 147711 |  |  | EIA Prime Mover-level Data
2020 | OR | Warm Springs Power Enterprises | 54721 | 1 | HY | OP | NA | WAT |  | 525652 |  |  | EIA Prime Mover-level Data
2020 | OR | Waste Management Columbia Ridge LFGTE | 57015 | GEN1 | IC | OP | NA | LFG |  | 76036 | 0.55886 | 0.0147 | EIA Prime Mover-level Data | Estimated using an emission factor
2020 | OR | Waste Management Columbia Ridge LFGTE | 57015 | GEN10 | IC | OP | NA | LFG |  | 152072 | 1.1177 | 0.0147 | EIA Prime Mover-level Data | Estimated using an emission factor
2020 | OR | Waste Management Columbia Ridge LFGTE | 57015 | GEN11 | IC | OP | NA | LFG |  | 152072 | 1.1177 | 0.0147 | EIA Prime Mover-level Data | Estimated using an emission factor
2020 | OR | Waste Management Columbia Ridge LFGTE | 57015 | GEN12 | IC | OP | NA | LFG |  | 152072 | 1.1177 | 0.0147 | EIA Prime Mover-level Data | Estimated using an emission factor
2020 | OR | Waste Management Columbia Ridge LFGTE | 57015 | GEN2 | IC | OP | NA | LFG |  | 76036 | 0.55886 | 0.0147 | EIA Prime Mover-level Data | Estimated using an emission factor
2020 | OR | Waste Management Columbia Ridge LFGTE | 57015 | GEN3 | IC | OP | NA | LFG |  | 76036 | 0.55886 | 0.0147 | EIA Prime Mover-level Data | Estimated using an emission factor
2020 | OR | Waste Management Columbia Ridge LFGTE | 57015 | GEN4 | IC | OP | NA | LFG |  | 76036 | 0.55886 | 0.0147 | EIA Prime Mover-level Data | Estimated using an emission factor
2020 | OR | Waste Management Columbia Ridge LFGTE | 57015 | GEN5 | IC | OP | NA | LFG |  | 76036 | 0.55886 | 0.0147 | EIA Prime Mover-level Data | Estimated using an emission factor
2020 | OR | Waste Management Columbia Ridge LFGTE | 57015 | GEN6 | IC | OP | NA | LFG |  | 76036 | 0.55886 | 0.0147 | EIA Prime Mover-level Data | Estimated using an emission factor
2020 | OR | Waste Management Columbia Ridge LFGTE | 57015 | GEN7 | IC | OP | NA | LFG |  | 76036 | 0.55886 | 0.0147 | EIA Prime Mover-level Data | Estimated using an emission factor
2020 | OR | Waste Management Columbia Ridge LFGTE | 57015 | GEN8 | IC | OP | NA | LFG |  | 76036 | 0.55886 | 0.0147 | EIA Prime Mover-level Data | Estimated using an emission factor
2020 | OR | Waste Management Columbia Ridge LFGTE | 57015 | GEN9 | IC | OP | NA | LFG |  | 152072 | 1.1177 | 0.0147 | EIA Prime Mover-level Data | Estimated using an emission factor
2020 | OR | West Hines Solar I, LLC | 63796 | 1 | PV | OP | NA | SUN |  | 131226 |  |  | EIA Prime Mover-level Data
2020 | OR | Wheat Field Wind Power Project | 56854 | GEN1 | WT | OP | NA | WND |  | 2113864 |  |  | EIA Prime Mover-level Data
2020 | OR | Wheatridge 1 | 64057 | WND | WT | OP | NA | WND |  | 142184 |  |  | EIA Prime Mover-level Data
2020 | OR | Wheatridge Hybrid | 62745 | BTRY | BA | L | NA | MWH
2020 | OR | Wheatridge Hybrid | 62745 | SOLAR | PV | L | NA | SUN
2020 | OR | Wheatridge Hybrid | 62745 | WIND | WT | OP | NA | WND |  | 816117 |  |  | EIA Prime Mover-level Data
2020 | OR | Williams Acres Solar | 63664 | W0055 | PV | TS | NA | SUN
2020 | OR | Willow Creek Energy Center | 56952 | 1 | WT | OP | NA | WND |  | 1711139 |  |  | EIA Prime Mover-level Data
2020 | OR | Willow Spring Windfarm (Burnt River) | 59494 | WSW | WT | OP | NA | WND |  | 259943 |  |  | EIA Prime Mover-level Data
2020 | OR | WLWPCF Cogeneration Facility | 64663 | EG075 | IC | OP | NA | OBG |  | 227761 | 1.674 | 0.0147 | EIA Prime Mover-level Data | Estimated using an emission factor
2020 | OR | Woodline Solar | 61559 | PGRD5 | PV | OP | NA | SUN |  | 156964 |  |  | EIA Prime Mover-level Data
2020 | OR | WyEast Solar | 61345 | PV1 | PV | OP | NA | SUN |  | 190970 |  |  | EIA Prime Mover-level Data
2020 | OR | Yamhill Solar LLC | 57652 | 1 | PV | OP | NA | SUN |  | 1254 |  |  | EIA Prime Mover-level Data
2020 | PA | 500 Virginia Solar | 57640 | 1 | PV | OP | NA | SUN |  | 9386 |  |  | EIA Prime Mover-level Data
2020 | PA | Allegheny Hydro No 8 | 50897 | GEN1 | HY | OP | NA | WAT |  | 365887 |  |  | EIA Prime Mover-level Data
2020 | PA | Allegheny Hydro No 8 | 50897 | GEN2 | HY | OP | NA | WAT |  | 365887 |  |  | EIA Prime Mover-level Data
2020 | PA | Allegheny Hydro No 9 | 50898 | GEN1 | HY | OP | NA | WAT |  | 443642.5 |  |  | EIA Prime Mover-level Data
2020 | PA | Allegheny Hydro No 9 | 50898 | GEN2 | HY | OP | NA | WAT |  | 443642.5 |  |  | EIA Prime Mover-level Data
2020 | PA | Allegheny L&D2 Hydroelectric Project | 62401 | NA1 | HY | P | NA | WAT
2020 | PA | Allegheny L&D2 Hydroelectric Project | 62401 | NA2 | HY | P | NA | WAT
2020 | PA | Allegheny No 6 Hydro Station | 50894 | GEN1 | HY | OP | NA | WAT |  | 154199 |  |  | EIA Prime Mover-level Data
2020 | PA | Allegheny No 6 Hydro Station | 50894 | GEN2 | HY | OP | NA | WAT |  | 154199 |  |  | EIA Prime Mover-level Data
2020 | PA | Allegheny No. 5 Hydro Station | 50893 | GEN1 | HY | OP | NA | WAT |  | 153361 |  |  | EIA Prime Mover-level Data
2020 | PA | Allegheny No. 5 Hydro Station | 50893 | GEN2 | HY | OP | NA | WAT |  | 153361 |  |  | EIA Prime Mover-level Data
2020 | PA | Allegheny Ridge Wind Farm | 56451 | 1 | WT | OP | NA | WND |  | 1877826 |  |  | EIA Prime Mover-level Data
2020 | PA | Allenwood | 57581 | 1 | IC | OP | NA | LFG |  | 131574.5 | 0.96707 | 0.0147 | EIA Prime Mover-level Data | Estimated using an emission factor
2020 | PA | Allenwood | 57581 | 2 | IC | OP | NA | LFG |  | 131574.5 | 0.96707 | 0.0147 | EIA Prime Mover-level Data | Estimated using an emission factor
2020 | PA | Alpaca | 58813 | 1 | IC | OP | NA | NG |  | 93586 | 0.019747 | 0.000422 | EIA Prime Mover-level Data | Estimated using an emission factor
2020 | PA | Alpaca | 58813 | 2 | IC | OP | NA | NG |  | 93586 | 0.019747 | 0.000422 | EIA Prime Mover-level Data | Estimated using an emission factor
2020 | PA | Alpaca | 58813 | 3 | IC | OP | NA | NG |  | 93586 | 0.019747 | 0.000422 | EIA Prime Mover-level Data | Estimated using an emission factor
2020 | PA | Alpaca | 58813 | GEN1 | IC | CN | NA | NG
2020 | PA | Alpaca | 58813 | GEN2 | IC | CN | NA | NG
2020 | PA | Alpaca | 58813 | GEN3 | IC | CN | NA | NG
2020 | PA | Alpaca | 58813 | GEN4 | IC | CN | NA | NG
2020 | PA | Alpaca | 58813 | GEN5 | IC | CN | NA | NG
2020 | PA | Amity Energy LLC | 59418 | 1 | IC | CN | NA | NG
2020 | PA | Amity Energy LLC | 59418 | 2 | IC | CN | NA | NG
2020 | PA | Amity Energy LLC | 59418 | 3 | IC | CN | NA | NG
2020 | PA | Amity Energy LLC | 59418 | GEN1 | IC | CN | NA | NG
2020 | PA | Amity Energy LLC | 59418 | GEN2 | IC | CN | NA | NG
2020 | PA | Amity Energy LLC | 59418 | GEN3 | IC | CN | NA | NG
2020 | PA | Amity Energy LLC | 59418 | GEN4 | IC | CN | NA | NG
2020 | PA | Amity Energy LLC | 59418 | GEN5 | IC | CN | NA | NG
2020 | PA | Anchor Energy | 61304 | GEN1 | IC | CN | NA | NG
2020 | PA | Anchor Energy | 61304 | GEN2 | IC | CN | NA | NG
2020 | PA | Anchor Energy | 61304 | GEN3 | IC | CN | NA | NG
2020 | PA | Anchor Energy | 61304 | GEN4 | IC | CN | NA | NG
2020 | PA | Anchor Energy | 61304 | GEN5 | IC | CN | NA | NG
2020 | PA | Aqua Ingrams Mill | 57280 | 1 | PV | OP | NA | SUN |  | 9738 |  |  | EIA Prime Mover-level Data
2020 | PA | Armenia Mountain Wind Farm | 57044 | 1 | WT | OP | NA | WND |  | 2300104 |  |  | EIA Prime Mover-level Data
2020 | PA | Armstrong Power, LLC | 55347 | 1 | GT | OP | CT | NG | 1715 | 2394434.5 | 17.2722 | 0.014427 | EPA/CAMD | EPA/NEI | 2002
2020 | PA | Armstrong Power, LLC | 55347 | 2 | GT | OP | CT | NG | 2300 | 3315057.75 | 23.9258 | 0.014435 | EPA/CAMD | EPA/NEI | 2002
2020 | PA | Armstrong Power, LLC | 55347 | 3 | GT | OP | CT | NG | 2034 | 2968923.25 | 21.4264 | 0.014434 | EPA/CAMD | EPA/NEI | 2002
2020 | PA | Armstrong Power, LLC | 55347 | 4 | GT | OP | CT | NG | 2259 | 3283675.75 | 23.6981 | 0.014434 | EPA/CAMD | EPA/NEI | 2002
2020 | PA | Bayles | 58816 | 1 | IC | CN | NA | NG
2020 | PA | Bayles | 58816 | 2 | IC | CN | NA | NG
2020 | PA | Bayles | 58816 | 3 | IC | CN | NA | NG
2020 | PA | Bayles | 58816 | GEN1 | IC | CN | NA | NG
2020 | PA | Bayles | 58816 | GEN2 | IC | CN | NA | NG
2020 | PA | Bayles | 58816 | GEN3 | IC | CN | NA | NG
2020 | PA | Bayles | 58816 | GEN4 | IC | CN | NA | NG
2020 | PA | Bayles | 58816 | GEN5 | IC | CN | NA | NG
2020 | PA | Beaver Dam | 58811 | GEN1 | IC | OP | NA | NG |  | 72090.3984 | 0.015211 | 0.000422 | EIA Prime Mover-level Data | Estimated using an emission factor
2020 | PA | Beaver Dam | 58811 | GEN2 | IC | OP | NA | NG |  | 72090.3984 | 0.015211 | 0.000422 | EIA Prime Mover-level Data | Estimated using an emission factor
2020 | PA | Beaver Dam | 58811 | GEN3 | IC | OP | NA | NG |  | 72090.3984 | 0.015211 | 0.000422 | EIA Prime Mover-level Data | Estimated using an emission factor
2020 | PA | Beaver Dam | 58811 | GEN4 | IC | OP | NA | NG |  | 72090.3984 | 0.015211 | 0.000422 | EIA Prime Mover-level Data | Estimated using an emission factor
2020 | PA | Beaver Dam | 58811 | GEN5 | IC | OP | NA | NG |  | 72090.3984 | 0.015211 | 0.000422 | EIA Prime Mover-level Data | Estimated using an emission factor
2020 | PA | Beaver Solar LLC | 59546 | PV1 | PV | OP | NA | SUN |  | 11133 |  |  | EIA Prime Mover-level Data
2020 | PA | Beaver Valley | 6040 | 1 | ST | OP | NA | NUC |  | 84066424 |  |  | EIA Prime Mover-level Data
2020 | PA | Beaver Valley | 6040 | 2 | ST | OP | NA | NUC |  | 76732624 |  |  | EIA Prime Mover-level Data
2020 | PA | Beaver Valley Patterson Dam | 10546 | GEN1 | HY | OS | NA | WAT |  | 13200.667 |  |  | EIA Prime Mover-level Data
2020 | PA | Beaver Valley Patterson Dam | 10546 | GEN2 | HY | OP | NA | WAT |  | 13200.667 |  |  | EIA Prime Mover-level Data
2020 | PA | Beaver Valley Patterson Dam | 10546 | GEN3 | HY | OP | NA | WAT |  | 13200.667 |  |  | EIA Prime Mover-level Data
2020 | PA | Bethlehem Power Plant | 55690 | 1 | CT | OP | CC | NG | 5866 | 6822584 | 19.78 | 0.0057984 | EPA/CAMD | EPA/NEI | 2002
2020 | PA | Bethlehem Power Plant | 55690 | 2 | CT | OP | CC | NG | 5832 | 6674397 | 19.29 | 0.0057803 | EPA/CAMD | EPA/NEI | 2002
2020 | PA | Bethlehem Power Plant | 55690 | 3 | CT | OP | CC | NG | 5834 | 6832127.5 | 19.74 | 0.0057786 | EPA/CAMD | EPA/NEI | 2002
2020 | PA | Bethlehem Power Plant | 55690 | 5 | CT | OP | CC | NG | 7415 | 8413757 | 24.44 | 0.0058095 | EPA/CAMD | EPA/NEI | 2002
2020 | PA | Bethlehem Power Plant | 55690 | 6 | CT | OP | CC | NG | 7231 | 8233755 | 23.83 | 0.0057884 | EPA/CAMD | EPA/NEI | 2002
2020 | PA | Bethlehem Power Plant | 55690 | 7 | CT | OP | CC | NG | 7072 | 8340892.5 | 24.15 | 0.0057907 | EPA/CAMD | EPA/NEI | 2003
2020 | PA | Big Level Wind | 60551 | BLW01 | WT | OP | NA | WND |  | 2415200 |  |  | EIA Prime Mover-level Data
2020 | PA | Birdsboro Power | 61035 | 1 | CT | OP | CC | NG | 7817 | 24210442 | 74.8257 | 0.0061813 | EPA/CAMD | NEI avg EF - PM, fuel type, firing type | 2019
2020 | PA | Blossburg | 3120 | 1 | GT | OP | NA | NG |  | 1134 | 0.00056373 | 0.00099423 | EIA Prime Mover-level Data | NEI avg EF - PM, fuel type, firing type
2020 | PA | Blue Ridge Landfill | 57466 | GEN1 | IC | OP | NA | LFG |  | 125160 | 0.91993 | 0.0147 | EIA Prime Mover-level Data | Estimated using an emission factor
2020 | PA | Blue Ridge Landfill | 57466 | GEN2 | IC | OP | NA | LFG |  | 125160 | 0.91993 | 0.0147 | EIA Prime Mover-level Data | Estimated using an emission factor
2020 | PA | Blue Ridge Landfill | 57466 | GEN3 | IC | OP | NA | LFG |  | 125160 | 0.91993 | 0.0147 | EIA Prime Mover-level Data | Estimated using an emission factor
2020 | PA | Blue Ridge Landfill | 57466 | GEN4 | IC | OP | NA | LFG |  | 125160 | 0.91993 | 0.0147 | EIA Prime Mover-level Data | Estimated using an emission factor
2020 | PA | Braddock Lock and Dam | 59091 | GEN1 | HY | L | NA | WAT
2020 | PA | Broad Mountain | 56911 | GEN1 | GT | OP | NA | LFG |  | 474553 | 5.1252 | 0.0216 | EIA Prime Mover-level Data | Estimated using an emission factor
2020 | PA | Broad Mountain | 56911 | GEN2 | GT | OP | NA | LFG |  | 474553 | 5.1252 | 0.0216 | EIA Prime Mover-level Data | Estimated using an emission factor
2020 | PA | Broad Mountain Wind Project | 63210 | BROAD | WT | U | NA | WND
2020 | PA | Bruce Mansfield | 6094 | 1 | ST | OP | WALL | RC | 0 | [5 empty] | 1975
2020 | PA | Bruce Mansfield | 6094 | 2 | ST | OP | WALL | RC | 0 | [5 empty] | 1977
2020 | PA | Bruce Mansfield | 6094 | 3 | ST | OP | WALL | RC | 0 | [5 empty] | 1980
2020 | PA | Brunner Island, LLC | 3140 | 1 | ST | OP | TANGENTIAL | BIT | 2197 | 4488428 | 22.6122 | 0.010076 | EPA/CAMD | EPA/NEI | 1961
2020 | PA | Brunner Island, LLC | 3140 | 2 | ST | OP | TANGENTIAL | BIT | 2798 | 6538722 | 27.8144 | 0.0085076 | EPA/CAMD | EPA/NEI | 1965
2020 | PA | Brunner Island, LLC | 3140 | 3 | ST | OP | TANGENTIAL | BIT | 2129 | 8891646 | 36.5669 | 0.008225 | EPA/CAMD | EPA/NEI | 1969
2020 | PA | Brunot Island Power Station | 3096 | 2A | CT | OP | CC | NG | 836 | 480538.7812 | 3.315 | 0.013797 | EPA/CAMD | EPA/NEI | 1973
2020 | PA | Brunot Island Power Station | 3096 | 2B | CT | OP | CC | NG | 798 | 441127.8438 | 3.7879 | 0.017174 | EPA/CAMD | EPA/NEI | 1973
2020 | PA | Brunot Island Power Station | 3096 | 3 | CT | OP | CC | NG | 837 | 422929.7188 | 3.535 | 0.016717 | EPA/CAMD | EPA/NEI | 1973
2020 | PA | Bucknell University | 54333 | G001 | CT |  | NA | NG |  | 439628.8438 | 1.3587 | 0.0061813 | EIA Unit-level Data | NEI avg EF - PM, fuel type
2020 | PA | Bucknell University | 54333 | G502 | CA | OP | NA | NG |  | 37577 | 0.0079287 | 0.000422 | EIA Prime Mover-level Data | Estimated using an emission factor
2020 | PA | Cambria Wind LLC | 57139 | 1 | WT | OP | NA | WND |  | 1200128 |  |  | EIA Prime Mover-level Data
2020 | PA | CASD Solar | 57668 | CASDE | PV | OP | NA | SUN |  | 6.923 |  |  | EIA Prime Mover-level Data
2020 | PA | CASD Solar | 57668 | CASDW | PV | OP | NA | SUN |  | 3.077 |  |  | EIA Prime Mover-level Data
2020 | PA | Casselman Wind Power Project | 56369 | 1 | WT | OP | NA | WND |  | 829075 |  |  | EIA Prime Mover-level Data
2020 | PA | Chambersburg Units 12 & 13 | 55654 | 12 | GT | OP | CT | NG | 2922 | 1172181.875 | 0.27 | 0.00046068 | EPA/CAMD | EPA/NEI | 2001
2020 | PA | Chambersburg Units 12 & 13 | 55654 | 13 | GT | OP | CT | NG | 2965 | 1200528.375 | 0.25 | 0.00041648 | EPA/CAMD | EPA/NEI | 2001
2020 | PA | Chester Generating Station | 3157 | 7 | GT | OP | NA | DFO |  | 411.667 | 0.003714 | 0.018044 | EIA Prime Mover-level Data | NEI avg EF - PM, fuel type, firing type
2020 | PA | Chester Generating Station | 3157 | 8 | GT | OP | NA | DFO |  | 411.667 | 0.003714 | 0.018044 | EIA Prime Mover-level Data | NEI avg EF - PM, fuel type, firing type
2020 | PA | Chester Generating Station | 3157 | 9 | GT | OP | NA | DFO |  | 411.667 | 0.003714 | 0.018044 | EIA Prime Mover-level Data | NEI avg EF - PM, fuel type, firing type
2020 | PA | Chestnut Flats Wind Farm | 57268 | 1 | WT | OP | NA | WND |  | 868809 |  |  | EIA Prime Mover-level Data
2020 | PA | Cheswick | 8226 | 1 | ST | OP | TANGENTIAL | BIT | 2137 | 6543784.5 | 30.6018 | 0.0093529 | EPA/CAMD | EPA/NEI | 1970
2020 | PA | CL-Viaduct LLC | 64709 | GSF01 | PV | T | NA | SUN
2020 | PA | Colver Green Energy | 10143 | AAB01 | ST | OP | FLUIDIZED | WC | 5173 | 6389008 | 11.9891 | 0.003753 | EPA/CAMD | EPA/NEI | 1995
2020 | PA | Conemaugh | 3118 | 1 | ST | OP | TANGENTIAL | RC | 6170 | 36729632 | 374.6424 | 0.0204 | EPA/CAMD | EPA/NEI | 1970
2020 | PA | Conemaugh | 3118 | 2 | ST | OP | TANGENTIAL | RC | 7028 | 39838692 | 525.8706 | 0.0264 | EPA/CAMD | EPA/NEI | 1971
2020 | PA | Conemaugh Hydro Plant | 52173 | GEN1 | HY | OP | NA | WAT |  | 174056 |  |  | EIA Prime Mover-level Data
2020 | PA | Conemaugh Hydro Plant | 52173 | GEN2 | HY | OP | NA | WAT |  | 174056 |  |  | EIA Prime Mover-level Data
2020 | PA | Covanta Delaware Valley | 10746 | BLR1 | ST | OP | NA | MSW |  | 2001443.125 |  |  | EIA Unit-level Data
2020 | PA | Covanta Delaware Valley | 10746 | BLR2 | ST | OP | NA | MSW |  | 2001443.125 |  |  | EIA Unit-level Data
2020 | PA | Covanta Delaware Valley | 10746 | BLR3 | ST | OP | NA | MSW |  | 2001443.125 |  |  | EIA Unit-level Data
2020 | PA | Covanta Delaware Valley | 10746 | BLR4 | ST | OP | NA | MSW |  | 2001443.125 |  |  | EIA Unit-level Data
2020 | PA | Covanta Delaware Valley | 10746 | BLR5 | ST | OP | NA | MSW |  | 2001443.125 |  |  | EIA Unit-level Data
2020 | PA | Covanta Delaware Valley | 10746 | BLR6 | ST | OP | NA | MSW |  | 2001443.125 |  |  | EIA Unit-level Data
2020 | PA | Covanta Plymouth Renewable Energy | 54625 | 1 | ST | OP | NA | MSW |  | 1927197.625 |  |  | EIA Unit-level Data
2020 | PA | Covanta Plymouth Renewable Energy | 54625 | 2 | ST | OP | NA | MSW |  | 1824439.375 |  |  | EIA Unit-level Data
2020 | PA | CPV Fairview, LLC | 60589 | CT-1 | CT | OP | CC | NG | 7223 | 22513314 | 69.5805 | 0.0061813 | EPA/CAMD | NEI avg EF - PM, fuel type, firing type | 2019
2020 | PA | CPV Fairview, LLC | 60589 | CT-2 | CT | OP | CC | NG | 7746 | 24072438 | 74.3992 | 0.0061813 | EPA/CAMD | NEI avg EF - PM, fuel type, firing type | 2019
2020 | PA | Crayola Solar Project | 57216 | 1 | PV | OP | NA | SUN |  | 8353.2139 |  |  | EIA Prime Mover-level Data
2020 | PA | Crayola Solar Project | 57216 | 2 | PV | OP | NA | SUN |  | 8353.2139 |  |  | EIA Prime Mover-level Data
2020 | PA | Crayola Solar Project | 57216 | 3 | PV | OP | NA | SUN |  | 6682.5708 |  |  | EIA Prime Mover-level Data
2020 | PA | Cromby Generating Station | 3159 | 1 | ST | RE | WALL | BIT
2020 | PA | Cromby Generating Station | 3159 | 2 | ST | RE | TANGENTIAL | RFO
2020 | PA | Cromby Generating Station | 3159 | ICI | IC | RE | NA | DFO
2020 | PA | Crossroads Solar (PA) | 63785 | CROSS | PV | P | NA | SUN
2020 | PA | Croydon Generating Station | 8012 | 11 | GT | OP | CT | DFO | 13 | 1564 | 0.0146 | 0.01867 | EPA/CAMD | EPA/NEI | 1974
2020 | PA | Croydon Generating Station | 8012 | 12 | GT | OP | CT | DFO | 12 | 2128 | 0.02 | 0.018797 | EPA/CAMD | EPA/NEI | 1974
2020 | PA | Croydon Generating Station | 8012 | 21 | GT | OP | CT | DFO | 8 | 1293.9 | 0.0122 | 0.018858 | EPA/CAMD | EPA/NEI | 1974
2020 | PA | Croydon Generating Station | 8012 | 22 | GT | OP | CT | DFO | 13 | 1278 | 0.012 | 0.018779 | EPA/CAMD | EPA/NEI | 1974
2020 | PA | Croydon Generating Station | 8012 | 31 | GT | OP | CT | DFO | 9 | 2609.3 | 0.0228 | 0.017476 | EPA/CAMD | EPA/NEI | 1974
2020 | PA | Croydon Generating Station | 8012 | 32 | GT | OP | CT | DFO | 8 | 2372.2 | 0.0222 | 0.018717 | EPA/CAMD | EPA/NEI | 1974
2020 | PA | Croydon Generating Station | 8012 | 41 | GT | OP | CT | DFO | 10 | 3161.8999 | 0.0284 | 0.017964 | EPA/CAMD | EPA/NEI | 1974
2020 | PA | Croydon Generating Station | 8012 | 42 | GT | OP | CT | DFO | 13 | 3645.5 | 0.015 | 0.0082293 | EPA/CAMD | EPA/NEI | 1974
2020 | PA | Cumberland County PA LFG Recovery | 56887 | GEN 1 | IC | OP | NA | LFG |  | 138241.5 | 1.0161 | 0.0147 | EIA Prime Mover-level Data | Estimated using an emission factor
2020 | PA | Cumberland County PA LFG Recovery | 56887 | GEN 2 | IC | OP | NA | LFG |  | 138241.5 | 1.0161 | 0.0147 | EIA Prime Mover-level Data | Estimated using an emission factor
2020 | PA | Cumberland County PA LFG Recovery | 56887 | GEN 3 | IC | OP | NA | LFG |  | 138241.5 | 1.0161 | 0.0147 | EIA Prime Mover-level Data | Estimated using an emission factor
2020 | PA | Cumberland County PA LFG Recovery | 56887 | GEN 4 | IC | OP | NA | LFG |  | 138241.5 | 1.0161 | 0.0147 | EIA Prime Mover-level Data | Estimated using an emission factor
2020 | PA | Dart Container Corp | 58476 | LFGT1 | GT | OP | NA | LFG |  | 262521 | 2.8352 | 0.0216 | EIA Prime Mover-level Data | Estimated using an emission factor
2020 | PA | Dart Container Corp | 58476 | LFGT2 | GT | OP | NA | LFG |  | 262521 | 2.8352 | 0.0216 | EIA Prime Mover-level Data | Estimated using an emission factor
2020 | PA | Delaware Generating Station | 3160 | 1 | IC | RE | NA | DFO
2020 | PA | Delaware Generating Station | 3160 | 10 | GT | OP | NA | DFO |  | 645.203 | 0.0058209 | 0.018044 | EIA Prime Mover-level Data | NEI avg EF - PM, fuel type, firing type
2020 | PA | Delaware Generating Station | 3160 | 11 | GT | OP | NA | DFO |  | 645.203 | 0.0058209 | 0.018044 | EIA Prime Mover-level Data | NEI avg EF - PM, fuel type, firing type
2020 | PA | Delaware Generating Station | 3160 | 12 | GT | OP | NA | DFO |  | 645.203 | 0.0058209 | 0.018044 | EIA Prime Mover-level Data | NEI avg EF - PM, fuel type, firing type
2020 | PA | Delaware Generating Station | 3160 | 7 | ST | RE | NA | RFO
2020 | PA | Delaware Generating Station | 3160 | 8 | ST | RE | NA | RFO
2020 | PA | Delaware Generating Station | 3160 | 9 | GT | OP | NA | DFO |  | 735.392 | 0.0066346 | 0.018044 | EIA Prime Mover-level Data | NEI avg EF - PM, fuel type, firing type
2020 | PA | Dickinson Solar | 62946 | DICK | PV | OP | NA | SUN |  | 41636 |  |  | EIA Prime Mover-level Data
2020 | PA | Domtar Paper Company, LLC | 54638 | 40 | ST | OP | WALL | BLQ | 3515 | 2945537.5 | 8.6158 | 0.00585 | EIA non-ozone season distributed and EPA/CAMD ozone season | EPA/NEI | 1982
2020 | PA | Domtar Paper Company, LLC | 54638 | 41 | ST | OP | WALL | BLQ | 3672 | 3207687.5 | 9.0358 | 0.0056338 | EIA non-ozone season distributed and EPA/CAMD ozone season | EPA/NEI | 1982
2020 | PA | East Campus Steam Plant | 58195 | CT1 | GT | OP | NA | NG |  | 618335 | 0.30738 | 0.00099423 | EIA Prime Mover-level Data | NEI avg EF - PM, fuel type, firing type
2020 | PA | Ebensburg Power Company | 10603 | 31 | ST | OP | FLUIDIZED | WC | 7369 | 4743554.5 | 27.02 | 0.011392 | EPA/CAMD | EPA/NEI | 1991
2020 | PA | ECP Uptown Campus | 63485 | 1 | GT | OP | NA | NG |  | 445495 | 0.22146 | 0.00099423 | EIA Prime Mover-level Data | NEI avg EF - PM, fuel type, firing type
2020 | PA | Eddystone Generating Station | 3161 | 3 | ST | OP | TANGENTIAL | NG | 109 | 116073.4453 | 0.82564 | 0.014226 | EPA/CAMD | EPA/NEI | 1974
2020 | PA | Eddystone Generating Station | 3161 | 4 | ST | OP | TANGENTIAL | NG | 72 | 64203.7773 | 0.47532 | 0.014807 | EPA/CAMD | EPA/NEI | 1976
2020 | PA | Elizabethtown Solar | 60985 | ESPV | PV | OP | NA | SUN |  | 24661 |  |  | EIA Prime Mover-level Data
2020 | PA | Elk Hill Solar 1 | 63773 | PAEH1 | PV | L | NA | SUN
2020 | PA | Elk Hill Solar 2 | 63768 | PAEH2 | PV | OP | NA | SUN |  | 3904 |  |  | EIA Prime Mover-level Data
2020 | PA | Elrama Power Plant | 3098 | 1 | ST | RE | VERTICAL/ARCH | BIT
2020 | PA | Elrama Power Plant | 3098 | 2 | ST | RE | VERTICAL/ARCH | BIT
2020 | PA | Elrama Power Plant | 3098 | 3 | ST | RE | VERTICAL/ARCH | BIT
2020 | PA | Elrama Power Plant | 3098 | 4 | ST | RE | WALL | BIT
2020 | PA | Emsworth BC Hydroelectric Project | 62434 | NA1 | HY | P | NA | WAT
2020 | PA | Emsworth BC Hydroelectric Project | 62434 | NA2 | HY | P | NA | WAT
2020 | PA | Emsworth L&D Hydroelectric Project | 62433 | NA1 | HY | P | NA | WAT
2020 | PA | Emsworth L&D Hydroelectric Project | 62433 | NA2 | HY | P | NA | WAT
2020 | PA | Emsworth L&D Hydroelectric Project | 62433 | NA3 | HY | P | NA | WAT
2020 | PA | Erie Coke | 50920 | 1 | ST | RE | NA | OG
2020 | PA | ESC Tioga County Power | 60205 | TCCA1 | CA | IP | NA | NG
2020 | PA | ESC Tioga County Power | 60205 | TCCT1 | CT | IP | NA | NG
2020 | PA | ESC Tioga County Power | 60205 | TCCT2 | CT | IP | NA | NG
2020 | PA | F R Phillips | 3099 | 1 | ST | RE | NA | BIT
2020 | PA | F R Phillips | 3099 | 2 | ST | RE | NA | BIT
2020 | PA | F R Phillips | 3099 | 3 | ST | RE | NA | BIT
2020 | PA | F R Phillips | 3099 | 4 | ST | RE | NA | BIT
2020 | PA | Fairless Energy Center | 55298 | 1A | CT | OP | CC | NG | 7843 | 14198679 | 20.3957 | 0.0028729 | EPA/CAMD | EPA/NEI | 2004
2020 | PA | Fairless Energy Center | 55298 | 1B | CT | OP | CC | NG | 7840 | 14220165 | 13.8972 | 0.0019546 | EPA/CAMD | EPA/NEI | 2004
2020 | PA | Fairless Energy Center | 55298 | 2A | CT | OP | CC | NG | 7290 | 12727824 | 18.5643 | 0.0029171 | EPA/CAMD | EPA/NEI | 2004
2020 | PA | Fairless Energy Center | 55298 | 2B | CT | OP | CC | NG | 7392 | 13163502 | 11.8147 | 0.0017951 | EPA/CAMD | EPA/NEI | 2004
2020 | PA | Fairless Hills Generating Station | 7701 | PHBLR4 | ST | OP | WALL | OG | 3559 | 1186720.5 | 7.0235 | 0.011837 | EPA/CAMD | EPA/NEI | 1996
2020 | PA | Fairless Hills Generating Station | 7701 | PHBLR5 | ST | OP | WALL | OG | 0 | [5 empty] | 1996
2020 | PA | Falling Spring | 7397 | 5 | IC | OP | NA | NG |  | 3582.2219 | 0.00075585 | 0.000422 | EIA Prime Mover-level Data | Estimated using an emission factor
2020 | PA | Falling Spring | 7397 | 6 | IC | OP | NA | NG |  | 3582.2219 | 0.00075585 | 0.000422 | EIA Prime Mover-level Data | Estimated using an emission factor
2020 | PA | Falling Spring | 7397 | 7 | IC | OP | NA | NG |  | 5731.5562 | 0.0012094 | 0.000422 | EIA Prime Mover-level Data | Estimated using an emission factor
2020 | PA | Falls | 3162 | 1 | GT | OP | NA | DFO |  | 1071.333 | 0.0112 | 0.020909 | EIA Prime Mover-level Data | EPA/NEI
2020 | PA | Falls | 3162 | 2 | GT | OP | NA | DFO |  | 1071.333 | 0.0067 | 0.012508 | EIA Prime Mover-level Data | EPA/NEI
2020 | PA | Falls | 3162 | 3 | GT | OP | NA | DFO |  | 1071.333 | 0.0065 | 0.012134 | EIA Prime Mover-level Data | EPA/NEI
2020 | PA | Fayette Power Company LLC | 55516 | CTG1 | CT | OP | CC | NG | 8070 | 17961976 | 71.84 | 0.0079991 | EPA/CAMD | EPA/NEI | 2003
2020 | PA | Fayette Power Company LLC | 55516 | CTG2 | CT | OP | CC | NG | 8038 | 17556040 | 35.12 | 0.0040009 | EPA/CAMD | EPA/NEI | 2003
2020 | PA | FirstEnergy Armstrong Power Station | 3178 | 1 | ST | RE | WALL | BIT
2020 | PA | FirstEnergy Armstrong Power Station | 3178 | 2 | ST | RE | WALL | BIT
2020 | PA | FirstEnergy Mitchell Power Station | 3181 | 1 | ST | RE | VERTICAL/ARCH | DFO
2020 | PA | FirstEnergy Mitchell Power Station | 3181 | 2 | ST | RE | VERTICAL/ARCH | DFO
2020 | PA | FirstEnergy Mitchell Power Station | 3181 | 3 | ST | RE | VERTICAL/ARCH | BIT
2020 | PA | FirstEnergy Springdale Power Station | 3182 | 7 | ST | RE | NA | RFO
2020 | PA | FirstEnergy Springdale Power Station | 3182 | 8 | ST | RE | NA | DFO
2020 | PA | Florey Knobb | 58821 | 1 | IC | CN | NA | NG
2020 | PA | Florey Knobb | 58821 | 2 | IC | CN | NA | NG
2020 | PA | Florey Knobb | 58821 | 3 | IC | CN | NA | NG
2020 | PA | Florey Knobb | 58821 | GEN1 | IC | CN | NA | NG
2020 | PA | Florey Knobb | 58821 | GEN2 | IC | CN | NA | NG
2020 | PA | Florey Knobb | 58821 | GEN3 | IC | CN | NA | NG
2020 | PA | Florey Knobb | 58821 | GEN4 | IC | CN | NA | NG
2020 | PA | Florey Knobb | 58821 | GEN5 | IC | CN | NA | NG
2020 | PA | Fort Indiantown Gap | 62408 | X0028 | PV | OP | NA | SUN |  | 43918 |  |  | EIA Prime Mover-level Data
2020 | PA | Forward Windpower LLC | 56699 | 1 | WT | OP | NA | WND |  | 530458 |  |  | EIA Prime Mover-level Data
2020 | PA | Frey Farm Landfill | 56510 | GEN1 | IC | RE | NA | LFG
2020 | PA | Frey Farm Landfill | 56510 | GEN2 | IC | OP | NA | LFG |  | 146545 | 1.0771 | 0.0147 | EIA Prime Mover-level Data | Estimated using an emission factor
2020 | PA | Gans Generating Facility | 55377 | 8 | GT | OP | CT | NG | 2516 | 1011896.125 | 0.267 | 0.00052772 | EPA/CAMD | EPA/NEI | 2000
2020 | PA | Gans Generating Facility | 55377 | 9 | GT | OP | CT | NG | 2538 | 1001514 | 0.23 | 0.0004593 | EPA/CAMD | EPA/NEI | 2000
2020 | PA | General Electric Diesel Engine Plant | 10058 | REGN | IC | OP | NA | DFO |  | 100259 | 15.5401 | 0.31 | EIA Prime Mover-level Data | Estimated using an emission factor
2020 | PA | Gettysburg Energy & Nutrient Rec Facility | 58565 | GENRF | ST | OS | NA | OBS
2020 | PA | Gilberton Power Company | 10113 | 31 | ST | OP | FLUIDIZED | WC | 8514 | 4207744 | 25.944 | 0.012332 | EPA/CAMD | EPA/NEI | 1988
2020 | PA | Gilberton Power Company | 10113 | 32 | ST | OP | FLUIDIZED | WC | 8574 | 4171457.75 | 25.7216 | 0.012332 | EPA/CAMD | EPA/NEI | 1988
2020 | PA | Glades Pike Generation Plant | 59759 | CAT1 | IC | OP | NA | LFG |  | 39363 | 0.28932 | 0.0147 | EIA Prime Mover-level Data | Estimated using an emission factor
2020 | PA | Glades Pike Generation Plant | 59759 | CAT2 | IC | OP | NA | LFG |  | 39363 | 0.28932 | 0.0147 | EIA Prime Mover-level Data | Estimated using an emission factor
2020 | PA | Glades Pike Generation Plant | 59759 | SOLAR | GT | OP | NA | LFG |  | 144391 | 1.5594 | 0.0216 | EIA Prime Mover-level Data | Estimated using an emission factor
2020 | PA | GLRA Landfill | 56512 | GEN1 | IC | OP | NA | LFG |  | 85427.5 | 0.62789 | 0.0147 | EIA Prime Mover-level Data | Estimated using an emission factor
2020 | PA | GLRA Landfill | 56512 | GEN2 | IC | OP | NA | LFG |  | 85427.5 | 0.62789 | 0.0147 | EIA Prime Mover-level Data | Estimated using an emission factor
2020 | PA | Grays Ferry Cogen Partnership | 54785 | 2 | CT | OP | CC | NG | 8107 | 10743016 | 102.8724 | 0.019151 | EPA/CAMD | EPA/NEI | 1998
2020 | PA | Grays Ferry Cogen Partnership | 54785 | 25 | ST | OP | WALL | NG | 8317 | 2103667.75 | 4.2 | 0.003993 | EPA/CAMD | EPA/NEI | 1997
2020 | PA | Grays Landing L&D Hydroelectric Project | 62388 | NA1 | HY | P | NA | WAT
2020 | PA | Grays Landing L&D Hydroelectric Project | 62388 | NA2 | HY | P | NA | WAT
2020 | PA | Green Knight Energy Center | 55765 | TG1 | GT | OP | NA | LFG |  | 230113 | 2.4852 | 0.0216 | EIA Prime Mover-level Data | Estimated using an emission factor
2020 | PA | Green Knight Energy Center | 55765 | TG2 | GT | OP | NA | LFG |  | 230113 | 2.4852 | 0.0216 | EIA Prime Mover-level Data | Estimated using an emission factor
2020 | PA | Green Knight Energy Center | 55765 | TG3 | GT | OP | NA | LFG |  | 230113 | 2.4852 | 0.0216 | EIA Prime Mover-level Data | Estimated using an emission factor
2020 | PA | Green Mountain Storage, LLC | 55370 | BGM | BA | OP | NA | MWH |  | 0 |  |  | EIA Prime Mover-level Data
2020 | PA | Green Mountain Storage, LLC | 55370 | N60 | WT | RE | NA | WND
2020 | PA | GSK York RDC Solar Facility | 57390 | 1 | PV | OP | NA | SUN |  | 21783 |  |  | EIA Prime Mover-level Data
2020 | PA | Hamilton (PA) | 3109 | 1 | GT | OP | NA | DFO |  | 3762 | 0.03394 | 0.018044 | EIA Prime Mover-level Data | NEI avg EF - PM, fuel type, firing type
2020 | PA | Hamilton Liberty Generation Plant | 58420 | CT1 | CT | OP | CC | NG | 6879 | 17087952 | 20.44 | 0.0023923 | EPA/CAMD | EPA/NEI | 2016
2020 | PA | Hamilton Liberty Generation Plant | 58420 | CT2 | CT | OP | CC | NG | 7341 | 17433444 | 38.33 | 0.0043973 | EPA/CAMD | EPA/NEI | 2016
2020 | PA | Hamilton Patriot Generation Plant | 58426 | CT1 | CT | OP | CC | NG | 7959 | 20388654 | 41.8 | 0.0041003 | EPA/CAMD | EPA/NEI | 2016
2020 | PA | Hamilton Patriot Generation Plant | 58426 | CT2 | CT | OP | CC | NG | 8000 | 20740790 | 46.51 | 0.0044849 | EPA/CAMD | EPA/NEI | 2016
2020 | PA | Handsome Lake Energy | 55233 | EU-1A | GT | OP | CT | NG | 790 | 137277.9062 | 0.7756 | 0.0113 | EPA/CAMD | EPA/NEI | 2001
2020 | PA | Handsome Lake Energy | 55233 | EU-1B | GT | OP | CT | NG | 772 | 133285.5938 | 0.753 | 0.011299 | EPA/CAMD | EPA/NEI | 2001
2020 | PA | Handsome Lake Energy | 55233 | EU-2A | GT | OP | CT | NG | 992 | 192060.5938 | 1.0851 | 0.0113 | EPA/CAMD | EPA/NEI | 2001
2020 | PA | Handsome Lake Energy | 55233 | EU-2B | GT | OP | CT | NG | 742 | 128569.5 | 0.7264 | 0.0113 | EPA/CAMD | EPA/NEI | 2001
2020 | PA | Handsome Lake Energy | 55233 | EU-3A | GT | OP | CT | NG | 867 | 145927.7031 | 0.8245 | 0.0113 | EPA/CAMD | EPA/NEI | 2001
2020 | PA | Handsome Lake Energy | 55233 | EU-3B | GT | OP | CT | NG | 874 | 148454.4062 | 0.8388 | 0.0113 | EPA/CAMD | EPA/NEI | 2001
2020 | PA | Handsome Lake Energy | 55233 | EU-4A | GT | OP | CT | NG | 852 | 145172.7031 | 0.8203 | 0.011301 | EPA/CAMD | EPA/NEI | 2001
2020 | PA | Handsome Lake Energy | 55233 | EU-4B | GT | OP | CT | NG | 853 | 145380.9062 | 0.8214 | 0.0113 | EPA/CAMD | EPA/NEI | 2001
2020 | PA | Handsome Lake Energy | 55233 | EU-5A | GT | OP | CT | NG | 876 | 162246.0938 | 0.9267 | 0.011423 | EPA/CAMD | EPA/NEI | 2001
2020 | PA | Handsome Lake Energy | 55233 | EU-5B | GT | OP | CT | NG | 889 | 166174.7031 | 0.9389 | 0.0113 | EPA/CAMD | EPA/NEI | 2001
2020 | PA | Harrisburg Facility | 10118 | 1 | ST | OP | NA | MSW |  | 870560.1875 |  |  | EIA Unit-level Data
2020 | PA | Harrisburg Facility | 10118 | 2 | ST | OP | NA | MSW |  | 899522.375 |  |  | EIA Unit-level Data
2020 | PA | Harrisburg Facility | 10118 | 3 | ST | OP | NA | MSW |  | 869905.875 |  |  | EIA Unit-level Data
2020 | PA | Harrisburg Facility | 10118 | GEN1 | ST | RE | NA | MSW
2020 | PA | Hatfields Ferry Power Station | 3179 | 1 | ST | RE | WALL | BIT
2020 | PA | Hatfields Ferry Power Station | 3179 | 2 | ST | RE | WALL | BIT
2020 | PA | Hatfields Ferry Power Station | 3179 | 3 | ST | RE | WALL | BIT
2020 | PA | Hazle Spindle | 57716 | HRS1 | FW | OP | NA | MWH |  | 0 |  |  | EIA Prime Mover-level Data
2020 | PA | Hazleton Generation | 10870 | TURB2 | GT | OP | CT | NG | 124 | 28360.4062 | 0.2614 | 0.018434 | EPA/CAMD | EPA/NEI | 2002
2020 | PA | Hazleton Generation | 10870 | TURB3 | GT | OP | CT | NG | 134 | 31629.2305 | 0.5081 | 0.032129 | EPA/CAMD | EPA/NEI | 2002
2020 | PA | Hazleton Generation | 10870 | TURB4 | GT | OP | CT | NG | 193 | 48332.0391 | 0.7322 | 0.030299 | EPA/CAMD | EPA/NEI | 2002
2020 | PA | Hazleton Generation | 10870 | TURBIN | GT | OP | CT | NG | 77 | 27756.8672 | 0.25199 | 0.018157 | EPA/CAMD | EPA/NEI | 1989
2020 | PA | Helix Ironwood LLC | 55337 | 1 | CT | OP | CC | NG | 7069 | 17611046 | 22.72 | 0.0025802 | EPA/CAMD | EPA/NEI | 2001
2020 | PA | Helix Ironwood LLC | 55337 | 2 | CT | OP | CC | NG | 7329 | 18328978 | 59.57 | 0.0065001 | EPA/CAMD | EPA/NEI | 2001
2020 | PA | Hickory Run Energy Station | 61028 | CT1 | CT | OP | CC | NG | 5056 | 13989194 | 43.2355 | 0.0061813 | EPA/CAMD | NEI avg EF - PM, fuel type, firing type | 2019
2020 | PA | Hickory Run Energy Station | 61028 | CT2 | CT | OP | CC | NG | 5020 | 13916528 | 43.0109 | 0.0061813 | EPA/CAMD | NEI avg EF - PM, fuel type, firing type | 2019
2020 | PA | Highland North Wind Farm | 57991 | 1 | WT | OP | NA | WND |  | 1730230 |  |  | EIA Prime Mover-level Data
2020 | PA | Hill Top Energy Center, LLC | 62565 | GEN1 | CS | V | NA | NG
2020 | PA | Holdridge Energy | 61305 | GEN1 | IC | CN | NA | NG
2020 | PA | Holdridge Energy | 61305 | GEN2 | IC | CN | NA | NG
2020 | PA | Holdridge Energy | 61305 | GEN3 | IC | CN | NA | NG
2020 | PA | Holdridge Energy | 61305 | GEN4 | IC | CN | NA | NG
2020 | PA | Holdridge Energy | 61305 | GEN5 | IC | CN | NA | NG
2020 | PA | Holtwood | 3145 | HW1 | HY | OP | NA | WAT |  | 325309.5938 |  |  | EIA Prime Mover-level Data
2020 | PA | Holtwood | 3145 | HW10 | HY | OP | NA | WAT |  | 375357.2188 |  |  | EIA Prime Mover-level Data
2020 | PA | Holtwood | 3145 | HW11 | HY | OP | NA | WAT |  | 43791.6758 |  |  | EIA Prime Mover-level Data
2020 | PA | Holtwood | 3145 | HW13 | HY | OP | NA | WAT |  | 43791.6758 |  |  | EIA Prime Mover-level Data
2020 | PA | Holtwood | 3145 | HW18 | HY | OP | NA | WAT |  | 2064464.75 |  |  | EIA Prime Mover-level Data
2020 | PA | Holtwood | 3145 | HW19 | HY | OP | NA | WAT |  | 2064464.75 |  |  | EIA Prime Mover-level Data
2020 | PA | Holtwood | 3145 | HW2 | HY | OP | NA | WAT |  | 325309.5938 |  |  | EIA Prime Mover-level Data
2020 | PA | Holtwood | 3145 | HW3 | HY | OP | NA | WAT |  | 422276.875 |  |  | EIA Prime Mover-level Data
2020 | PA | Holtwood | 3145 | HW4 | HY | OP | NA | WAT |  | 325309.5938 |  |  | EIA Prime Mover-level Data
2020 | PA | Holtwood | 3145 | HW5 | HY | OP | NA | WAT |  | 325309.5938 |  |  | EIA Prime Mover-level Data
2020 | PA | Holtwood | 3145 | HW6 | HY | OP | NA | WAT |  | 325309.5938 |  |  | EIA Prime Mover-level Data
2020 | PA | Holtwood | 3145 | HW7 | HY | OP | NA | WAT |  | 325309.5938 |  |  | EIA Prime Mover-level Data
2020 | PA | Holtwood | 3145 | HW8 | HY | OP | NA | WAT |  | 356589.375 |  |  | EIA Prime Mover-level Data
2020 | PA | Holtwood | 3145 | HW9 | HY | OP | NA | WAT |  | 412892.9688 |  |  | EIA Prime Mover-level Data
2020 | PA | Homer City | 3122 | 1 | ST | OP | WALL | BIT | 2684 | 8945494 | 31.4 | 0.0070203 | EPA/CAMD | EPA/NEI | 1969
2020 | PA | Homer City | 3122 | 2 | ST | OP | WALL | BIT | 3570 | 13352330 | 86.73 | 0.012991 | EPA/CAMD | EPA/NEI | 1969
2020 | PA | Homer City | 3122 | 3 | ST | OP | WALL | BIT | 3160 | 11700231 | 290.9303 | 0.049731 | EPA/CAMD | EPA/NEI | 1977
2020 | PA | Hop Bottom | 58800 | 1 | IC | CN | NA | NG
2020 | PA | Hop Bottom | 58800 | 2 | IC | CN | NA | NG
2020 | PA | Hop Bottom | 58800 | 3 | IC | CN | NA | NG
2020 | PA | Hop Bottom | 58800 | GEN1 | IC | CN | NA | NG
2020 | PA | Hop Bottom | 58800 | GEN2 | IC | CN | NA | NG
2020 | PA | Hop Bottom | 58800 | GEN3 | IC | CN | NA | NG
2020 | PA | Hop Bottom | 58800 | GEN4 | IC | CN | NA | NG
2020 | PA | Hop Bottom | 58800 | GEN5 | IC | CN | NA | NG
2020 | PA | Hummel Station | 60368 | CT1 | CT | OP | CC | NG | 5866 | 13242029 | 19.4811 | 0.0029423 | EPA/CAMD | EPA/NEI | 2018
2020 | PA | Hummel Station | 60368 | CT2 | CT | OP | CC | NG | 6978 | 15920358 | 29.3956 | 0.0036928 | EPA/CAMD | EPA/NEI | 2018
2020 | PA | Hummel Station | 60368 | CT3 | CT | OP | CC | NG | 6349 | 14231749 | 30.4808 | 0.0042835 | EPA/CAMD | EPA/NEI | 2018
2020 | PA | Hunker Solar River, LLC | 63691 | 13502 | PV | U | NA | SUN
2020 | PA | Hunlock Creek Energy Center | 3176 | CT5 | CT | OP | CC | NG | 2504 | 1089167.5 | 3.39 | 0.0062249 | EPA/CAMD | EPA/NEI | 2011
2020 | PA | Hunlock Creek Energy Center | 3176 | CT6 | CT | OP | CC | NG | 2246 | 986625.25 | 2.61 | 0.0052908 | EPA/CAMD | EPA/NEI | 2011
2020 | PA | Hunlock Unit 4 | 56397 | 4 | GT | OP | CT | NG | 953 | 348114.6562 | 0.032 | 0.00018385 | EPA/CAMD | EPA/NEI | 2000
2020 | PA | Hunterstown | 3110 | 1 | GT | OP | NA | NG |  | 18892.334 | 0.0093917 | 0.00099423 | EIA Prime Mover-level Data | NEI avg EF - PM, fuel type, firing type
2020 | PA | Hunterstown | 3110 | 2 | GT | OP | NA | NG |  | 18892.334 | 0.0093917 | 0.00099423 | EIA Prime Mover-level Data | NEI avg EF - PM, fuel type, firing type
2020 | PA | Hunterstown | 3110 | 3 | GT | OP | NA | NG |  | 18892.334 | 0.0093917 | 0.00099423 | EIA Prime Mover-level Data | NEI avg EF - PM, fuel type, firing type
2020 | PA | Hunterstown Combined Cycle | 55976 | CT101 | CT | OP | CC | NG | 8080 | 15388444 | 42.99 | 0.0055873 | EPA/CAMD | EPA/NEI | 2002
2020 | PA | Hunterstown Combined Cycle | 55976 | CT201 | CT | OP | CC | NG | 7997 | 15288650 | 40.74 | 0.0053294 | EPA/CAMD | EPA/NEI | 2003
2020 | PA | Hunterstown Combined Cycle | 55976 | CT301 | CT | OP | CC | NG | 8340 | 15919279 | 47.23 | 0.0059337 | EPA/CAMD | EPA/NEI | 2003
2020 | PA | IKEA Conshohocken Rooftop PV System | 61819 | 211 | PV | OP | NA | SUN |  | 1828 |  |  | EIA Prime Mover-level Data
2020 | PA | Indiana University of Pennsylvania | 10129 | GEN1 | IC | OP | NA | NG |  | 32764 | 0.0069132 | 0.000422 | EIA Prime Mover-level Data | Estimated using an emission factor
2020 | PA | Indiana University of Pennsylvania | 10129 | GEN2 | IC | OP | NA | NG |  | 32764 | 0.0069132 | 0.000422 | EIA Prime Mover-level Data | Estimated using an emission factor
2020 | PA | Indiana University of Pennsylvania | 10129 | GEN3 | IC | OP | NA | NG |  | 32764 | 0.0069132 | 0.000422 | EIA Prime Mover-level Data | Estimated using an emission factor
2020 | PA | Indiana University of Pennsylvania | 10129 | GEN4 | IC | OP | NA | NG |  | 32764 | 0.0069132 | 0.000422 | EIA Prime Mover-level Data | Estimated using an emission factor
2020 | PA | Jefferson Torresdale Hospital | 63023 | COGEN | IC | SB | NA | NG
2020 | PA | Jersey Shore Steel Co | 56886 | GEN 1 | IC | CN | NA | LFG
2020 | PA | Juniata Locomotive Shop | 10302 | GEN1 | ST | RE | NA | BIT
2020 | PA | Juniata Locomotive Shop | 10302 | GEN2 | ST | RE | NA | BIT
2020 | PA | Juniata Locomotive Shop | 10302 | GEN3 | GT | OP | NA | NG |  | 18958 | 0.0094243 | 0.00099423 | EIA Prime Mover-level Data | NEI avg EF - PM, fuel type, firing type
2020 | PA | Keystone | 3136 | 1 | ST | OP | TANGENTIAL | RC | 6054 | 38621584 | 393.9405 | 0.0204 | EPA/CAMD | EPA/NEI | 1967
2020 | PA | Keystone | 3136 | 2 | ST | OP | TANGENTIAL | RC | 6786 | 38742716 | 569.5104 | 0.0294 | EPA/CAMD | EPA/NEI | 1968
2020 | PA | Keystone Recovery | 54934 | NO 1 | IC | RE | NA | LFG |  | 26967.4277 | 0.19821 | 0.0147 | EIA Prime Mover-level Data | Estimated using an emission factor
2020 | PA | Keystone Recovery | 54934 | NO 2 | IC | RE | NA | LFG |  | 26967.4277 | 0.19821 | 0.0147 | EIA Prime Mover-level Data | Estimated using an emission factor
2020 | PA | Keystone Recovery | 54934 | NO 3 | IC | RE | NA | LFG |  | 26967.4277 | 0.19821 | 0.0147 | EIA Prime Mover-level Data | Estimated using an emission factor
2020 | PA | Keystone Recovery | 54934 | NO 4 | IC | RE | NA | LFG |  | 26967.4277 | 0.19821 | 0.0147 | EIA Prime Mover-level Data | Estimated using an emission factor
2020 | PA | Keystone Recovery | 54934 | NO 5 | IC | RE | NA | LFG |  | 26967.4277 | 0.19821 | 0.0147 | EIA Prime Mover-level Data | Estimated using an emission factor
2020 | PA | Keystone Recovery | 54934 | NO 6 | IC | RE | NA | LFG |  | 26967.4277 | 0.19821 | 0.0147 | EIA Prime Mover-level Data | Estimated using an emission factor
2020 | PA | Keystone Recovery | 54934 | NO 7 | IC | RE | NA | LFG |  | 26967.4277 | 0.19821 | 0.0147 | EIA Prime Mover-level Data | Estimated using an emission factor
2020 | PA | Keystone Solar | 58091 | KSTN | PV | OP | NA | SUN |  | 64314 |  |  | EIA Prime Mover-level Data
2020 | PA | Kimberly-Clark Tissue Company | 50410 | 34 | ST | OP | WALL | NG | 2370 | 12456.9004 | 0.045741 | 0.0073439 | EPA/CAMD | NEI avg EF - PM, fuel type, firing type | 1954
2020 | PA | Knouse Solar Project 1 | 57412 | 1 | PV | OP | NA | SUN |  | 36171 |  |  | EIA Prime Mover-level Data
2020 | PA | L&S Sweetners | 58497 | GEN1 | IC | OP | NA | LFG |  | 126436 | 0.9293 | 0.0147 | EIA Prime Mover-level Data | Estimated using an emission factor
2020 | PA | L&S Sweetners | 58497 | GEN2 | IC | OP | NA | LFG |  | 126436 | 0.9293 | 0.0147 | EIA Prime Mover-level Data | Estimated using an emission factor
2020 | PA | Lackawanna Energy Center | 60357 | 1 | CT | OP | CC | NG | 7801 | 20601836 | 63.6728 | 0.0061813 | EPA/CAMD | NEI avg EF - PM, fuel type, firing type | 2018
2020 | PA | Lackawanna Energy Center | 60357 | 2 | CT | OP | CC | NG | 8024 | 21261506 | 65.7116 | 0.0061813 | EPA/CAMD | NEI avg EF - PM, fuel type, firing type | 2018
2020 | PA | Lackawanna Energy Center | 60357 | 3 | CT | OP | CC | NG | 7581 | 20031308 | 61.9095 | 0.0061813 | EPA/CAMD | NEI avg EF - PM, fuel type, firing type | 2018
2020 | PA | Lake Lynn Hydro Station | 6636 | 1 | HY | OP | NA | WAT |  | 247600.5 |  |  | EIA Prime Mover-level Data
2020 | PA | Lake Lynn Hydro Station | 6636 | 2 | HY | OP | NA | WAT |  | 247600.5 |  |  | EIA Prime Mover-level Data
2020 | PA | Lake Lynn Hydro Station | 6636 | 3 | HY | OP | NA | WAT |  | 247600.5 |  |  | EIA Prime Mover-level Data
2020 | PA | Lake Lynn Hydro Station | 6636 | 4 | HY | OP | NA | WAT |  | 247600.5 |  |  | EIA Prime Mover-level Data
2020 | PA | Lakeview Gas Recovery | 55074 | GEN1 | IC | OP | NA | LFG |  | 159622.5 | 1.1732 | 0.0147 | EIA Prime Mover-level Data | Estimated using an emission factor
2020 | PA | Lakeview Gas Recovery | 55074 | GEN2 | IC | OP | NA | LFG |  | 159622.5 | 1.1732 | 0.0147 | EIA Prime Mover-level Data | Estimated using an emission factor
2020 | PA | Lancaster County Resource Recovery | 50859 | BLR1 | ST | OP | NA | MSW |  | 1416807.625 |  |  | EIA Unit-level Data
2020 | PA | Lancaster County Resource Recovery | 50859 | BLR2 | ST | OP | NA | MSW |  | 1341205.25 |  |  | EIA Unit-level Data
2020 | PA | Lancaster County Resource Recovery | 50859 | BLR3 | ST | OP | NA | MSW |  | 1411102.375 |  |  | EIA Unit-level Data
2020 | PA | Lanchester Generating Station | 56850 | 1 | IC | OP | NA | LFG |  | 126436 | 0.9293 | 0.0147 | EIA Prime Mover-level Data | Estimated using an emission factor
2020 | PA | Lanchester Generating Station | 56850 | 2 | IC | OP | NA | LFG |  | 126436 | 0.9293 | 0.0147 | EIA Prime Mover-level Data | Estimated using an emission factor
2020 | PA | Laurel Hill Wind | 57744 | 1 | WT | OP | NA | WND |  | 1519851 |  |  | EIA Prime Mover-level Data
2020 | PA | Liberty Electric Power Plant | 55231 | 1 | CT | OP | CC | NG | 7179 | 14276564 | 45.5132 | 0.0063759 | EPA/CAMD | EPA/NEI | 2002
2020 | PA | Liberty Electric Power Plant | 55231 | 2 | CT | OP | CC | NG | 6753 | 13139899 | 46.2912 | 0.0070459 | EPA/CAMD | EPA/NEI | 2002
2020 | PA | Limerick | 6105 | 1 | ST | OP | NA | NUC |  | 95405160 |  |  | EIA Prime Mover-level Data
2020 | PA | Limerick | 6105 | 2 | ST | OP | NA | NUC |  | 106669824 |  |  | EIA Prime Mover-level Data
2020 | PA | Lincoln Financial Field | 58231 | GEN1 | PV | OP | NA | SUN |  | 25695 |  |  | EIA Prime Mover-level Data
2020 | PA | Locust Ridge | 56470 | LRWF | WT | OP | NA | WND |  | 597680 |  |  | EIA Prime Mover-level Data
2020 | PA | Locust Ridge II LLC | 56770 | 1 | WT | OP | NA | WND |  | 1770724 |  |  | EIA Prime Mover-level Data
2020 | PA | Longwood Gardens | 57768 | 1 | PV | OP | NA | SUN |  | 17686 |  |  | EIA Prime Mover-level Data
2020 | PA | Lookout Windpower LLC | 56700 | 1 | WT | OP | NA | WND |  | 944949 |  |  | EIA Prime Mover-level Data
2020 | PA | Lower Mount Bethel Energy, LLC | 55667 | CT01 | CT | OP | CC | NG | 4202 | 8432896 | 21.4196 | 0.00508 | EPA/CAMD | EPA/NEI | 2003
2020 | PA | Lower Mount Bethel Energy, LLC | 55667 | CT02 | CT | OP | CC | NG | 3596 | 7029258 | 17.8544 | 0.00508 | EPA/CAMD | EPA/NEI | 2003
2020 | PA | Lycoming County | 57582 | 1 | IC | OP | NA | LFG |  | 92536 | 0.68014 | 0.0147 | EIA Prime Mover-level Data | Estimated using an emission factor
2020 | PA | Lycoming County | 57582 | 2 | IC | OP | NA | LFG |  | 92536 | 0.68014 | 0.0147 | EIA Prime Mover-level Data | Estimated using an emission factor
2020 | PA | Mahoning Creek Hydroelectric Project | 58685 | 8107 | HY | OP | NA | WAT |  | 115541 |  |  | EIA Prime Mover-level Data
2020 | PA | Maidencreek Biomass Plant | 56885 | GEN 1 | ST | CN | NA | WDS
2020 | PA | Marcus Hook Energy, LP | 55801 | 1 | CT | OP | CC | NG | 6713 | 11882989 | 86.06 | 0.014485 | EPA/CAMD | EPA/NEI | 2004
2020 | PA | Marcus Hook Energy, LP | 55801 | 2 | CT | OP | CC | NG | 6391 | 11642384 | 77.24 | 0.013269 | EPA/CAMD | EPA/NEI | 2004
2020 | PA | Marcus Hook Energy, LP | 55801 | 3 | CT | OP | CC | NG | 7301 | 13177925 | 70.48 | 0.010697 | EPA/CAMD | EPA/NEI | 2004
2020 | PA | Marlboro Mushrooms Solar Field | 59327 | GEN1 | PV | OP | NA | SUN |  | 11554 |  |  | EIA Prime Mover-level Data
2020 | PA | Martin Limestone Solar Array | 58443 | GEN1 | PV | OP | NA | SUN |  | 13247 |  |  | EIA Prime Mover-level Data
2020 | PA | Martins Creek, LLC | 3148 | 3 | ST | OP | TANGENTIAL | RFO | 762 | 2299771.75 | 8.7684 | 0.0076255 | EPA/CAMD | EPA/NEI | 1975
2020 | PA | Martins Creek, LLC | 3148 | 4 | ST | OP | TANGENTIAL | RFO | 764 | 2499401 | 9.2474 | 0.0073997 | EPA/CAMD | EPA/NEI | 1977
2020 | PA | Mason Dixon Wind Farm | 60212 | 1 | WT | P | NA | WND
2020 | PA | Masser Farms Realty Solar | 57494 | MFRS | PV | OP | NA | SUN |  | 9964 |  |  | EIA Prime Mover-level Data
2020 | PA | Maxwell L&D Hydroelectric Project | 62385 | NA1 | HY | P | NA | WAT
2020 | PA | Maxwell L&D Hydroelectric Project | 62385 | NA2 | HY | P | NA | WAT
2020 | PA | Mehoopany Wind Energy LLC | 57769 | 1 | WT | OP | NA | WND |  | 3489067 |  |  | EIA Prime Mover-level Data
2020 | PA | Merck - Upper Gwynedd Solar Array | 61198 | SA-1 | PV | OP | NA | SUN
2020 | PA | Merck & Company - West Point | 52149 | 39 | GT | OP | CT | NG | 1908 | 664980.25 | 2.58 | 0.0077596 | EPA/CAMD | NEI avg EF - PM, fuel type, firing type | 1989
2020 | PA | Merck & Company - West Point | 52149 | 40 | GT | OP | CT | NG | 7295 | 3106570.5 | 12.0529 | 0.0077596 | EPA/CAMD | NEI avg EF - PM, fuel type, firing type | 2001
2020 | PA | Meyersdale Battery | 62444 | BMY | BA | OP | NA | MWH |  | 0 |  |  | EIA Prime Mover-level Data
2020 | PA | Meyersdale Windpower, LLC | 56052 | GE15 | WT | OP | NA | WND |  | 621698 |  |  | EIA Prime Mover-level Data
2020 | PA | MF Mesa Lane LLC | 56993 | MESA | PV | OP | NA | SUN |  | 30942 |  |  | EIA Prime Mover-level Data
2020 | PA | Mid-River PA, LLC (ABE4) | 64101 | 259 | PV | OP | NA | SUN |  | 10264 |  |  | EIA Prime Mover-level Data
2020 | PA | Milan | 58818 | 1 | IC | OP | NA | NG |  | 84857.3359 | 0.017905 | 0.000422 | EIA Prime Mover-level Data | Estimated using an emission factor
2020 | PA | Milan | 58818 | 2 | IC | OP | NA | NG |  | 84857.3359 | 0.017905 | 0.000422 | EIA Prime Mover-level Data | Estimated using an emission factor
2020 | PA | Milan | 58818 | 3 | IC | OP | NA | NG |  | 84857.3359 | 0.017905 | 0.000422 | EIA Prime Mover-level Data | Estimated using an emission factor
2020 | PA | Milan | 58818 | GEN1 | IC | CN | NA | NG
2020 | PA | Milan | 58818 | GEN2 | IC | CN | NA | NG
2020 | PA | Milan | 58818 | GEN3 | IC | CN | NA | NG
2020 | PA | Milan | 58818 | GEN4 | IC | CN | NA | NG
2020 | PA | Milan | 58818 | GEN5 | IC | CN | NA | NG
2020 | PA | Mill Run Windpower LLC | 55805 | G1 | WT | OP | NA | WND |  | 154686 |  |  | EIA Prime Mover-level Data
2020 | PA | Mineral Point Energy | 61300 | GEN1 | IC | CN | NA | NG
2020 | PA | Mineral Point Energy | 61300 | GEN2 | IC | CN | NA | NG
2020 | PA | Mineral Point Energy | 61300 | GEN3 | IC | CN | NA | NG
2020 | PA | Mineral Point Energy | 61300 | GEN4 | IC | CN | NA | NG
2020 | PA | Mineral Point Energy | 61300 | GEN5 | IC | CN | NA | NG
2020 | PA | Monongahela L&D4 Hydroelectric Project | 62404 | NA1 | HY | P | NA | WAT
2020 | PA | Monongahela L&D4 Hydroelectric Project | 62404 | NA2 | HY | P | NA | WAT
2020 | PA | Montgomery L&D Hydroelectric Project | 62400 | NA1 | HY | P | NA | WAT
2020 | PA | Montgomery L&D Hydroelectric Project | 62400 | NA2 | HY | P | NA | WAT
2020 | PA | Montgomery L&D Hydroelectric Project | 62400 | NA3 | HY | P | NA | WAT
2020 | PA | Montgomery L&D Hydroelectric Project | 62400 | NA4 | HY | CN | NA | WAT
2020 | PA | Montour, LLC | 3149 | 1899-12-31 | ST | OP | TANGENTIAL | BIT | 233 | 989211 | 8.153 | 0.016484 | EPA/CAMD | EPA/NEI | 1971
2020 | PA | Montour, LLC | 3149 | 1900-01-01 | ST | OP | TANGENTIAL | BIT | 249 | 984857.625 | 6.4526 | 0.013104 | EPA/CAMD | EPA/NEI | 1973
2020 | PA | Morgantown | 60388 | GEMT | IC | OP | NA | LFG |  | 86613 | 0.63661 | 0.0147 | EIA Prime Mover-level Data | Estimated using an emission factor
2020 | PA | Morgantown Solar Park | 57362 | 1899-12-31 | PV | OP | NA | SUN |  | 21362 |  |  | EIA Prime Mover-level Data
2020 | PA | Moser Generating Station | 3163 | 1899-12-31 | GT | OP | NA | DFO |  | 871.667 | 0.0075 | 0.017208 | EIA Prime Mover-level Data | EPA/NEI
2020 | PA | Moser Generating Station | 3163 | 1900-01-01 | GT | OP | NA | DFO |  | 871.667 | 0.0069 | 0.015832 | EIA Prime Mover-level Data | EPA/NEI
2020 | PA | Moser Generating Station | 3163 | 1900-01-02 | GT | OP | NA | DFO |  | 871.667 | 0.0071 | 0.016291 | EIA Prime Mover-level Data | EPA/NEI
2020 | PA | Mount Joy Wire | 62741 | CHP | IC | OP | NA | NG |  | 705 | 0.00014876 | 0.000422 | EIA Prime Mover-level Data | Estimated using an emission factor
2020 | PA | Mountain | 3111 | 31 | GT | OP | CT | DFO | 137 | 32756.0996 | 0.2708 | 0.016534 | EPA/CAMD | EPA/NEI | 1971
2020 | PA | Mountain | 3111 | 32 | GT | OP | CT | DFO | 144 | 37193.1992 | 0.3075 | 0.016535 | EPA/CAMD | EPA/NEI | 1971
2020 | PA | Mountain View | 56687 | 1 | IC | OP | NA | LFG |  | 9401 | 0.069097 | 0.0147 | EIA Prime Mover-level Data | Estimated using an emission factor
2020 | PA | Mountain View | 56687 | 10 | IC | OP | NA | LFG |  | 9401 | 0.069097 | 0.0147 | EIA Prime Mover-level Data | Estimated using an emission factor
2020 | PA | Mountain View | 56687 | 11 | IC | OP | NA | LFG |  | 9401 | 0.069097 | 0.0147 | EIA Prime Mover-level Data | Estimated using an emission factor
2020 | PA | Mountain View | 56687 | 12 | IC | OP | NA | LFG |  | 9401 | 0.069097 | 0.0147 | EIA Prime Mover-level Data | Estimated using an emission factor
2020 | PA | Mountain View | 56687 | 13 | IC | OP | NA | LFG |  | 9401 | 0.069097 | 0.0147 | EIA Prime Mover-level Data | Estimated using an emission factor
2020 | PA | Mountain View | 56687 | 14 | IC | OP | NA | LFG |  | 9401 | 0.069097 | 0.0147 | EIA Prime Mover-level Data | Estimated using an emission factor
2020 | PA | Mountain View | 56687 | 15 | IC | OP | NA | LFG |  | 9401 | 0.069097 | 0.0147 | EIA Prime Mover-level Data | Estimated using an emission factor
2020 | PA | Mountain View | 56687 | 16 | IC | OP | NA | LFG |  | 9401 | 0.069097 | 0.0147 | EIA Prime Mover-level Data | Estimated using an emission factor
2020 | PA | Mountain View | 56687 | 17 | IC | OP | NA | LFG |  | 9401 | 0.069097 | 0.0147 | EIA Prime Mover-level Data | Estimated using an emission factor
2020 | PA | Mountain View | 56687 | 18 | IC | OP | NA | LFG |  | 9401 | 0.069097 | 0.0147 | EIA Prime Mover-level Data | Estimated using an emission factor
2020 | PA | Mountain View | 56687 | 19 | IC | OP | NA | LFG |  | 9401 | 0.069097 | 0.0147 | EIA Prime Mover-level Data | Estimated using an emission factor
2020 | PA | Mountain View | 56687 | 2 | IC | OP | NA | LFG |  | 9401 | 0.069097 | 0.0147 | EIA Prime Mover-level Data | Estimated using an emission factor
2020 | PA | Mountain View | 56687 | 20 | IC | OP | NA | LFG |  | 9401 | 0.069097 | 0.0147 | EIA Prime Mover-level Data | Estimated using an emission factor
2020 | PA | Mountain View | 56687 | 21 | IC | OP | NA | LFG |  | 9401 | 0.069097 | 0.0147 | EIA Prime Mover-level Data | Estimated using an emission factor
2020 | PA | Mountain View | 56687 | 22 | IC | OP | NA | LFG |  | 9401 | 0.069097 | 0.0147 | EIA Prime Mover-level Data | Estimated using an emission factor
2020 | PA | Mountain View | 56687 | 23 | IC | OP | NA | LFG |  | 9401 | 0.069097 | 0.0147 | EIA Prime Mover-level Data | Estimated using an emission factor
2020 | PA | Mountain View | 56687 | 24 | IC | OP | NA | LFG |  | 9401 | 0.069097 | 0.0147 | EIA Prime Mover-level Data | Estimated using an emission factor
2020 | PA | Mountain View | 56687 | 25 | IC | OP | NA | LFG |  | 9401 | 0.069097 | 0.0147 | EIA Prime Mover-level Data | Estimated using an emission factor
2020 | PA | Mountain View | 56687 | 26 | IC | OP | NA | LFG |  | 9401 | 0.069097 | 0.0147 | EIA Prime Mover-level Data | Estimated using an emission factor
2020 | PA | Mountain View | 56687 | 27 | IC | OP | NA | LFG |  | 9401 | 0.069097 | 0.0147 | EIA Prime Mover-level Data | Estimated using an emission factor
2020 | PA | Mountain View | 56687 | 28 | IC | OP | NA | LFG |  | 9401 | 0.069097 | 0.0147 | EIA Prime Mover-level Data | Estimated using an emission factor
2020 | PA | Mountain View | 56687 | 29 | IC | OP | NA | LFG |  | 9401 | 0.069097 | 0.0147 | EIA Prime Mover-level Data | Estimated using an emission factor
2020 | PA | Mountain View | 56687 | 3 | IC | OP | NA | LFG |  | 9401 | 0.069097 | 0.0147 | EIA Prime Mover-level Data | Estimated using an emission factor
2020 | PA | Mountain View | 56687 | 30 | IC | OP | NA | LFG |  | 9401 | 0.069097 | 0.0147 | EIA Prime Mover-level Data | Estimated using an emission factor
2020 | PA | Mountain View | 56687 | 31 | IC | OP | NA | LFG |  | 9401 | 0.069097 | 0.0147 | EIA Prime Mover-level Data | Estimated using an emission factor
2020 | PA | Mountain View | 56687 | 32 | IC | OP | NA | LFG |  | 9401 | 0.069097 | 0.0147 | EIA Prime Mover-level Data | Estimated using an emission factor
2020 | PA | Mountain View | 56687 | 33 | IC | OP | NA | LFG |  | 9401 | 0.069097 | 0.0147 | EIA Prime Mover-level Data | Estimated using an emission factor
2020 | PA | Mountain View | 56687 | 34 | IC | OP | NA | LFG |  | 9401 | 0.069097 | 0.0147 | EIA Prime Mover-level Data | Estimated using an emission factor
2020 | PA | Mountain View | 56687 | 35 | IC | OP | NA | LFG |  | 9401 | 0.069097 | 0.0147 | EIA Prime Mover-level Data | Estimated using an emission factor
2020 | PA | Mountain View | 56687 | 36 | IC | OP | NA | LFG |  | 9401 | 0.069097 | 0.0147 | EIA Prime Mover-level Data | Estimated using an emission factor
2020 | PA | Mountain View | 56687 | 37 | IC | OP | NA | LFG |  | 9401 | 0.069097 | 0.0147 | EIA Prime Mover-level Data | Estimated using an emission factor
2020 | PA | Mountain View | 56687 | 38 | IC | OP | NA | LFG |  | 9401 | 0.069097 | 0.0147 | EIA Prime Mover-level Data | Estimated using an emission factor
2020 | PA | Mountain View | 56687 | 39 | IC | OP | NA | LFG |  | 9401 | 0.069097 | 0.0147 | EIA Prime Mover-level Data | Estimated using an emission factor
2020 | PA | Mountain View | 56687 | 4 | IC | OP | NA | LFG |  | 9401 | 0.069097 | 0.0147 | EIA Prime Mover-level Data | Estimated using an emission factor
2020 | PA | Mountain View | 56687 | 40 | IC | OP | NA | LFG |  | 9401 | 0.069097 | 0.0147 | EIA Prime Mover-level Data | Estimated using an emission factor
2020 | PA | Mountain View | 56687 | 41 | IC | OP | NA | LFG |  | 9401 | 0.069097 | 0.0147 | EIA Prime Mover-level Data | Estimated using an emission factor
2020 | PA | Mountain View | 56687 | 42 | IC | OP | NA | LFG |  | 9401 | 0.069097 | 0.0147 | EIA Prime Mover-level Data | Estimated using an emission factor
2020 | PA | Mountain View | 56687 | 43 | IC | OP | NA | LFG |  | 9401 | 0.069097 | 0.0147 | EIA Prime Mover-level Data | Estimated using an emission factor
2020 | PA | Mountain View | 56687 | 44 | IC | OP | NA | LFG |  | 9401 | 0.069097 | 0.0147 | EIA Prime Mover-level Data | Estimated using an emission factor
2020 | PA | Mountain View | 56687 | 45 | IC | OP | NA | LFG |  | 9401 | 0.069097 | 0.0147 | EIA Prime Mover-level Data | Estimated using an emission factor
2020 | PA | Mountain View | 56687 | 46 | IC | OP | NA | LFG |  | 9401 | 0.069097 | 0.0147 | EIA Prime Mover-level Data | Estimated using an emission factor
2020 | PA | Mountain View | 56687 | 47 | IC | OP | NA | LFG |  | 9401 | 0.069097 | 0.0147 | EIA Prime Mover-level Data | Estimated using an emission factor
2020 | PA | Mountain View | 56687 | 48 | IC | OP | NA | LFG |  | 9401 | 0.069097 | 0.0147 | EIA Prime Mover-level Data | Estimated using an emission factor
2020 | PA | Mountain View | 56687 | 5 | IC | OP | NA | LFG |  | 9401 | 0.069097 | 0.0147 | EIA Prime Mover-level Data | Estimated using an emission factor
2020 | PA | Mountain View | 56687 | 6 | IC | OP | NA | LFG |  | 9401 | 0.069097 | 0.0147 | EIA Prime Mover-level Data | Estimated using an emission factor
2020 | PA | Mountain View | 56687 | 7 | IC | OP | NA | LFG |  | 9401 | 0.069097 | 0.0147 | EIA Prime Mover-level Data | Estimated using an emission factor
2020 | PA | Mountain View | 56687 | 8 | IC | OP | NA | LFG |  | 9401 | 0.069097 | 0.0147 | EIA Prime Mover-level Data | Estimated using an emission factor
2020 | PA | Mountain View | 56687 | 9 | IC | OP | NA | LFG |  | 9401 | 0.069097 | 0.0147 | EIA Prime Mover-level Data | Estimated using an emission factor
2020 | PA | Moxie Freedom Generation Plant | 59906 | 201 | CT | OP | CC | NG | 6921 | 20286278 | 62.6975 | 0.0061813 | EPA/CAMD | NEI avg EF - PM, fuel type, firing type | 2018
2020 | PA | Moxie Freedom Generation Plant | 59906 | 202 | CT | OP | CC | NG | 6466 | 18887544 | 58.3745 | 0.0061813 | EPA/CAMD | NEI avg EF - PM, fuel type, firing type | 2018
2020 | PA | Mt. Carmel Cogeneration | 10343 | SG-101 | ST | OP | FLUIDIZED | WC | 1451 | 774489.8125 | 1.4027 | 0.0036222 | EPA/CAMD | EPA/NEI | 1990
2020 | PA | Muddy Run | 3164 | 1 | PS | OP | NA | WAT |  | 0 |  |  | EIA Prime Mover-level Data
2020 | PA | Muddy Run | 3164 | 2 | PS | OP | NA | WAT |  | 0 |  |  | EIA Prime Mover-level Data
2020 | PA | Muddy Run | 3164 | 3 | PS | OP | NA | WAT |  | 0 |  |  | EIA Prime Mover-level Data
2020 | PA | Muddy Run | 3164 | 4 | PS | OP | NA | WAT |  | 0 |  |  | EIA Prime Mover-level Data
2020 | PA | Muddy Run | 3164 | 5 | PS | OP | NA | WAT |  | 0 |  |  | EIA Prime Mover-level Data
2020 | PA | Muddy Run | 3164 | 6 | PS | OP | NA | WAT |  | 0 |  |  | EIA Prime Mover-level Data
2020 | PA | Muddy Run | 3164 | 7 | PS | OP | NA | WAT |  | 0 |  |  | EIA Prime Mover-level Data
2020 | PA | Muddy Run | 3164 | 8 | PS | OP | NA | WAT |  | 0 |  |  | EIA Prime Mover-level Data
2020 | PA | Navy Yard Peaker Station | 61737 | GEN1 | IC | OP | NA | NG |  | 4041.5 | 0.00085276 | 0.000422 | EIA Prime Mover-level Data | Estimated using an emission factor
2020 | PA | Navy Yard Peaker Station | 61737 | GEN2 | IC | OP | NA | NG |  | 4041.5 | 0.00085276 | 0.000422 | EIA Prime Mover-level Data | Estimated using an emission factor
2020 | PA | Navy Yard Peaker Station | 61737 | GEN3 | IC | OP | NA | NG |  | 4041.5 | 0.00085276 | 0.000422 | EIA Prime Mover-level Data | Estimated using an emission factor
2020 | PA | Navy Yard Peaker Station | 61737 | GEN4 | IC | OP | NA | NG |  | 4041.5 | 0.00085276 | 0.000422 | EIA Prime Mover-level Data | Estimated using an emission factor
2020 | PA | New Castle | 3138 | 3 | ST | OP | WALL | NG | 2819 | 1633426.5 | 4.2898 | 0.0052525 | EPA/CAMD | EPA/NEI | 1952
2020 | PA | New Castle | 3138 | 4 | ST | OP | WALL | NG | 3379 | 2153129.25 | 5.2065 | 0.0048362 | EPA/CAMD | EPA/NEI | 1958
2020 | PA | New Castle | 3138 | 5 | ST | OP | WALL | NG | 3047 | 2551580.5 | 7.9253 | 0.0062121 | EPA/CAMD | EPA/NEI | 1964
2020 | PA | Newman (PA) | 54250 | 1 | ST | OP | NA | NG |  | 510366 | 1.8947 | 0.0074247 | EIA Prime Mover-level Data | NEI avg EF - PM, fuel type
2020 | PA | Niles Valley Energy LLC | 61286 | GEN1 | IC | CN | NA | NG
2020 | PA | Niles Valley Energy LLC | 61286 | GEN2 | IC | CN | NA | NG
2020 | PA | Niles Valley Energy LLC | 61286 | GEN3 | IC | CN | NA | NG
2020 | PA | Niles Valley Energy LLC | 61286 | GEN4 | IC | CN | NA | NG
2020 | PA | Niles Valley Energy LLC | 61286 | GEN5 | IC | CN | NA | NG
2020 | PA | North Allegheny Windpower Project | 56651 | 1 | WT | OP | NA | WND |  | 1394311 |  |  | EIA Prime Mover-level Data
2020 | PA | Northampton Generating Plant | 50888 | NGC01 | ST | OP | FLUIDIZED | WC | 175 | 117014.5547 | 0.85472 | 0.014609 | EPA/CAMD | EPA/NEI | 1995
2020 | PA | Norther Tier Landfill | 56890 | GEN 1 | IC | OP | NA | LFG |  | 132247 | 0.97202 | 0.0147 | EIA Prime Mover-level Data | Estimated using an emission factor
2020 | PA | Ontelaunee Energy Center | 55193 | CT1 | CT | OP | CC | NG | 7361 | 13906564 | 27.9522 | 0.00402 | EPA/CAMD | EPA/NEI | 2002
2020 | PA | Ontelaunee Energy Center | 55193 | CT2 | CT | OP | CC | NG | 7549 | 14100641 | 28.3423 | 0.00402 | EPA/CAMD | EPA/NEI | 2002
2020 | PA | Orchard Park | 55997 | 10 | IC | OP | NA | NG |  | 9251.5 | 0.0019521 | 0.000422 | EIA Prime Mover-level Data | Estimated using an emission factor
2020 | PA | Orchard Park | 55997 | 11 | IC | OP | NA | NG |  | 9251.5 | 0.0019521 | 0.000422 | EIA Prime Mover-level Data | Estimated using an emission factor
2020 | PA | Orchard Park | 55997 | 8 | IC | OP | NA | NG |  | 9251.5 | 0.0019521 | 0.000422 | EIA Prime Mover-level Data | Estimated using an emission factor
2020 | PA | Orchard Park | 55997 | 9 | IC | OP | NA | NG |  | 9251.5 | 0.0019521 | 0.000422 | EIA Prime Mover-level Data | Estimated using an emission factor
2020 | PA | Orrtanna | 3112 | 1 | GT | OP | NA | DFO |  | 3908 | 0.035257 | 0.018044 | EIA Prime Mover-level Data | NEI avg EF - PM, fuel type, firing type
2020 | PA | Oxbow Creek | 58714 | 1 | IC | CN | NA | NG
2020 | PA | Oxbow Creek | 58714 | 2 | IC | CN | NA | NG
2020 | PA | Oxbow Creek | 58714 | 3 | IC | CN | NA | NG
2020 | PA | Oxbow Creek | 58714 | GEN1 | IC | OP | NA | NG |  | 65871.6016 | 0.013899 | 0.000422 | EIA Prime Mover-level Data | Estimated using an emission factor
2020 | PA | Oxbow Creek | 58714 | GEN2 | IC | OP | NA | NG |  | 65871.6016 | 0.013899 | 0.000422 | EIA Prime Mover-level Data | Estimated using an emission factor
2020 | PA | Oxbow Creek | 58714 | GEN3 | IC | OP | NA | NG |  | 65871.6016 | 0.013899 | 0.000422 | EIA Prime Mover-level Data | Estimated using an emission factor
2020 | PA | Oxbow Creek | 58714 | GEN4 | IC | OP | NA | NG |  | 65871.6016 | 0.013899 | 0.000422 | EIA Prime Mover-level Data | Estimated using an emission factor
2020 | PA | Oxbow Creek | 58714 | GEN5 | IC | OP | NA | NG |  | 65871.6016 | 0.013899 | 0.000422 | EIA Prime Mover-level Data | Estimated using an emission factor
2020 | PA | PA Solar Park | 57256 | 1 | PV | OP | NA | SUN |  | 118768 |  |  | EIA Prime Mover-level Data
2020 | PA | PA Solar Park | 57256 | 2 | PV | CN | NA | SUN
2020 | PA | PA Solar Park II | 63520 | PASP2 | PV | OP | NA | SUN |  | 84089 |  |  | EIA Prime Mover-level Data
2020 | PA | Panther Creek Energy Facility | 50776 | 1 | ST | OP | FLUIDIZED | WC | 1053 | 237430.4219 | 0.5527 | 0.0046557 | EPA/CAMD | EPA/NEI | 1992
2020 | PA | Panther Creek Energy Facility | 50776 | 2 | ST | OP | FLUIDIZED | WC | 1084 | 351733.1875 | 0.8139 | 0.0046279 | EPA/CAMD | EPA/NEI | 1992
2020 | PA | Patton Wind Farm | 57999 | 1 | WT | OP | NA | WND |  | 694716 |  |  | EIA Prime Mover-level Data
2020 | PA | Paxton Creek Cogeneration | 50373 | GEN1 | IC | SB | NA | NG |  | 18485 | 0.0039003 | 0.000422 | EIA Prime Mover-level Data | Estimated using an emission factor
2020 | PA | Paxton Creek Cogeneration | 50373 | GEN2 | IC | SB | NA | NG |  | 18485 | 0.0039003 | 0.000422 | EIA Prime Mover-level Data | Estimated using an emission factor
2020 | PA | Peach Bottom | 3166 | 2 | ST | OP | NA | NUC |  | 106672440 |  |  | EIA Prime Mover-level Data
2020 | PA | Peach Bottom | 3166 | 3 | ST | OP | NA | NUC |  | 120969808 |  |  | EIA Prime Mover-level Data
2020 | PA | PEI Power Corporation | 50279 | 2 | GT | OP | CT | NG | 864 | 324225.1562 | 0.969 | 0.0059773 | EPA/CAMD | EPA/NEI | 2001
2020 | PA | Pennsbury | 7690 | 1 | GT | OS | NA | LFG
2020 | PA | Pennsbury | 7690 | 2 | GT | OS | NA | LFG
2020 | PA | PG Solar 1 | 64874 | SGEN1 | PV | T | NA | SUN
2020 | PA | Phoenix Contact - CCHP Plant | 62901 | CCHP | GT | OP | NA | NG |  | 85302 | 0.042405 | 0.00099423 | EIA Prime Mover-level Data | NEI avg EF - PM, fuel type, firing type
2020 | PA | Pickering Solar | 58535 | 1 | PV | OP | NA | SUN |  | 16915 |  |  | EIA Prime Mover-level Data
2020 | PA | Pine Grove | 56690 | 1 | IC | OP | NA | DFO |  | 85.222 | 0.013209 | 0.31 | EIA Prime Mover-level Data | Estimated using an emission factor
2020 | PA | Pine Grove | 56690 | 10 | IC | OP | NA | DFO |  | 85.222 | 0.013209 | 0.31 | EIA Prime Mover-level Data | Estimated using an emission factor
2020 | PA | Pine Grove | 56690 | 11 | IC | OP | NA | DFO |  | 85.222 | 0.013209 | 0.31 | EIA Prime Mover-level Data | Estimated using an emission factor
2020 | PA | Pine Grove | 56690 | 12 | IC | OP | NA | DFO |  | 85.222 | 0.013209 | 0.31 | EIA Prime Mover-level Data | Estimated using an emission factor
2020 | PA | Pine Grove | 56690 | 13 | IC | OP | NA | DFO |  | 85.222 | 0.013209 | 0.31 | EIA Prime Mover-level Data | Estimated using an emission factor
2020 | PA | Pine Grove | 56690 | 14 | IC | OP | NA | DFO |  | 85.222 | 0.013209 | 0.31 | EIA Prime Mover-level Data | Estimated using an emission factor
2020 | PA | Pine Grove | 56690 | 15 | IC | OP | NA | DFO |  | 85.222 | 0.013209 | 0.31 | EIA Prime Mover-level Data | Estimated using an emission factor
2020 | PA | Pine Grove | 56690 | 16 | IC | OP | NA | DFO |  | 85.222 | 0.013209 | 0.31 | EIA Prime Mover-level Data | Estimated using an emission factor
2020 | PA | Pine Grove | 56690 | 17 | IC | OP | NA | DFO |  | 85.222 | 0.013209 | 0.31 | EIA Prime Mover-level Data | Estimated using an emission factor
2020 | PA | Pine Grove | 56690 | 18 | IC | OP | NA | DFO |  | 85.222 | 0.013209 | 0.31 | EIA Prime Mover-level Data | Estimated using an emission factor
2020 | PA | Pine Grove | 56690 | 2 | IC | OP | NA | DFO |  | 85.222 | 0.013209 | 0.31 | EIA Prime Mover-level Data | Estimated using an emission factor
2020 | PA | Pine Grove | 56690 | 3 | IC | OP | NA | DFO |  | 85.222 | 0.013209 | 0.31 | EIA Prime Mover-level Data | Estimated using an emission factor
2020 | PA | Pine Grove | 56690 | 4 | IC | OP | NA | DFO |  | 85.222 | 0.013209 | 0.31 | EIA Prime Mover-level Data | Estimated using an emission factor
2020 | PA | Pine Grove | 56690 | 5 | IC | OP | NA | DFO |  | 85.222 | 0.013209 | 0.31 | EIA Prime Mover-level Data | Estimated using an emission factor
2020 | PA | Pine Grove | 56690 | 6 | IC | OP | NA | DFO |  | 85.222 | 0.013209 | 0.31 | EIA Prime Mover-level Data | Estimated using an emission factor
2020 | PA | Pine Grove | 56690 | 7 | IC | OP | NA | DFO |  | 85.222 | 0.013209 | 0.31 | EIA Prime Mover-level Data | Estimated using an emission factor
2020 | PA | Pine Grove | 56690 | 8 | IC | OP | NA | DFO |  | 85.222 | 0.013209 | 0.31 | EIA Prime Mover-level Data | Estimated using an emission factor
2020 | PA | Pine Grove | 56690 | 9 | IC | OP | NA | DFO |  | 85.222 | 0.013209 | 0.31 | EIA Prime Mover-level Data | Estimated using an emission factor
2020 | PA | Piney | 3124 | 1 | HY | OP | NA | WAT |  | 202633 |  |  | EIA Prime Mover-level Data
2020 | PA | Piney | 3124 | 2 | HY | OP | NA | WAT |  | 202633 |  |  | EIA Prime Mover-level Data
2020 | PA | Piney | 3124 | 3 | HY | OP | NA | WAT |  | 202633 |  |  | EIA Prime Mover-level Data
2020 | PA | Pioneer Crossing Energy, LLC | 56957 | LFG1 | IC | OP | NA | LFG |  | 91040.7969 | 0.66915 | 0.0147 | EIA Prime Mover-level Data | Estimated using an emission factor
2020 | PA | Pioneer Crossing Energy, LLC | 56957 | LFG2 | IC | OP | NA | LFG |  | 91040.7969 | 0.66915 | 0.0147 | EIA Prime Mover-level Data | Estimated using an emission factor
2020 | PA | Pioneer Crossing Energy, LLC | 56957 | LFG3 | IC | OP | NA | LFG |  | 91040.7969 | 0.66915 | 0.0147 | EIA Prime Mover-level Data | Estimated using an emission factor
2020 | PA | Pioneer Crossing Energy, LLC | 56957 | LFG4 | IC | OP | NA | LFG |  | 91040.7969 | 0.66915 | 0.0147 | EIA Prime Mover-level Data | Estimated using an emission factor
2020 | PA | Pioneer Crossing Energy, LLC | 56957 | LFG5 | IC | OP | NA | LFG |  | 91040.7969 | 0.66915 | 0.0147 | EIA Prime Mover-level Data | Estimated using an emission factor
2020 | PA | Pioneer Crossing Energy, LLC | 56957 | LFG6 | IC | IP | NA | LFG
2020 | PA | Pioneer Crossing Energy, LLC | 56957 | LFG7 | IC | IP | NA | LFG
2020 | PA | Pittsburgh Airport Gas Plant | 64873 | GEN1 | IC | T | NA | NG
2020 | PA | Pittsburgh Airport Gas Plant | 64873 | GEN2 | IC | T | NA | NG
2020 | PA | Pittsburgh Airport Gas Plant | 64873 | GEN3 | IC | T | NA | NG
2020 | PA | Pittsburgh Airport Gas Plant | 64873 | GEN4 | IC | T | NA | NG
2020 | PA | Pittsburgh Airport Gas Plant | 64873 | GEN5 | IC | T | NA | NG
2020 | PA | Pixelle Specialty Solutions | 50397 | 36 | ST | OP | FLUIDIZED | BIT | 7776 | 2733194.75 | 64.5664 | 0.047246 | EPA/CAMD | EPA/NEI | 1988
2020 | PA | Pixelle Specialty Solutions | 50397 | 38 | ST | OP | OTHER BOILER | NG | 3342 | 1559518.25 | 6.3396 | 0.0081302 | EIA non-ozone season distributed and EPA/CAMD ozone season | EPA/NEI | 2017
2020 | PA | Pixelle Specialty Solutions | 50397 | 39 | ST | OP | OTHER BOILER | NG | 3310 | 1780776.75 | 8.3317 | 0.0093573 | EIA non-ozone season distributed and EPA/CAMD ozone season | EPA/NEI | 2016
2020 | PA | Pixelle Specialty Solutions | 50397 | 1PB035 | ST | RE | WALL | WDS
2020 | PA | Pixelle Specialty Solutions | 50397 | 3PB033 | ST | RE | WALL | RFO
2020 | PA | Pixelle Specialty Solutions | 50397 | 4PB034 | ST | RE | WALL | RFO
2020 | PA | Pixelle Specialty Solutions | 50397 | 5PB036 | ST | OP | FLUIDIZED | WDS |  | 898194.125 | 2.3882 | 0.0053177 | EIA Unit-level Data | NEI avg EF - PM, fuel type, firing type
2020 | PA | Pixelle Specialty Solutions | 50397 | REC037 | ST | OP | WALL | BLQ |  | 7509735 | 21.5429 | 0.0057373 | EIA Unit-level Data | NEI avg EF - PM, fuel type, firing type
2020 | PA | Pocono Solar Project | 57367 | POCON | PV | OP | NA | SUN |  | 32838 |  |  | EIA Prime Mover-level Data
2020 | PA | Point Marion L&D Hydroelectric Project | 62384 | NA1 | HY | P | NA | WAT
2020 | PA | Point Marion L&D Hydroelectric Project | 62384 | NA2 | HY | P | NA | WAT
2020 | PA | Portland | 3113 | 5 | GT | OP | CT | NG | 24 | 17844.5391 | 0.1296 | 0.014525 | EPA/CAMD | EPA/NEI | 1995
2020 | PA | PPG Monroeville Chemicals Center | 58047 | 2 | IC | SB | NA | DFO |  | 5.182 | 0.00080321 | 0.31 | EIA Prime Mover-level Data | Estimated using an emission factor
2020 | PA | PPG Monroeville Chemicals Center | 58047 | 3 | IC | SB | NA | DFO |  | 13.818 | 0.0021418 | 0.31 | EIA Prime Mover-level Data | Estimated using an emission factor
2020 | PA | PPL Frey Farm Landfill Wind | 57182 | 1 | WT | OP | NA | WND |  | 56479 |  |  | EIA Prime Mover-level Data
2020 | PA | PPL Glendon LFGTE Plant | 57183 | 1 | IC | OP | NA | LFG |  | 83757 | 0.61561 | 0.0147 | EIA Prime Mover-level Data | Estimated using an emission factor
2020 | PA | PPL Glendon LFGTE Plant | 57183 | 2 | IC | OP | NA | LFG |  | 83757 | 0.61561 | 0.0147 | EIA Prime Mover-level Data | Estimated using an emission factor
2020 | PA | PPL Glendon LFGTE Plant | 57183 | 3 | IC | CN | NA | LFG
2020 | PA | Procter & Gamble Paper Products | 50463 | 328001 | GT | OP | CT | NG | 3469 | 4393293.5 | 15.7 | 0.0071473 | EIA non-ozone season distributed and EPA/CAMD ozone season | EPA/NEI | 1985
2020 | PA | Procter & Gamble Paper Products | 50463 | 328002 | GT | OP | CT | NG | 3607 | 4727428.5 | 18.3416 | 0.0077596 | EIA non-ozone season distributed and EPA/CAMD ozone season | NEI avg EF - PM, fuel type, firing type | 2013
2020 | PA | PWD Northeast WPCP Biogas Cogen Plant | 58326 | NBG1 | IC | OP | NA | OBG |  | 78910.5 | 0.57999 | 0.0147 | EIA Prime Mover-level Data | Estimated using an emission factor
2020 | PA | PWD Northeast WPCP Biogas Cogen Plant | 58326 | NBG2 | IC | OP | NA | OBG |  | 78910.5 | 0.57999 | 0.0147 | EIA Prime Mover-level Data | Estimated using an emission factor
2020 | PA | PWD Northeast WPCP Biogas Cogen Plant | 58326 | NBG3 | IC | OP | NA | OBG |  | 78910.5 | 0.57999 | 0.0147 | EIA Prime Mover-level Data | Estimated using an emission factor
2020 | PA | PWD Northeast WPCP Biogas Cogen Plant | 58326 | NBG4 | IC | OP | NA | OBG |  | 78910.5 | 0.57999 | 0.0147 | EIA Prime Mover-level Data | Estimated using an emission factor
2020 | PA | Red Glen Energy | 61306 | GEN1 | IC | CN | NA | NG
2020 | PA | Red Glen Energy | 61306 | GEN2 | IC | CN | NA | NG
2020 | PA | Red Glen Energy | 61306 | GEN3 | IC | CN | NA | NG
2020 | PA | Red Glen Energy | 61306 | GEN4 | IC | CN | NA | NG
2020 | PA | Red Glen Energy | 61306 | GEN5 | IC | CN | NA | NG
2020 | PA | Renovo Energy Center | 60786 | RECNY | CS | L | NA | NG
2020 | PA | Renovo Energy Center | 60786 | RECPJ | CS | L | NA | NG
2020 | PA | Richmond | 3168 | 91 | GT | OP | CT | DFO | 9 | 2446.8999 | 0.0216 | 0.017655 | EPA/CAMD | EPA/NEI | 1973
2020 | PA | Richmond | 3168 | 92 | GT | OP | CT | DFO | 9 | 1466 | 0.0134 | 0.018281 | EPA/CAMD | EPA/NEI | 1973
2020 | PA | Ringer Hill Wind Farm, LLC | 60329 | RINGR | WT | OP | NA | WND |  | 994315 |  |  | EIA Prime Mover-level Data
2020 | PA | Robinson Power Company LLC | 56453 | CTG1 | CC | L | NA | NG
2020 | PA | Romark PA Solar | 57465 | 1 | PV | OP | NA | SUN |  | 16861 |  |  | EIA Prime Mover-level Data
2020 | PA | Roundtop | 58715 | GEN1 | IC | OP | NA | NG |  | 68361.6016 | 0.014424 | 0.000422 | EIA Prime Mover-level Data | Estimated using an emission factor
2020 | PA | Roundtop | 58715 | GEN2 | IC | OP | NA | NG |  | 68361.6016 | 0.014424 | 0.000422 | EIA Prime Mover-level Data | Estimated using an emission factor
2020 | PA | Roundtop | 58715 | GEN3 | IC | OP | NA | NG |  | 68361.6016 | 0.014424 | 0.000422 | EIA Prime Mover-level Data | Estimated using an emission factor
2020 | PA | Roundtop | 58715 | GEN4 | IC | OP | NA | NG |  | 68361.6016 | 0.014424 | 0.000422 | EIA Prime Mover-level Data | Estimated using an emission factor
2020 | PA | Roundtop | 58715 | GEN5 | IC | OP | NA | NG |  | 68361.6016 | 0.014424 | 0.000422 | EIA Prime Mover-level Data | Estimated using an emission factor
2020 | PA | Safe Harbor | 3175 | 1 | HY | OP | NA | WAT |  | 666125.9375 |  |  | EIA Prime Mover-level Data
2020 | PA | Safe Harbor | 3175 | 10 | HY | OP | NA | WAT |  | 756961.25 |  |  | EIA Prime Mover-level Data
2020 | PA | Safe Harbor | 3175 | 11 | HY | OP | NA | WAT |  | 756961.25 |  |  | EIA Prime Mover-level Data
2020 | PA | Safe Harbor | 3175 | 12 | HY | OP | NA | WAT |  | 756961.25 |  |  | EIA Prime Mover-level Data
2020 | PA | Safe Harbor | 3175 | 2 | HY | OP | NA | WAT |  | 666125.9375 |  |  | EIA Prime Mover-level Data
2020 | PA | Safe Harbor | 3175 | 3 | HY | OP | NA | WAT |  | 645940.25 |  |  | EIA Prime Mover-level Data
2020 | PA | Safe Harbor | 3175 | 4 | HY | OP | NA | WAT |  | 645940.25 |  |  | EIA Prime Mover-level Data
2020 | PA | Safe Harbor | 3175 | 41 | HY | OP | NA | WAT |  | 40371.2656 |  |  | EIA Prime Mover-level Data
2020 | PA | Safe Harbor | 3175 | 42 | HY | OP | NA | WAT |  | 40371.2656 |  |  | EIA Prime Mover-level Data
2020 | PA | Safe Harbor | 3175 | 5 | HY | OP | NA | WAT |  | 645940.25 |  |  | EIA Prime Mover-level Data
2020 | PA | Safe Harbor | 3175 | 6 | HY | OP | NA | WAT |  | 645940.25 |  |  | EIA Prime Mover-level Data
2020 | PA | Safe Harbor | 3175 | 7 | HY | OP | NA | WAT |  | 645940.25 |  |  | EIA Prime Mover-level Data
2020 | PA | Safe Harbor | 3175 | 8 | HY | OP | NA | WAT |  | 756961.25 |  |  | EIA Prime Mover-level Data
2020 | PA | Safe Harbor | 3175 | 9 | HY | OP | NA | WAT |  | 756961.25 |  |  | EIA Prime Mover-level Data
2020 | PA | Sandy Ridge Wind Farm | 57285 | 1 | WT | OP | NA | WND |  | 1261479 |  |  | EIA Prime Mover-level Data
2020 | PA | Schuylkill Generating Station | 3169 | 1 | ST | RE | TANGENTIAL | RFO
2020 | PA | Schuylkill Generating Station | 3169 | 10 | GT | OP | NA | DFO |  | 4708.417 | 0.042479 | 0.018044 | EIA Prime Mover-level Data | NEI avg EF - PM, fuel type, firing type
2020 | PA | Schuylkill Generating Station | 3169 | 11 | GT | OP | NA | DFO |  | 5366.583 | 0.048416 | 0.018044 | EIA Prime Mover-level Data | NEI avg EF - PM, fuel type, firing type
2020 | PA | Schuylkill Generating Station | 3169 | IC1 | IC | RE | NA | DFO
2020 | PA | Scrubgrass Generating Plant | 50974 | 1 | ST | OP | FLUIDIZED | WC | 289 | 63409.4844 | 0.58777 | 0.018539 | EPA/CAMD | EPA/NEI | 1993
2020 | PA | Scrubgrass Generating Plant | 50974 | 2 | ST | OP | FLUIDIZED | WC | 220 | 57359.3711 | 0.44744 | 0.015601 | EPA/CAMD | EPA/NEI | 1993
2020 | PA | SECCRA Community Landfill | 56873 | 1 | IC | OP | NA | LFG |  | 13829.4004 | 0.10165 | 0.0147 | EIA Prime Mover-level Data | Estimated using an emission factor
2020 | PA | SECCRA Community Landfill | 56873 | 2 | IC | RE | NA | LFG
2020 | PA | SECCRA Community Landfill | 56873 | 3 | IC | OP | NA | LFG |  | 24585.5996 | 0.1807 | 0.0147 | EIA Prime Mover-level Data | Estimated using an emission factor
2020 | PA | Seldom Seen Wind LLC | 56655 | 1 | WT | CN | NA | WND
2020 | PA | Seneca Generation LLC | 8225 | 1 | PS | OP | NA | WAT |  | 0 |  |  | EIA Prime Mover-level Data
2020 | PA | Seneca Generation LLC | 8225 | 2 | PS | OP | NA | WAT |  | 0 |  |  | EIA Prime Mover-level Data
2020 | PA | Seneca Generation LLC | 8225 | 3 | PS | OP | NA | WAT |  | 0 |  |  | EIA Prime Mover-level Data
2020 | PA | Seward | 3130 | 1 | ST | OP | FLUIDIZED | WC | 5435 | 12471347 | 33.2 | 0.0053242 | EPA/CAMD | EPA/NEI | 2004
2020 | PA | Seward | 3130 | 2 | ST | OP | FLUIDIZED | WC | 5983 | 13294066 | 35.52 | 0.0053437 | EPA/CAMD | EPA/NEI | 2004
2020 | PA | Shawnee (PA) | 3114 | 1 | GT | OP | NA | DFO |  | 1516 | 0.013677 | 0.018044 | EIA Prime Mover-level Data | NEI avg EF - PM, fuel type, firing type
2020 | PA | Shawville | 3131 | 1 | ST | OP | WALL | NG | 2579 | 2480206.5 | 8.5666 | 0.006908 | EPA/CAMD | EPA/NEI | 1954
2020 | PA | Shawville | 3131 | 2 | ST | OP | WALL | NG | 2305 | 2265496.25 | 14.4516 | 0.012758 | EPA/CAMD | EPA/NEI | 1954
2020 | PA | Shawville | 3131 | 3 | ST | OP | TANGENTIAL | NG | 3934 | 5432681 | 23.9155 | 0.0088043 | EPA/CAMD | EPA/NEI | 1959
2020 | PA | Shawville | 3131 | 4 | ST | OP | TANGENTIAL | NG | 3642 | 4978659 | 21.9096 | 0.0088014 | EPA/CAMD | EPA/NEI | 1960
2020 | PA | Shell Chemical Appalachia LLC | 58933 | GTG1 | CT | V | NA | NG
2020 | PA | Shell Chemical Appalachia LLC | 58933 | GTG2 | CT | V | NA | NG
2020 | PA | Shell Chemical Appalachia LLC | 58933 | GTG3 | CT | V | NA | NG
2020 | PA | Shell Chemical Appalachia LLC | 58933 | STG1 | CA | V | NA | NG
2020 | PA | Shell Chemical Appalachia LLC | 58933 | STG2 | CA | V | NA | NG
2020 | PA | Somerset Windpower LLC | 55803 | EW | WT | OP | NA | WND |  | 72983 |  |  | EIA Prime Mover-level Data
2020 | PA | South Chestnut LLC | 56796 | 1 | WT | OP | NA | WND |  | 948272 |  |  | EIA Prime Mover-level Data
2020 | PA | Southwark | 3170 | 3 | GT | OP | NA | DFO |  | 552.25 | 0.0049823 | 0.018044 | EIA Prime Mover-level Data | NEI avg EF - PM, fuel type, firing type
2020 | PA | Southwark | 3170 | 4 | GT | OP | NA | DFO |  | 552.25 | 0.0049823 | 0.018044 | EIA Prime Mover-level Data | NEI avg EF - PM, fuel type, firing type
2020 | PA | Southwark | 3170 | 5 | GT | OP | NA | DFO |  | 552.25 | 0.0049823 | 0.018044 | EIA Prime Mover-level Data | NEI avg EF - PM, fuel type, firing type
2020 | PA | Southwark | 3170 | 6 | GT | OP | NA | DFO |  | 552.25 | 0.0049823 | 0.018044 | EIA Prime Mover-level Data | NEI avg EF - PM, fuel type, firing type
2020 | PA | Spring House | 59056 | GEN 1 | IC | OP | NA | NG |  | 298323 | 0.062946 | 0.000422 | EIA Prime Mover-level Data | Estimated using an emission factor
2020 | PA | Springdale Generating Station (55196) | 55196 | 1 | GT | OP | CT | NG | 2149 | 827162.375 | 0.21 | 0.00050776 | EPA/CAMD | EPA/NEI | 1999
2020 | PA | Springdale Generating Station (55196) | 55196 | 2 | GT | OP | CT | NG | 2025 | 802449.5625 | 0.18 | 0.00044863 | EPA/CAMD | EPA/NEI | 1999
2020 | PA | Springdale Generating Station (55710) | 55710 | 3 | CT | OP | CC | NG | 7967 | 13628114 | 56.98 | 0.0083621 | EPA/CAMD | EPA/NEI | 2003
2020 | PA | Springdale Generating Station (55710) | 55710 | 4 | CT | OP | CC | NG | 8224 | 13860034 | 32.45 | 0.0046825 | EPA/CAMD | EPA/NEI | 2003
2020 | PA | St. Nicholas Cogeneration Project | 54634 | 1 | ST | OP | FLUIDIZED | WC | 8307 | 10773361 | 54.2491 | 0.010071 | EPA/CAMD | EPA/NEI | 1990
2020 | PA | Stony Creek Wind Farm LLC | 56980 | 1 | WT | OP | NA | WND |  | 1301651 |  |  | EIA Prime Mover-level Data
2020 | PA | Stourbridge Energy | 61301 | GEN1 | IC | CN | NA | NG
2020 | PA | Stourbridge Energy | 61301 | GEN2 | IC | CN | NA | NG
2020 | PA | Stourbridge Energy | 61301 | GEN3 | IC | CN | NA | NG
2020 | PA | Stourbridge Energy | 61301 | GEN4 | IC | CN | NA | NG
2020 | PA | Stourbridge Energy | 61301 | GEN5 | IC | CN | NA | NG
2020 | PA | Stowe Power Production Plant | 50578 | GEN1 | GT | RE | NA | LFG
2020 | PA | Stowe Power Production Plant | 50578 | GEN2 | GT | RE | NA | LFG
2020 | PA | Sunbury Generation LP | 3152 | 1 | ST | RE | NA | BIT
2020 | PA | Sunbury Generation LP | 3152 | 2 | ST | RE | NA | BIT
2020 | PA | Sunbury Generation LP | 3152 | 3 | ST | RE | WALL | BIT
2020 | PA | Sunbury Generation LP | 3152 | 4 | ST | RE | WALL | BIT
2020 | PA | Sunbury Generation LP | 3152 | CTG1 | GT | SB | NA | DFO |  | 1036 | 0.0093466 | 0.018044 | EIA Prime Mover-level Data | NEI avg EF - PM, fuel type, firing type
2020 | PA | Sunbury Generation LP | 3152 | CTG2 | GT | SB | NA | DFO |  | 1036 | 0.0093466 | 0.018044 | EIA Prime Mover-level Data | NEI avg EF - PM, fuel type, firing type
2020 | PA | Sunbury Generation LP | 3152 | DI2 | IC | SB | NA | DFO |  | 114 | 0.01767 | 0.31 | EIA Prime Mover-level Data | Estimated using an emission factor
2020 | PA | Susquehanna University Solar | 61914 | SO829 | PV | OP | NA | SUN |  | 40541 |  |  | EIA Prime Mover-level Data
2020 | PA | TalenEnergy Martin Creek LLC Allentown | 3139 | CTG1 | GT | OP | NA | DFO |  | 1811 | 0.016339 | 0.018044 | EIA Prime Mover-level Data | NEI avg EF - PM, fuel type, firing type
2020 | PA | TalenEnergy Martin Creek LLC Allentown | 3139 | CTG2 | GT | OP | NA | DFO |  | 1811 | 0.016339 | 0.018044 | EIA Prime Mover-level Data | NEI avg EF - PM, fuel type, firing type
2020 | PA | TalenEnergy Martin Creek LLC Allentown | 3139 | CTG3 | GT | OP | NA | DFO |  | 1811 | 0.016339 | 0.018044 | EIA Prime Mover-level Data | NEI avg EF - PM, fuel type, firing type
2020 | PA | TalenEnergy Martin Creek LLC Allentown | 3139 | CTG4 | GT | OP | NA | DFO |  | 1811 | 0.016339 | 0.018044 | EIA Prime Mover-level Data | NEI avg EF - PM, fuel type, firing type
2020 | PA | TalenEnergy Martins Creek LLC Fishbach | 3142 | UNT1 | GT | OP | NA | DFO |  | 395 | 0.0035636 | 0.018044 | EIA Prime Mover-level Data | NEI avg EF - PM, fuel type, firing type
2020 | PA | TalenEnergy Martins Creek LLC Fishbach | 3142 | UNT2 | GT | OP | NA | DFO |  | 395 | 0.0035636 | 0.018044 | EIA Prime Mover-level Data | NEI avg EF - PM, fuel type, firing type
2020 | PA | TalenEnergy Martins Creek LLC Harrisburg | 3143 | CTG1 | GT | OP | NA | DFO |  | 3352.333 | 0.030244 | 0.018044 | EIA Prime Mover-level Data | NEI avg EF - PM, fuel type, firing type
2020 | PA | TalenEnergy Martins Creek LLC Harrisburg | 3143 | CTG2 | GT | OP | NA | DFO |  | 3352.333 | 0.030244 | 0.018044 | EIA Prime Mover-level Data | NEI avg EF - PM, fuel type, firing type
2020 | PA | TalenEnergy Martins Creek LLC Harrisburg | 3143 | CTG3 | GT | OP | NA | DFO |  | 3352.333 | 0.030244 | 0.018044 | EIA Prime Mover-level Data | NEI avg EF - PM, fuel type, firing type
2020 | PA | TalenEnergy Martins Creek LLC Harrisburg | 3143 | CTG4 | GT | RE | NA | DFO
2020 | PA | TalenEnergy Martins Creek LLC Harwood | 3144 | CTG1 | GT | OP | NA | DFO |  | 3619.5 | 0.032655 | 0.018044 | EIA Prime Mover-level Data | NEI avg EF - PM, fuel type, firing type
2020 | PA | TalenEnergy Martins Creek LLC Harwood | 3144 | CTG2 | GT | OP | NA | DFO |  | 3619.5 | 0.032655 | 0.018044 | EIA Prime Mover-level Data | NEI avg EF - PM, fuel type, firing type
2020 | PA | TalenEnergy Martins Creek LLC Jenkins | 3146 | CTG1 | GT | OP | NA | DFO |  | 778 | 0.007019 | 0.018044 | EIA Prime Mover-level Data | NEI avg EF - PM, fuel type, firing type
2020 | PA | TalenEnergy Martins Creek LLC Jenkins | 3146 | CTG2 | GT | OP | NA | DFO |  | 778 | 0.007019 | 0.018044 | EIA Prime Mover-level Data | NEI avg EF - PM, fuel type, firing type
2020 | PA | TalenEnergy Martins Creek LLC Lock Haven | 3147 | CTG | GT | OP | NA | DFO |  | 290 | 0.0026163 | 0.018044 | EIA Prime Mover-level Data | NEI avg EF - PM, fuel type, firing type
2020 | PA | TalenEnergy Martins Creek LLC West Shore | 3154 | CTG1 | GT | OP | NA | DFO |  | 1371.5 | 0.012373 | 0.018044 | EIA Prime Mover-level Data | NEI avg EF - PM, fuel type, firing type
2020 | PA | TalenEnergy Martins Creek LLC West Shore | 3154 | CTG2 | GT | OP | NA | DFO |  | 1371.5 | 0.012373 | 0.018044 | EIA Prime Mover-level Data | NEI avg EF - PM, fuel type, firing type
2020 | PA | TalenEnergy Martins Creek LLC Williamsport | 3155 | CTG1 | GT | OP | NA | DFO |  | 316.5 | 0.0028554 | 0.018044 | EIA Prime Mover-level Data | NEI avg EF - PM, fuel type, firing type
2020 | PA | TalenEnergy Martins Creek LLC Williamsport | 3155 | CTG2 | GT | OP | NA | DFO |  | 316.5 | 0.0028554 | 0.018044 | EIA Prime Mover-level Data | NEI avg EF - PM, fuel type, firing type
2020 | PA | TalenEnergy Susquehanna | 6103 | 1 | ST | OP | NA | NUC |  | 97484352 |  |  | EIA Prime Mover-level Data
2020 | PA | TalenEnergy Susquehanna | 6103 | 2 | ST | OP | NA | NUC |  | 111340184 |  |  | EIA Prime Mover-level Data
2020 | PA | Taylor Energy Partners LP | 50782 | AM1 | IC | RE | NA | LFG
2020 | PA | Taylor Energy Partners LP | 50782 | AM2 | IC | RE | NA | LFG
2020 | PA | Taylor Energy Partners LP | 50782 | AM3 | IC | RE | NA | LFG
2020 | PA | Taylor Energy Partners LP | 50782 | AM4 | IC | RE | NA | LFG
2020 | PA | Temple SEGF | 58897 | 19G01 | IC | OP | NA | NG |  | 1072.3 | 0.00022626 | 0.000422 | EIA Prime Mover-level Data | Estimated using an emission factor
2020 | PA | Temple SEGF | 58897 | 19G02 | IC | OP | NA | NG |  | 1072.3 | 0.00022626 | 0.000422 | EIA Prime Mover-level Data | Estimated using an emission factor
2020 | PA | Temple SEGF | 58897 | 19G03 | IC | OP | NA | NG |  | 1072.3 | 0.00022626 | 0.000422 | EIA Prime Mover-level Data | Estimated using an emission factor
2020 | PA | Temple SEGF | 58897 | 19G04 | IC | OP | NA | NG |  | 1072.3 | 0.00022626 | 0.000422 | EIA Prime Mover-level Data | Estimated using an emission factor
2020 | PA | Temple SEGF | 58897 | 19G05 | IC | OP | NA | NG |  | 1072.3 | 0.00022626 | 0.000422 | EIA Prime Mover-level Data | Estimated using an emission factor
2020 | PA | Temple SEGF | 58897 | 19G06 | IC | OP | NA | NG |  | 1072.3 | 0.00022626 | 0.000422 | EIA Prime Mover-level Data | Estimated using an emission factor
2020 | PA | Temple SEGF | 58897 | 19G07 | IC | OP | NA | NG |  | 1072.3 | 0.00022626 | 0.000422 | EIA Prime Mover-level Data | Estimated using an emission factor
2020 | PA | Temple SEGF | 58897 | 19G08 | IC | OP | NA | NG |  | 1072.3 | 0.00022626 | 0.000422 | EIA Prime Mover-level Data | Estimated using an emission factor
2020 | PA | Temple SEGF | 58897 | 19G09 | IC | OP | NA | NG |  | 1072.3 | 0.00022626 | 0.000422 | EIA Prime Mover-level Data | Estimated using an emission factor
2020 | PA | Temple SEGF | 58897 | 19G10 | IC | OP | NA | NG |  | 1072.3 | 0.00022626 | 0.000422 | EIA Prime Mover-level Data | Estimated using an emission factor
2020 | PA | Temple Solar Arrays | 60848 | 51599 | PV | OP | NA | SUN |  | 25634 |  |  | EIA Prime Mover-level Data
2020 | PA | Tenaska Westmoreland Generating Station | 60464 | 101 | CT | OP | CC | NG | 7589 | 22967688 | 15.2 | 0.0013236 | EPA/CAMD | EPA/NEI | 2018
2020 | PA | Tenaska Westmoreland Generating Station | 60464 | 102 | CT | OP | CC | NG | 6957 | 21102638 | 21.8 | 0.0020661 | EPA/CAMD | EPA/NEI | 2018
2020 | PA | Three Mile Island | 8011 | 1 | ST | RE | NA | NUC
2020 | PA | Titus | 3115 | 1 | ST | RE | TANGENTIAL | BIT
2020 | PA | Titus | 3115 | 2 | ST | RE | TANGENTIAL | BIT
2020 | PA | Titus | 3115 | 3 | ST | RE | TANGENTIAL | BIT
2020 | PA | Titus | 3115 | 4 | GT | OP | NA | DFO |  | 1099 | 0.009915 | 0.018044 | EIA Prime Mover-level Data | NEI avg EF - PM, fuel type, firing type
2020 | PA | Titus | 3115 | 5 | GT | OP | NA | DFO |  | 1099 | 0.009915 | 0.018044 | EIA Prime Mover-level Data | NEI avg EF - PM, fuel type, firing type
2020 | PA | Tolna | 3116 | 31 | GT | OP | CT | DFO | 78 | 20237.3008 | 0.1671 | 0.016514 | EPA/CAMD | EPA/NEI | 1971
2020 | PA | Tolna | 3116 | 32 | GT | OP | CT | DFO | 58 | 20246.3008 | 0.1672 | 0.016517 | EPA/CAMD | EPA/NEI | 1971
2020 | PA | Townsend Hydro | 10285 | GEN1 | HY | OP | NA | WAT |  | 92928 |  |  | EIA Prime Mover-level Data
2020 | PA | Townsend Hydro | 10285 | GEN2 | HY | OP | NA | WAT |  | 92928 |  |  | EIA Prime Mover-level Data
2020 | PA | TPE Pennsylvania Solar 1, LLC | 62686 | PABOE | PV | OP | NA | SUN |  | 41741 |  |  | EIA Prime Mover-level Data
2020 | PA | Trexlertown Solar Array North and South | 57519 | GEN1 | PV | OP | NA | SUN |  | 18563 |  |  | EIA Prime Mover-level Data
2020 | PA | Tullytown | 58250 | GEN1 | IC | OP | NA | LFG |  | 141021 | 1.0365 | 0.0147 | EIA Prime Mover-level Data | Estimated using an emission factor
2020 | PA | Twin Ridges Wind Farm | 57998 | 1 | WT | OP | NA | WND |  | 3655640 |  |  | EIA Prime Mover-level Data
2020 | PA | University Park Solar | 62119 | PSUPV | PV | OP | NA | SUN |  | 19766 |  |  | EIA Prime Mover-level Data
2020 | PA | UN-School House LLC | 64711 | GSF01 | PV | T | NA | SUN
2020 | PA | US Steel (Clairton Coke) | 50729 | CLBLR1 | ST | OP | CYCLONE | COG | 2327 | 3356566.5 | 23.799 | 0.014181 | EIA non-ozone season distributed and EPA/CAMD ozone season | NEI avg EF - PM, fuel type | 1959
2020 | PA | US Steel (Clairton Coke) | 50729 | CLBLR2 | ST | OP | WALL | COG | 1764 | 2281822.25 | 16.1788 | 0.014181 | EIA non-ozone season distributed and EPA/CAMD ozone season | NEI avg EF - PM, fuel type, firing type | 1965
2020 | PA | US Steel (Edgar Thomson) | 50732 | ETBLR1 | ST | OP | WALL | PRG | 8371 | 3821703.75 | 107.3573 | 0.056183 | EPA/CAMD | NEI avg EF - PM, fuel type, firing type | 2043
2020 | PA | US Steel (Edgar Thomson) | 50732 | ETBLR2 | ST | OP | WALL | PRG | 8453 | 3800941 | 106.774 | 0.056183 | EPA/CAMD | NEI avg EF - PM, fuel type, firing type | 2043
2020 | PA | US Steel (Edgar Thomson) | 50732 | ETBLR3 | ST | OP | WALL | PRG | 8312 | 3472152.25 | 97.5379 | 0.056183 | EPA/CAMD | NEI avg EF - PM, fuel type, firing type | 2043
2020 | PA | Vitro Architectural Glass (PA) | 58051 | L1 | IC | SB | NA | DFO |  | 401.2 | 0.062186 | 0.31 | EIA Prime Mover-level Data | Estimated using an emission factor
2020 | PA | Vitro Architectural Glass (PA) | 58051 | L2AE | IC | SB | NA | DFO |  | 300.9 | 0.046639 | 0.31 | EIA Prime Mover-level Data | Estimated using an emission factor
2020 | PA | Vitro Architectural Glass (PA) | 58051 | L2BW | IC | SB | NA | DFO |  | 300.9 | 0.046639 | 0.31 | EIA Prime Mover-level Data | Estimated using an emission factor
2020 | PA | Wallenpaupack | 3153 | WP1 | HY | OP | NA | WAT |  | 325763.5 |  |  | EIA Prime Mover-level Data
2020 | PA | Wallenpaupack | 3153 | WP2 | HY | OP | NA | WAT |  | 325763.5 |  |  | EIA Prime Mover-level Data
2020 | PA | Warren | 3132 | 5 | GT | OP | CT | NG | 57 | 29123.3164 | 0.0982 | 0.0067437 | EPA/CAMD | EPA/NEI | 1972
2020 | PA | Warrior Ridge Hydro | 10152 | L-1 | HY | OP | NA | WAT |  | 3559.5 |  |  | EIA Prime Mover-level Data
2020 | PA | Warrior Ridge Hydro | 10152 | L-2 | HY | OP | NA | WAT |  | 3559.5 |  |  | EIA Prime Mover-level Data
2020 | PA | Warrior Ridge Hydro | 10152 | L-4 | HY | OP | NA | WAT |  | 3559.5 |  |  | EIA Prime Mover-level Data
2020 | PA | Warrior Ridge Hydro | 10152 | L-5 | HY | OP | NA | WAT |  | 3559.5 |  |  | EIA Prime Mover-level Data
2020 | PA | Waste Management Arden LFGTE | 57014 | GEN1 | IC | OP | NA | LFG |  | 79794.1641 | 0.58649 | 0.0147 | EIA Prime Mover-level Data | Estimated using an emission factor
2020 | PA | Waste Management Arden LFGTE | 57014 | GEN2 | IC | OP | NA | LFG |  | 79794.1641 | 0.58649 | 0.0147 | EIA Prime Mover-level Data | Estimated using an emission factor
2020 | PA | Waste Management Arden LFGTE | 57014 | GEN3 | IC | OP | NA | LFG |  | 79794.1641 | 0.58649 | 0.0147 | EIA Prime Mover-level Data | Estimated using an emission factor
2020 | PA | Waste Management Arden LFGTE | 57014 | GEN4 | IC | OP | NA | LFG |  | 79794.1641 | 0.58649 | 0.0147 | EIA Prime Mover-level Data | Estimated using an emission factor
2020 | PA | Waste Management Arden LFGTE | 57014 | GEN5 | IC | OP | NA | LFG |  | 79794.1641 | 0.58649 | 0.0147 | EIA Prime Mover-level Data | Estimated using an emission factor
2020 | PA | Waste Management Arden LFGTE | 57014 | GEN6 | IC | OP | NA | LFG |  | 79794.1641 | 0.58649 | 0.0147 | EIA Prime Mover-level Data | Estimated using an emission factor
2020 | PA | Waymart Wind | 56001 | GE15 | WT | OP | NA | WND |  | 1150798 |  |  | EIA Prime Mover-level Data
2020 | PA | West Campus Steam Plant | 58194 | WC6 | ST |  | NA | NG |  | 0 | 0 |  | EIA Unit-level Data | NEI avg EF - PM, fuel type
2020 | PA | West Campus Steam Plant | 58194 | CT2 | CT | U | NA | NG
2020 | PA | West Campus Steam Plant | 58194 | WC 2 | ST | RE | NA | BIT
2020 | PA | West Campus Steam Plant | 58194 | WC 3 | ST | RE | NA | BIT
2020 | PA | West Campus Steam Plant | 58194 | WC 4 | ST | OP | NA | NG |  | 467518.6562 | 1.7356 | 0.0074247 | EIA Prime Mover-level Data | NEI avg EF - PM, fuel type
2020 | PA | West Campus Steam Plant | 58194 | WC 5 | ST | OP | NA | NG |  | 354669.3438 | 1.3167 | 0.0074247 | EIA Prime Mover-level Data | NEI avg EF - PM, fuel type
2020 | PA | Wheelabrator Falls | 54746 | 1 | ST | OP | NA | MSW |  | 2491338.75 |  |  | EIA Unit-level Data
2020 | PA | Wheelabrator Falls | 54746 | 2 | ST | OP | NA | MSW |  | 2528832.25 |  |  | EIA Unit-level Data
2020 | PA | Wheelabrator Frackville Energy | 50879 | GEN1 | ST | OP | FLUIDIZED | WC | 1417 | 869858.625 | 11.2599 | 0.025889 | EPA/CAMD | EPA/NEI | 1989
2020 | PA | Whitemarsh Central Utility Plant | 56513 | CGE | IC | OP | NA | NG |  | 10818 | 0.0022826 | 0.000422 | EIA Prime Mover-level Data | Estimated using an emission factor
2020 | PA | Whitetail Solar 1 | 62989 | PAWT1 | PV | OP | NA | SUN |  | 217379 |  |  | EIA Prime Mover-level Data
2020 | PA | Whitetail Solar 2 | 62990 | PAWT2 | PV | OP | NA | SUN |  | 74351 |  |  | EIA Prime Mover-level Data
2020 | PA | Whitetail Solar 3 | 62991 | PAWT3 | PV | OP | NA | SUN |  | 83774 |  |  | EIA Prime Mover-level Data
2020 | PA | William F Matson Generating Station | 7128 | 1 | HY | OP | NA | WAT |  | 243561.2969 |  |  | EIA Prime Mover-level Data
2020 | PA | William F Matson Generating Station | 7128 | 2 | HY | OP | NA | WAT |  | 511478.7188 |  |  | EIA Prime Mover-level Data
2020 | PA | Wind Park Bear Creek | 56299 | 1 | WT | OP | NA | WND |  | 501895 |  |  | EIA Prime Mover-level Data
2020 | PA | Wolf Run Energy | 61263 | GEN1 | IC | OP | NA | NG |  | 75684.6016 | 0.015969 | 0.000422 | EIA Prime Mover-level Data | Estimated using an emission factor
2020 | PA | Wolf Run Energy | 61263 | GEN2 | IC | OP | NA | NG |  | 75684.6016 | 0.015969 | 0.000422 | EIA Prime Mover-level Data | Estimated using an emission factor
2020 | PA | Wolf Run Energy | 61263 | GEN3 | IC | OP | NA | NG |  | 75684.6016 | 0.015969 | 0.000422 | EIA Prime Mover-level Data | Estimated using an emission factor
2020 | PA | Wolf Run Energy | 61263 | GEN4 | IC | OP | NA | NG |  | 75684.6016 | 0.015969 | 0.000422 | EIA Prime Mover-level Data | Estimated using an emission factor
2020 | PA | Wolf Run Energy | 61263 | GEN5 | IC | OP | NA | NG |  | 75684.6016 | 0.015969 | 0.000422 | EIA Prime Mover-level Data | Estimated using an emission factor
2020 | PA | WPS Westwood Generation, LLC | 50611 | 31 | ST | OP | FLUIDIZED | WC | 7660 | 3723178.75 | 8.8456 | 0.0047516 | EPA/CAMD | EPA/NEI | 1987
2020 | PA | Wrighter Energy | 61302 | GEN1 | IC | CN | NA | NG
2020 | PA | Wrighter Energy | 61302 | GEN2 | IC | CN | NA | NG
2020 | PA | Wrighter Energy | 61302 | GEN3 | IC | CN | NA | NG
2020 | PA | Wrighter Energy | 61302 | GEN4 | IC | CN | NA | NG
2020 | PA | Wrighter Energy | 61302 | GEN5 | IC | CN | NA | NG
2020 | PA | York County Resource Recovery | 50215 | 101 | ST | OP | NA | MSW |  | 1550214.5 |  |  | EIA Unit-level Data
2020 | PA | York County Resource Recovery | 50215 | 102 | ST | OP | NA | MSW |  | 1479043.625 |  |  | EIA Unit-level Data
2020 | PA | York County Resource Recovery | 50215 | 103 | ST | OP | NA | MSW |  | 1484499.75 |  |  | EIA Unit-level Data
2020 | PA | York Energy Center | 55524 | 1 | CT | OP | CC | NG | 7356 | 8319764 | 25.68 | 0.0061733 | EPA/CAMD | EPA/NEI | 2011
2020 | PA | York Energy Center | 55524 | 2 | CT | OP | CC | NG | 7189 | 8033371 | 24.84 | 0.0061842 | EPA/CAMD | EPA/NEI | 2011
2020 | PA | York Energy Center | 55524 | 3 | CT | OP | CC | NG | 7197 | 8118273 | 25.09 | 0.0061811 | EPA/CAMD | EPA/NEI | 2011
2020 | PA | York Energy Center | 55524 | 5 | CT | OP | CC | NG | 7680 | 20370316 | 62.9573 | 0.0061813 | EPA/CAMD | NEI avg EF - PM, fuel type, firing type | 2018
2020 | PA | York Energy Center | 55524 | 6 | CT | OP | CC | NG | 7456 | 19905734 | 61.5214 | 0.0061813 | EPA/CAMD | NEI avg EF - PM, fuel type, firing type | 2018
2020 | PA | York Generation Company LLC | 54693 | GT#1 | CT |  | NA | NG |  | 1935.15 | 0.0059808 | 0.0061813 | EIA Unit-level Data | NEI avg EF - PM, fuel type
2020 | PA | York Generation Company LLC | 54693 | GT#2 | CT |  | NA | NG |  | 2644.95 | 0.0081746 | 0.0061813 | EIA Unit-level Data | NEI avg EF - PM, fuel type
2020 | PA | York Generation Company LLC | 54693 | GT#5 | CT |  | NA | NG |  | 2524.2 | 0.0078014 | 0.0061813 | EIA Unit-level Data | NEI avg EF - PM, fuel type
2020 | PA | York Generation Company LLC | 54693 | GT#6 | CT |  | NA | NG |  | 3407.25 | 0.010531 | 0.0061813 | EIA Unit-level Data | NEI avg EF - PM, fuel type
2020 | PA | York Generation Company LLC | 54693 | HRSG 1 | CA | OP | NA | NG |  | 119.7 | 2.5257e-05 | 0.000422 | EIA Unit-level Data | Estimated using an emission factor
2020 | PA | York Generation Company LLC | 54693 | HRSG 2 | CA | OP | NA | NG |  | 133.35 | 2.8137e-05 | 0.000422 | EIA Unit-level Data | Estimated using an emission factor
2020 | PA | York Generation Company LLC | 54693 | HRSG 3 | CA | RE | NA | NG |  | 0 | 0 |  | EIA Unit-level Data | Estimated using an emission factor
2020 | PA | York Generation Company LLC | 54693 | HRSG 4 | CA | RE | NA | NG |  | 0 | 0 |  | EIA Unit-level Data | Estimated using an emission factor
2020 | PA | York Generation Company LLC | 54693 | HRSG 5 | CA | OP | NA | NG |  | 122.85 | 2.5921e-05 | 0.000422 | EIA Unit-level Data | Estimated using an emission factor
2020 | PA | York Generation Company LLC | 54693 | HRSG 6 | CA | OP | NA | NG |  | 136.5 | 2.8801e-05 | 0.000422 | EIA Unit-level Data | Estimated using an emission factor
2020 | PA | York Generation Company LLC | 54693 | GT#3 | CT | RE | NA | NG
2020 | PA | York Generation Company LLC | 54693 | GT#4 | CT | RE | NA | NG
2020 | PA | York Haven | 3117 | 1 | HY | OP | NA | WAT |  | 955512 |  |  | EIA Prime Mover-level Data
2020 | PA | Yough Hydro Power | 52036 | GEN1 | HY | OP | NA | WAT |  | 192286.5 |  |  | EIA Prime Mover-level Data
2020 | PA | Yough Hydro Power | 52036 | GEN2 | HY | OP | NA | WAT |  | 192286.5 |  |  | EIA Prime Mover-level Data
2020 | PR | AES ILUMINA | 61036 | ILUMI | PV | OP | NA | SUN |  | 332717 |  |  | EIA Prime Mover-level Data
2020 | PR | AES Puerto Rico | 61082 | UNIT1 | ST | OP | FLUIDIZED | BIT |  | 16201886 | 99.7969 | 0.012319 | EIA Prime Mover-level Data | NEI avg EF - PM, fuel type, firing type
2020 | PR | AES Puerto Rico | 61082 | UNIT2 | ST | OP | FLUIDIZED | BIT |  | 16201886 | 99.7969 | 0.012319 | EIA Prime Mover-level Data | NEI avg EF - PM, fuel type, firing type
2020 | PR | Aguirre Plant | 61146 | 1 | ST | OP | NA | RFO |  | 17205894 | 75.8096 | 0.008812 | EIA Prime Mover-level Data | NEI avg EF - PM, fuel type
2020 | PR | Aguirre Plant | 61146 | 2 | ST | OP | NA | RFO |  | 17205894 | 75.8096 | 0.008812 | EIA Prime Mover-level Data | NEI avg EF - PM, fuel type
2020 | PR | Aguirre Plant | 61146 | CA-1 | CA | OP | NA | DFO |  | 0 | 0 |  | EIA Prime Mover-level Data | Estimated using an emission factor
2020 | PR | Aguirre Plant | 61146 | CA-2 | CA | OP | NA | DFO |  | 0 | 0 |  | EIA Prime Mover-level Data | Estimated using an emission factor
2020 | PR | Aguirre Plant | 61146 | CT1-1 | CT | OP | NA | DFO |  | 2235212 | 4.7535 | 0.0042533 | EIA Prime Mover-level Data | NEI avg EF - PM, fuel type
2020 | PR | Aguirre Plant | 61146 | CT1-2 | CT | OP | NA | DFO |  | 2235212 | 4.7535 | 0.0042533 | EIA Prime Mover-level Data | NEI avg EF - PM, fuel type
2020 | PR | Aguirre Plant | 61146 | CT1-3 | CT | OP | NA | DFO |  | 2235212 | 4.7535 | 0.0042533 | EIA Prime Mover-level Data | NEI avg EF - PM, fuel type
2020 | PR | Aguirre Plant | 61146 | CT1-4 | CT | OP | NA | DFO |  | 2235212 | 4.7535 | 0.0042533 | EIA Prime Mover-level Data | NEI avg EF - PM, fuel type
2020 | PR | Aguirre Plant | 61146 | CT2-1 | CT | OP | NA | DFO |  | 2235212 | 4.7535 | 0.0042533 | EIA Prime Mover-level Data | NEI avg EF - PM, fuel type
2020 | PR | Aguirre Plant | 61146 | CT2-2 | CT | OP | NA | DFO |  | 2235212 | 4.7535 | 0.0042533 | EIA Prime Mover-level Data | NEI avg EF - PM, fuel type
2020 | PR | Aguirre Plant | 61146 | CT2-3 | CT | OP | NA | DFO |  | 2235212 | 4.7535 | 0.0042533 | EIA Prime Mover-level Data | NEI avg EF - PM, fuel type
2020 | PR | Aguirre Plant | 61146 | CT2-4 | CT | OP | NA | DFO |  | 2235212 | 4.7535 | 0.0042533 | EIA Prime Mover-level Data | NEI avg EF - PM, fuel type
2020 | PR | Aguirre Plant | 61146 | GT2-1 | GT | OP | NA | DFO |  | 93108 | 0.84001 | 0.018044 | EIA Prime Mover-level Data | NEI avg EF - PM, fuel type, firing type
2020 | PR | Aguirre Plant | 61146 | GT2-2 | GT | OP | NA | DFO |  | 93108 | 0.84001 | 0.018044 | EIA Prime Mover-level Data | NEI avg EF - PM, fuel type, firing type
2020 | PR | Arecibo Filtration Plant | 61113 | AREC | PV | OP | NA | SUN |  | 16721 |  |  | EIA Prime Mover-level Data
2020 | PR | Cambalache Plant | 61150 | GT-1 | GT | OP | NA | DFO |  | 1208672 | 10.9044 | 0.018044 | EIA Prime Mover-level Data | NEI avg EF - PM, fuel type, firing type
2020 | PR | Cambalache Plant | 61150 | GT-2 | GT | OP | NA | DFO |  | 1208672 | 10.9044 | 0.018044 | EIA Prime Mover-level Data | NEI avg EF - PM, fuel type, firing type
2020 | PR | Cambalache Plant | 61150 | GT-3 | GT | OP | NA | DFO |  | 1208672 | 10.9044 | 0.018044 | EIA Prime Mover-level Data | NEI avg EF - PM, fuel type, firing type
2020 | PR | Canovanas Filtration Plant | 61114 | CANO | PV | OP | NA | SUN |  | 11221 |  |  | EIA Prime Mover-level Data
2020 | PR | Caonillas | 61225 | 1899-12-31 | HY | OP | NA | WAT
2020 | PR | Caonillas | 61225 | 2 | HY | OP | NA | WAT
2020 | PR | Caonillas | 61225 | 3 | HY | OP | NA | WAT
2020 | PR | Central San Juan Plant | 61148 | 10 | ST | OP | NA | RFO |  | 2484944.5 | 10.9487 | 0.008812 | EIA Prime Mover-level Data | NEI avg EF - PM, fuel type
2020 | PR | Central San Juan Plant | 61148 | 7 | ST | OP | NA | RFO |  | 2484944.5 | 10.9487 | 0.008812 | EIA Prime Mover-level Data | NEI avg EF - PM, fuel type
2020 | PR | Central San Juan Plant | 61148 | 8 | ST | OP | NA | RFO |  | 2484944.5 | 10.9487 | 0.008812 | EIA Prime Mover-level Data | NEI avg EF - PM, fuel type
2020 | PR | Central San Juan Plant | 61148 | 9 | ST | OP | NA | RFO |  | 2484944.5 | 10.9487 | 0.008812 | EIA Prime Mover-level Data | NEI avg EF - PM, fuel type
2020 | PR | Central San Juan Plant | 61148 | CA5 | CA | OP | NA | DFO |  | 0 | 0 |  | EIA Prime Mover-level Data | Estimated using an emission factor
2020 | PR | Central San Juan Plant | 61148 | CA6 | CA | OP | NA | DFO |  | 0 | 0 |  | EIA Prime Mover-level Data | Estimated using an emission factor
2020 | PR | Central San Juan Plant | 61148 | CT5 | CT | OP | NA | DFO |  | 9614154 | 20.446 | 0.0042533 | EIA Prime Mover-level Data | NEI avg EF - PM, fuel type
2020 | PR | Central San Juan Plant | 61148 | CT6 | CT | OP | NA | DFO |  | 9614154 | 20.446 | 0.0042533 | EIA Prime Mover-level Data | NEI avg EF - PM, fuel type
2020 | PR | Cervecera de Puerto Rico | 62410 | GCC01 | IC | SB | NA | DFO
2020 | PR | Cervecera de Puerto Rico | 62410 | GDC01 | IC | SB | NA | DFO
2020 | PR | Costa Sur Plant | 61147 | 1 | ST | RE | NA | RFO
2020 | PR | Costa Sur Plant | 61147 | 2 | ST | RE | NA | RFO
2020 | PR | Costa Sur Plant | 61147 | 3 | ST | OP | NA | RFO |  | 988529.75 | 4.3555 | 0.008812 | EIA Prime Mover-level Data | NEI avg EF - PM, fuel type
2020 | PR | Costa Sur Plant | 61147 | 4 | ST | OP | NA | RFO |  | 988529.75 | 4.3555 | 0.008812 | EIA Prime Mover-level Data | NEI avg EF - PM, fuel type
2020 | PR | Costa Sur Plant | 61147 | 5 | ST | OP | NA | NG |  | 4768202.5 | 17.7013 | 0.0074247 | EIA Prime Mover-level Data | NEI avg EF - PM, fuel type
2020 | PR | Costa Sur Plant | 61147 | 6 | ST | OP | NA | NG |  | 4768202.5 | 17.7013 | 0.0074247 | EIA Prime Mover-level Data | NEI avg EF - PM, fuel type
2020 | PR | Costa Sur Plant | 61147 | GT-1 | GT | OP | NA | DFO
2020 | PR | Costa Sur Plant | 61147 | GT-2 | GT | OP | NA | DFO
2020 | PR | Coto Laurel Solar Farm | 61062 | CLSF | PV | OP | NA | SUN |  | 131701 |  |  | EIA Prime Mover-level Data
2020 | PR | Culebra | 61226 | 1 | IC | OP | NA | RFO |  | 19.143 | 0.0029672 | 0.31 | EIA Prime Mover-level Data | Estimated using an emission factor
2020 | PR | Culebra | 61226 | 2 | IC | OP | NA | RFO |  | 19.143 | 0.0029672 | 0.31 | EIA Prime Mover-level Data | Estimated using an emission factor
2020 | PR | Culebra | 61226 | 3 | IC | OP | NA | RFO |  | 44.667 | 0.0069234 | 0.31 | EIA Prime Mover-level Data | Estimated using an emission factor
2020 | PR | Culebra | 61226 | 4 | IC | OP | NA | RFO |  | 51.048 | 0.0079124 | 0.31 | EIA Prime Mover-level Data | Estimated using an emission factor
2020 | PR | Daguao | 61227 | GT-1 | GT | OP | NA | DFO |  | 209519 | 1.8902 | 0.018044 | EIA Prime Mover-level Data | NEI avg EF - PM, fuel type, firing type
2020 | PR | Daguao | 61227 | GT-2 | GT | OP | NA | DFO |  | 209519 | 1.8902 | 0.018044 | EIA Prime Mover-level Data | NEI avg EF - PM, fuel type, firing type
2020 | PR | Dos Bocas | 61228 | 1 | HY | OP | NA | WAT
2020 | PR | Dos Bocas | 61228 | 2 | HY | OP | NA | WAT
2020 | PR | Dos Bocas | 61228 | 3 | HY | OP | NA | WAT
2020 | PR | EcoElectrica | 61034 | CT1 | CT | OP | NA | NG |  | 13539480 | 41.8456 | 0.0061813 | EIA Prime Mover-level Data | NEI avg EF - PM, fuel type
2020 | PR | EcoElectrica | 61034 | CT2 | CT | OP | NA | NG |  | 13539480 | 41.8456 | 0.0061813 | EIA Prime Mover-level Data | NEI avg EF - PM, fuel type
2020 | PR | EcoElectrica | 61034 | STG | CA | OP | NA | NG |  | 31812 | 0.0067123 | 0.000422 | EIA Prime Mover-level Data | Estimated using an emission factor
2020 | PR | El Yunque Filtration Plant | 61112 | YUNQ | PV | OP | NA | SUN |  | 30004 |  |  | EIA Prime Mover-level Data
2020 | PR | Fajardo MSWL | 61109 | PE558 | IC | OP | NA | LFG
2020 | PR | Fajardo MSWL | 61109 | PE559 | IC | OP | NA | LFG
2020 | PR | Fort Buchanan Distributed Generation | 61254 | SOLAR | PV | OP | NA | SUN |  | 25 |  |  | EIA Prime Mover-level Data
2020 | PR | Fort Buchanan Distributed Generation | 61254 | WIND | WT | OP | NA | WND
2020 | PR | Garzas | 61229 | 1 | HY | OP | NA | WAT
2020 | PR | Garzas | 61229 | 2 | HY | OP | NA | WAT
2020 | PR | Garzas | 61229 | 3 | HY | OP | NA | WAT
2020 | PR | GASNA 18P, LLC | 61102 | UNIT1 | PV | OP | NA | SUN |  | 65922 |  |  | EIA Prime Mover-level Data
2020 | PR | HIMA San Pablo - Caguas | 61808 | CAG1 | IC | SB | NA | DFO |  | 482.5 | 0.074788 | 0.31 | EIA Prime Mover-level Data | Estimated using an emission factor
2020 | PR | HIMA San Pablo - Caguas | 61808 | CAG2 | IC | SB | NA | DFO |  | 482.5 | 0.074788 | 0.31 | EIA Prime Mover-level Data | Estimated using an emission factor
2020 | PR | HIMA San Pablo - Caguas | 61808 | CAG3 | IC | SB | NA | DFO |  | 643.333 | 0.099717 | 0.31 | EIA Prime Mover-level Data | Estimated using an emission factor
2020 | PR | HIMA San Pablo - Caguas | 61808 | CAG4 | IC | SB | NA | DFO |  | 643.333 | 0.099717 | 0.31 | EIA Prime Mover-level Data | Estimated using an emission factor
2020 | PR | HIMA San Pablo - Caguas | 61808 | CAG5 | IC | SB | NA | DFO |  | 643.333 | 0.099717 | 0.31 | EIA Prime Mover-level Data | Estimated using an emission factor
2020 | PR | HIMA San Pablo Bayamon | 62841 | BAY1 | IC | SB | NA | DFO |  | 269.667 | 0.041798 | 0.31 | EIA Prime Mover-level Data | Estimated using an emission factor
2020 | PR | HIMA San Pablo Bayamon | 62841 | BAY2 | IC | SB | NA | DFO |  | 269.667 | 0.041798 | 0.31 | EIA Prime Mover-level Data | Estimated using an emission factor
2020 | PR | HIMA San Pablo Bayamon | 62841 | BAY3 | IC | SB | NA | DFO |  | 269.667 | 0.041798 | 0.31 | EIA Prime Mover-level Data | Estimated using an emission factor
2020 | PR | HIMA San Pablo Cupey | 62851 | CUP1 | IC | SB | NA | DFO |  | 174.5 | 0.027047 | 0.31 | EIA Prime Mover-level Data | Estimated using an emission factor
2020 | PR | HIMA San Pablo Cupey | 62851 | CUP2 | IC | SB | NA | DFO |  | 174.5 | 0.027047 | 0.31 | EIA Prime Mover-level Data | Estimated using an emission factor
2020 | PR | HIMA San Pablo Fajardo | 62850 | FAJ1 | IC | SB | NA | DFO |  | 243.533 | 0.037748 | 0.31 | EIA Prime Mover-level Data | Estimated using an emission factor
2020 | PR | HIMA San Pablo Fajardo | 62850 | FAJ2 | IC | SB | NA | DFO |  | 281 | 0.043555 | 0.31 | EIA Prime Mover-level Data | Estimated using an emission factor
2020 | PR | HIMA San Pablo Fajardo | 62850 | FAJ3 | IC | SB | NA | DFO |  | 37.467 | 0.0058074 | 0.31 | EIA Prime Mover-level Data | Estimated using an emission factor
2020 | PR | HIMA San Pablo Humacao | 62852 | HUM1 | IC | SB | NA | DFO |  | 63 | 0.009765 | 0.31 | EIA Prime Mover-level Data | Estimated using an emission factor
2020 | PR | HIMA San Pablo Humacao | 62852 | HUM2 | IC | SB | NA | DFO |  | 63 | 0.009765 | 0.31 | EIA Prime Mover-level Data | Estimated using an emission factor
2020 | PR | Holsum de Puerto Rico, Inc. | 61639 | EU-16 | IC | SB | NA | DFO
2020 | PR | Holsum de Puerto Rico, Inc. | 61639 | EU-17 | IC | SB | NA | DFO
2020 | PR | Holsum de Puerto Rico, Inc. | 61639 | EU-18 | IC | SB | NA | DFO
2020 | PR | Horizon Energy (PR) Hybrid | 61136 | BAT1 | BA | OP | NA | MWH |  | 0 |  |  | EIA Prime Mover-level Data
2020 | PR | Horizon Energy (PR) Hybrid | 61136 | G001 | PV | OP | NA | SUN |  | 203945 |  |  | EIA Prime Mover-level Data
2020 | PR | Humacao Solar Project, LLC | 61133 | HUM01 | PV | OP | NA | SUN |  | 488209 |  |  | EIA Prime Mover-level Data
2020 | PR | Humacao Solar Project, LLC | 61133 | SSO01 | PV | TS | NA | SUN
2020 | PR | Janssen Ortho LLC | 61659 | 2GEN1 | IC | SB | NA | DFO |  | 9214.3633 | 1.4282 | 0.31 | EIA Prime Mover-level Data | Estimated using an emission factor
2020 | PR | Janssen Ortho LLC | 61659 | 2GEN2 | IC | SB | NA | DFO |  | 9214.3633 | 1.4282 | 0.31 | EIA Prime Mover-level Data | Estimated using an emission factor
2020 | PR | Janssen Ortho LLC | 61659 | 2GEN3 | IC | SB | NA | DFO |  | 9214.3633 | 1.4282 | 0.31 | EIA Prime Mover-level Data | Estimated using an emission factor
2020 | PR | Janssen Ortho LLC | 61659 | GEN-1 | IC | SB | NA | DFO |  | 9214.3633 | 1.4282 | 0.31 | EIA Prime Mover-level Data | Estimated using an emission factor
2020 | PR | Janssen Ortho LLC | 61659 | GEN-2 | IC | SB | NA | DFO |  | 9214.3633 | 1.4282 | 0.31 | EIA Prime Mover-level Data | Estimated using an emission factor
2020 | PR | Janssen Ortho LLC | 61659 | GEN-3 | IC | SB | NA | DFO |  | 9214.3633 | 1.4282 | 0.31 | EIA Prime Mover-level Data | Estimated using an emission factor
2020 | PR | Janssen Ortho LLC | 61659 | GEN-4 | IC | SB | NA | DFO |  | 12285.8184 | 1.9043 | 0.31 | EIA Prime Mover-level Data | Estimated using an emission factor
2020 | PR | Janssen Ortho LLC | 61659 | GEN-5 | IC | SB | NA | DFO |  | 9214.3633 | 1.4282 | 0.31 | EIA Prime Mover-level Data | Estimated using an emission factor
2020 | PR | Janssen Ortho LLC | 61659 | J1POR | IC | SB | NA | DFO |  | 6142.9092 | 0.95215 | 0.31 | EIA Prime Mover-level Data | Estimated using an emission factor
2020 | PR | Janssen Ortho LLC | 61659 | PGEN1 | IC | SB | NA | DFO |  | 9214.3633 | 1.4282 | 0.31 | EIA Prime Mover-level Data | Estimated using an emission factor
2020 | PR | Janssen Ortho LLC | 61659 | PGEN2 | IC | SB | NA | DFO |  | 9214.3633 | 1.4282 | 0.31 | EIA Prime Mover-level Data | Estimated using an emission factor
2020 | PR | Janssen Ortho LLC | 61659 | SOLAR | PV | OP | NA | SUN |  | 26741 |  |  | EIA Prime Mover-level Data
2020 | PR | Jobos | 61171 | GT-1 | GT | OP | NA | DFO |  | 157798 | 1.4236 | 0.018044 | EIA Prime Mover-level Data | NEI avg EF - PM, fuel type, firing type
2020 | PR | Jobos | 61171 | GT-2 | GT | OP | NA | DFO |  | 157798 | 1.4236 | 0.018044 | EIA Prime Mover-level Data | NEI avg EF - PM, fuel type, firing type
2020 | PR | Martino | 61063 | MATNO | PV | OP | NA | SUN |  | 38076 |  |  | EIA Prime Mover-level Data
2020 | PR | Mayaguez Plant | 61151 | GT-1 | GT | OP | NA | DFO |  | 685044.75 | 6.1804 | 0.018044 | EIA Prime Mover-level Data | NEI avg EF - PM, fuel type, firing type
2020 | PR | Mayaguez Plant | 61151 | GT-2 | GT | OP | NA | DFO |  | 685044.75 | 6.1804 | 0.018044 | EIA Prime Mover-level Data | NEI avg EF - PM, fuel type, firing type
2020 | PR | Mayaguez Plant | 61151 | GT-3 | GT | OP | NA | DFO |  | 685044.75 | 6.1804 | 0.018044 | EIA Prime Mover-level Data | NEI avg EF - PM, fuel type, firing type
2020 | PR | Mayaguez Plant | 61151 | GT-4 | GT | OP | NA | DFO |  | 685044.75 | 6.1804 | 0.018044 | EIA Prime Mover-level Data | NEI avg EF - PM, fuel type, firing type
2020 | PR | Medtronic Solar | 61137 | PV1 | PV | OP | NA | SUN
2020 | PR | Oriana Energy Hybrid | 61083 | BAT1 | BA | OP | NA | MWH |  | 0 |  |  | EIA Prime Mover-level Data
2020 | PR | Oriana Energy Hybrid | 61083 | G001 | PV | OP | NA | SUN |  | 787190 |  |  | EIA Prime Mover-level Data
2020 | PR | Palo Seco Plant | 61149 | 1899-12-31 | ST | OP | NA | RFO |  | 2899328 | 12.7745 | 0.008812 | EIA Prime Mover-level Data | NEI avg EF - PM, fuel type
2020 | PR | Palo Seco Plant | 61149 | 2022-01-01 | GT | OP | NA | DFO |  | 1077339.375 | 9.7196 | 0.018044 | EIA Prime Mover-level Data | NEI avg EF - PM, fuel type, firing type
2020 | PR | Palo Seco Plant | 61149 | 2022-01-02 | GT | OP | NA | DFO |  | 1077339.375 | 9.7196 | 0.018044 | EIA Prime Mover-level Data | NEI avg EF - PM, fuel type, firing type
2020 | PR | Palo Seco Plant | 61149 | 1900-01-01 | ST | OP | NA | RFO |  | 2899328 | 12.7745 | 0.008812 | EIA Prime Mover-level Data | NEI avg EF - PM, fuel type
2020 | PR | Palo Seco Plant | 61149 | 2022-02-01 | GT | OP | NA | DFO |  | 1077339.375 | 9.7196 | 0.018044 | EIA Prime Mover-level Data | NEI avg EF - PM, fuel type, firing type
2020 | PR | Palo Seco Plant | 61149 | 2022-02-02 | GT | OP | NA | DFO |  | 1077339.375 | 9.7196 | 0.018044 | EIA Prime Mover-level Data | NEI avg EF - PM, fuel type, firing type
2020 | PR | Palo Seco Plant | 61149 | 1900-01-02 | ST | OP | NA | RFO |  | 7367704 | 32.4623 | 0.008812 | EIA Prime Mover-level Data | NEI avg EF - PM, fuel type
2020 | PR | Palo Seco Plant | 61149 | 2022-03-01 | GT | OP | NA | DFO |  | 1077339.375 | 9.7196 | 0.018044 | EIA Prime Mover-level Data | NEI avg EF - PM, fuel type, firing type
2020 | PR | Palo Seco Plant | 61149 | 2022-03-02 | GT | OP | NA | DFO |  | 1077339.375 | 9.7196 | 0.018044 | EIA Prime Mover-level Data | NEI avg EF - PM, fuel type, firing type
2020 | PR | Palo Seco Plant | 61149 | 4 | ST | OP | NA | RFO |  | 7367704 | 32.4623 | 0.008812 | EIA Prime Mover-level Data | NEI avg EF - PM, fuel type
2020 | PR | Patillas | 61230 | 1 | HY | OP | NA | WAT
2020 | PR | Patillas | 61230 | 2 | HY | OP | NA | WAT
2020 | PR | Pattern Santa Isabel LLC | 61014 | 1 | WT | OP | NA | WND |  | 1247819 |  |  | EIA Prime Mover-level Data
2020 | PR | Pfizer Guayama | 61064 | PFGY | PV | OP | NA | SUN |  | 45077 |  |  | EIA Prime Mover-level Data
2020 | PR | Pfizer Vega Baja | 61065 | PFVB | PV | OP | NA | SUN |  | 41874 |  |  | EIA Prime Mover-level Data
2020 | PR | Punta Lima Wind Farm | 61132 | WTGS | WT | OS | NA | WND
2020 | PR | Rio Blanco | 61236 | 1 | HY | OP | NA | WAT
2020 | PR | Rio Blanco | 61236 | 2 | HY | OP | NA | WAT
2020 | PR | San Fermin Solar Farm Hybrid | 61110 | BESS | BA | OP | NA | MWH |  | 0 |  |  | EIA Prime Mover-level Data
2020 | PR | San Fermin Solar Farm Hybrid | 61110 | DSL | IC | OP | NA | DFO |  | 1231 | 0.19081 | 0.31 | EIA Prime Mover-level Data | Estimated using an emission factor
2020 | PR | San Fermin Solar Farm Hybrid | 61110 | PV | PV | OP | NA | SUN |  | 296318 |  |  | EIA Prime Mover-level Data
2020 | PR | Toa Baja MSWL | 61122 | PE563 | IC | OP | NA | LFG
2020 | PR | Toa Baja MSWL | 61122 | PE564 | IC | OP | NA | LFG
2020 | PR | Toro Negro | 61231 | 1 | HY | SB | NA | WAT
2020 | PR | Toro Negro | 61231 | 2 | HY | OP | NA | WAT
2020 | PR | Toro Negro | 61231 | 3 | HY | OP | NA | WAT
2020 | PR | Toro Negro | 61231 | 4 | HY | OP | NA | WAT
2020 | PR | USCG Puerto Rico PV | 61273 | 865 | PV | OA | NA | SUN
2020 | PR | Vega Baja | 61232 | GT-1 | GT | OP | NA | DFO |  | 62669 | 0.56539 | 0.018044 | EIA Prime Mover-level Data | NEI avg EF - PM, fuel type, firing type
2020 | PR | Vega Baja | 61232 | GT-2 | GT | OP | NA | DFO |  | 62669 | 0.56539 | 0.018044 | EIA Prime Mover-level Data | NEI avg EF - PM, fuel type, firing type
2020 | PR | Vieques | 61233 | 1 | IC | OP | NA | RFO |  | 932.5 | 0.14454 | 0.31 | EIA Prime Mover-level Data | Estimated using an emission factor
2020 | PR | Vieques | 61233 | 2 | IC | OP | NA | RFO |  | 932.5 | 0.14454 | 0.31 | EIA Prime Mover-level Data | Estimated using an emission factor
2020 | PR | Yabucoa | 61234 | GT-1 | GT | OP | NA | DFO |  | 108068 | 0.97497 | 0.018044 | EIA Prime Mover-level Data | NEI avg EF - PM, fuel type, firing type
2020 | PR | Yabucoa | 61234 | GT-2 | GT | OP | NA | DFO |  | 108068 | 0.97497 | 0.018044 | EIA Prime Mover-level Data | NEI avg EF - PM, fuel type, firing type
2020 | PR | Yauco | 61235 | 1 | HY | OP | NA | WAT
2020 | PR | Yauco | 61235 | 2 | HY | OP | NA | WAT
2020 | PR | Yauco | 61235 | 3 | HY | OP | NA | WAT
2020 | RI | 10 Briggs Solar NG, LLC (East) | 62781 | 2818 | PV | U | NA | SUN
2020 | RI | A Street 1 | 64114 | CPRI4 | PV | OP | NA | SUN |  | 18923 |  |  | EIA Prime Mover-level Data
2020 | RI | A Street 2 | 64111 | CPRI5 | PV | OP | NA | SUN |  | 27056 |  |  | EIA Prime Mover-level Data
2020 | RI | Alton Road Solar | 64723 | 50835 | PV | OP | NA | SUN |  | 208762 |  |  | EIA Prime Mover-level Data
2020 | RI | Blackhorse Farm Solar, LLC CSG | 63944 | BHF | PV | OP | NA | SUN
2020 | RI | Blackstone/Tupperware | 50177 | GEN1 | HY | OP | NA | WAT |  | 7797.25 |  |  | EIA Prime Mover-level Data
2020 | RI | Blackstone/Tupperware | 50177 | GEN2 | HY | OP | NA | WAT |  | 7797.25 |  |  | EIA Prime Mover-level Data
2020 | RI | Blackstone/Tupperware | 50177 | GEN3 | HY | OP | NA | WAT |  | 7797.25 |  |  | EIA Prime Mover-level Data
2020 | RI | Blackstone/Tupperware | 50177 | GEN4 | HY | OP | NA | WAT |  | 7797.25 |  |  | EIA Prime Mover-level Data
2020 | RI | Block Island | 6567 | 11 | IC | RE | NA | DFO
2020 | RI | Block Island | 6567 | 19 | IC | RE | NA | DFO
2020 | RI | Block Island | 6567 | 21 | IC | RE | NA | DFO
2020 | RI | Block Island | 6567 | 22 | IC | RE | NA | DFO
2020 | RI | Block Island | 6567 | 23 | IC | SB | NA | DFO |  | 8.113 | 0.0012575 | 0.31 | EIA Prime Mover-level Data | Estimated using an emission factor
2020 | RI | Block Island | 6567 | 24 | IC | SB | NA | DFO |  | 10.817 | 0.0016766 | 0.31 | EIA Prime Mover-level Data | Estimated using an emission factor
2020 | RI | Block Island | 6567 | 25 | IC | SB | NA | DFO |  | 12.169 | 0.0018862 | 0.31 | EIA Prime Mover-level Data | Estimated using an emission factor
2020 | RI | Block Island | 6567 | 26 | IC | RE | NA | DFO
2020 | RI | Block Island | 6567 | 27 | IC | SB | NA | DFO |  | 16.901 | 0.0026197 | 0.31 | EIA Prime Mover-level Data | Estimated using an emission factor
2020 | RI | Block Island Wind Farm | 58035 | BIWF | WS | OP | NA | WND |  | 1054767 |  |  | EIA Prime Mover-level Data
2020 | RI | Brookside | 60451 | PVBR | PV | OP | NA | SUN |  | 14256 |  |  | EIA Prime Mover-level Data
2020 | RI | CED Foster | 61499 | FORI | PV | OP | NA | SUN |  | 29285 |  |  | EIA Prime Mover-level Data
2020 | RI | Central Power Plant | 50621 | GEN1 | ST | RE | NA | RFO
2020 | RI | Central Power Plant | 50621 | GEN3 | ST | RE | NA | DFO
2020 | RI | Central Power Plant | 50621 | GEN4 | ST | SB | NA | NG |  | 226958 | 0.84255 | 0.0074247 | EIA Prime Mover-level Data | NEI avg EF - PM, fuel type
2020 | RI | Central Power Plant | 50621 | GEN5 | GT | OP | NA | NG |  | 239985.5 | 0.1193 | 0.00099423 | EIA Prime Mover-level Data | NEI avg EF - PM, fuel type, firing type
2020 | RI | Central Power Plant | 50621 | GEN6 | GT | OP | NA | NG |  | 239985.5 | 0.1193 | 0.00099423 | EIA Prime Mover-level Data | NEI avg EF - PM, fuel type, firing type
2020 | RI | Central Power Plant | 50621 | GEN7 | IC | OP | NA | NG |  | 7579 | 0.0015992 | 0.000422 | EIA Prime Mover-level Data | Estimated using an emission factor
2020 | RI | Dry Bridge Solar (Brown University) | 62771 | DBS1 | PV | T | NA | SUN
2020 | RI | Dry Bridge Solar (Brown University) | 62771 | DBS2 | PV | T | NA | SUN
2020 | RI | Dry Bridge Solar (Brown University) | 62771 | DBS3 | PV | T | NA | SUN
2020 | RI | Dry Bridge Solar (Brown University) | 62771 | DBS4 | PV | T | NA | SUN
2020 | RI | Forbes Street Solar | 58583 | FSS1 | PV | OP | NA | SUN |  | 28485 |  |  | EIA Prime Mover-level Data
2020 | RI | Founders Homestead Farms Solar | 62302 | RFH01 | PV | OP | NA | SUN |  | 57209 |  |  | EIA Prime Mover-level Data
2020 | RI | GD Glocester White Oak I, LLC | 64334 | GDWH | PV | OP | NA | SUN |  | 9 |  |  | EIA Prime Mover-level Data
2020 | RI | GD Hopkinton Main I, LLC | 63893 | MAIN1 | PV | OP | NA | SUN |  | 372.34 |  |  | EIA Prime Mover-level Data
2020 | RI | GD Hopkinton Main I, LLC | 63893 | MAIN2 | PV | OP | NA | SUN |  | 558.509 |  |  | EIA Prime Mover-level Data
2020 | RI | GD Hopkinton Main I, LLC | 63893 | MAIN3 | PV | OP | NA | SUN |  | 587.151 |  |  | EIA Prime Mover-level Data
2020 | RI | GD Richmond Buttonwoods I, LLC | 62567 | GDBUT | PV | OP | NA | SUN |  | 15887 |  |  | EIA Prime Mover-level Data
2020 | RI | GD West Greenwich Victory I, LLC | 62568 | GDVIC | PV | OP | NA | SUN |  | 23214 |  |  | EIA Prime Mover-level Data
2020 | RI | Gold Meadow Farms | 64108 | CPRI7 | PV | OP | NA | SUN |  | 257373 |  |  | EIA Prime Mover-level Data
2020 | RI | Hope Farm Solar, LLC | 61840 | HOPE | PV | OP | NA | SUN |  | 146765 |  |  | EIA Prime Mover-level Data
2020 | RI | Hopkins Hill CSG | 63136 | HH1 | PV | OP | NA | SUN |  | 2171.6211 |  |  | EIA Prime Mover-level Data
2020 | RI | Hopkins Hill CSG | 63136 | HH2 | PV | OP | NA | SUN |  | 2126.3789 |  |  | EIA Prime Mover-level Data
2020 | RI | Hopkinton Phase 2 | 63191 | HTP2 | PV | OP | NA | SUN |  | 5653 |  |  | EIA Prime Mover-level Data
2020 | RI | ISM Solar Cranston CSG | 63718 | CR | PV | OP | NA | SUN |  | 44 |  |  | EIA Prime Mover-level Data
2020 | RI | Johnston LFG Turbine Plant | 59254 | GENT1 | CT |  | NA | LFG |  | 509543.8438 | 5.5031 | 0.0216 | EIA Unit-level Data | Estimated using an emission factor
2020 | RI | Johnston LFG Turbine Plant | 59254 | GENT2 | CT |  | NA | LFG |  | 468375.1875 | 5.0585 | 0.0216 | EIA Unit-level Data | Estimated using an emission factor
2020 | RI | Johnston LFG Turbine Plant | 59254 | GENT3 | CT |  | NA | LFG |  | 539302.4375 | 5.8245 | 0.0216 | EIA Unit-level Data | Estimated using an emission factor
2020 | RI | Johnston LFG Turbine Plant | 59254 | GENT4 | CT |  | NA | LFG |  | 524543.3125 | 5.6651 | 0.0216 | EIA Unit-level Data | Estimated using an emission factor
2020 | RI | Johnston LFG Turbine Plant | 59254 | HRSG1 | CA | OP | NA | LFG |  | 0 | 0 |  | EIA Unit-level Data | Estimated using an emission factor
2020 | RI | Johnston Solar | 59858 | JSI01 | PV | OP | NA | SUN |  | 15439 |  |  | EIA Prime Mover-level Data
2020 | RI | Kearsarge East Providence | 64783 | EPRO | PV | OP | NA | SUN
2020 | RI | Kearsarge Fogland | 64782 | TIV | PV | OP | NA | SUN
2020 | RI | Kearsarge SKSC1 LLC | 62551 | SKSC1 | PV | OP | NA | SUN |  | 57087 |  |  | EIA Prime Mover-level Data
2020 | RI | Kearsarge SKSC2 LLC | 62558 | SKSC2 | PV | OP | NA | SUN |  | 53041 |  |  | EIA Prime Mover-level Data
2020 | RI | Kearsarge Westerly | 64781 | WES | PV | OP | NA | SUN
2020 | RI | Kilvert | 64113 | CPRI1 | PV | OP | NA | SUN |  | 76860 |  |  | EIA Prime Mover-level Data
2020 | RI | King CSG | 63135 | KING1 | PV | TS | NA | SUN
2020 | RI | King CSG | 63135 | KING2 | PV | TS | NA | SUN
2020 | RI | Little Bay | 60495 | 1 | PV | OP | NA | SUN |  | 14816 |  |  | EIA Prime Mover-level Data
2020 | RI | Manchester Street Station | 3236 | 10 | CT | OP | CC | NG | 4093 | 4651268 | 5.098 | 0.0021921 | EPA/CAMD | EPA/NEI | 1995
2020 | RI | Manchester Street Station | 3236 | 11 | CT | OP | CC | NG | 4116 | 4748335 | 5.098 | 0.0021473 | EPA/CAMD | EPA/NEI | 1995
2020 | RI | Manchester Street Station | 3236 | 9 | CT | OP | CC | NG | 3766 | 4165517.5 | 5.098 | 0.0024477 | EPA/CAMD | EPA/NEI | 1995
2020 | RI | Nautilus Goat Island Solar CSG LLC | 62672 | GI | PV | OP | NA | SUN |  | 36795 |  |  | EIA Prime Mover-level Data
2020 | RI | NBC Field's Point Wind Farm | 59692 | FPWTG | WT | OP | NA | WND |  | 64639 |  |  | EIA Prime Mover-level Data
2020 | RI | North Providence | 64085 | CPRI2 | PV | OP | NA | SUN |  | 32538 |  |  | EIA Prime Mover-level Data
2020 | RI | North Smithfield Solar Power 1 | 61461 | NSS01 | PV | OP | NA | SUN |  | 10388 |  |  | EIA Prime Mover-level Data
2020 | RI | Ocean State BTM | 64760 | MESS | BA | T | NA | MWH
2020 | RI | Ocean State Power | 51030 | 1 | CT | OP | CC | NG | 3344 | 2615146.75 | 33.817 | 0.025862 | EPA/CAMD | EPA/NEI | 1990
2020 | RI | Ocean State Power | 51030 | 2 | CT | OP | CC | NG | 3301 | 2559944.25 | 33.817 | 0.02642 | EPA/CAMD | EPA/NEI | 1990
2020 | RI | Ocean State Power II | 54324 | 3 | CT | OP | CC | NG | 3297 | 2577850.25 | 33.817 | 0.026237 | EPA/CAMD | EPA/NEI | 1991
2020 | RI | Ocean State Power II | 54324 | 4 | CT | OP | CC | NG | 3146 | 2495647.75 | 33.817 | 0.027101 | EPA/CAMD | EPA/NEI | 1991
2020 | RI | Orbit Energy RI | 60831 | 1 | IC | OP | NA | OBG |  | 800986 | 5.8872 | 0.0147 | EIA Prime Mover-level Data | Estimated using an emission factor
2020 | RI | Pawtucket Power Associates, LP | 54056 | 1 | CT | OP | CC | NG | 140 | 51068.1562 | 0.0561 | 0.0021971 | EPA/CAMD | EPA/NEI | 1991
2020 | RI | Pine Hill | 63997 | PHS01 | PV | OP | NA | SUN |  | 15310 |  |  | EIA Prime Mover-level Data
2020 | RI | Plainfield Pike | 64116 | CPRI6 | PV | OP | NA | SUN |  | 33767 |  |  | EIA Prime Mover-level Data
2020 | RI | Rhode Island Hospital | 52024 | 2 | ST | OP | NA | NG |  | 216429.2031 | 0.80346 | 0.0074247 | EIA Unit-level Data | NEI avg EF - PM, fuel type
2020 | RI | Rhode Island Hospital | 52024 | 3 | ST | OP | NA | NG |  | 149167.0938 | 0.55376 | 0.0074247 | EIA Unit-level Data | NEI avg EF - PM, fuel type
2020 | RI | Rhode Island Hospital | 52024 | 4 | ST | OP | NA | NG |  | 142025.5938 | 0.52725 | 0.0074247 | EIA Unit-level Data | NEI avg EF - PM, fuel type
2020 | RI | Rhode Island Hospital | 52024 | 5 | ST | OP | NA | NG |  | 136757.9062 | 0.50769 | 0.0074247 | EIA Unit-level Data | NEI avg EF - PM, fuel type
2020 | RI | Rhode Island Hospital | 52024 | 6 | ST | OA | NA | NG |  | 445654 | 1.6544 | 0.0074247 | EIA Unit-level Data | NEI avg EF - PM, fuel type
2020 | RI | Rhode Island State Energy Center | 55107 | RISEP1 | CT | OP | CC | NG | 7204 | 12256337 | 58.333 | 0.0095188 | EPA/CAMD | EPA/NEI | 2002
2020 | RI | Rhode Island State Energy Center | 55107 | RISEP2 | CT | OP | CC | NG | 7546 | 12788684 | 58.333 | 0.0091226 | EPA/CAMD | EPA/NEI | 2002
2020 | RI | Richmond NMCA | 62301 | RNM02 | PV | OP | NA | SUN |  | 30653 |  |  | EIA Prime Mover-level Data
2020 | RI | Ridgewood Providence Power | 50365 | GEN1 | IC | RE | NA | LFG
2020 | RI | Ridgewood Providence Power | 50365 | GEN2 | IC | RE | NA | LFG
2020 | RI | Ridgewood Providence Power | 50365 | GEN3 | IC | RE | NA | LFG
2020 | RI | Ridgewood Providence Power | 50365 | GEN4 | IC | RE | NA | LFG
2020 | RI | Ridgewood Providence Power | 50365 | GEN5 | IC | RE | NA | LFG
2020 | RI | Ridgewood Providence Power | 50365 | GEN6 | IC | RE | NA | LFG
2020 | RI | Ridgewood Providence Power | 50365 | GEN7 | IC | RE | NA | LFG
2020 | RI | Ridgewood Providence Power | 50365 | GEN8 | IC | RE | NA | LFG
2020 | RI | Ridgewood Providence Power | 50365 | GEN9 | IC | RE | NA | LFG
2020 | RI | Ridgewood Providence Power | 50365 | PH21 | IC | OS | NA | LFG
2020 | RI | Ridgewood Providence Power | 50365 | PH22 | IC | OS | NA | LFG
2020 | RI | Ridgewood Providence Power | 50365 | PH23 | IC | OS | NA | LFG
2020 | RI | Ridgewood Providence Power | 50365 | PH24 | IC | OS | NA | LFG
2020 | RI | Ridgewood Providence Power | 50365 | PHI1 | IC | RE | NA | LFG
2020 | RI | Ridgewood Providence Power | 50365 | PHI2 | IC | RE | NA | LFG
2020 | RI | Roger Williams - Melville at Portsmouth | 64299 | MEL | PV | V | NA | SUN
2020 | RI | Scituate RI Solar, LLC | 61841 | SCITU | PV | P | NA | SUN
2020 | RI | Smithfield Solar Farm, LLC | 64549 | PV1 | PV | OP | NA | SUN |  | 6562 |  |  | EIA Prime Mover-level Data
2020 | RI | Thundermist Hydro | 54688 | HYD1 | HY | OS | NA | WAT
2020 | RI | Tiverton Power, LLC | 55048 | 1 | CT | OP | CC | NG | 6848 | 11355304 | 22.1 | 0.0038925 | EPA/CAMD | EPA/NEI | 2000
2020 | RI | Toray Plastic America's CHP Plant | 61857 | CG1 | GT | OP | NA | NG |  | 746177 | 0.37094 | 0.00099423 | EIA Prime Mover-level Data | NEI avg EF - PM, fuel type, firing type
2020 | RI | Toray Plastic America's CHP Plant | 61857 | KG12 | IC | OP | NA | NG |  | 297618.4062 | 0.062797 | 0.000422 | EIA Prime Mover-level Data | Estimated using an emission factor
2020 | RI | Toray Plastic America's CHP Plant | 61857 | KG18 | IC | OP | NA | NG |  | 446427.5938 | 0.094196 | 0.000422 | EIA Prime Mover-level Data | Estimated using an emission factor
2020 | RI | Town of Burrillville Solar CSG | 62898 | X0042 | PV | OP | NA | SUN |  | 5790 |  |  | EIA Prime Mover-level Data
2020 | RI | TPE Hopkins Solar Holdings1, LLC | 64605 | 64605 | PV | OP | NA | SUN |  | 4298 |  |  | EIA Prime Mover-level Data
2020 | RI | TPE King Solar Holdings1, LLC | 64603 | KING1 | PV | V | NA | SUN
2020 | RI | University Solar, LLC | 63668 | URI | PV | OP | NA | SUN |  | 288140 |  |  | EIA Prime Mover-level Data
2020 | RI | WED Coventry 1 | 59301 | WEDC1 | WT | OP | NA | WND |  | 25345 |  |  | EIA Prime Mover-level Data
2020 | RI | WED Coventry 2 | 59302 | COV2 | WT | OP | NA | WND |  | 29901.334 |  |  | EIA Prime Mover-level Data
2020 | RI | WED Coventry 2 | 59302 | COV2A | WT | OP | NA | WND |  | 29901.334 |  |  | EIA Prime Mover-level Data
2020 | RI | WED Coventry 2 | 59302 | COV2B | WT | OP | NA | WND |  | 29901.334 |  |  | EIA Prime Mover-level Data
2020 | RI | WED Coventry 3 | 59305 | WEDC3 | WT | OP | NA | WND |  | 28978 |  |  | EIA Prime Mover-level Data
2020 | RI | WED Coventry 4 | 59306 | WEDC4 | WT | OP | NA | WND |  | 21738 |  |  | EIA Prime Mover-level Data
2020 | RI | WED Coventry 5 | 59313 | COV5 | WT | OP | NA | WND |  | 26996 |  |  | EIA Prime Mover-level Data
2020 | RI | WED Coventry 6 | 59314 | COV6 | WT | OP | NA | WND |  | 27097 |  |  | EIA Prime Mover-level Data
2020 | RI | WED Coventry 6 | 59314 | COV6A | WT | OP | NA | WND |  | 27097 |  |  | EIA Prime Mover-level Data
2020 | RI | WED Coventry 6 | 59314 | COV6B | WT | OP | NA | WND |  | 27097 |  |  | EIA Prime Mover-level Data
2020 | RI | WED Coventry Seven, LLC | 64333 | WED7 | PV | OP | NA | SUN |  | 9 |  |  | EIA Prime Mover-level Data
2020 | RI | WED Green Hill, LLC | 62106 | GHILL | WT | OP | NA | WND |  | 56437 |  |  | EIA Prime Mover-level Data
2020 | RI | WED GW Solar, LLC | 62118 | GWSOL | PV | OP | NA | SUN |  | 38636 |  |  | EIA Prime Mover-level Data
2020 | RI | WED Kingstown Solar I - East Array | 61622 | KTNWA | PV | OP | NA | SUN |  | 41716 |  |  | EIA Prime Mover-level Data
2020 | RI | WED Kingstown Solar I, LLC - West | 61612 | KTNEA | PV | OP | NA | SUN |  | 18773 |  |  | EIA Prime Mover-level Data
2020 | RI | WED NK Green | 59295 | NKG1 | WT | OP | NA | WND |  | 23679 |  |  | EIA Prime Mover-level Data
2020 | RI | WED Plainfield II, LLC | 62107 | PLAI2 | WT | OP | NA | WND |  | 59192 |  |  | EIA Prime Mover-level Data
2020 | RI | WED Plainfield III, LLC | 62108 | PLAI3 | WT | OP | NA | WND |  | 56103 |  |  | EIA Prime Mover-level Data
2020 | RI | WED Plainfield, LLC | 62109 | PLAI1 | WT | OP | NA | WND |  | 59552 |  |  | EIA Prime Mover-level Data
2020 | RI | WED Portsmouth One, LLC | 61002 | PORT1 | WT | OP | NA | WND |  | 44130 |  |  | EIA Prime Mover-level Data
2020 | RI | WED Shun I, LLC | 62110 | SHUN1 | WT | OP | NA | WND |  | 67526 |  |  | EIA Prime Mover-level Data
2020 | RI | WED Shun II, LLC | 62111 | SHUN2 | WT | OP | NA | WND |  | 61395 |  |  | EIA Prime Mover-level Data
2020 | RI | WED Shun III, LLC | 62112 | SHUN3 | WT | OP | NA | WND |  | 62403 |  |  | EIA Prime Mover-level Data
2020 | RI | WED Stilson Solar | 61613 | STILS | PV | OP | NA | SUN |  | 28003 |  |  | EIA Prime Mover-level Data
2020 | RI | West Davisville Solar | 59043 | PV1 | PV | OP | NA | SUN |  | 26081 |  |  | EIA Prime Mover-level Data
2020 | RI | West Greenwich Solar | 58214 | WGRI | PV | OP | NA | SUN |  | 23554 |  |  | EIA Prime Mover-level Data
2020 | RI | Woodriver Solar | 64576 | 1 | PV | P | NA | SUN
2020 | RI | Woodville Solar | 64530 | 1 | PV | P | NA | SUN
2020 | SC | 1634 Solar | 61935 | 3 | PV | V | NA | SUN
2020 | SC | 99 Islands | 3272 | 1 | HY | OP | NA | WAT |  | 176131.25 |  |  | EIA Prime Mover-level Data
2020 | SC | 99 Islands | 3272 | 2 | HY | OP | NA | WAT |  | 176131.25 |  |  | EIA Prime Mover-level Data
2020 | SC | 99 Islands | 3272 | 3 | HY | OP | NA | WAT |  | 176131.25 |  |  | EIA Prime Mover-level Data
2020 | SC | 99 Islands | 3272 | 4 | HY | OP | NA | WAT |  | 176131.25 |  |  | EIA Prime Mover-level Data
2020 | SC | 99 Islands | 3272 | 5 | HY | RE | NA | WAT
2020 | SC | 99 Islands | 3272 | 6 | HY | RE | NA | WAT
2020 | SC | Abbot Solar | 61936 | 2 | PV | OP | NA | SUN |  | 34022 |  |  | EIA Prime Mover-level Data
2020 | SC | Ace Solar | 61937 | 18 | PV | OP | NA | SUN |  | 13090 |  |  | EIA Prime Mover-level Data
2020 | SC | Adams | 64682 | ADA | PV | T | NA | SUN
2020 | SC | AGA TAG Solar III LLC | 63243 | SCAG | PV | OP | NA | SUN |  | 13553 |  |  | EIA Prime Mover-level Data
2020 | SC | Allendale Biomass | 58706 | B001 | ST | OP | NA | WDS |  | 2681235.75 | 25.0681 | 0.018699 | EIA Unit-level Data | NEI avg EF - PM, fuel type
2020 | SC | Allora Solar, LLC | 63808 | PGR30 | PV | L | NA | SUN
2020 | SC | Anderson (SC) | 64409 | ANDER | PV | V | NA | SUN
2020 | SC | Anderson Regional Landfill | 56121 | A2 | IC | OP | NA | LFG |  | 37249.5 | 0.27378 | 0.0147 | EIA Prime Mover-level Data | Estimated using an emission factor
2020 | SC | Anderson Regional Landfill | 56121 | A3 | IC | OP | NA | LFG |  | 37249.5 | 0.27378 | 0.0147 | EIA Prime Mover-level Data | Estimated using an emission factor
2020 | SC | Ashley Solar (SC) | 62179 | 21 | PV | T | NA | SUN
2020 | SC | Atlantic Solar | 62180 | 22 | PV | T | NA | SUN
2020 | SC | Atood II | 61960 | GEN1 | PV | OP | NA | SUN |  | 29573 |  |  | EIA Prime Mover-level Data
2020 | SC | ATOOD Solar III LLC | 63242 | SCAT | PV | OP | NA | SUN |  | 28206 |  |  | EIA Prime Mover-level Data
2020 | SC | Augusta Solar | 63720 | PGR23 | PV | OP | NA | SUN |  | 719 |  |  | EIA Prime Mover-level Data
2020 | SC | B & K Solar | 62181 | 23 | PV | T | NA | SUN
2020 | SC | Bad Creek | 7125 | 1 | PS | OP | NA | WAT |  | 0 |  |  | EIA Prime Mover-level Data
2020 | SC | Bad Creek | 7125 | 2 | PS | OP | NA | WAT |  | 0 |  |  | EIA Prime Mover-level Data
2020 | SC | Bad Creek | 7125 | 3 | PS | OP | NA | WAT |  | 0 |  |  | EIA Prime Mover-level Data
2020 | SC | Bad Creek | 7125 | 4 | PS | OP | NA | WAT |  | 0 |  |  | EIA Prime Mover-level Data
2020 | SC | Ballenger Road Solar A | 63759 | BALGR | PV | OP | NA | SUN
2020 | SC | Bani Solar | 61938 | 4 | PV | T | NA | SUN
2020 | SC | Barnwell Solar | 61327 | PGRB1 | PV | OP | NA | SUN |  | 115672 |  |  | EIA Prime Mover-level Data
2020 | SC | Battle Solar | 62182 | 24 | PV | T | NA | SUN
2020 | SC | Bell Bay Solar Farm | 62395 | 1 | PV | OP | NA | SUN |  | 22160 |  |  | EIA Prime Mover-level Data
2020 | SC | Bell Solar | 62183 | 25 | PV | T | NA | SUN
2020 | SC | Berkeley County Landfill | 57945 | B1 | IC | OP | NA | LFG |  | 31763 | 0.23346 | 0.0147 | EIA Prime Mover-level Data | Estimated using an emission factor
2020 | SC | Berkeley County Landfill | 57945 | B2 | IC | OP | NA | LFG |  | 31763 | 0.23346 | 0.0147 | EIA Prime Mover-level Data | Estimated using an emission factor
2020 | SC | Berry Road Solar | 64472 | BERRY | PV | T | NA | SUN
2020 | SC | Big Fork Solar | 62184 | 26 | PV | T | NA | SUN
2020 | SC | Birch Solar | 62185 | 27 | PV | T | NA | SUN
2020 | SC | Blacktip Solar | 61939 | 5 | PV | OP | NA | SUN |  | 33889 |  |  | EIA Prime Mover-level Data
2020 | SC | Blackville Solar Farm, LLC | 61918 | 1 | PV | OP | NA | SUN |  | 10273 |  |  | EIA Prime Mover-level Data
2020 | SC | Blackville Solar II | 61973 | C2BV | PV | OP | NA | SUN |  | 370763 |  |  | EIA Prime Mover-level Data
2020 | SC | Bloom Solar | 61940 | 6 | PV | OP | NA | SUN |  | 33749 |  |  | EIA Prime Mover-level Data
2020 | SC | Bluebird Solar SC LLC | 63833 | BB | PV | OP | NA | SUN |  | 13686 |  |  | EIA Prime Mover-level Data
2020 | SC | BMW Manufacturing Co | 58173 | GT601 | GT | OP | NA | LFG |  | 370446 | 4.0008 | 0.0216 | EIA Prime Mover-level Data | Estimated using an emission factor
2020 | SC | BMW Manufacturing Co | 58173 | GT602 | GT | OP | NA | LFG |  | 370446 | 4.0008 | 0.0216 | EIA Prime Mover-level Data | Estimated using an emission factor
2020 | SC | Bond Solar | 61941 | 7 | PV | OP | NA | SUN |  | 33215 |  |  | EIA Prime Mover-level Data
2020 | SC | Bonefish Solar | 63461 | PGR15 | PV | OP | NA | SUN |  | 32521 |  |  | EIA Prime Mover-level Data
2020 | SC | Boyds Mill Hydro | 3253 | 1 | HY | OP | NA | WAT |  | 21700 |  |  | EIA Prime Mover-level Data
2020 | SC | Boyds Mill Hydro | 3253 | 2 | HY | OP | NA | WAT |  | 21700 |  |  | EIA Prime Mover-level Data
2020 | SC | Briarwood | 64410 | BRIAR | PV | OP | NA | SUN |  | 561 |  |  | EIA Prime Mover-level Data
2020 | SC | Broad River Energy Center | 55166 | CT-1 | GT | OP | CT | NG | 500 | 695860 | 10.2396 | 0.02943 | EPA/CAMD | EPA/NEI | 2000
2020 | SC | Broad River Energy Center | 55166 | CT-2 | GT | OP | CT | NG | 426 | 573140 | 10.2396 | 0.035731 | EPA/CAMD | EPA/NEI | 2000
2020 | SC | Broad River Energy Center | 55166 | CT-3 | GT | OP | CT | NG | 443 | 593720.375 | 10.2396 | 0.034493 | EPA/CAMD | EPA/NEI | 2000
2020 | SC | Broad River Energy Center | 55166 | CT-4 | GT | OP | CT | NG | 448 | 621240.3125 | 10.2396 | 0.032965 | EPA/CAMD | EPA/NEI | 2001
2020 | SC | Broad River Energy Center | 55166 | CT-5 | GT | OP | CT | NG | 442 | 616581.625 | 10.2396 | 0.033214 | EPA/CAMD | EPA/NEI | 2001
2020 | SC | Bryant Road Solar | 64155 | 2001 | PV | T | NA | SUN
2020 | SC | Bull Street Plant | 59727 | GEN1 | GT | OP | NA | NG |  | 227 | 0.00011284 | 0.00099423 | EIA Prime Mover-level Data | NEI avg EF - PM, fuel type, firing type
2020 | SC | Burton | 3277 | 1 | GT | RE | NA | NG
2020 | SC | Burton | 3277 | 2 | GT | RE | NA | NG
2020 | SC | Burton | 3277 | 3 | GT | RE | NA | NG
2020 | SC | Buzzard Roost | 3254 | HC1 | HY | OP | NA | WAT |  | 86271 |  |  | EIA Prime Mover-level Data
2020 | SC | Buzzard Roost | 3254 | HC2 | HY | OP | NA | WAT |  | 86271 |  |  | EIA Prime Mover-level Data
2020 | SC | Buzzard Roost | 3254 | HC3 | HY | OP | NA | WAT |  | 86271 |  |  | EIA Prime Mover-level Data
2020 | SC | Buzzard Roost GT | 58212 | 10 | GT | RE | NA | NG
2020 | SC | Buzzard Roost GT | 58212 | 11 | GT | RE | NA | NG
2020 | SC | Buzzard Roost GT | 58212 | 12 | GT | RE | NA | NG
2020 | SC | Buzzard Roost GT | 58212 | 13 | GT | RE | NA | NG
2020 | SC | Buzzard Roost GT | 58212 | 14 | GT | RE | NA | NG
2020 | SC | Buzzard Roost GT | 58212 | 15 | GT | RE | NA | NG
2020 | SC | Buzzard Roost GT | 58212 | 6 | GT | RE | NA | NG
2020 | SC | Buzzard Roost GT | 58212 | 7 | GT | RE | NA | NG
2020 | SC | Buzzard Roost GT | 58212 | 8 | GT | RE | NA | NG
2020 | SC | Buzzard Roost GT | 58212 | 9 | GT | RE | NA | NG
2020 | SC | Camden South Carolina | 10795 | BLR3 | ST | RE | NA | NG |  | 0 | 0 |  | EIA Unit-level Data | NEI avg EF - PM, fuel type
2020 | SC | Camden South Carolina | 10795 | BLR6 | ST | OP | NA | NG |  | 270582.5 | 1.0045 | 0.0074247 | EIA Unit-level Data | NEI avg EF - PM, fuel type
2020 | SC | Camden South Carolina | 10795 | BLR7 | ST | OP | NA | NG |  | 373241.4688 | 1.3856 | 0.0074247 | EIA Unit-level Data | NEI avg EF - PM, fuel type
2020 | SC | Camden South Carolina | 10795 | BLR8 | ST | OP | NA | NG |  | 223558.7656 | 0.82993 | 0.0074247 | EIA Unit-level Data | NEI avg EF - PM, fuel type
2020 | SC | Cameron Solar | 61489 | CAM | PV | OP | NA | SUN |  | 361685 |  |  | EIA Prime Mover-level Data
2020 | SC | Cameron Solar II | 61326 | PGRB2 | PV | OP | NA | SUN |  | 80580 |  |  | EIA Prime Mover-level Data
2020 | SC | Canadys Steam | 3280 | 1 | ST | RE | NA | BIT
2020 | SC | Canadys Steam | 3280 | 2 | ST | RE | NA | BIT
2020 | SC | Canadys Steam | 3280 | 3 | ST | RE | NA | BIT
2020 | SC | Cardinal Solar LLC | 63973 | CARD | PV | OP | NA | SUN |  | 561 |  |  | EIA Prime Mover-level Data
2020 | SC | Catawba | 6036 | 1 | ST | OP | NA | NUC |  | 96474032 |  |  | EIA Prime Mover-level Data
2020 | SC | Catawba | 6036 | 2 | ST | OP | NA | NUC |  | 105725328 |  |  | EIA Prime Mover-level Data
2020 | SC | Cedar Creek | 3255 | 1 | HY | OP | NA | WAT |  | 570420.3125 |  |  | EIA Prime Mover-level Data
2020 | SC | Cedar Creek | 3255 | 2 | HY | OP | NA | WAT |  | 570420.3125 |  |  | EIA Prime Mover-level Data
2020 | SC | Cedar Creek | 3255 | 3 | HY | OP | NA | WAT |  | 570420.3125 |  |  | EIA Prime Mover-level Data
2020 | SC | Centerfield Cooper Solar, LLC | 63810 | PGR24 | PV | OP | NA | SUN |  | 9852 |  |  | EIA Prime Mover-level Data
2020 | SC | Central Energy Facility | 58400 | GT01 | GT | OP | NA | NG |  | 119 | 5.9157e-05 | 0.00099423 | EIA Prime Mover-level Data | NEI avg EF - PM, fuel type, firing type
2020 | SC | Central Energy Facility | 58400 | GT02 | GT | RE | NA | NG
2020 | SC | Central Plant | 10280 | ENG1 | IC | SB | NA | DFO |  | 7.78 | 0.0012059 | 0.31 | EIA Prime Mover-level Data | Estimated using an emission factor
2020 | SC | Central Plant | 10280 | ENG2 | IC | RE | NA | NG
2020 | SC | Central Plant | 10280 | ENG3 | IC | RE | NA | NG
2020 | SC | Central Plant | 10280 | ENG4 | IC | RE | NA | NG
2020 | SC | Central Plant | 10280 | ENG5 | IC | SB | NA | DFO |  | 7.073 | 0.0010963 | 0.31 | EIA Prime Mover-level Data | Estimated using an emission factor
2020 | SC | Central Plant | 10280 | ENG6 | IC | SB | NA | DFO |  | 7.073 | 0.0010963 | 0.31 | EIA Prime Mover-level Data | Estimated using an emission factor
2020 | SC | Central Plant | 10280 | ENG7 | IC | SB | NA | DFO |  | 7.073 | 0.0010963 | 0.31 | EIA Prime Mover-level Data | Estimated using an emission factor
2020 | SC | Champion Solar | 61522 | PGRD3 | PV | OP | NA | SUN |  | 179944 |  |  | EIA Prime Mover-level Data
2020 | SC | Chapman Solar | 62186 | 28 | PV | T | NA | SUN
2020 | SC | Cherokee County Cogen | 55043 | CCCP1 | CT | OP | CC | NG | 3828 | 2776713.75 | 9.1632 | 0.0066 | EPA/CAMD | EPA/NEI | 1998
2020 | SC | Cherokee Falls | 10173 | T-1 | HY | OP | NA | WAT |  | 32444 |  |  | EIA Prime Mover-level Data
2020 | SC | Cherry Blossom Solar LLC | 63505 | CB | PV | OP | NA | SUN |  | 182216 |  |  | EIA Prime Mover-level Data
2020 | SC | City West Diesel Plant | 57886 | DI1 | IC | OP | NA | DFO |  | 117.25 | 0.018174 | 0.31 | EIA Prime Mover-level Data | Estimated using an emission factor
2020 | SC | City West Diesel Plant | 57886 | DI2 | IC | OP | NA | DFO |  | 117.25 | 0.018174 | 0.31 | EIA Prime Mover-level Data | Estimated using an emission factor
2020 | SC | City West Diesel Plant | 57886 | DI3 | IC | OP | NA | DFO |  | 117.25 | 0.018174 | 0.31 | EIA Prime Mover-level Data | Estimated using an emission factor
2020 | SC | City West Diesel Plant | 57886 | DI4 | IC | OP | NA | DFO |  | 117.25 | 0.018174 | 0.31 | EIA Prime Mover-level Data | Estimated using an emission factor
2020 | SC | Clark Solar | 62187 | 29 | PV | T | NA | SUN
2020 | SC | Clifton Dam 3 Power Station | 52049 | 1H | HY | OP | NA | WAT |  | 37086.582 |  |  | EIA Prime Mover-level Data
2020 | SC | Clifton Dam 3 Power Station | 52049 | 2V | HY | OP | NA | WAT |  | 26490.416 |  |  | EIA Prime Mover-level Data
2020 | SC | Coit GT | 3281 | 1 | GT | OP | NA | NG |  | 2637.5 | 0.0013111 | 0.00099423 | EIA Prime Mover-level Data | NEI avg EF - PM, fuel type, firing type
2020 | SC | Coit GT | 3281 | 2 | GT | OP | NA | NG |  | 2637.5 | 0.0013111 | 0.00099423 | EIA Prime Mover-level Data | NEI avg EF - PM, fuel type, firing type
2020 | SC | Colleton Solar | 62188 | 30 | PV | T | NA | SUN
2020 | SC | Colleton Solar Farm | 58700 | CS300 | PV | OP | NA | SUN |  | 34117 |  |  | EIA Prime Mover-level Data
2020 | SC | Collins Farm Solar | 62189 | 31 | PV | T | NA | SUN
2020 | SC | Columbia Canal Hydro | 3283 | 1 | HY | OS | NA | WAT
2020 | SC | Columbia Canal Hydro | 3283 | 2 | HY | OS | NA | WAT
2020 | SC | Columbia Canal Hydro | 3283 | 3 | HY | OS | NA | WAT
2020 | SC | Columbia Canal Hydro | 3283 | 4 | HY | OS | NA | WAT
2020 | SC | Columbia Canal Hydro | 3283 | 5 | HY | OS | NA | WAT
2020 | SC | Columbia Canal Hydro | 3283 | 6 | HY | OS | NA | WAT
2020 | SC | Columbia Canal Hydro | 3283 | 7 | HY | OS | NA | WAT
2020 | SC | Columbia Energy Center (SC) | 55386 | B-1 | ST | OP | WALL | NG | 1062 | 77346.7188 | 0.28783 | 0.0074425 | EPA/CAMD | EPA/NEI | 2004
2020 | SC | Columbia Energy Center (SC) | 55386 | B-2 | ST | OP | WALL | NG | 3900 | 286133.1875 | 0.96044 | 0.0067133 | EPA/CAMD | EPA/NEI | 2004
2020 | SC | Columbia Energy Center (SC) | 55386 | B-3 | ST | OP | WALL | NG | 3584 | 561830.875 | 2.7232 | 0.0096941 | EPA/CAMD | EPA/NEI | 2004
2020 | SC | Columbia Energy Center (SC) | 55386 | CT-1 | CT | OP | CC | NG | 6876 | 11600629 | 48.2204 | 0.0083134 | EPA/CAMD | EPA/NEI | 2004
2020 | SC | Columbia Energy Center (SC) | 55386 | CT-2 | CT | OP | CC | NG | 6619 | 11366480 | 46.8448 | 0.0082426 | EPA/CAMD | EPA/NEI | 2004
2020 | SC | Cope Station | 7210 | COP1 | ST | OP | TANGENTIAL | NG | 3810 | 9646353 | 59.0226 | 0.012237 | EPA/CAMD | EPA/NEI | 1996
2020 | SC | Cornell Dubilier | 56130 | 1 | IC | RE | NA | DFO
2020 | SC | Cotton Solar | 59572 | PV1 | PV | L | NA | SUN
2020 | SC | Cross | 130 | 1 | ST | OP | WALL | RC | 3173 | 11893168 | 118.8862 | 0.019992 | EPA/CAMD | EPA/NEI | 1994
2020 | SC | Cross | 130 | 2 | ST | OP | TANGENTIAL | RC | 0 |  | 0.00015996 |  |  | EPA/NEI | 1984
2020 | SC | Cross | 130 | 3 | ST | OP | TANGENTIAL | RC | 5598 | 22882774 | 82.7616 | 0.0072335 | EPA/CAMD | EPA/NEI | 2006
2020 | SC | Cross | 130 | 4 | ST | OP | TANGENTIAL | RC | 8140 | 36271040 | 161.6795 | 0.0089151 | EPA/CAMD | EPA/NEI | 2008
2020 | SC | Crossroads Solar | 62190 | 32 | PV | T | NA | SUN
2020 | SC | Crown | 63635 | CROWN | PV | OP | NA | SUN |  | 49909 |  |  | EIA Prime Mover-level Data
2020 | SC | Culpepper Solar | 62221 | 33 | PV | T | NA | SUN
2020 | SC | Dadswell Solar | 62222 | 34 | PV | T | NA | SUN
2020 | SC | Darlington County | 3250 | 1 | GT | OP | CT | NG | 4 | 1391 | 0.0078048 | 0.011222 | EPA/CAMD | EPA/NEI | 1974
2020 | SC | Darlington County | 3250 | 10 | GT | OP | CT | DFO | 3 | 1268 | 0.0070795 | 0.011166 | EPA/CAMD | EPA/NEI | 1974
2020 | SC | Darlington County | 3250 | 12 | GT | OP | CT | NG | 50 | 30383.0762 | 0.12909 | 0.0084974 | EPA/CAMD | EPA/NEI | 1997
2020 | SC | Darlington County | 3250 | 13 | GT | OP | CT | NG | 29 | 20682.2422 | 0.092376 | 0.0089329 | EPA/CAMD | EPA/NEI | 1997
2020 | SC | Darlington County | 3250 | 2 | GT | OP | CT | DFO | 3 | 1451 | 0.0081309 | 0.011207 | EPA/CAMD | EPA/NEI | 1974
2020 | SC | Darlington County | 3250 | 3 | GT | OP | CT | NG | 3 | 1460 | 0.0081807 | 0.011206 | EPA/CAMD | EPA/NEI | 1974
2020 | SC | Darlington County | 3250 | 4 | GT | OP | CT | DFO | 3 | 1430 | 0.0079667 | 0.011142 | EPA/CAMD | EPA/NEI | 1974
2020 | SC | Darlington County | 3250 | 6 | GT | OP | CT | DFO | 3 | 1290.9 | 0.0067902 | 0.01052 | EPA/CAMD | EPA/NEI | 1974
2020 | SC | Darlington County | 3250 | 7 | GT | OP | CT | NG | 3 | 1298 | 0.0072745 | 0.011209 | EPA/CAMD | EPA/NEI | 1974
2020 | SC | Darlington County | 3250 | 8 | GT | OP | CT | DFO | 3 | 1351 | 0.0075607 | 0.011193 | EPA/CAMD | EPA/NEI | 1974
2020 | SC | Darlington Solar, LLC | 60993 | PV1 | PV | OP | NA | SUN |  | 132930 |  |  | EIA Prime Mover-level Data
2020 | SC | Davis Road Solar | 64156 | 2002 | PV | T | NA | SUN
2020 | SC | Dearborn | 3256 | 1 | HY | OP | NA | WAT |  | 489199.3438 |  |  | EIA Prime Mover-level Data
2020 | SC | Dearborn | 3256 | 2 | HY | OP | NA | WAT |  | 489199.3438 |  |  | EIA Prime Mover-level Data
2020 | SC | Dearborn | 3256 | 3 | HY | OP | NA | WAT |  | 489199.3438 |  |  | EIA Prime Mover-level Data
2020 | SC | Denmark Solar | 62211 | 35 | PV | OP | NA | SUN |  | 8308 |  |  | EIA Prime Mover-level Data
2020 | SC | Diamond Solar | 61974 | C2BV | PV | OP | NA | SUN |  | 132201 |  |  | EIA Prime Mover-level Data
2020 | SC | Dolphus M Grainger | 3317 | 1 | ST | RE | WALL | BIT
2020 | SC | Dolphus M Grainger | 3317 | 2 | ST | RE | WALL | BIT
2020 | SC | Dorchester Biomass | 58707 | B001 | ST | OP | NA | WDS |  | 2502220 | 23.3944 | 0.018699 | EIA Unit-level Data | NEI avg EF - PM, fuel type
2020 | SC | Duke Energy CHP at Clemson University | 63063 | GT01 | GT | OP | NA | NG |  | 62984 | 0.03131 | 0.00099423 | EIA Prime Mover-level Data | NEI avg EF - PM, fuel type, firing type
2020 | SC | Edison Solar | 61975 | C2BV | PV | OP | NA | SUN |  | 88667 |  |  | EIA Prime Mover-level Data
2020 | SC | Enoree Phase II Landfill Gas Recovery | 56951 | 1 | IC | OP | NA | LFG |  | 61416 | 0.45141 | 0.0147 | EIA Prime Mover-level Data | Estimated using an emission factor
2020 | SC | Enoree Phase II Landfill Gas Recovery | 56951 | 2 | IC | OP | NA | LFG |  | 61416 | 0.45141 | 0.0147 | EIA Prime Mover-level Data | Estimated using an emission factor
2020 | SC | Estill Solar | 61490 | EST1 | PV | OP | NA | SUN |  | 342700 |  |  | EIA Prime Mover-level Data
2020 | SC | Estill Solar II | 61529 | GEN1 | PV | OP | NA | SUN |  | 161625 |  |  | EIA Prime Mover-level Data
2020 | SC | Faber Place | 3284 | 1 | GT | RE | NA | NG
2020 | SC | Fairfield Pumped Storage | 6126 | 1 | PS | OP | NA | WAT |  | 0 |  |  | EIA Prime Mover-level Data
2020 | SC | Fairfield Pumped Storage | 6126 | 2 | PS | OP | NA | WAT |  | 0 |  |  | EIA Prime Mover-level Data
2020 | SC | Fairfield Pumped Storage | 6126 | 3 | PS | OP | NA | WAT |  | 0 |  |  | EIA Prime Mover-level Data
2020 | SC | Fairfield Pumped Storage | 6126 | 4 | PS | OP | NA | WAT |  | 0 |  |  | EIA Prime Mover-level Data
2020 | SC | Fairfield Pumped Storage | 6126 | 5 | PS | OP | NA | WAT |  | 0 |  |  | EIA Prime Mover-level Data
2020 | SC | Fairfield Pumped Storage | 6126 | 6 | PS | OP | NA | WAT |  | 0 |  |  | EIA Prime Mover-level Data
2020 | SC | Fairfield Pumped Storage | 6126 | 7 | PS | OP | NA | WAT |  | 0 |  |  | EIA Prime Mover-level Data
2020 | SC | Fairfield Pumped Storage | 6126 | 8 | PS | OP | NA | WAT |  | 0 |  |  | EIA Prime Mover-level Data
2020 | SC | Fairfield Solar | 62212 | 36 | PV | T | NA | SUN
2020 | SC | Fairview Solar | 64205 | 2003 | PV | T | NA | SUN
2020 | SC | Fishing Creek | 3257 | 1 | HY | OP | NA | WAT |  | 456668.25 |  |  | EIA Prime Mover-level Data
2020 | SC | Fishing Creek | 3257 | 2 | HY | OP | NA | WAT |  | 432116.1875 |  |  | EIA Prime Mover-level Data
2020 | SC | Fishing Creek | 3257 | 3 | HY | OP | NA | WAT |  | 432116.1875 |  |  | EIA Prime Mover-level Data
2020 | SC | Fishing Creek | 3257 | 4 | HY | OP | NA | WAT |  | 461578.6562 |  |  | EIA Prime Mover-level Data
2020 | SC | Fishing Creek | 3257 | 5 | HY | OP | NA | WAT |  | 294624.6875 |  |  | EIA Prime Mover-level Data
2020 | SC | Fishwater Solar | 62213 | 37 | PV | T | NA | SUN
2020 | SC | Foreman Solar | 62215 | 39 | PV | T | NA | SUN
2020 | SC | Freedom Solar | 61833 | PGRC9 | PV | OP | NA | SUN |  | 88528 |  |  | EIA Prime Mover-level Data
2020 | SC | Gaines Solar | 62216 | 41 | PV | OP | NA | SUN |  | 2000 |  |  | EIA Prime Mover-level Data
2020 | SC | Gary Solar | 61942 | 8 | PV | OP | NA | SUN |  | 33259 |  |  | EIA Prime Mover-level Data
2020 | SC | Gaston II | 61961 | GEN1 | PV | OP | NA | SUN |  | 125894 |  |  | EIA Prime Mover-level Data
2020 | SC | Gaston Shoals | 3258 | 3 | HY | OP | NA | WAT |  | 56279.793 |  |  | EIA Prime Mover-level Data
2020 | SC | Gaston Shoals | 3258 | 4 | HY | OP | NA | WAT |  | 56279.793 |  |  | EIA Prime Mover-level Data
2020 | SC | Gaston Shoals | 3258 | 5 | HY | OP | NA | WAT |  | 56279.793 |  |  | EIA Prime Mover-level Data
2020 | SC | Gaston Shoals | 3258 | 6 | HY | OP | NA | WAT |  | 100499.625 |  |  | EIA Prime Mover-level Data
2020 | SC | Gaston Solar I - SC | 61530 | GEN1 | PV | OP | NA | SUN |  | 182040 |  |  | EIA Prime Mover-level Data
2020 | SC | GEB Solar | 62217 | 40 | PV | T | NA | SUN
2020 | SC | Gedosch Solar II | 62218 | 42 | PV | T | NA | SUN
2020 | SC | Georgetown LFGTE | 56995 | G1 | IC | OP | NA | LFG
2020 | SC | Gold Mine | 64412 | GMINE | PV | OP | NA | SUN |  | 342 |  |  | EIA Prime Mover-level Data
2020 | SC | Goldenrod Solar | 61943 | 9 | PV | OP | NA | SUN |  | 33715 |  |  | EIA Prime Mover-level Data
2020 | SC | Great Falls (SC) | 3259 | 1 | HY | OP | NA | WAT |  | 0 |  |  | EIA Prime Mover-level Data
2020 | SC | Great Falls (SC) | 3259 | 2 | HY | OP | NA | WAT |  | 0 |  |  | EIA Prime Mover-level Data
2020 | SC | Great Falls (SC) | 3259 | 3 | HY | RE | NA | WAT
2020 | SC | Great Falls (SC) | 3259 | 4 | HY | RE | NA | WAT
2020 | SC | Great Falls (SC) | 3259 | 5 | HY | OP | NA | WAT |  | 0 |  |  | EIA Prime Mover-level Data
2020 | SC | Great Falls (SC) | 3259 | 6 | HY | OP | NA | WAT |  | 0 |  |  | EIA Prime Mover-level Data
2020 | SC | Great Falls (SC) | 3259 | 7 | HY | RE | NA | WAT
2020 | SC | Great Falls (SC) | 3259 | 8 | HY | RE | NA | WAT
2020 | SC | Gunsight Solar, LLC | 63813 | PGR26 | PV | L | NA | SUN
2020 | SC | H B Robinson | 3251 | 1 | ST | RE | TANGENTIAL | BIT
2020 | SC | H B Robinson | 3251 | 2 | ST | OP | NA | NUC |  | 63977712 |  |  | EIA Prime Mover-level Data
2020 | SC | H B Robinson | 3251 | GT1 | GT | RE | NA | NG
2020 | SC | Hagood | 3285 | HAG4 | GT | OP | CT | NG | 311 | 242570.4062 | 0.94113 | 0.0077596 | EPA/CAMD | NEI avg EF - PM, fuel type, firing type | 1991
2020 | SC | Haley Solar | 61523 | PGRD1 | PV | OP | NA | SUN |  | 124901 |  |  | EIA Prime Mover-level Data
2020 | SC | Hampton Solar 2 | 61498 | HAM2 | PV | OP | NA | SUN |  | 351727 |  |  | EIA Prime Mover-level Data
2020 | SC | Hampton Solar I | 61325 | PGRB3 | PV | OP | NA | SUN |  | 112891 |  |  | EIA Prime Mover-level Data
2020 | SC | Hardeeville | 3286 | 1 | GT | OS | NA | DFO
2020 | SC | Hecate Energy West Newberry, LLC | 64061 | HEWNB | PV | U | NA | SUN
2020 | SC | Highway 9 Solar | 64206 | 2004 | PV | CN | NA | SUN
2020 | SC | Hilton Head Gas Turbine Site | 3318 | CT1 | GT | OP | CT | DFO | 2 | 0 | 0.00058693 |  | EPA/CAMD | EPA/NEI | 1973
2020 | SC | Hilton Head Gas Turbine Site | 3318 | CT2 | GT | OP | CT | DFO | 0 |  | 0 |  |  | EPA/NEI | 1974
2020 | SC | Hilton Head Gas Turbine Site | 3318 | CT3 | GT | OP | CT | DFO | 31 | 9153.2002 | 0.050071 | 0.010941 | EPA/CAMD | EPA/NEI | 1979
2020 | SC | Holliday Solar I | 62229 | 43 | PV | T | NA | SUN
2020 | SC | Hollidays Bridge Hydro | 3261 | 1 | HY | OP | NA | WAT |  | 29705.5 |  |  | EIA Prime Mover-level Data
2020 | SC | Hollidays Bridge Hydro | 3261 | 2 | HY | OP | NA | WAT |  | 29705.5 |  |  | EIA Prime Mover-level Data
2020 | SC | Hollidays Bridge Hydro | 3261 | 3 | HY | OP | NA | WAT |  | 29705.5 |  |  | EIA Prime Mover-level Data
2020 | SC | Hollidays Bridge Hydro | 3261 | 4 | HY | OP | NA | WAT |  | 29705.5 |  |  | EIA Prime Mover-level Data
2020 | SC | Honea Path | 56132 | 1 | IC | OP | NA | DFO |  | 600 | 0.093 | 0.31 | EIA Prime Mover-level Data | Estimated using an emission factor
2020 | SC | Horry Land Fill Gas Site | 7958 | 1 | IC | P | NA | DFO
2020 | SC | Horry Land Fill Gas Site | 7958 | 2 | IC | P | NA | DFO
2020 | SC | Horry Land Fill Gas Site | 7958 | 3 | IC | P | NA | DFO
2020 | SC | Horry Land Fill Gas Site | 7958 | 4 | IC | P | NA | DFO
2020 | SC | Horry Land Fill Gas Site | 7958 | HG1 | IC | OP | NA | LFG |  | 30153.8711 | 0.22163 | 0.0147 | EIA Prime Mover-level Data | Estimated using an emission factor
2020 | SC | Horry Land Fill Gas Site | 7958 | HG2 | IC | OP | NA | LFG |  | 30153.8711 | 0.22163 | 0.0147 | EIA Prime Mover-level Data | Estimated using an emission factor
2020 | SC | Horry Land Fill Gas Site | 7958 | HG3 | IC | OP | NA | LFG |  | 33169.2578 | 0.24379 | 0.0147 | EIA Prime Mover-level Data | Estimated using an emission factor
2020 | SC | Horry Land Fill Gas Site | 7958 | HG4 | IC | IP | NA | LFG
2020 | SC | Huntley | 63271 | 1295 | PV | OP | NA | SUN |  | 985796 |  |  | EIA Prime Mover-level Data
2020 | SC | Indigo Solar | 62230 | 44 | PV | CN | NA | SUN
2020 | SC | International Paper Georgetown Mill | 54087 | PB01 | ST | OP | NA | WDS |  | 3849033.25 | 35.9864 | 0.018699 | EIA Unit-level Data | NEI avg EF - PM, fuel type
2020 | SC | International Paper Georgetown Mill | 54087 | PB02 | ST | OP | NA | WDS |  | 3204570.75 | 29.9611 | 0.018699 | EIA Unit-level Data | NEI avg EF - PM, fuel type
2020 | SC | International Paper Georgetown Mill | 54087 | RB01 | ST | OP | NA | BLQ |  | 5568419.5 | 18.594 | 0.0066784 | EIA Unit-level Data | NEI avg EF - PM, fuel type
2020 | SC | International Paper Georgetown Mill | 54087 | RB02 | ST | OP | NA | BLQ |  | 6893321.5 | 23.0181 | 0.0066784 | EIA Unit-level Data | NEI avg EF - PM, fuel type
2020 | SC | International Paper-Eastover Mill | 52151 | 1 | ST | OP | TANGENTIAL | NG | 3521 | 11181452 | 42.3501 | 0.0075751 | EIA non-ozone season distributed and EPA/CAMD ozone season | NEI avg EF - PM, fuel type, firing type | 1984
2020 | SC | International Paper-Eastover Mill | 52151 | PB2 | ST | OP | VERTICAL/ARCH | NG |  | 314505.3438 | 1.1676 | 0.0074247 | EIA Unit-level Data | NEI avg EF - PM, fuel type
2020 | SC | International Paper-Eastover Mill | 52151 | RF2 | ST | OP | FLUIDIZED | BLQ |  | 9334213 | 31.1687 | 0.0066784 | EIA Unit-level Data | NEI avg EF - PM, fuel type
2020 | SC | International Paper-Eastover Mill | 52151 | RF1 | ST | OP | TANGENTIAL | BLQ |  | 4428891.5 | 14.7889 | 0.0066784 | EIA Unit-level Data | NEI avg EF - PM, fuel type
2020 | SC | J Strom Thurmond | 3323 | 1 | HY | OP | NA | WAT |  | 1386088.75 |  |  | EIA Prime Mover-level Data
2020 | SC | J Strom Thurmond | 3323 | 2 | HY | OP | NA | WAT |  | 1386088.75 |  |  | EIA Prime Mover-level Data
2020 | SC | J Strom Thurmond | 3323 | 3 | HY | OP | NA | WAT |  | 1386088.75 |  |  | EIA Prime Mover-level Data
2020 | SC | J Strom Thurmond | 3323 | 4 | HY | OS | NA | WAT |  | 1386088.75 |  |  | EIA Prime Mover-level Data
2020 | SC | J Strom Thurmond | 3323 | 5 | HY | OP | NA | WAT |  | 1386088.75 |  |  | EIA Prime Mover-level Data
2020 | SC | J Strom Thurmond | 3323 | 6 | HY | OP | NA | WAT |  | 1386088.75 |  |  | EIA Prime Mover-level Data
2020 | SC | J Strom Thurmond | 3323 | 7 | HY | OP | NA | WAT |  | 1386088.75 |  |  | EIA Prime Mover-level Data
2020 | SC | Jackson Solar | 62232 | 46 | PV | T | NA | SUN
2020 | SC | Jamison Solar Farm | 62396 | 1 | PV | OP | NA | SUN |  | 17949 |  |  | EIA Prime Mover-level Data
2020 | SC | Jasper County Generating Facility | 55927 | CT01 | CT | OP | CC | NG | 7803 | 12691601 | 115.1546 | 0.018147 | EPA/CAMD | EPA/NEI | 2003
2020 | SC | Jasper County Generating Facility | 55927 | CT02 | CT | OP | CC | NG | 7690 | 12532806 | 115.1546 | 0.018377 | EPA/CAMD | EPA/NEI | 2003
2020 | SC | Jasper County Generating Facility | 55927 | CT03 | CT | OP | CC | NG | 7645 | 12322249 | 115.1546 | 0.018691 | EPA/CAMD | EPA/NEI | 2003
2020 | SC | Jefferies | 3319 | 1 | ST | RE | WALL | WO
2020 | SC | Jefferies | 3319 | 2 | ST | RE | WALL | WO
2020 | SC | Jefferies | 3319 | 3 | ST | RE | WALL | BIT
2020 | SC | Jefferies | 3319 | 4 | ST | RE | WALL | BIT
2020 | SC | Jefferies | 3319 | H1 | HY | OP | NA | WAT |  | 477505.625 |  |  | EIA Prime Mover-level Data
2020 | SC | Jefferies | 3319 | H2 | HY | OP | NA | WAT |  | 575815.625 |  |  | EIA Prime Mover-level Data
2020 | SC | Jefferies | 3319 | H3 | HY | OP | NA | WAT |  | 477505.625 |  |  | EIA Prime Mover-level Data
2020 | SC | Jefferies | 3319 | H4 | HY | OP | NA | WAT |  | 575815.625 |  |  | EIA Prime Mover-level Data
2020 | SC | Jefferies | 3319 | H6 | HY | OP | NA | WAT |  | 159168.5469 |  |  | EIA Prime Mover-level Data
2020 | SC | Jefferson Solar | 62233 | 47 | PV | T | NA | SUN
2020 | SC | Jessamine Solar | 61944 | 10 | PV | OP | NA | SUN |  | 32381 |  |  | EIA Prime Mover-level Data
2020 | SC | Jocassee | 3262 | 1 | PS | OP | NA | WAT |  | 0 |  |  | EIA Prime Mover-level Data
2020 | SC | Jocassee | 3262 | 2 | PS | OP | NA | WAT |  | 0 |  |  | EIA Prime Mover-level Data
2020 | SC | Jocassee | 3262 | 3 | PS | OP | NA | WAT |  | 0 |  |  | EIA Prime Mover-level Data
2020 | SC | Jocassee | 3262 | 4 | PS | OP | NA | WAT |  | 0 |  |  | EIA Prime Mover-level Data
2020 | SC | John S. Rainey Generating Station | 7834 | CT1A | CT | OP | CC | NG | 8109 | 13447365 | 79.3161 | 0.011797 | EPA/CAMD | EPA/NEI | 2001
2020 | SC | John S. Rainey Generating Station | 7834 | CT1B | CT | OP | CC | NG | 7758 | 12741752 | 79.3161 | 0.01245 | EPA/CAMD | EPA/NEI | 2001
2020 | SC | John S. Rainey Generating Station | 7834 | CT2A | GT | OP | CT | NG | 5789 | 9017600 | 56.4058 | 0.01251 | EPA/CAMD | EPA/NEI | 2002
2020 | SC | John S. Rainey Generating Station | 7834 | CT2B | GT | OP | CT | NG | 5558 | 8475923 | 56.4058 | 0.01331 | EPA/CAMD | EPA/NEI | 2002
2020 | SC | John S. Rainey Generating Station | 7834 | CT3 | GT | OP | CT | NG | 667 | 462490.0938 | 3.5198 | 0.015221 | EPA/CAMD | EPA/NEI | 2003
2020 | SC | John S. Rainey Generating Station | 7834 | CT4 | GT | OP | CT | NG | 585 | 400641.1875 | 3.5198 | 0.017571 | EPA/CAMD | EPA/NEI | 2003
2020 | SC | John S. Rainey Generating Station | 7834 | CT5 | GT | OP | CT | NG | 507 | 342599.9062 | 3.5198 | 0.020548 | EPA/CAMD | EPA/NEI | 2003
2020 | SC | Juniper Solar | 62234 | 48 | PV | T | NA | SUN
2020 | SC | Keowee | 6517 | 1 | HY | OP | NA | WAT |  | 488050.5 |  |  | EIA Prime Mover-level Data
2020 | SC | Keowee | 6517 | 2 | HY | OP | NA | WAT |  | 488050.5 |  |  | EIA Prime Mover-level Data
2020 | SC | Lee County Landfill | 56120 | L1 | IC | OP | NA | LFG |  | 19471 | 0.14311 | 0.0147 | EIA Prime Mover-level Data | Estimated using an emission factor
2020 | SC | Lee County Landfill | 56120 | L2 | IC | OP | NA | LFG |  | 19471 | 0.14311 | 0.0147 | EIA Prime Mover-level Data | Estimated using an emission factor
2020 | SC | Lee County Landfill | 56120 | L3 | IC | OP | NA | LFG |  | 19471 | 0.14311 | 0.0147 | EIA Prime Mover-level Data | Estimated using an emission factor
2020 | SC | Lee County Landfill | 56120 | L4 | GT | OP | NA | LFG |  | 305544 | 3.2999 | 0.0216 | EIA Prime Mover-level Data | Estimated using an emission factor
2020 | SC | Lily Solar | 63548 | 1 | PV | OP | NA | SUN |  | 1090116 |  |  | EIA Prime Mover-level Data
2020 | SC | Limelight Solar II LLC | 63241 | SCLL | PV | OP | NA | SUN |  | 11597 |  |  | EIA Prime Mover-level Data
2020 | SC | Lockhart | 3275 | 2 | HY | OP | NA | WAT |  | 230391.9375 |  |  | EIA Prime Mover-level Data
2020 | SC | Lockhart | 3275 | HY1 | HY | OP | NA | WAT |  | 230391.9375 |  |  | EIA Prime Mover-level Data
2020 | SC | Lockhart | 3275 | HY3 | HY | OP | NA | WAT |  | 230391.9375 |  |  | EIA Prime Mover-level Data
2020 | SC | Lockhart | 3275 | HY4 | HY | OP | NA | WAT |  | 230391.9375 |  |  | EIA Prime Mover-level Data
2020 | SC | Lockhart | 3275 | HY5 | HY | OP | NA | WAT |  | 65826.2656 |  |  | EIA Prime Mover-level Data
2020 | SC | Lone Star Solar | 62235 | 49 | PV | T | NA | SUN
2020 | SC | Luz Solar | 62236 | 50 | PV | T | NA | SUN
2020 | SC | Marlboro Mill | 57470 | RF-P1 | ST | OP | NA | BLQ |  | 7716226.5 | 25.7659 | 0.0066784 | EIA Unit-level Data | NEI avg EF - PM, fuel type
2020 | SC | Marlboro Mill | 57470 | UA-P2 | ST | OP | NA | WDS |  | 1449428.5 | 13.5514 | 0.018699 | EIA Unit-level Data | NEI avg EF - PM, fuel type
2020 | SC | Marshall Solar | 62238 | 52 | PV | T | NA | SUN
2020 | SC | Martin Central Solar | 62285 | 53 | PV | T | NA | SUN
2020 | SC | Martin East Solar | 62276 | 54 | PV | T | NA | SUN
2020 | SC | Martin West Solar | 62277 | 55 | PV | T | NA | SUN
2020 | SC | McClain Solar | 62278 | 56 | PV | T | NA | SUN
2020 | SC | McCormick Solar | 62279 | 57 | PV | T | NA | SUN
2020 | SC | McMeekin | 3287 | MCM1 | ST | OP | TANGENTIAL | NG | 6274 | 4668733 | 19.5029 | 0.0083547 | EPA/CAMD | EPA/NEI | 1958
2020 | SC | McMeekin | 3287 | MCM2 | ST | OP | TANGENTIAL | NG | 6466 | 4747355.5 | 20.2684 | 0.0085388 | EPA/CAMD | EPA/NEI | 1958
2020 | SC | MCRD Parris Island PV Hybrid | 61956 | BAKUP | IC | OP | NA | DFO |  | 335.714 | 0.052036 | 0.31 | EIA Prime Mover-level Data | Estimated using an emission factor
2020 | SC | MCRD Parris Island PV Hybrid | 61956 | BLKST | IC | OP | NA | DFO |  | 134.286 | 0.020814 | 0.31 | EIA Prime Mover-level Data | Estimated using an emission factor
2020 | SC | MCRD Parris Island PV Hybrid | 61956 | CARPT | PV | OP | NA | SUN |  | 23182.1328 |  |  | EIA Prime Mover-level Data
2020 | SC | MCRD Parris Island PV Hybrid | 61956 | CHPP | GT | OP | NA | NG |  | 290450 | 0.14439 | 0.00099423 | EIA Prime Mover-level Data | NEI avg EF - PM, fuel type, firing type
2020 | SC | MCRD Parris Island PV Hybrid | 61956 | GRDMT | PV | OP | NA | SUN |  | 63750.8672 |  |  | EIA Prime Mover-level Data
2020 | SC | MCRD Parris Island PV Hybrid | 61956 | TBESS | BA | OP | NA | MWH |  | 0 |  |  | EIA Prime Mover-level Data
2020 | SC | Melsam Solar | 62280 | 58 | PV | T | NA | SUN
2020 | SC | Middleton Solar | 62281 | 59 | PV | T | NA | SUN
2020 | SC | Midlands | 63839 | 1113 | PV | OP | NA | SUN |  | 570954 |  |  | EIA Prime Mover-level Data
2020 | SC | Mill Creek Combustion Turbine Station | 7981 | 1 | GT | OP | CT | NG | 265 | 159536.5469 | 0.5421 | 0.0067959 | EPA/CAMD | EPA/NEI | 2002
2020 | SC | Mill Creek Combustion Turbine Station | 7981 | 2 | GT | OP | CT | NG | 256 | 153933.3281 | 0.52365 | 0.0068036 | EPA/CAMD | EPA/NEI | 2002
2020 | SC | Mill Creek Combustion Turbine Station | 7981 | 3 | GT | OP | CT | NG | 225 | 142212.0781 | 0.48593 | 0.0068339 | EPA/CAMD | EPA/NEI | 2002
2020 | SC | Mill Creek Combustion Turbine Station | 7981 | 4 | GT | OP | CT | NG | 206 | 119478.6094 | 0.4134 | 0.00692 | EPA/CAMD | EPA/NEI | 2002
2020 | SC | Mill Creek Combustion Turbine Station | 7981 | 5 | GT | OP | CT | NG | 161 | 94615.6328 | 0.32317 | 0.0068313 | EPA/CAMD | EPA/NEI | 2003
2020 | SC | Mill Creek Combustion Turbine Station | 7981 | 6 | GT | OP | CT | NG | 165 | 100413.4688 | 0.34192 | 0.0068102 | EPA/CAMD | EPA/NEI | 2003
2020 | SC | Mill Creek Combustion Turbine Station | 7981 | 7 | GT | OP | CT | NG | 129 | 74756.0781 | 0.25876 | 0.0069228 | EPA/CAMD | EPA/NEI | 2003
2020 | SC | Mill Creek Combustion Turbine Station | 7981 | 8 | GT | OP | CT | NG | 122 | 73738.0547 | 0.25662 | 0.0069603 | EPA/CAMD | EPA/NEI | 2003
2020 | SC | Moffett Solar Project | 60658 | PV1 | PV | OP | NA | SUN |  | 1195497 |  |  | EIA Prime Mover-level Data
2020 | SC | Mohea Solar Energy Center, LLC | 63463 | PGR14 | PV | OP | NA | SUN |  | 61 |  |  | EIA Prime Mover-level Data
2020 | SC | Myrtle Beach Gas Turbine Site | 3320 | CT3 | GT | OP | CT | DFO | 6 | 1661.6 | 0.007261 | 0.0087398 | EPA/CAMD | EPA/NEI | 1972
2020 | SC | Myrtle Beach Gas Turbine Site | 3320 | CT4 | GT | OP | CT | DFO | 0 |  | 0 |  |  | EPA/NEI | 1972
2020 | SC | Myrtle Beach Gas Turbine Site | 3320 | CT5 | GT | OP | CT | DFO | 9 | 950.5 | 0.0073395 | 0.015443 | EPA/CAMD | EPA/NEI | 1976
2020 | SC | NA 1 (SC) | 7106 | GT1 | GT | IP | NA | NG
2020 | SC | NA 5 | 7253 | NA5 | GT | IP | NA | NG
2020 | SC | NA 8 | 7300 | GT8 | GT | IP | NA | NG
2020 | SC | Neal Shoals | 3289 | 1 | HY | OP | NA | WAT |  | 59003.25 |  |  | EIA Prime Mover-level Data
2020 | SC | Neal Shoals | 3289 | 2 | HY | OP | NA | WAT |  | 59003.25 |  |  | EIA Prime Mover-level Data
2020 | SC | Neal Shoals | 3289 | 3 | HY | OP | NA | WAT |  | 59003.25 |  |  | EIA Prime Mover-level Data
2020 | SC | Neal Shoals | 3289 | 4 | HY | OP | NA | WAT |  | 59003.25 |  |  | EIA Prime Mover-level Data
2020 | SC | North Road Peak | 7479 | EAST | IC | OP | NA | DFO |  | 174 | 0.02697 | 0.31 | EIA Prime Mover-level Data | Estimated using an emission factor
2020 | SC | North Road Peak | 7479 | WEST | IC | OP | NA | DFO |  | 174 | 0.02697 | 0.31 | EIA Prime Mover-level Data | Estimated using an emission factor
2020 | SC | Oconee | 3265 | 1 | ST | OP | NA | NUC |  | 71659128 |  |  | EIA Prime Mover-level Data
2020 | SC | Oconee | 3265 | 2 | ST | OP | NA | NUC |  | 80122304 |  |  | EIA Prime Mover-level Data
2020 | SC | Oconee | 3265 | 3 | ST | OP | NA | NUC |  | 73248624 |  |  | EIA Prime Mover-level Data
2020 | SC | Odyssey Solar | 61324 | PGRB4 | PV | OP | NA | SUN |  | 164231 |  |  | EIA Prime Mover-level Data
2020 | SC | Omtanke Solar | 63756 | DGSC1 | PV | OP | NA | SUN |  | 74527 |  |  | EIA Prime Mover-level Data
2020 | SC | Otarre Solar Park | 61699 | OTRRE | PV | OP | NA | SUN |  | 24712 |  |  | EIA Prime Mover-level Data
2020 | SC | Otis Elevator Company Solar | 62228 | O1614 | PV | OP | NA | SUN |  | 42557 |  |  | EIA Prime Mover-level Data
2020 | SC | Pacolet Diesel Generation Facility | 57030 | DI 1 | IC | OP | NA | DFO |  | 127.667 | 0.019788 | 0.31 | EIA Prime Mover-level Data | Estimated using an emission factor
2020 | SC | Pacolet Diesel Generation Facility | 57030 | DI 2 | IC | OP | NA | DFO |  | 127.667 | 0.019788 | 0.31 | EIA Prime Mover-level Data | Estimated using an emission factor
2020 | SC | Pacolet Diesel Generation Facility | 57030 | DI 3 | IC | OP | NA | DFO |  | 127.667 | 0.019788 | 0.31 | EIA Prime Mover-level Data | Estimated using an emission factor
2020 | SC | Palmetto Plains | 62679 | 1405 | PV | OP | NA | SUN |  | 1387011 |  |  | EIA Prime Mover-level Data
2020 | SC | Parr GT | 3291 | GT1 | GT | OS | NA | NG |  | 19938.9062 | 0.0099119 | 0.00099423 | EIA Prime Mover-level Data | NEI avg EF - PM, fuel type, firing type
2020 | SC | Parr GT | 3291 | GT2 | GT | OP | NA | NG |  | 19938.9062 | 0.0099119 | 0.00099423 | EIA Prime Mover-level Data | NEI avg EF - PM, fuel type, firing type
2020 | SC | Parr GT | 3291 | GT3 | GT | OP | NA | NG |  | 22685.5938 | 0.011277 | 0.00099423 | EIA Prime Mover-level Data | NEI avg EF - PM, fuel type, firing type
2020 | SC | Parr GT | 3291 | GT4 | GT | OP | NA | NG |  | 22685.5938 | 0.011277 | 0.00099423 | EIA Prime Mover-level Data | NEI avg EF - PM, fuel type, firing type
2020 | SC | Parr Hydro | 3290 | 1 | HY | OP | NA | WAT |  | 50957.832 |  |  | EIA Prime Mover-level Data
2020 | SC | Parr Hydro | 3290 | 2 | HY | OP | NA | WAT |  | 50957.832 |  |  | EIA Prime Mover-level Data
2020 | SC | Parr Hydro | 3290 | 3 | HY | OA | NA | WAT |  | 50957.832 |  |  | EIA Prime Mover-level Data
2020 | SC | Parr Hydro | 3290 | 4 | HY | OP | NA | WAT |  | 50957.832 |  |  | EIA Prime Mover-level Data
2020 | SC | Parr Hydro | 3290 | 5 | HY | OP | NA | WAT |  | 50957.832 |  |  | EIA Prime Mover-level Data
2020 | SC | Parr Hydro | 3290 | 6 | HY | OP | NA | WAT |  | 50957.832 |  |  | EIA Prime Mover-level Data
2020 | SC | Pee Dee Solar I | 62282 | 60 | PV | T | NA | SUN
2020 | SC | Pee Dee Solar II | 62283 | 61 | PV | T | NA | SUN
2020 | SC | Pelzer Lower | 10800 | GEN1 | HY | OP | NA | WAT |  | 71755 |  |  | EIA Prime Mover-level Data
2020 | SC | Pelzer Solar I | 61945 | 19 | PV | OP | NA | SUN |  | 17713 |  |  | EIA Prime Mover-level Data
2020 | SC | Pelzer Upper | 10799 | GEN1 | HY | OP | NA | WAT |  | 51014 |  |  | EIA Prime Mover-level Data
2020 | SC | Peony Solar | 61976 | PGRG1 | PV | OP | NA | SUN |  | 547357 |  |  | EIA Prime Mover-level Data
2020 | SC | Piedmont Hydro Power Project | 10787 | GEN1 | HY | OP | NA | WAT |  | 47346 |  |  | EIA Prime Mover-level Data
2020 | SC | Pinson Solar Farm | 63777 | 1310 | PV | T | NA | SUN
2020 | SC | Power Solar | 62284 | 62 | PV | T | NA | SUN
2020 | SC | Pruger Solar I | 62292 | 63 | PV | T | NA | SUN
2020 | SC | Pruger Solar II | 62293 | 64 | PV | T | NA | SUN
2020 | SC | Pruger Solar III | 62294 | 65 | PV | T | NA | SUN
2020 | SC | Quest Solar | 62299 | 66 | PV | T | NA | SUN
2020 | SC | Rankin Solar Center, LLC | 61996 | RANKI | PV | OP | NA | SUN |  | 105530 |  |  | EIA Prime Mover-level Data
2020 | SC | Redwing Solar | 61946 | 11 | PV | OP | NA | SUN |  | 34380 |  |  | EIA Prime Mover-level Data
2020 | SC | Rhubarb One SC | 59596 | PV1 | PV | L | NA | SUN
2020 | SC | Richardson Solar | 61972 | C2BV | PV | OP | NA | SUN |  | 58744 |  |  | EIA Prime Mover-level Data
2020 | SC | Richland County Landfill | 56122 | R1 | GT | OP | NA | LFG |  | 76275 | 0.82377 | 0.0216 | EIA Prime Mover-level Data | Estimated using an emission factor
2020 | SC | Richland County Landfill | 56122 | R2 | IC | OP | NA | LFG |  | 56670 | 0.41652 | 0.0147 | EIA Prime Mover-level Data | Estimated using an emission factor
2020 | SC | Richland County Landfill | 56122 | R3 | IC | OP | NA | LFG |  | 56670 | 0.41652 | 0.0147 | EIA Prime Mover-level Data | Estimated using an emission factor
2020 | SC | Ridgeland Solar Project | 60659 | PV1 | PV | OP | NA | SUN |  | 158205 |  |  | EIA Prime Mover-level Data
2020 | SC | River Solar | 61947 | 12 | PV | OP | NA | SUN |  | 33311 |  |  | EIA Prime Mover-level Data
2020 | SC | Rocky Creek | 3266 | 1 | HY | RE | NA | WAT
2020 | SC | Rocky Creek | 3266 | 2 | HY | RE | NA | WAT
2020 | SC | Rocky Creek | 3266 | 3 | HY | RE | NA | WAT
2020 | SC | Rocky Creek | 3266 | 4 | HY | RE | NA | WAT
2020 | SC | Rocky Creek | 3266 | 5 | HY | RE | NA | WAT
2020 | SC | Rocky Creek | 3266 | 6 | HY | RE | NA | WAT
2020 | SC | Rocky Creek | 3266 | 7 | HY | RE | NA | WAT
2020 | SC | Rocky Creek | 3266 | 8 | HY | RE | NA | WAT
2020 | SC | Rocky River (SC) | 3305 | 1 | HY | OP | NA | WAT |  | 36.692 |  |  | EIA Prime Mover-level Data
2020 | SC | Rocky River (SC) | 3305 | 2 | HY | OA | NA | WAT |  | 16.308 |  |  | EIA Prime Mover-level Data
2020 | SC | Rocky River (SC) | 3305 | IC1 | IC | RE | NA | DFO
2020 | SC | Rocky River (SC) | 3305 | IC2 | IC | OP | NA | DFO |  | 135 | 0.020925 | 0.31 | EIA Prime Mover-level Data | Estimated using an emission factor
2020 | SC | Rollins Solar | 62295 | 67 | PV | T | NA | SUN
2020 | SC | Ross Solar | 62296 | 68 | PV | T | NA | SUN
2020 | SC | Rowesville Rd Plant | 7480 | 3 | GT | IP | NA | NG
2020 | SC | Rowesville Rd Plant | 7480 | 4 | GT | IP | NA | NG
2020 | SC | Rowesville Rd Plant | 7480 | GEN3 | GT | OP | NA | NG |  | 204.5 | 0.00010166 | 0.00099423 | EIA Prime Mover-level Data | NEI avg EF - PM, fuel type, firing type
2020 | SC | Rowesville Rd Plant | 7480 | GEN4 | GT | OP | NA | NG |  | 204.5 | 0.00010166 | 0.00099423 | EIA Prime Mover-level Data | NEI avg EF - PM, fuel type, firing type
2020 | SC | Runway Solar Farm | 62397 | 1 | PV | OP | NA | SUN |  | 18739 |  |  | EIA Prime Mover-level Data
2020 | SC | Rutledge Solar | 62297 | 69 | PV | T | NA | SUN
2020 | SC | Saluda Dam | 3267 | 1 | HY | OP | NA | WAT |  | 27850 |  |  | EIA Prime Mover-level Data
2020 | SC | Saluda Dam | 3267 | 2 | HY | OP | NA | WAT |  | 27850 |  |  | EIA Prime Mover-level Data
2020 | SC | Saluda Dam | 3267 | 3 | HY | OP | NA | WAT |  | 27850 |  |  | EIA Prime Mover-level Data
2020 | SC | Saluda Dam | 3267 | 4 | HY | OP | NA | WAT |  | 27850 |  |  | EIA Prime Mover-level Data
2020 | SC | Saluda Lexington | 3293 | 1 | HY | OP | NA | WAT |  | 387179.25 |  |  | EIA Prime Mover-level Data
2020 | SC | Saluda Lexington | 3293 | 2 | HY | OP | NA | WAT |  | 387179.25 |  |  | EIA Prime Mover-level Data
2020 | SC | Saluda Lexington | 3293 | 3 | HY | OP | NA | WAT |  | 503928.6875 |  |  | EIA Prime Mover-level Data
2020 | SC | Saluda Lexington | 3293 | 4 | HY | OP | NA | WAT |  | 387179.25 |  |  | EIA Prime Mover-level Data
2020 | SC | Saluda Lexington | 3293 | 5 | HY | OP | NA | WAT |  | 804141.5625 |  |  | EIA Prime Mover-level Data
2020 | SC | Saluda Solar II | 61323 | PGRB5 | PV | OP | NA | SUN |  | 79807 |  |  | EIA Prime Mover-level Data
2020 | SC | Saluda Solar, LLC | 60535 | PV1 | PV | OP | NA | SUN |  | 106856 |  |  | EIA Prime Mover-level Data
2020 | SC | Sandifer Solar | 62298 | 70 | PV | T | NA | SUN
2020 | SC | Sapphire Solar | 61948 | 17 | PV | OP | NA | SUN |  | 32943 |  |  | EIA Prime Mover-level Data
2020 | SC | Savannah River Site Biomass Cogen | 57138 | HRSG1 | ST | OP | NA | WDS |  | 1142860.75 | 10.6851 | 0.018699 | EIA Unit-level Data | NEI avg EF - PM, fuel type
2020 | SC | Savannah River Site Biomass Cogen | 57138 | HRSG2 | ST | OP | NA | WDS |  | 1190746.25 | 11.1329 | 0.018699 | EIA Unit-level Data | NEI avg EF - PM, fuel type
2020 | SC | Scarlet Solar | 62307 | 71 | PV | T | NA | SUN
2020 | SC | SCE&G Curie CSG | 61432 | SCCU1 | PV | OP | NA | SUN |  | 31180 |  |  | EIA Prime Mover-level Data
2020 | SC | SCE&G Nimitz CSG | 61433 | SCNM1 | PV | OP | NA | SUN |  | 142261 |  |  | EIA Prime Mover-level Data
2020 | SC | SCE&G Springfield CSG | 61434 | SCSP1 | PV | OP | NA | SUN |  | 101029 |  |  | EIA Prime Mover-level Data
2020 | SC | Seabrook Solar | 61701 | GEN1 | PV | OP | NA | SUN |  | 1315537 |  |  | EIA Prime Mover-level Data
2020 | SC | Sediver | 7957 | 1 | IC | OP | NA | DFO |  | 684 | 0.10602 | 0.31 | EIA Prime Mover-level Data | Estimated using an emission factor
2020 | SC | Sediver | 7957 | CT2A | CT | CN | NA | NG
2020 | SC | Sediver | 7957 | CT2B | CT | CN | NA | NG
2020 | SC | Sediver | 7957 | ST1S | CA | CN | NA | NG
2020 | SC | Seneca City of | 56545 | PPG1 | IC | OP | NA | DFO |  | 3488.3999 | 0.5407 | 0.31 | EIA Prime Mover-level Data | Estimated using an emission factor
2020 | SC | Seneca City of | 56545 | PPG2 | IC | OP | NA | DFO |  | 3488.3999 | 0.5407 | 0.31 | EIA Prime Mover-level Data | Estimated using an emission factor
2020 | SC | Seneca City of | 56545 | PPG3 | IC | OP | NA | DFO |  | 3488.3999 | 0.5407 | 0.31 | EIA Prime Mover-level Data | Estimated using an emission factor
2020 | SC | Seneca City of | 56545 | WPG1 | IC | OP | NA | DFO |  | 3488.3999 | 0.5407 | 0.31 | EIA Prime Mover-level Data | Estimated using an emission factor
2020 | SC | Seneca City of | 56545 | WPG2 | IC | OP | NA | DFO |  | 3488.3999 | 0.5407 | 0.31 | EIA Prime Mover-level Data | Estimated using an emission factor
2020 | SC | Shaw Creek Solar, LLC | 61790 | SHAWC | PV | OP | NA | SUN |  | 1454738 |  |  | EIA Prime Mover-level Data
2020 | SC | Shem Solar | 62308 | 72 | PV | T | NA | SUN
2020 | SC | Shining Sun Solar | 62309 | 73 | PV | T | NA | SUN
2020 | SC | Shorthorn Holdings | 60028 | PV1 | PV | L | NA | SUN
2020 | SC | Shorthorn Solar | 62310 | 74 | PV | T | NA | SUN
2020 | SC | Snoopy Solar | 62311 | 75 | PV | T | NA | SUN
2020 | SC | Sonoco Products Co | 57919 | 10 | ST | OP | NA | NG |  | 528222 | 1.961 | 0.0074247 | EIA Unit-level Data | NEI avg EF - PM, fuel type
2020 | SC | Sonoco Products Co | 57919 | 11 | ST | OP | NA | WDS |  | 3308287 | 30.9307 | 0.018699 | EIA Unit-level Data | NEI avg EF - PM, fuel type
2020 | SC | Sonoco Products Co | 57919 | 9 | ST | RE | FLUIDIZED | BIT |  | 0 | 0 |  | EIA Unit-level Data | NEI avg EF - PM, fuel type, firing type
2020 | SC | South Solar | 61949 | 13 | PV | OP | NA | SUN |  | 32899 |  |  | EIA Prime Mover-level Data
2020 | SC | Southard Solar | 62312 | 76 | PV | T | NA | SUN
2020 | SC | Southern Current One, LLC | 61748 | PRGE1 | PV | OP | NA | SUN |  | 139508 |  |  | EIA Prime Mover-level Data
2020 | SC | Spartanburg Water System | 54675 | DI1 | IC | RE | NA | DFO
2020 | SC | Spartanburg Water System | 54675 | DI2 | IC | OP | NA | DFO |  | 439.394 | 0.068106 | 0.31 | EIA Prime Mover-level Data | Estimated using an emission factor
2020 | SC | Spartanburg Water System | 54675 | DI3 | IC | OP | NA | DFO |  | 285.606 | 0.044269 | 0.31 | EIA Prime Mover-level Data | Estimated using an emission factor
2020 | SC | Spartanburg Water System | 54675 | HG1 | HY | SB | NA | WAT |  | 14896.5 |  |  | EIA Prime Mover-level Data
2020 | SC | Spartanburg Water System | 54675 | HG2 | HY | SB | NA | WAT |  | 14896.5 |  |  | EIA Prime Mover-level Data
2020 | SC | Spillway | 3321 | 1 | HY | OP | NA | WAT |  | 63928 |  |  | EIA Prime Mover-level Data
2020 | SC | St Stephen | 6789 | 1 | HY | OP | NA | WAT |  | 1431745.375 |  |  | EIA Prime Mover-level Data
2020 | SC | St Stephen | 6789 | 2 | HY | OP | NA | WAT |  | 1431745.375 |  |  | EIA Prime Mover-level Data
2020 | SC | St Stephen | 6789 | 3 | HY | OP | NA | WAT |  | 1431745.375 |  |  | EIA Prime Mover-level Data
2020 | SC | St. Matthews Solar | 60293 | PV1 | PV | OP | NA | SUN |  | 172923 |  |  | EIA Prime Mover-level Data
2020 | SC | Stamey Solar | 62313 | 77 | PV | T | NA | SUN
2020 | SC | Substation 20 Plant | 59728 | GEN1 | GT | OP | NA | NG |  | 119 | 5.9157e-05 | 0.00099423 | EIA Prime Mover-level Data | NEI avg EF - PM, fuel type, firing type
2020 | SC | Swamp Fox Solar | 61521 | PGRD2 | PV | OP | NA | SUN |  | 177786 |  |  | EIA Prime Mover-level Data
2020 | SC | Tarpon Solar I | 62314 | 78 | PV | T | NA | SUN
2020 | SC | Tedder Solar | 62315 | 79 | PV | T | NA | SUN
2020 | SC | Ten Governors Solar | 62316 | 80 | PV | T | NA | SUN
2020 | SC | Thermal Kem | 56129 | 1 | IC | OP | NA | DFO |  | 660 | 0.1023 | 0.31 | EIA Prime Mover-level Data | Estimated using an emission factor
2020 | SC | Thomas Solar | 62352 | 81 | PV | T | NA | SUN
2020 | SC | Topaz Solar (SC) | 62349 | 82 | PV | T | NA | SUN
2020 | SC | Trask East Solar | 62346 | 83 | PV | OP | NA | SUN
2020 | SC | TWE Bowman Solar Project | 62828 | BOW | PV | OP | NA | SUN |  | 912930 |  |  | EIA Prime Mover-level Data
2020 | SC | Ulmer Solar | 62343 | 85 | PV | T | NA | SUN
2020 | SC | Union Renewable Energy Facility | 60241 | 611 | IC | OP | NA | LFG |  | 101139.5 | 0.74338 | 0.0147 | EIA Prime Mover-level Data | Estimated using an emission factor
2020 | SC | Union Renewable Energy Facility | 60241 | 677 | IC | OP | NA | LFG |  | 101139.5 | 0.74338 | 0.0147 | EIA Prime Mover-level Data | Estimated using an emission factor
2020 | SC | Upper Pacolet Hydro | 58257 | UP1 | HY | OP | NA | WAT |  | 52007 |  |  | EIA Prime Mover-level Data
2020 | SC | Urquhart | 3295 | URQ3 | ST | OP | TANGENTIAL | NG | 1077 | 559728.5 | 2.1031 | 0.0075146 | EPA/CAMD | EPA/NEI | 1955
2020 | SC | Urquhart | 3295 | URQ4 | GT | OP | CT | NG | 674 | 258526.2969 | 0.86465 | 0.0066891 | EPA/CAMD | EPA/NEI | 1999
2020 | SC | Urquhart | 3295 | URQ5 | CT | OP | CC | NG | 5679 | 7712979.5 | 49.4597 | 0.012825 | EPA/CAMD | EPA/NEI | 2002
2020 | SC | Urquhart | 3295 | URQ6 | CT | OP | CC | NG | 4939 | 6567980 | 49.4597 | 0.015061 | EPA/CAMD | EPA/NEI | 2002
2020 | SC | V C Summer | 6127 | 1 | ST | OP | NA | NUC |  | 80721560 |  |  | EIA Prime Mover-level Data
2020 | SC | V C Summer | 6127 | 2 | ST | CN | NA | NUC
2020 | SC | V C Summer | 6127 | 3 | ST | CN | NA | NUC
2020 | SC | Valenite | 56131 | 1 | IC | OP | NA | DFO |  | 630 | 0.09765 | 0.31 | EIA Prime Mover-level Data | Estimated using an emission factor
2020 | SC | Vincent Solar | 61950 | 14 | PV | OP | NA | SUN |  | 34145 |  |  | EIA Prime Mover-level Data
2020 | SC | W S Lee | 3264 | 11 | CT | OP | CC | NG | 7881 | 20910170 | 69.0036 | 0.0066 | EPA/CAMD | EPA/NEI | 2017
2020 | SC | W S Lee | 3264 | 12 | CT | OP | CC | NG | 8298 | 22064472 | 72.8127 | 0.0066 | EPA/CAMD | EPA/NEI | 2017
2020 | SC | W S Lee | 3264 | 3 | ST | OP | TANGENTIAL | NG | 0 | 727.286 | 0 | 0 | EIA Unit-level Data | EPA/NEI | 1958
2020 | SC | W S Lee | 3264 | 7C | GT | OP | CT | NG | 735 | 86084.0781 | 0.33456 | 0.0077728 | EPA/CAMD | EPA/NEI | 2006
2020 | SC | W S Lee | 3264 | 8C | GT | OP | CT | NG | 108 | 18355.1055 | 0.078477 | 0.008551 | EPA/CAMD | EPA/NEI | 2006
2020 | SC | Ware Shoals Hydro Project | 10801 | GEN1 | HY | OP | NA | WAT |  | 33891.7734 |  |  | EIA Prime Mover-level Data
2020 | SC | Ware Shoals Hydro Project | 10801 | GEN2 | HY | OP | NA | WAT |  | 36151.2266 |  |  | EIA Prime Mover-level Data
2020 | SC | Washington Solar (SC) | 62342 | 87 | PV | T | NA | SUN
2020 | SC | Washington Solar II (SC) | 62344 | 88 | PV | T | NA | SUN
2020 | SC | Watauga Solar | 61951 | 15 | PV | OP | NA | SUN |  | 31942 |  |  | EIA Prime Mover-level Data
2020 | SC | Wateree | 3297 | WAT1 | ST | OP | WALL | BIT | 3748 | 8373527 | 10.4172 | 0.0024881 | EPA/CAMD | EPA/NEI | 1970
2020 | SC | Wateree | 3297 | WAT2 | ST | OP | WALL | BIT | 124 | 265904.4375 | 0.25112 | 0.0018888 | EPA/CAMD | EPA/NEI | 1971
2020 | SC | Wateree Hydro | 3270 | 1 | HY | OP | NA | WAT |  | 704015.375 |  |  | EIA Prime Mover-level Data
2020 | SC | Wateree Hydro | 3270 | 2 | HY | OP | NA | WAT |  | 704015.375 |  |  | EIA Prime Mover-level Data
2020 | SC | Wateree Hydro | 3270 | 3 | HY | OP | NA | WAT |  | 704015.375 |  |  | EIA Prime Mover-level Data
2020 | SC | Wateree Hydro | 3270 | 4 | HY | OP | NA | WAT |  | 704015.375 |  |  | EIA Prime Mover-level Data
2020 | SC | Wateree Hydro | 3270 | 5 | HY | OP | NA | WAT |  | 704015.375 |  |  | EIA Prime Mover-level Data
2020 | SC | Wayfair Solar | 62345 | 89 | PV | T | NA | SUN
2020 | SC | Weaver Solar | 62347 | 90 | PV | T | NA | SUN
2020 | SC | Webb Forging | 7814 | 1 | IC | OP | NA | DFO |  | 495 | 0.076725 | 0.31 | EIA Prime Mover-level Data | Estimated using an emission factor
2020 | SC | Webb Forging | 7814 | 2 | IC | OP | NA | DFO |  | 495 | 0.076725 | 0.31 | EIA Prime Mover-level Data | Estimated using an emission factor
2020 | SC | Wellford Renewable Energy Plant | 57885 | LFG1 | IC | OP | NA | LFG |  | 70920 | 0.52126 | 0.0147 | EIA Prime Mover-level Data | Estimated using an emission factor
2020 | SC | WestRock Charleston Kraft, LLC | 7737 | B001 | ST | OP | WALL | BIT | 2874 | 9609758 | 105.5824 | 0.021974 | EIA non-ozone season distributed and EPA/CAMD ozone season | EPA/NEI | 1999
2020 | SC | WestRock Charleston Kraft, LLC | 7737 | B002 | ST | OP | WALL | NG | 330 | 169042.2969 | 0.62072 | 0.0073439 | EIA non-ozone season distributed and EPA/CAMD ozone season | NEI avg EF - PM, fuel type, firing type | 1999
2020 | SC | WestRock Charleston Kraft, LLC | 7737 | B003 | ST | OP | WALL | NG | 524 | 223957.3281 | 0.82236 | 0.0073439 | EIA non-ozone season distributed and EPA/CAMD ozone season | NEI avg EF - PM, fuel type, firing type | 1999
2020 | SC | WestRock Charleston Kraft, LLC | 7737 | B004 | ST | OP | WALL | NG | 500 | 212026.125 | 0.77855 | 0.0073439 | EIA non-ozone season distributed and EPA/CAMD ozone season | NEI avg EF - PM, fuel type, firing type | 1999
2020 | SC | WestRock CP, LLC Florence Mill | 50806 | 16 | ST | OP | STOKER | BIT | 3672 | 11744982 | 123.0256 | 0.020949 | EIA non-ozone season distributed and EPA/CAMD ozone season | EPA/NEI | 1987
2020 | SC | WestRock CP, LLC Florence Mill | 50806 | PB1 | ST | OP | OTHER BOILER | WDS
2020 | SC | WestRock CP, LLC Florence Mill | 50806 | PB3 | ST | SB | STOKER | NG |  | 706718 | 3.4631 | 0.0098005 | EIA Unit-level Data | NEI avg EF - PM, fuel type, firing type
2020 | SC | WestRock CP, LLC Florence Mill | 50806 | RBF | ST | OP | WALL | BLQ |  | 6294337 | 18.0564 | 0.0057373 | EIA Unit-level Data | NEI avg EF - PM, fuel type, firing type
2020 | SC | WestRock CP, LLC Florence Mill | 50806 | PB4 | ST | SB | STOKER | WDS |  | 5341686 | 81.0009 | 0.030328 | EIA Unit-level Data | NEI avg EF - PM, fuel type, firing type
2020 | SC | White Horse Solar A | 63760 | WHRSA | PV | OP | NA | SUN |  | 2299 |  |  | EIA Prime Mover-level Data
2020 | SC | Whitetail Solar | 59569 | PV1 | PV | L | NA | SUN
2020 | SC | Whitt Solar | 61952 | 20 | PV | OP | NA | SUN |  | 35933 |  |  | EIA Prime Mover-level Data
2020 | SC | Williams | 3298 | WIL1 | ST | OP | TANGENTIAL | BIT | 7022 | 26357080 | 17.2437 | 0.0013085 | EPA/CAMD | EPA/NEI | 1973
2020 | SC | Williams | 3298 | WIL4 | GT | OP | CT | DFO | 0 |  | 0 |  |  | EPA/NEI | 1972
2020 | SC | Williams | 3298 | WIL5 | GT | OP | CT | DFO | 27 | 4566 | 0.013273 | 0.0058137 | EPA/CAMD | EPA/NEI | 1972
2020 | SC | Willis Solar | 61953 | 16 | PV | OP | NA | SUN |  | 33065 |  |  | EIA Prime Mover-level Data
2020 | SC | Winyah | 6249 | 1 | ST | OP | WALL | RC | 5516 | 9938774 | 17.1227 | 0.0034456 | EPA/CAMD | EPA/NEI | 1975
2020 | SC | Winyah | 6249 | 2 | ST | OP | TURBO | RC | 4807 | 8411322 | 13.3722 | 0.0031796 | EPA/CAMD | EPA/NEI | 1977
2020 | SC | Winyah | 6249 | 3 | ST | OP | TURBO | RC | 2869 | 5437247 | 52.7771 | 0.019413 | EPA/CAMD | EPA/NEI | 1980
2020 | SC | Winyah | 6249 | 4 | ST | OP | TURBO | RC | 1519 | 2422962.75 | 26.5396 | 0.021907 | EPA/CAMD | EPA/NEI | 1981
2020 | SC | Woodfields Solar | 63552 | PGR21 | PV | T | NA | SUN
2020 | SC | WSW Solar | 62350 | 86 | PV | T | NA | SUN
2020 | SC | Wylie | 3271 | 1 | HY | OP | NA | WAT |  | 471544.5 |  |  | EIA Prime Mover-level Data
2020 | SC | Wylie | 3271 | 2 | HY | OP | NA | WAT |  | 471544.5 |  |  | EIA Prime Mover-level Data
2020 | SC | Wylie | 3271 | 3 | HY | OP | NA | WAT |  | 471544.5 |  |  | EIA Prime Mover-level Data
2020 | SC | Wylie | 3271 | 4 | HY | OA | NA | WAT |  | 471544.5 |  |  | EIA Prime Mover-level Data
2020 | SC | Wysong Solar | 62351 | 92 | PV | T | NA | SUN
2020 | SC | Yemassee Solar | 62353 | 93 | PV | OP | NA | SUN |  | 781 |  |  | EIA Prime Mover-level Data
2020 | SC | York Solar | 62354 | 94 | PV | T | NA | SUN
2020 | SD | Aberdeen Generating Station | 3338 | 2A | GT | OP | CT | NG | 595 | 155265.7969 | 0.6024 | 0.0077596 | EPA/CAMD | NEI avg EF - PM, fuel type, firing type | 2012
2020 | SD | Aberdeen Generating Station | 3338 | 2B | GT | OP | CT | NG | 655 | 171700.4062 | 0.66617 | 0.0077596 | EPA/CAMD | NEI avg EF - PM, fuel type, firing type | 2012
2020 | SD | Angus Anson | 7237 | 2 | GT | OP | CT | NG | 152 | 121623.6562 | 0.47188 | 0.0077596 | EPA/CAMD | NEI avg EF - PM, fuel type, firing type | 1994
2020 | SD | Angus Anson | 7237 | 3 | GT | OP | CT | NG | 239 | 179512.4688 | 0.69648 | 0.0077596 | EPA/CAMD | NEI avg EF - PM, fuel type, firing type | 1994
2020 | SD | Angus Anson | 7237 | 4 | GT | OP | CT | NG | 979 | 1355109.125 | 5.2576 | 0.0077596 | EPA/CAMD | NEI avg EF - PM, fuel type, firing type | 2005
2020 | SD | Astoria Station | 61144 | 1 | GT | V | NA | NG
2020 | SD | Aurora County Wind | 61745 | ACSD | WT | OP | NA | WND |  | 713052 |  |  | EIA Prime Mover-level Data
2020 | SD | Beethoven Wind | 59187 | B&H80 | WT | OP | NA | WND |  | 2717428 |  |  | EIA Prime Mover-level Data
2020 | SD | Ben French | 3325 | 1 | IC | OP | NA | DFO |  | 55.6 | 0.008618 | 0.31 | EIA Prime Mover-level Data | Estimated using an emission factor
2020 | SD | Ben French | 3325 | 2 | IC | OP | NA | DFO |  | 55.6 | 0.008618 | 0.31 | EIA Prime Mover-level Data | Estimated using an emission factor
2020 | SD | Ben French | 3325 | 3 | IC | OP | NA | DFO |  | 55.6 | 0.008618 | 0.31 | EIA Prime Mover-level Data | Estimated using an emission factor
2020 | SD | Ben French | 3325 | 4 | IC | OP | NA | DFO |  | 55.6 | 0.008618 | 0.31 | EIA Prime Mover-level Data | Estimated using an emission factor
2020 | SD | Ben French | 3325 | 5 | IC | OP | NA | DFO |  | 55.6 | 0.008618 | 0.31 | EIA Prime Mover-level Data | Estimated using an emission factor
2020 | SD | Ben French | 3325 | GT1 | GT | OP | NA | NG |  | 54399.5 | 0.027043 | 0.00099423 | EIA Prime Mover-level Data | NEI avg EF - PM, fuel type, firing type
2020 | SD | Ben French | 3325 | GT2 | GT | OP | NA | NG |  | 54399.5 | 0.027043 | 0.00099423 | EIA Prime Mover-level Data | NEI avg EF - PM, fuel type, firing type
2020 | SD | Ben French | 3325 | GT3 | GT | OP | NA | NG |  | 54399.5 | 0.027043 | 0.00099423 | EIA Prime Mover-level Data | NEI avg EF - PM, fuel type, firing type
2020 | SD | Ben French | 3325 | GT4 | GT | OP | NA | NG |  | 54399.5 | 0.027043 | 0.00099423 | EIA Prime Mover-level Data | NEI avg EF - PM, fuel type, firing type
2020 | SD | Ben French | 3325 | ST1 | ST | RE | NA | SUB
2020 | SD | Big Bend Dam | 3375 | 1 | HY | OP | NA | WAT |  | 1121065.375 |  |  | EIA Prime Mover-level Data
2020 | SD | Big Bend Dam | 3375 | 2 | HY | OP | NA | WAT |  | 1121065.375 |  |  | EIA Prime Mover-level Data
2020 | SD | Big Bend Dam | 3375 | 3 | HY | OP | NA | WAT |  | 1119399.625 |  |  | EIA Prime Mover-level Data
2020 | SD | Big Bend Dam | 3375 | 4 | HY | OP | NA | WAT |  | 1121065.375 |  |  | EIA Prime Mover-level Data
2020 | SD | Big Bend Dam | 3375 | 5 | HY | OP | NA | WAT |  | 1121065.375 |  |  | EIA Prime Mover-level Data
2020 | SD | Big Bend Dam | 3375 | 6 | HY | OP | NA | WAT |  | 1121065.375 |  |  | EIA Prime Mover-level Data
2020 | SD | Big Bend Dam | 3375 | 7 | HY | OP | NA | WAT |  | 1121065.375 |  |  | EIA Prime Mover-level Data
2020 | SD | Big Bend Dam | 3375 | 8 | HY | OP | NA | WAT |  | 1121065.375 |  |  | EIA Prime Mover-level Data
2020 | SD | Big Stone | 6098 | 1 | ST | OP | CYCLONE | SUB | 6786 | 19793030 | 1.86 | 0.00018794 | EPA/CAMD | EPA/NEI | 1975
2020 | SD | Brule County Wind | 61746 | BCSD | WT | OP | NA | WND |  | 680012 |  |  | EIA Prime Mover-level Data
2020 | SD | Buffalo Ridge I LLC | 56792 | 1 | WT | OP | NA | WND |  | 1011508 |  |  | EIA Prime Mover-level Data
2020 | SD | Buffalo Ridge II LLC | 57424 | 1 | WT | OP | NA | WND |  | 4812990 |  |  | EIA Prime Mover-level Data
2020 | SD | Campbell County Wind Farm | 59655 | CCWF1 | WT | OP | NA | WND |  | 3385125 |  |  | EIA Prime Mover-level Data
2020 | SD | Chamberlain Wind Project | 7974 | WTC1 | WT | OP | NA | WND |  | 4162.5 |  |  | EIA Prime Mover-level Data
2020 | SD | Chamberlain Wind Project | 7974 | WTC2 | WT | OP | NA | WND |  | 4162.5 |  |  | EIA Prime Mover-level Data
2020 | SD | Clark (SD) | 3341 | 1 | IC | SB | NA | DFO |  | 0 | 0 |  | EIA Prime Mover-level Data | Estimated using an emission factor
2020 | SD | Coyote Ridge | 61047 | WT1 | WT | OP | NA | WND |  | 3844584 |  |  | EIA Prime Mover-level Data
2020 | SD | Crocker Wind Farm | 60505 | CRCKR | WT | OP | NA | WND |  | 7095042 |  |  | EIA Prime Mover-level Data
2020 | SD | Crowned Ridge Wind Energy Center | 60503 | CTTL1 | WT | OP | NA | WND |  | 7102299 |  |  | EIA Prime Mover-level Data
2020 | SD | Crowned Ridge Wind II Energy Center | 63269 | CRW2 | WT | OP | NA | WND |  | 383933 |  |  | EIA Prime Mover-level Data
2020 | SD | Dakota Range III Wind Project | 63102 | WTG | WT | V | NA | WND
2020 | SD | Day County Wind LLC | 57194 | GE15 | WT | OP | NA | WND |  | 3066355 |  |  | EIA Prime Mover-level Data
2020 | SD | Deer Creek Station | 56610 | 1 | CT | OP | CC | NG | 3995 | 6080891.5 | 4.96 | 0.0016313 | EPA/CAMD | EPA/NEI | 2012
2020 | SD | Deuel Harvest Wind Energy LLC | 62943 | GEN1 | WT | U | NA | WND
2020 | SD | Faulkton | 3342 | 1 | IC | SB | NA | DFO |  | 442 | 0.06851 | 0.31 | EIA Prime Mover-level Data | Estimated using an emission factor
2020 | SD | Fort Randall | 3373 | 1 | HY | OP | NA | WAT |  | 2201286 |  |  | EIA Prime Mover-level Data
2020 | SD | Fort Randall | 3373 | 2 | HY | OP | NA | WAT |  | 2201286 |  |  | EIA Prime Mover-level Data
2020 | SD | Fort Randall | 3373 | 3 | HY | OP | NA | WAT |  | 2201286 |  |  | EIA Prime Mover-level Data
2020 | SD | Fort Randall | 3373 | 4 | HY | OP | NA | WAT |  | 2201286 |  |  | EIA Prime Mover-level Data
2020 | SD | Fort Randall | 3373 | 5 | HY | OP | NA | WAT |  | 2201286 |  |  | EIA Prime Mover-level Data
2020 | SD | Fort Randall | 3373 | 6 | HY | OP | NA | WAT |  | 2201286 |  |  | EIA Prime Mover-level Data
2020 | SD | Fort Randall | 3373 | 7 | HY | OP | NA | WAT |  | 2201286 |  |  | EIA Prime Mover-level Data
2020 | SD | Fort Randall | 3373 | 8 | HY | OP | NA | WAT |  | 2201286 |  |  | EIA Prime Mover-level Data
2020 | SD | Ft. Pierre | 56148 | 5 | IC | OP | NA | DFO |  | 142.333 | 0.022062 | 0.31 | EIA Prime Mover-level Data | Estimated using an emission factor
2020 | SD | Ft. Pierre | 56148 | 6 | IC | OP | NA | DFO |  | 142.333 | 0.022062 | 0.31 | EIA Prime Mover-level Data | Estimated using an emission factor
2020 | SD | Ft. Pierre | 56148 | 7 | IC | OP | NA | DFO |  | 142.333 | 0.022062 | 0.31 | EIA Prime Mover-level Data | Estimated using an emission factor
2020 | SD | Future CT | 7956 | 1 | GT | CN | NA | NG
2020 | SD | Future CT | 7956 | 2 | GT | CN | NA | NG
2020 | SD | Groton Generating Station | 56238 | CT001 | GT | OP | CT | NG | 1455 | 501331.0625 | 3.6758 | 0.014664 | EPA/CAMD | EPA/NEI | 2006
2020 | SD | Groton Generating Station | 56238 | CT002 | GT | OP | CT | NG | 2113 | 674901.4375 | 2.9787 | 0.008827 | EPA/CAMD | EPA/NEI | 2008
2020 | SD | Highmore | 3343 | 1 | IC | RE | NA | DFO
2020 | SD | Highmore | 3343 | 2 | IC | RE | NA | DFO
2020 | SD | Highmore | 3343 | 3 | IC | RE | NA | DFO
2020 | SD | Huron | 3344 | **2A | GT | OP | CT | NG | 0 | [5 empty] | 1993
2020 | SD | Huron | 3344 | **2B | GT | OP | CT | NG | 0 | [5 empty] | 1993
2020 | SD | Lake Preston | 3352 | 1 | GT | RE | NA | DFO
2020 | SD | Lake Preston | 3352 | 1A | GT | SB | NA | DFO |  | 4758 | 0.042926 | 0.018044 | EIA Prime Mover-level Data | NEI avg EF - PM, fuel type, firing type
2020 | SD | Lange | 55478 | CT1 | GT | OP | CT | NG | 1307 | 375206.7812 | 0.14 | 0.00074626 | EPA/CAMD | EPA/NEI | 2002
2020 | SD | Mobile Unit | 3346 | 1 | IC | RE | NA | DFO
2020 | SD | Mobile Unit | 3346 | 2 | IC | RE | NA | DFO
2020 | SD | Mobile Unit | 3346 | 3 | IC | RE | NA | DFO
2020 | SD | Oahe | 3356 | 1 | HY | OP | NA | WAT |  | 3506740.75 |  |  | EIA Prime Mover-level Data
2020 | SD | Oahe | 3356 | 2 | HY | OP | NA | WAT |  | 3506740.75 |  |  | EIA Prime Mover-level Data
2020 | SD | Oahe | 3356 | 3 | HY | OP | NA | WAT |  | 3506740.75 |  |  | EIA Prime Mover-level Data
2020 | SD | Oahe | 3356 | 4 | HY | OP | NA | WAT |  | 3506740.75 |  |  | EIA Prime Mover-level Data
2020 | SD | Oahe | 3356 | 5 | HY | OP | NA | WAT |  | 3506740.75 |  |  | EIA Prime Mover-level Data
2020 | SD | Oahe | 3356 | 6 | HY | OP | NA | WAT |  | 3506740.75 |  |  | EIA Prime Mover-level Data
2020 | SD | Oahe | 3356 | 7 | HY | OP | NA | WAT |  | 3506740.75 |  |  | EIA Prime Mover-level Data
2020 | SD | Oak Tree Energy | 59435 | OTE14 | WT | OP | NA | WND |  | 641342 |  |  | EIA Prime Mover-level Data
2020 | SD | Pathfinder | 3334 | 1 | ST | RE | NA | NG
2020 | SD | Pierre Solar | 60686 | PIERS | PV | OP | NA | SUN |  | 17993 |  |  | EIA Prime Mover-level Data
2020 | SD | POET Biorefining - Chancellor | 63853 | 1 | ST |  | NA | WDS |  | 868253 | 8.1177 | 0.018699 | EIA Unit-level Data | NEI avg EF - PM, fuel type
2020 | SD | POET Biorefining - Hudson | 63918 | 1 | ST |  | NA | NG |  | 972653.75 | 3.6108 | 0.0074247 | EIA Unit-level Data | NEI avg EF - PM, fuel type
2020 | SD | Prairie Winds SD1 | 56608 | SD1 | WT | OP | NA | WND |  | 2548327.75 |  |  | EIA Prime Mover-level Data
2020 | SD | Prairie Winds SD1 | 56608 | SD2 | WT | OP | NA | WND |  | 178382.9375 |  |  | EIA Prime Mover-level Data
2020 | SD | Prairie Winds SD1 | 56608 | SD3 | WT | OP | NA | WND |  | 25483.2773 |  |  | EIA Prime Mover-level Data
2020 | SD | Prevailing Wind Park | 62247 | PWPSD | WT | OP | NA | WND |  | 4851771 |  |  | EIA Prime Mover-level Data
2020 | SD | Redfield | 3347 | 1 | IC | RE | NA | NG
2020 | SD | Redfield | 3347 | 2 | IC | RE | NA | NG
2020 | SD | Redfield | 3347 | 3 | IC | RE | NA | NG
2020 | SD | Rolling Thunder Wind Farm Hybrid | 57045 | 1 | WT | OP | NA | WND |  | 774682 |  |  | EIA Prime Mover-level Data
2020 | SD | Rolling Thunder Wind Farm Hybrid | 57045 | 2 | BA | OP | NA | MWH
2020 | SD | South Dakota Wind Energy Cente | 56092 | GE15 | WT | OP | NA | WND |  | 740864 |  |  | EIA Prime Mover-level Data
2020 | SD | Spearfish Hydro | 58438 | TURB1 | HY | OP | NA | WAT |  | 13818 |  |  | EIA Prime Mover-level Data
2020 | SD | Spearfish Hydro | 58438 | TURB2 | HY | OP | NA | WAT |  | 13818 |  |  | EIA Prime Mover-level Data
2020 | SD | Spirit Mound | 6092 | 1 | GT | OP | NA | DFO |  | 15437.5 | 0.13927 | 0.018044 | EIA Prime Mover-level Data | NEI avg EF - PM, fuel type, firing type
2020 | SD | Spirit Mound | 6092 | 2 | GT | OP | NA | DFO |  | 15437.5 | 0.13927 | 0.018044 | EIA Prime Mover-level Data | NEI avg EF - PM, fuel type, firing type
2020 | SD | State Auto Insurance | 56244 | 1 | IC | SB | NA | DFO
2020 | SD | Tatanka Ridge | 61046 | WT1 | WT | TS | NA | WND
2020 | SD | Triple H Wind Project | 63103 | WTG | WT | OP | NA | WND |  | 1045821 |  |  | EIA Prime Mover-level Data
2020 | SD | Valley Queen Cheese | 56274 | 1 | IC | SB | NA | DFO |  | 55.667 | 0.0086284 | 0.31 | EIA Prime Mover-level Data | Estimated using an emission factor
2020 | SD | Valley Queen Cheese | 56274 | 2 | IC | SB | NA | DFO |  | 55.667 | 0.0086284 | 0.31 | EIA Prime Mover-level Data | Estimated using an emission factor
2020 | SD | Valley Queen Cheese | 56274 | 3 | IC | SB | NA | DFO |  | 55.667 | 0.0086284 | 0.31 | EIA Prime Mover-level Data | Estimated using an emission factor
2020 | SD | Watertown Power Plant | 7247 | 1 | GT | OP | NA | DFO |  | 10762 | 0.097093 | 0.018044 | EIA Prime Mover-level Data | NEI avg EF - PM, fuel type, firing type
2020 | SD | Webster IC | 3348 | 1 | IC | RE | NA | DFO
2020 | SD | Webster IC | 3348 | 2 | IC | RE | NA | DFO
2020 | SD | Wessington Springs | 56650 | 1 | WT | OP | NA | WND |  | 1972092 |  |  | EIA Prime Mover-level Data
2020 | SD | Willow Creek Wind Power LLC | 62431 | 1 | WT | OP | NA | WND |  | 1039557 |  |  | EIA Prime Mover-level Data
2020 | SD | Yankton | 8034 | 1 | IC | SB | NA | NG |  | 32.179 | 6.7898e-06 | 0.000422 | EIA Prime Mover-level Data | Estimated using an emission factor
2020 | SD | Yankton | 8034 | 2 | IC | SB | NA | DFO |  | 39.493 | 0.0061214 | 0.31 | EIA Prime Mover-level Data | Estimated using an emission factor
2020 | SD | Yankton | 8034 | 3 | IC | SB | NA | NG |  | 95.075 | 2.0061e-05 | 0.000422 | EIA Prime Mover-level Data | Estimated using an emission factor
2020 | SD | Yankton | 8034 | 4 | IC | SB | NA | DFO |  | 29.254 | 0.0045344 | 0.31 | EIA Prime Mover-level Data | Estimated using an emission factor
2020 | TN | Allen | 3393 | ACC1 | CT | OP | CC | NG | 2633 | 6640311 | 20.5228 | 0.0061813 | EPA/CAMD | NEI avg EF - PM, fuel type, firing type | 2017
2020 | TN | Allen | 3393 | ACC2 | CT | OP | CC | NG | 6838 | 17998026 | 55.6254 | 0.0061813 | EPA/CAMD | NEI avg EF - PM, fuel type, firing type | 2017
2020 | TN | Allen | 3393 | ACT17 | GT | OP | CT | NG | 0 |  | 0 |  |  | EPA/NEI | 1972
2020 | TN | Allen | 3393 | ACT18 | GT | OP | CT | NG | 0 |  | 0 |  |  | EPA/NEI | 1972
2020 | TN | Allen | 3393 | ACT19 | GT | OP | CT | NG | 0 |  | 0 |  |  | EPA/NEI | 1972
2020 | TN | Allen | 3393 | ACT20 | GT | OP | CT | NG | 1 | 19 | 0.00068392 | 0.071992 | EPA/CAMD | EPA/NEI | 1972
2020 | TN | Apalachia | 3394 | 1 | HY | OP | NA | WAT |  | 3499915.75 |  |  | EIA Prime Mover-level Data
2020 | TN | Apalachia | 3394 | 2 | HY | OP | NA | WAT |  | 2775795.25 |  |  | EIA Prime Mover-level Data
2020 | TN | Bi-County Gas Producers | 58559 | GEN1 | IC | OP | NA | LFG |  | 54436.332 | 0.40011 | 0.0147 | EIA Prime Mover-level Data | Estimated using an emission factor
2020 | TN | Bi-County Gas Producers | 58559 | GEN2 | IC | OP | NA | LFG |  | 108872.6641 | 0.80021 | 0.0147 | EIA Prime Mover-level Data | Estimated using an emission factor
2020 | TN | Boone Dam | 3395 | 1 | HY | OP | NA | WAT |  | 888553.375 |  |  | EIA Prime Mover-level Data
2020 | TN | Boone Dam | 3395 | 2 | HY | OP | NA | WAT |  | 895568.3125 |  |  | EIA Prime Mover-level Data
2020 | TN | Boone Dam | 3395 | 3 | HY | OP | NA | WAT |  | 692136.3125 |  |  | EIA Prime Mover-level Data
2020 | TN | Brownsville Combustion Turbine Plant | 55081 | AA-001 | GT | OP | CT | NG | 1007 | 1124549.25 | 13.9154 | 0.024748 | EPA/CAMD | EPA/NEI | 1999
2020 | TN | Brownsville Combustion Turbine Plant | 55081 | AA-002 | GT | OP | CT | NG | 977 | 984168.625 | 13.9154 | 0.028279 | EPA/CAMD | EPA/NEI | 1999
2020 | TN | Brownsville Combustion Turbine Plant | 55081 | AA-003 | GT | OP | CT | NG | 717 | 889020.1875 | 7.7766 | 0.017495 | EPA/CAMD | EPA/NEI | 1999
2020 | TN | Brownsville Combustion Turbine Plant | 55081 | AA-004 | GT | OP | CT | NG | 683 | 836691.625 | 7.7766 | 0.018589 | EPA/CAMD | EPA/NEI | 1999
2020 | TN | Buffalo Mountain | 7927 | 1 | WT | OP | NA | WND
2020 | TN | Buffalo Mountain | 7927 | 2 | WT | OP | NA | WND
2020 | TN | Buffalo Mountain | 7927 | 3 | WT | OP | NA | WND
2020 | TN | Buffalo Mountain Energy Center | 56493 | 4 | WT | OP | NA | WND |  | 343772 |  |  | EIA Prime Mover-level Data
2020 | TN | Bull Run | 3396 | 1 | ST | OP | TANGENTIAL | BIT | 1442 | 7270929 | 42.5315 | 0.011699 | EPA/CAMD | EPA/NEI | 1967
2020 | TN | Calderwood | 54900 | 1 | HY | OP | NA | WAT |  | 2597510 |  |  | EIA Prime Mover-level Data
2020 | TN | Calderwood | 54900 | 2 | HY | OP | NA | WAT |  | 2597510 |  |  | EIA Prime Mover-level Data
2020 | TN | Calderwood | 54900 | 3 | HY | OP | NA | WAT |  | 2597510 |  |  | EIA Prime Mover-level Data
2020 | TN | Center Hill | 6417 | 1 | HY | OA | NA | WAT |  | 943860.5625 |  |  | EIA Prime Mover-level Data
2020 | TN | Center Hill | 6417 | 2 | HY | OP | NA | WAT |  | 1048733.875 |  |  | EIA Prime Mover-level Data
2020 | TN | Center Hill | 6417 | 3 | HY | OP | NA | WAT |  | 943860.5625 |  |  | EIA Prime Mover-level Data
2020 | TN | Chattanooga Metropolitan Airport Solar | 58515 | GEN1 | PV | OP | NA | SUN |  | 9390.3701 |  |  | EIA Prime Mover-level Data
2020 | TN | Chattanooga Metropolitan Airport Solar | 58515 | GEN2 | PV | OP | NA | SUN |  | 10329.4072 |  |  | EIA Prime Mover-level Data
2020 | TN | Chattanooga Metropolitan Airport Solar | 58515 | GEN3 | PV | OP | NA | SUN |  | 5634.2222 |  |  | EIA Prime Mover-level Data
2020 | TN | Cheatham | 6418 | 1 | HY | OP | NA | WAT |  | 500008.6562 |  |  | EIA Prime Mover-level Data
2020 | TN | Cheatham | 6418 | 2 | HY | OP | NA | WAT |  | 500008.6562 |  |  | EIA Prime Mover-level Data
2020 | TN | Cheatham | 6418 | 3 | HY | OP | NA | WAT |  | 500008.6562 |  |  | EIA Prime Mover-level Data
2020 | TN | Cherokee Dam | 3397 | 1 | HY | OP | NA | WAT |  | 1354078 |  |  | EIA Prime Mover-level Data
2020 | TN | Cherokee Dam | 3397 | 2 | HY | OP | NA | WAT |  | 1402727.625 |  |  | EIA Prime Mover-level Data
2020 | TN | Cherokee Dam | 3397 | 3 | HY | OP | NA | WAT |  | 1402727.625 |  |  | EIA Prime Mover-level Data
2020 | TN | Cherokee Dam | 3397 | 4 | HY | OP | NA | WAT |  | 1313536.75 |  |  | EIA Prime Mover-level Data
2020 | TN | Chestnut Ridge Gas Recovery | 50570 | GEN1 | IC | OP | NA | LFG |  | 65531.5 | 0.48166 | 0.0147 | EIA Prime Mover-level Data | Estimated using an emission factor
2020 | TN | Chestnut Ridge Gas Recovery | 50570 | GEN2 | IC | OP | NA | LFG |  | 65531.5 | 0.48166 | 0.0147 | EIA Prime Mover-level Data | Estimated using an emission factor
2020 | TN | Chestnut Ridge Gas Recovery | 50570 | GEN3 | IC | OP | NA | LFG |  | 65531.5 | 0.48166 | 0.0147 | EIA Prime Mover-level Data | Estimated using an emission factor
2020 | TN | Chestnut Ridge Gas Recovery | 50570 | GEN4 | IC | OP | NA | LFG |  | 65531.5 | 0.48166 | 0.0147 | EIA Prime Mover-level Data | Estimated using an emission factor
2020 | TN | Chestnut Ridge Gas Recovery | 50570 | GEN5 | IC | OP | NA | LFG |  | 131063 | 0.96331 | 0.0147 | EIA Prime Mover-level Data | Estimated using an emission factor
2020 | TN | Chickamauga | 3398 | 1 | HY | OP | NA | WAT |  | 2048114.25 |  |  | EIA Prime Mover-level Data
2020 | TN | Chickamauga | 3398 | 2 | HY | OP | NA | WAT |  | 2048114.25 |  |  | EIA Prime Mover-level Data
2020 | TN | Chickamauga | 3398 | 3 | HY | OP | NA | WAT |  | 2048114.25 |  |  | EIA Prime Mover-level Data
2020 | TN | Chickamauga | 3398 | 4 | HY | OP | NA | WAT |  | 2048114.25 |  |  | EIA Prime Mover-level Data
2020 | TN | Chilhowee | 54901 | 1 | HY | OP | NA | WAT |  | 738385.6875 |  |  | EIA Prime Mover-level Data
2020 | TN | Chilhowee | 54901 | 2 | HY | OP | NA | WAT |  | 738385.6875 |  |  | EIA Prime Mover-level Data
2020 | TN | Chilhowee | 54901 | 3 | HY | OP | NA | WAT |  | 738385.6875 |  |  | EIA Prime Mover-level Data
2020 | TN | Cordell Hull | 3423 | 1 | HY | OP | NA | WAT |  | 1541919.375 |  |  | EIA Prime Mover-level Data
2020 | TN | Cordell Hull | 3423 | 2 | HY | OP | NA | WAT |  | 1541919.375 |  |  | EIA Prime Mover-level Data
2020 | TN | Cordell Hull | 3423 | 3 | HY | OP | NA | WAT |  | 1541919.375 |  |  | EIA Prime Mover-level Data
2020 | TN | Cumberland | 3399 | 1 | ST | OP | CELL | BIT | 6611 | 63339400 | 786.2135 | 0.024825 | EPA/CAMD | EPA/NEI | 1972
2020 | TN | Cumberland | 3399 | 2 | ST | OP | CELL | BIT | 4055 | 37855560 | 490.3253 | 0.025905 | EPA/CAMD | EPA/NEI | 1973
2020 | TN | Cumberland | 3399 | A1 | ST | OP | WALL | DFO | 214 | 65747.5 | 0.2432 | 0.0073979 | EPA/CAMD | NEI avg EF - PM, fuel type | 2007
2020 | TN | Cumberland | 3399 | B1 | ST | OP | WALL | DFO | 221 | 67727.7031 | 0.25052 | 0.0073979 | EPA/CAMD | NEI avg EF - PM, fuel type | 2008
2020 | TN | Dale Hollow | 3424 | 1 | HY | OP | NA | WAT |  | 530906.6875 |  |  | EIA Prime Mover-level Data
2020 | TN | Dale Hollow | 3424 | 2 | HY | OP | NA | WAT |  | 530906.6875 |  |  | EIA Prime Mover-level Data
2020 | TN | Dale Hollow | 3424 | 3 | HY | OP | NA | WAT |  | 530906.6875 |  |  | EIA Prime Mover-level Data
2020 | TN | Domtar Kingsport Mill | 10252 | REC 2 | ST | OP | NA | BLQ |  | 1885729 | 6.2968 | 0.0066784 | EIA Unit-level Data | NEI avg EF - PM, fuel type
2020 | TN | Domtar Kingsport Mill | 10252 | THB | ST | OP | NA | WDS |  | 633945.3125 | 5.9271 | 0.018699 | EIA Unit-level Data | NEI avg EF - PM, fuel type
2020 | TN | Domtar Kingsport Mill | 10252 | NO.4 | ST | RE | NA | BIT
2020 | TN | Douglas Dam | 3400 | 1 | HY | OP | NA | WAT |  | 1625420 |  |  | EIA Prime Mover-level Data
2020 | TN | Douglas Dam | 3400 | 2 | HY | OP | NA | WAT |  | 1843627.125 |  |  | EIA Prime Mover-level Data
2020 | TN | Douglas Dam | 3400 | 3 | HY | OP | NA | WAT |  | 1402759.75 |  |  | EIA Prime Mover-level Data
2020 | TN | Douglas Dam | 3400 | 4 | HY | OP | NA | WAT |  | 1843627.125 |  |  | EIA Prime Mover-level Data
2020 | TN | Eastman Chemical Company | 50481 | 253-25 | ST | OP | TANGENTIAL | PRG | 2771 | 3784491.25 | 14.0982 | 0.0074505 | EIA non-ozone season distributed and EPA/CAMD ozone season | NEI avg EF - PM, fuel type, firing type | 1966
2020 | TN | Eastman Chemical Company | 50481 | 253-26 | ST | OP | TANGENTIAL | PRG | 3379 | 5004119 | 18.6417 | 0.0074505 | EIA non-ozone season distributed and EPA/CAMD ozone season | NEI avg EF - PM, fuel type, firing type | 1966
2020 | TN | Eastman Chemical Company | 50481 | 253-27 | ST | OP | TANGENTIAL | PRG | 3672 | 5291434.5 | 19.712 | 0.0074505 | EIA non-ozone season distributed and EPA/CAMD ozone season | NEI avg EF - PM, fuel type, firing type | 1967
2020 | TN | Eastman Chemical Company | 50481 | 253-28 | ST | OP | TANGENTIAL | PRG | 3334 | 4616577.5 | 17.198 | 0.0074505 | EIA non-ozone season distributed and EPA/CAMD ozone season | NEI avg EF - PM, fuel type, firing type | 1970
2020 | TN | Eastman Chemical Company | 50481 | 253-29 | ST | OP | TANGENTIAL | PRG | 3672 | 5262569 | 19.6045 | 0.0074505 | EIA non-ozone season distributed and EPA/CAMD ozone season | NEI avg EF - PM, fuel type, firing type | 1972
2020 | TN | Eastman Chemical Company | 50481 | 325-30 | ST | OP | TANGENTIAL | BIT | 3553 | 5969793 | 33.1483 | 0.011105 | EIA non-ozone season distributed and EPA/CAMD ozone season | NEI avg EF - PM, fuel type, firing type | 1982
2020 | TN | Eastman Chemical Company | 50481 | 325-31 | ST | OP | WALL | BIT | 3492 | 6470262 | 48.9981 | 0.015146 | EIA non-ozone season distributed and EPA/CAMD ozone season | NEI avg EF - PM, fuel type, firing type | 1994
2020 | TN | Eastman Chemical Company | 50481 | 83-23 | ST | OP | STOKER | BIT | 1601 | 1261751.25 | 21.0527 | 0.033371 | EIA non-ozone season distributed and EPA/CAMD ozone season | NEI avg EF - PM, fuel type, firing type | 1959
2020 | TN | Eastman Chemical Company | 50481 | 83-24 | ST | OP | STOKER | BIT | 2541 | 2055786.125 | 34.3014 | 0.033371 | EIA non-ozone season distributed and EPA/CAMD ozone season | NEI avg EF - PM, fuel type, firing type | 1963
2020 | TN | Elora Solar | 63719 | ELO | PV | U | NA | SUN
2020 | TN | Fort Loudoun | 3402 | 1 | HY | OP | NA | WAT |  | 2568955.5 |  |  | EIA Prime Mover-level Data
2020 | TN | Fort Loudoun | 3402 | 2 | HY | OP | NA | WAT |  | 2474881 |  |  | EIA Prime Mover-level Data
2020 | TN | Fort Loudoun | 3402 | 3 | HY | OP | NA | WAT |  | 3111692.5 |  |  | EIA Prime Mover-level Data
2020 | TN | Fort Loudoun | 3402 | 4 | HY | OP | NA | WAT |  | 2938016.75 |  |  | EIA Prime Mover-level Data
2020 | TN | Fort Patrick Henry | 3401 | 1 | HY | OP | NA | WAT |  | 921497.5 |  |  | EIA Prime Mover-level Data
2020 | TN | Fort Patrick Henry | 3401 | 2 | HY | OP | NA | WAT |  | 921497.5 |  |  | EIA Prime Mover-level Data
2020 | TN | Franklin (TN) | 7950 | 1 | CC | CN | NA | NG
2020 | TN | Franklin (TN) | 7950 | 2 | CC | CN | NA | NG
2020 | TN | Franklin (TN) | 7950 | 3 | CC | CN | NA | NG
2020 | TN | Gallatin | 3403 | 1 | ST | OP | TANGENTIAL | SUB | 5176 | 7691423 | 36.0243 | 0.0093674 | EPA/CAMD | EPA/NEI | 1956
2020 | TN | Gallatin | 3403 | 2 | ST | OP | TANGENTIAL | SUB | 2623 | 4378636.5 | 17.2337 | 0.0078717 | EPA/CAMD | EPA/NEI | 1957
2020 | TN | Gallatin | 3403 | 3 | ST | OP | TANGENTIAL | SUB | 4690 | 8715696 | 29.4607 | 0.0067604 | EPA/CAMD | EPA/NEI | 1959
2020 | TN | Gallatin | 3403 | 4 | ST | OP | TANGENTIAL | SUB | 2869 | 5396225.5 | 13.5831 | 0.0050343 | EPA/CAMD | EPA/NEI | 1959
2020 | TN | Gallatin | 3403 | GCT1 | GT | OP | CT | NG | 0 |  | 0.5321 |  |  | EPA/NEI | 1975
2020 | TN | Gallatin | 3403 | GCT2 | GT | OP | CT | NG | 113 | 74090.5 | 0.5321 | 0.014364 | EPA/CAMD | EPA/NEI | 1975
2020 | TN | Gallatin | 3403 | GCT3 | GT | OP | CT | NG | 76 | 33089.6016 | 0.5321 | 0.032161 | EPA/CAMD | EPA/NEI | 1975
2020 | TN | Gallatin | 3403 | GCT4 | GT | OP | CT | NG | 78 | 41371.8984 | 0.5321 | 0.025723 | EPA/CAMD | EPA/NEI | 1975
2020 | TN | Gallatin | 3403 | GCT5 | GT | OP | CT | DFO | 529 | 429559.3438 | 10.1578 | 0.047294 | EPA/CAMD | EPA/NEI | 2000
2020 | TN | Gallatin | 3403 | GCT6 | GT | OP | CT | DFO | 496 | 404150.0938 | 10.1578 | 0.050268 | EPA/CAMD | EPA/NEI | 2000
2020 | TN | Gallatin | 3403 | GCT7 | GT | OP | CT | DFO | 530 | 444513.5 | 10.1578 | 0.045703 | EPA/CAMD | EPA/NEI | 2000
2020 | TN | Gallatin | 3403 | GCT8 | GT | OP | CT | DFO | 455 | 374469.2812 | 10.1578 | 0.054252 | EPA/CAMD | EPA/NEI | 2000
2020 | TN | Gleason Combustion Turbine Plant | 55251 | CTG-1 | GT | OP | CT | NG | 1246 | 2020009 | 10.0431 | 0.0099436 | EPA/CAMD | EPA/NEI | 2000
2020 | TN | Gleason Combustion Turbine Plant | 55251 | CTG-2 | GT | OP | CT | NG | 1061 | 1745435.5 | 8.6775 | 0.0099431 | EPA/CAMD | EPA/NEI | 2000
2020 | TN | Gleason Combustion Turbine Plant | 55251 | CTG-3 | GT | OP | CT | NG | 753 | 1133920.625 | 5.6875 | 0.010031 | EPA/CAMD | EPA/NEI | 2000
2020 | TN | Great Falls (TN) | 3404 | 1 | HY | OP | NA | WAT |  | 738753.4375 |  |  | EIA Prime Mover-level Data
2020 | TN | Great Falls (TN) | 3404 | 2 | HY | OP | NA | WAT |  | 888435.5625 |  |  | EIA Prime Mover-level Data
2020 | TN | Haywood Solar | 61733 | HWOOD | PV | OP | NA | SUN |  | 48972 |  |  | EIA Prime Mover-level Data
2020 | TN | IKEA Memphis 508 | 61211 | PV | PV | OP | NA | SUN |  | 22747 |  |  | EIA Prime Mover-level Data
2020 | TN | J P Priest | 3428 | 1 | HY | OP | NA | WAT |  | 674040 |  |  | EIA Prime Mover-level Data
2020 | TN | John Sevier | 3405 | JCC1 | CT | OP | CC | NG | 7222 | 11516970 | 24.4394 | 0.0042441 | EPA/CAMD | EPA/NEI | 2011
2020 | TN | John Sevier | 3405 | JCC2 | CT | OP | CC | NG | 7594 | 12174099 | 25.6399 | 0.0042122 | EPA/CAMD | EPA/NEI | 2012
2020 | TN | John Sevier | 3405 | JCC3 | CT | OP | CC | NG | 7637 | 12176760 | 25.7156 | 0.0042237 | EPA/CAMD | EPA/NEI | 2012
2020 | TN | Johnsonville | 3406 | AUX1 | ST | OP | WALL | NG | 1096 | 151897.25 | 0.55776 | 0.0073439 | EPA/CAMD | NEI avg EF - PM, fuel type, firing type | 2017
2020 | TN | Johnsonville | 3406 | AUX2 | ST | OP | WALL | NG | 483 | 100065.3828 | 0.36744 | 0.0073439 | EPA/CAMD | NEI avg EF - PM, fuel type, firing type | 2017
2020 | TN | Johnsonville | 3406 | JCT1 | GT | OP | CT | NG | 55 | 26058.8008 | 1.7025 | 0.13067 | EPA/CAMD | EPA/NEI | 1974
2020 | TN | Johnsonville | 3406 | JCT10 | GT | OP | CT | NG | 39 | 12155.4004 | 1.7025 | 0.28013 | EPA/CAMD | EPA/NEI | 1974
2020 | TN | Johnsonville | 3406 | JCT11 | GT | OP | CT | NG | 12 | 2818 | 1.7025 | 1.2083 | EPA/CAMD | EPA/NEI | 1974
2020 | TN | Johnsonville | 3406 | JCT12 | GT | OP | CT | NG | 37 | 16810.8008 | 1.7025 | 0.20255 | EPA/CAMD | EPA/NEI | 1974
2020 | TN | Johnsonville | 3406 | JCT13 | GT | OP | CT | NG | 18 | 8766.9004 | 1.7025 | 0.3884 | EPA/CAMD | EPA/NEI | 1974
2020 | TN | Johnsonville | 3406 | JCT14 | GT | OP | CT | NG | 27 | 12403.2002 | 1.7025 | 0.27453 | EPA/CAMD | EPA/NEI | 1974
2020 | TN | Johnsonville | 3406 | JCT15 | GT | OP | CT | NG | 29 | 13198.9004 | 1.7025 | 0.25798 | EPA/CAMD | EPA/NEI | 1974
2020 | TN | Johnsonville | 3406 | JCT16 | GT | OP | CT | NG | 22 | 9827.0996 | 1.7025 | 0.3465 | EPA/CAMD | EPA/NEI | 1974
2020 | TN | Johnsonville | 3406 | JCT17 | GT | OP | CT | DFO | 808 | 591112.1875 | 10.1321 | 0.034281 | EPA/CAMD | EPA/NEI | 2000
2020 | TN | Johnsonville | 3406 | JCT18 | GT | OP | CT | NG | 809 | 595107.6875 | 10.1321 | 0.034051 | EPA/CAMD | EPA/NEI | 2000
2020 | TN | Johnsonville | 3406 | JCT19 | GT | OP | CT | NG | 757 | 557319.5625 | 10.1321 | 0.03636 | EPA/CAMD | EPA/NEI | 2000
2020 | TN | Johnsonville | 3406 | JCT2 | GT | OP | CT | NG | 60 | 27923.5 | 1.7025 | 0.12194 | EPA/CAMD | EPA/NEI | 1974
2020 | TN | Johnsonville | 3406 | JCT20 | GT | OP | CT | NG | 8191 | 6369162.5 | 10.1321 | 0.0031816 | EPA/CAMD | EPA/NEI | 2000
2020 | TN | Johnsonville | 3406 | JCT3 | GT | OP | CT | NG | 57 | 26401.6992 | 1.7025 | 0.12897 | EPA/CAMD | EPA/NEI | 1974
2020 | TN | Johnsonville | 3406 | JCT4 | GT | OP | CT | NG | 42 | 18776.3008 | 1.7025 | 0.18135 | EPA/CAMD | EPA/NEI | 1974
2020 | TN | Johnsonville | 3406 | JCT5 | GT | OP | CT | NG | 35 | 15433 | 1.7025 | 0.22064 | EPA/CAMD | EPA/NEI | 1974
2020 | TN | Johnsonville | 3406 | JCT6 | GT | OP | CT | NG | 47 | 14254.0996 | 1.7025 | 0.23888 | EPA/CAMD | EPA/NEI | 1974
2020 | TN | Johnsonville | 3406 | JCT7 | GT | OP | CT | NG | 40 | 15807.4004 | 1.7025 | 0.21541 | EPA/CAMD | EPA/NEI | 1974
2020 | TN | Johnsonville | 3406 | JCT8 | GT | OP | CT | NG | 43 | 18028.3008 | 1.7025 | 0.18887 | EPA/CAMD | EPA/NEI | 1974
2020 | TN | Johnsonville | 3406 | JCT9 | GT | OP | CT | NG | 50 | 19761.5 | 1.7025 | 0.17231 | EPA/CAMD | EPA/NEI | 1974
2020 | TN | Kingston | 3407 | 1 | ST | OP | TANGENTIAL | BIT | 710 | 450791.9062 | 2.2053 | 0.0097839 | EPA/CAMD | EPA/NEI | 1954
2020 | TN | Kingston | 3407 | 2 | ST | OP | TANGENTIAL | BIT | 3289 | 2880034.5 | 13.7483 | 0.0095473 | EPA/CAMD | EPA/NEI | 1954
2020 | TN | Kingston | 3407 | 3 | ST | OP | TANGENTIAL | BIT | 4492 | 3563600 | 17.0626 | 0.0095761 | EPA/CAMD | EPA/NEI | 1954
2020 | TN | Kingston | 3407 | 4 | ST | OP | TANGENTIAL | BIT | 1050 | 892995.25 | 4.2481 | 0.0095142 | EPA/CAMD | EPA/NEI | 1954
2020 | TN | Kingston | 3407 | 5 | ST | OP | TANGENTIAL | BIT | 1206 | 1423713.625 | 7.0051 | 0.0098406 | EPA/CAMD | EPA/NEI | 1954
2020 | TN | Kingston | 3407 | 6 | ST | OP | TANGENTIAL | BIT | 2698 | 2927676.75 | 14.001 | 0.0095646 | EPA/CAMD | EPA/NEI | 1955
2020 | TN | Kingston | 3407 | 7 | ST | OP | TANGENTIAL | BIT | 2058 | 2450627.25 | 11.8144 | 0.0096419 | EPA/CAMD | EPA/NEI | 1955
2020 | TN | Kingston | 3407 | 8 | ST | OP | TANGENTIAL | BIT | 1555 | 1826978.375 | 8.9321 | 0.009778 | EPA/CAMD | EPA/NEI | 1955
2020 | TN | Kingston | 3407 | 9 | ST | OP | TANGENTIAL | BIT | 2174 | 2462273 | 12.0794 | 0.0098116 | EPA/CAMD | EPA/NEI | 1955
2020 | TN | Lagoon Creek | 7845 | LCC1 | CT | OP | CC | NG | 6905 | 11487126 | 14.6175 | 0.002545 | EPA/CAMD | EPA/NEI | 2010
2020 | TN | Lagoon Creek | 7845 | LCC2 | CT | OP | CC | NG | 6948 | 11388264 | 14.5813 | 0.0025608 | EPA/CAMD | EPA/NEI | 2010
2020 | TN | Lagoon Creek | 7845 | LCT1 | GT | OP | CT | DFO | 230 | 168489.9219 | 1.0278 | 0.0122 | EPA/CAMD | EPA/NEI | 2001
2020 | TN | Lagoon Creek | 7845 | LCT10 | GT | OP | CT | DFO | 293 | 219834.6719 | 1.3373 | 0.012166 | EPA/CAMD | EPA/NEI | 2002
2020 | TN | Lagoon Creek | 7845 | LCT11 | GT | OP | CT | DFO | 291 | 206849.7188 | 1.2641 | 0.012223 | EPA/CAMD | EPA/NEI | 2002
2020 | TN | Lagoon Creek | 7845 | LCT12 | GT | OP | CT | DFO | 299 | 214705.6562 | 1.306 | 0.012166 | EPA/CAMD | EPA/NEI | 2002
2020 | TN | Lagoon Creek | 7845 | LCT2 | GT | OP | CT | DFO | 175 | 123897.9688 | 0.75667 | 0.012214 | EPA/CAMD | EPA/NEI | 2001
2020 | TN | Lagoon Creek | 7845 | LCT3 | GT | OP | CT | DFO | 277 | 206028.6406 | 1.2583 | 0.012215 | EPA/CAMD | EPA/NEI | 2001
2020 | TN | Lagoon Creek | 7845 | LCT4 | GT | OP | CT | DFO | 296 | 218439.7656 | 1.328 | 0.012159 | EPA/CAMD | EPA/NEI | 2001
2020 | TN | Lagoon Creek | 7845 | LCT5 | GT | OP | CT | DFO | 315 | 229520.4688 | 1.3978 | 0.01218 | EPA/CAMD | EPA/NEI | 2001
2020 | TN | Lagoon Creek | 7845 | LCT6 | GT | OP | CT | DFO | 312 | 228757.9375 | 1.3901 | 0.012153 | EPA/CAMD | EPA/NEI | 2001
2020 | TN | Lagoon Creek | 7845 | LCT7 | GT | OP | CT | DFO | 294 | 217149.8281 | 1.3253 | 0.012206 | EPA/CAMD | EPA/NEI | 2001
2020 | TN | Lagoon Creek | 7845 | LCT8 | GT | OP | CT | DFO | 277 | 200097.9844 | 1.224 | 0.012234 | EPA/CAMD | EPA/NEI | 2001
2020 | TN | Lagoon Creek | 7845 | LCT9 | GT | OP | CT | DFO | 318 | 229455.2656 | 1.3931 | 0.012143 | EPA/CAMD | EPA/NEI | 2002
2020 | TN | Latitude Solar Center | 61412 | LATSC | PV | OP | NA | SUN |  | 265112 |  |  | EIA Prime Mover-level Data
2020 | TN | McMinnville | 55928 | 1 | IC | OP | NA | DFO |  | 100.5 | 0.015577 | 0.31 | EIA Prime Mover-level Data | Estimated using an emission factor
2020 | TN | McMinnville | 55928 | 10 | IC | OP | NA | DFO |  | 100.5 | 0.015577 | 0.31 | EIA Prime Mover-level Data | Estimated using an emission factor
2020 | TN | McMinnville | 55928 | 11 | IC | OP | NA | DFO |  | 100.5 | 0.015577 | 0.31 | EIA Prime Mover-level Data | Estimated using an emission factor
2020 | TN | McMinnville | 55928 | 12 | IC | OP | NA | OBL |  | 100.5 | 0.0088942 | 0.177 | EIA Prime Mover-level Data | Estimated using an emission factor
2020 | TN | McMinnville | 55928 | 2 | IC | OP | NA | DFO |  | 100.5 | 0.015577 | 0.31 | EIA Prime Mover-level Data | Estimated using an emission factor
2020 | TN | McMinnville | 55928 | 3 | IC | OP | NA | DFO |  | 100.5 | 0.015577 | 0.31 | EIA Prime Mover-level Data | Estimated using an emission factor
2020 | TN | McMinnville | 55928 | 4 | IC | OP | NA | DFO |  | 100.5 | 0.015577 | 0.31 | EIA Prime Mover-level Data | Estimated using an emission factor
2020 | TN | McMinnville | 55928 | 5 | IC | OP | NA | DFO |  | 100.5 | 0.015577 | 0.31 | EIA Prime Mover-level Data | Estimated using an emission factor
2020 | TN | McMinnville | 55928 | 6 | IC | OP | NA | DFO |  | 100.5 | 0.015577 | 0.31 | EIA Prime Mover-level Data | Estimated using an emission factor
2020 | TN | McMinnville | 55928 | 7 | IC | OP | NA | DFO |  | 100.5 | 0.015577 | 0.31 | EIA Prime Mover-level Data | Estimated using an emission factor
2020 | TN | McMinnville | 55928 | 8 | IC | OP | NA | DFO |  | 100.5 | 0.015577 | 0.31 | EIA Prime Mover-level Data | Estimated using an emission factor
2020 | TN | McMinnville | 55928 | 9 | IC | OP | NA | DFO |  | 100.5 | 0.015577 | 0.31 | EIA Prime Mover-level Data | Estimated using an emission factor
2020 | TN | Melton Hill | 3408 | 1 | HY | OP | NA | WAT |  | 1128729.5 |  |  | EIA Prime Mover-level Data
2020 | TN | Melton Hill | 3408 | 2 | HY | OP | NA | WAT |  | 1128729.5 |  |  | EIA Prime Mover-level Data
2020 | TN | Middle Point Landfill Gas Recovery | 56866 | 1 | IC | RE | NA | LFG
2020 | TN | Middle Point Landfill Gas Recovery | 56866 | 2 | IC | RE | NA | LFG
2020 | TN | Millington Solar Farm | 60560 | MILL | PV | OP | NA | SUN |  | 926991 |  |  | EIA Prime Mover-level Data
2020 | TN | Mountain Home Energy Center | 59809 | GEN1 | IC | OP | NA | NG |  | 74954.8203 | 0.015815 | 0.000422 | EIA Prime Mover-level Data | Estimated using an emission factor
2020 | TN | Mountain Home Energy Center | 59809 | GEN2 | IC | SB | NA | DFO |  | 42162.0898 | 6.5351 | 0.31 | EIA Prime Mover-level Data | Estimated using an emission factor
2020 | TN | Mountain Home Energy Center | 59809 | GEN3 | IC | SB | NA | DFO |  | 42162.0898 | 6.5351 | 0.31 | EIA Prime Mover-level Data | Estimated using an emission factor
2020 | TN | MTSU Power Co-Gen Plant | 58179 | GT-01 | GT | OP | NA | NG |  | 668691 | 0.33242 | 0.00099423 | EIA Prime Mover-level Data | NEI avg EF - PM, fuel type, firing type
2020 | TN | MTSU Power Co-Gen Plant | 58179 | SG-01 | IC | RE | NA | DFO
2020 | TN | MTSU Power Co-Gen Plant | 58179 | SG-02 | IC | RE | NA | DFO
2020 | TN | MTSU Power Co-Gen Plant | 58179 | SG-03 | IC | RE | NA | DFO
2020 | TN | MTSU Power Co-Gen Plant | 58179 | SG-04 | IC | RE | NA | DFO
2020 | TN | MTSU Power Co-Gen Plant | 58179 | SG-05 | IC | RE | NA | DFO
2020 | TN | Mulberry Farm LLC | 59184 | PV1 | PV | OP | NA | SUN |  | 209631 |  |  | EIA Prime Mover-level Data
2020 | TN | Music City Community Solar | 62468 | MCS01 | PV | OP | NA | SUN |  | 26 |  |  | EIA Prime Mover-level Data
2020 | TN | Nickajack | 3409 | 1 | HY | OP | NA | WAT |  | 1663313.125 |  |  | EIA Prime Mover-level Data
2020 | TN | Nickajack | 3409 | 2 | HY | OP | NA | WAT |  | 1693665.625 |  |  | EIA Prime Mover-level Data
2020 | TN | Nickajack | 3409 | 3 | HY | OP | NA | WAT |  | 1475128.125 |  |  | EIA Prime Mover-level Data
2020 | TN | Nickajack | 3409 | 4 | HY | OP | NA | WAT |  | 1475128.125 |  |  | EIA Prime Mover-level Data
2020 | TN | Norris Dam | 3411 | 1 | HY | OP | NA | WAT |  | 3359137 |  |  | EIA Prime Mover-level Data
2020 | TN | Norris Dam | 3411 | 2 | HY | OP | NA | WAT |  | 3359137 |  |  | EIA Prime Mover-level Data
2020 | TN | Ocoee 1 | 3412 | 1 | HY | OP | NA | WAT |  | 240120.5938 |  |  | EIA Prime Mover-level Data
2020 | TN | Ocoee 1 | 3412 | 2 | HY | OP | NA | WAT |  | 240120.5938 |  |  | EIA Prime Mover-level Data
2020 | TN | Ocoee 1 | 3412 | 3 | HY | OP | NA | WAT |  | 240120.5938 |  |  | EIA Prime Mover-level Data
2020 | TN | Ocoee 1 | 3412 | 4 | HY | OP | NA | WAT |  | 240120.5938 |  |  | EIA Prime Mover-level Data
2020 | TN | Ocoee 1 | 3412 | 5 | HY | OP | NA | WAT |  | 240120.5938 |  |  | EIA Prime Mover-level Data
2020 | TN | Ocoee 2 | 3413 | 1 | HY | OP | NA | WAT |  | 718101 |  |  | EIA Prime Mover-level Data
2020 | TN | Ocoee 2 | 3413 | 2 | HY | OP | NA | WAT |  | 718101 |  |  | EIA Prime Mover-level Data
2020 | TN | Ocoee 3 | 3414 | 1 | HY | OP | NA | WAT |  | 2063332 |  |  | EIA Prime Mover-level Data
2020 | TN | OETN1 | 64507 | OEALD | PV | T | NA | SUN
2020 | TN | Old Hickory | 3426 | 1 | HY | OP | NA | WAT |  | 1243361.5 |  |  | EIA Prime Mover-level Data
2020 | TN | Old Hickory | 3426 | 2 | HY | OP | NA | WAT |  | 1083067.5 |  |  | EIA Prime Mover-level Data
2020 | TN | Old Hickory | 3426 | 3 | HY | OP | NA | WAT |  | 1083067.5 |  |  | EIA Prime Mover-level Data
2020 | TN | Old Hickory | 3426 | 4 | HY | OA | NA | WAT |  | 1083067.5 |  |  | EIA Prime Mover-level Data
2020 | TN | Opryland USA | 55037 | GTO1 | GT | OP | NA | NG |  | 485513 | 0.24136 | 0.00099423 | EIA Prime Mover-level Data | NEI avg EF - PM, fuel type, firing type
2020 | TN | Packaging Corporation of America | 50296 | 17 | ST | OP | TANGENTIAL | BLQ | 3570 | 13522961 | 45.1557 | 0.0066784 | EIA non-ozone season distributed and EPA/CAMD ozone season | NEI avg EF - PM, fuel type
2020 | TN | Pickwick Landing Dam | 3415 | 1 | HY | OP | NA | WAT |  | 1560510.625 |  |  | EIA Prime Mover-level Data
2020 | TN | Pickwick Landing Dam | 3415 | 2 | HY | OP | NA | WAT |  | 1560510.625 |  |  | EIA Prime Mover-level Data
2020 | TN | Pickwick Landing Dam | 3415 | 3 | HY | OP | NA | WAT |  | 1560510.625 |  |  | EIA Prime Mover-level Data
2020 | TN | Pickwick Landing Dam | 3415 | 4 | HY | OP | NA | WAT |  | 1560510.625 |  |  | EIA Prime Mover-level Data
2020 | TN | Pickwick Landing Dam | 3415 | 5 | HY | OP | NA | WAT |  | 1560510.625 |  |  | EIA Prime Mover-level Data
2020 | TN | Pickwick Landing Dam | 3415 | 6 | HY | OP | NA | WAT |  | 1560510.625 |  |  | EIA Prime Mover-level Data
2020 | TN | Powell Valley | 7883 | 1 | IC | OP | NA | DFO |  | 10.364 | 0.0016064 | 0.31 | EIA Prime Mover-level Data | Estimated using an emission factor
2020 | TN | Powell Valley | 7883 | 10 | IC | OP | NA | DFO |  | 10.364 | 0.0016064 | 0.31 | EIA Prime Mover-level Data | Estimated using an emission factor
2020 | TN | Powell Valley | 7883 | 11 | IC | OP | NA | DFO |  | 10.364 | 0.0016064 | 0.31 | EIA Prime Mover-level Data | Estimated using an emission factor
2020 | TN | Powell Valley | 7883 | 2 | IC | OP | NA | DFO |  | 10.364 | 0.0016064 | 0.31 | EIA Prime Mover-level Data | Estimated using an emission factor
2020 | TN | Powell Valley | 7883 | 3 | IC | OP | NA | DFO |  | 10.364 | 0.0016064 | 0.31 | EIA Prime Mover-level Data | Estimated using an emission factor
2020 | TN | Powell Valley | 7883 | 4 | IC | OP | NA | DFO |  | 10.364 | 0.0016064 | 0.31 | EIA Prime Mover-level Data | Estimated using an emission factor
2020 | TN | Powell Valley | 7883 | 5 | IC | OP | NA | DFO |  | 10.364 | 0.0016064 | 0.31 | EIA Prime Mover-level Data | Estimated using an emission factor
2020 | TN | Powell Valley | 7883 | 6 | IC | OP | NA | DFO |  | 10.364 | 0.0016064 | 0.31 | EIA Prime Mover-level Data | Estimated using an emission factor
2020 | TN | Powell Valley | 7883 | 7 | IC | OP | NA | DFO |  | 10.364 | 0.0016064 | 0.31 | EIA Prime Mover-level Data | Estimated using an emission factor
2020 | TN | Powell Valley | 7883 | 8 | IC | OP | NA | DFO |  | 10.364 | 0.0016064 | 0.31 | EIA Prime Mover-level Data | Estimated using an emission factor
2020 | TN | Powell Valley | 7883 | 9 | IC | OP | NA | DFO |  | 10.364 | 0.0016064 | 0.31 | EIA Prime Mover-level Data | Estimated using an emission factor
2020 | TN | Providence Solar | 60337 | PROV | PV | OP | NA | SUN |  | 262435 |  |  | EIA Prime Mover-level Data
2020 | TN | Raccoon Mountain | 6151 | 1 | PS | OP | NA | WAT |  | 0 |  |  | EIA Prime Mover-level Data
2020 | TN | Raccoon Mountain | 6151 | 2 | PS | OP | NA | WAT |  | 0 |  |  | EIA Prime Mover-level Data
2020 | TN | Raccoon Mountain | 6151 | 3 | PS | OP | NA | WAT |  | 0 |  |  | EIA Prime Mover-level Data
2020 | TN | Raccoon Mountain | 6151 | 4 | PS | OP | NA | WAT |  | 0 |  |  | EIA Prime Mover-level Data
2020 | TN | Resolute Forest Products - Calhoun Ops | 50956 | 11 | ST | OP | WALL | NG | 3312 | 10831082 | 39.7713 | 0.0073439 | EIA non-ozone season distributed and EPA/CAMD ozone season | NEI avg EF - PM, fuel type, firing type | 1954
2020 | TN | Resolute Forest Products - Calhoun Ops | 50956 | 12 | ST | OP | WALL | NG | 0 | [5 empty] | 1954
2020 | TN | Selmer Farm LLC | 59188 | PV1 | PV | OP | NA | SUN |  | 214525 |  |  | EIA Prime Mover-level Data
2020 | TN | Selmer I | 60555 | SELMI | PV | OP | NA | SUN |  | 257733 |  |  | EIA Prime Mover-level Data
2020 | TN | Selmer II | 60556 | SELM2 | PV | OP | NA | SUN |  | 130815 |  |  | EIA Prime Mover-level Data
2020 | TN | Sequoyah | 6152 | 1 | ST | OP | NA | NUC |  | 102859136 |  |  | EIA Prime Mover-level Data
2020 | TN | Sequoyah | 6152 | 2 | ST | OP | NA | NUC |  | 96650576 |  |  | EIA Prime Mover-level Data
2020 | TN | Somerville Solar | 62900 | PV | PV | OP | NA | SUN |  | 30644 |  |  | EIA Prime Mover-level Data
2020 | TN | South Holston | 3416 | 1 | HY | OP | NA | WAT |  | 2355717 |  |  | EIA Prime Mover-level Data
2020 | TN | SR Innovation - NIKE PV | 61332 | NIKE2 | PV | OP | NA | SUN |  | 26231 |  |  | EIA Prime Mover-level Data
2020 | TN | SR Jonesborough | 62173 | JONES | PV | OP | NA | SUN |  | 68298 |  |  | EIA Prime Mover-level Data
2020 | TN | SR Washington I, LLC | 64843 | SRWA1 | PV | P | NA | SUN
2020 | TN | Tate & Lyle Loudon Plant | 63632 | Y9111 | GT | OP | NA | NG |  | 1852921 | 0.92111 | 0.00099423 | EIA Prime Mover-level Data | NEI avg EF - PM, fuel type, firing type
2020 | TN | Tate & Lyle Loudon Plant | 63632 | Y9121 | GT | OP | NA | NG |  | 1852921 | 0.92111 | 0.00099423 | EIA Prime Mover-level Data | NEI avg EF - PM, fuel type, firing type
2020 | TN | Tims Ford | 3417 | 1 | HY | OP | NA | WAT |  | 1005802.1875 |  |  | EIA Prime Mover-level Data
2020 | TN | Tims Ford | 3417 | 2 | HY | OP | NA | WAT |  | 15645.8115 |  |  | EIA Prime Mover-level Data
2020 | TN | University of Tennessee Steam Plant | 55036 | GEN1 | GT | OP | NA | NG |  | 409374 | 0.20351 | 0.00099423 | EIA Prime Mover-level Data | NEI avg EF - PM, fuel type, firing type
2020 | TN | Vanderbilt University Power Plant | 52048 | GEN1 | ST | RE | NA | BIT
2020 | TN | Vanderbilt University Power Plant | 52048 | GEN2 | ST | RE | NA | BIT
2020 | TN | Vanderbilt University Power Plant | 52048 | GT1 | GT | RE | NA | NG
2020 | TN | Vanderbilt University Power Plant | 52048 | GT1B | GT | OP | NA | NG |  | 435564.8125 | 0.21653 | 0.00099423 | EIA Prime Mover-level Data | NEI avg EF - PM, fuel type, firing type
2020 | TN | Vanderbilt University Power Plant | 52048 | GT2 | GT | OA | NA | NG |  | 359513.8125 | 0.17872 | 0.00099423 | EIA Prime Mover-level Data | NEI avg EF - PM, fuel type, firing type
2020 | TN | Vanderbilt University Power Plant | 52048 | GT3 | GT | OP | NA | NG |  | 497788.375 | 0.24746 | 0.00099423 | EIA Prime Mover-level Data | NEI avg EF - PM, fuel type, firing type
2020 | TN | Volkswagen Solar System | 58401 | 1 | PV | OP | NA | SUN |  | 104022 |  |  | EIA Prime Mover-level Data
2020 | TN | Vonore Battery Energy Storage System | 64255 | VBESS | BA | P | NA | MWH
2020 | TN | Watauga | 3418 | 1 | HY | OP | NA | WAT |  | 1058221 |  |  | EIA Prime Mover-level Data
2020 | TN | Watauga | 3418 | 2 | HY | OP | NA | WAT |  | 1058221 |  |  | EIA Prime Mover-level Data
2020 | TN | Watts Bar Fossil | 3419 | ST1 | ST | RE | NA | BIT
2020 | TN | Watts Bar Fossil | 3419 | ST2 | ST | RE | NA | BIT
2020 | TN | Watts Bar Fossil | 3419 | ST3 | ST | RE | NA | BIT
2020 | TN | Watts Bar Fossil | 3419 | ST4 | ST | RE | NA | BIT
2020 | TN | Watts Bar Hydro | 3420 | HY1 | HY | OP | NA | WAT |  | 3147005 |  |  | EIA Prime Mover-level Data
2020 | TN | Watts Bar Hydro | 3420 | HY2 | HY | OP | NA | WAT |  | 2563657.75 |  |  | EIA Prime Mover-level Data
2020 | TN | Watts Bar Hydro | 3420 | HY3 | HY | OP | NA | WAT |  | 2563657.75 |  |  | EIA Prime Mover-level Data
2020 | TN | Watts Bar Hydro | 3420 | HY4 | HY | OP | NA | WAT |  | 2563657.75 |  |  | EIA Prime Mover-level Data
2020 | TN | Watts Bar Hydro | 3420 | HY5 | HY | OP | NA | WAT |  | 2563657.75 |  |  | EIA Prime Mover-level Data
2020 | TN | Watts Bar Nuclear Plant | 7722 | 1 | ST | OP | NA | NUC |  | 94798296 |  |  | EIA Prime Mover-level Data
2020 | TN | Watts Bar Nuclear Plant | 7722 | 2 | ST | OP | NA | NUC |  | 88936080 |  |  | EIA Prime Mover-level Data
2020 | TN | West Camden | 57409 | GEN1 | IC | OP | NA | LFG |  | 125103 | 0.91951 | 0.0147 | EIA Prime Mover-level Data | Estimated using an emission factor
2020 | TN | West Camden | 57409 | GEN2 | IC | OP | NA | LFG |  | 125103 | 0.91951 | 0.0147 | EIA Prime Mover-level Data | Estimated using an emission factor
2020 | TN | West Camden | 57409 | GEN3 | IC | OP | NA | LFG |  | 125103 | 0.91951 | 0.0147 | EIA Prime Mover-level Data | Estimated using an emission factor
2020 | TN | West Tennessee Solar Farm | 58431 | SNVA | PV | OP | NA | SUN |  | 11247 |  |  | EIA Prime Mover-level Data
2020 | TN | Wilbur | 3421 | 1 | HY | OP | NA | WAT |  | 28360.0762 |  |  | EIA Prime Mover-level Data
2020 | TN | Wilbur | 3421 | 2 | HY | OP | NA | WAT |  | 28360.0762 |  |  | EIA Prime Mover-level Data
2020 | TN | Wilbur | 3421 | 3 | HY | OP | NA | WAT |  | 28360.0762 |  |  | EIA Prime Mover-level Data
2020 | TN | Wilbur | 3421 | 4 | HY | OP | NA | WAT |  | 165433.7812 |  |  | EIA Prime Mover-level Data
2020 | TN | Wildberry | 62775 | WILDB | PV | OP | NA | SUN |  | 243388 |  |  | EIA Prime Mover-level Data
2020 | TN | Yum Yum Solar LLC | 63026 | GEN1 | PV | U | NA | SUN
2020 | TX | 2W Permian Solar Project Hybrid | 63255 | 2WPBA | BA | U | NA | MWH
2020 | TX | 2W Permian Solar Project Hybrid | 63255 | 2WPSO | PV | U | NA | SUN
2020 | TX | 7V Solar Ranch | 64239 | 7V1 | PV | L | NA | SUN
2020 | TX | Abbott TP 3 | 3581 | 1 | HY | OP | NA | WAT |  | 27241.5 |  |  | EIA Prime Mover-level Data
2020 | TX | Abbott TP 3 | 3581 | 2 | HY | OP | NA | WAT |  | 27241.5 |  |  | EIA Prime Mover-level Data
2020 | TX | Aeolus Wind Facility | 56225 | V90 | WT | OP | NA | WND |  | 9667 |  |  | EIA Prime Mover-level Data
2020 | TX | Air Liquide Bayport Complex | 10298 | CG801 | GT | OP | CT | NG | 8271 | 8099346 | 14.17 | 0.003499 | EPA/CAMD | EPA/NEI | 1984
2020 | TX | Air Liquide Bayport Complex | 10298 | CG802 | GT | OP | CT | NG | 8064 | 8133168 | 3.02 | 0.00074264 | EPA/CAMD | EPA/NEI | 1984
2020 | TX | Air Liquide Bayport Complex | 10298 | CG802A | GT | Future | CT | [7 empty] | 2016
2020 | TX | Air Liquide Bayport Complex | 10298 | CG803 | GT | OP | CT | NG | 8354 | 8337479.5 | 13.77 | 0.0033032 | EPA/CAMD | EPA/NEI | 1985
2020 | TX | Air Liquide Bayport Complex | 10298 | CG804 | GT | OP | CT | NG | 8195 | 8053634 | 2.2 | 0.00054634 | EPA/CAMD | EPA/NEI | 1985
2020 | TX | Air Products Port Arthur | 55309 | HRSG | ST | OP | NA | NG |  | 1671350.25 | 6.2047 | 0.0074247 | EIA Unit-level Data | NEI avg EF - PM, fuel type
2020 | TX | Air Products Port Arthur | 55309 | GEN 5 | GT | OP | NA | NG |  | 2320212.5 | 1.1534 | 0.00099423 | EIA Prime Mover-level Data | NEI avg EF - PM, fuel type, firing type
2020 | TX | Air Products Port Arthur | 55309 | GEN1 | GT | OP | NA | NG |  | 2659755.75 | 1.3222 | 0.00099423 | EIA Prime Mover-level Data | NEI avg EF - PM, fuel type, firing type
2020 | TX | Air Products Port Arthur | 55309 | GEN4 | GT | OP | NA | NG |  | 5531726 | 2.7499 | 0.00099423 | EIA Prime Mover-level Data | NEI avg EF - PM, fuel type, firing type
2020 | TX | Alamo 6 | 59206 | OCIA6 | PV | OP | NA | SUN |  | 2164824 |  |  | EIA Prime Mover-level Data
2020 | TX | Alexis Solar, LLC | 64227 | 12001 | PV | OP | NA | SUN |  | 87300 |  |  | EIA Prime Mover-level Data
2020 | TX | Alira | 63193 | UNIT1 | PV | L | NA | SUN
2020 | TX | Alvin | 64293 | ALVIN | BA | OP | NA | MWH |  | 0 |  |  | EIA Prime Mover-level Data
2020 | TX | Amadeus Wind Farm | 62142 | AM-TX | WT | OP | NA | WND |  | 603442 |  |  | EIA Prime Mover-level Data
2020 | TX | Ameresco Dallas LLC | 58946 | ENG1 | IC | OP | NA | LFG |  | 103996.6641 | 0.76438 | 0.0147 | EIA Prime Mover-level Data | Estimated using an emission factor
2020 | TX | Ameresco Dallas LLC | 58946 | ENG2 | IC | OP | NA | LFG |  | 103996.6641 | 0.76438 | 0.0147 | EIA Prime Mover-level Data | Estimated using an emission factor
2020 | TX | Ameresco Dallas LLC | 58946 | ENG3 | IC | OP | NA | LFG |  | 103996.6641 | 0.76438 | 0.0147 | EIA Prime Mover-level Data | Estimated using an emission factor
2020 | TX | Amistad Dam & Power | 6128 | 1 | HY | OP | NA | WAT |  | 461657 |  |  | EIA Prime Mover-level Data
2020 | TX | Amistad Dam & Power | 6128 | 2 | HY | OP | NA | WAT |  | 461657 |  |  | EIA Prime Mover-level Data
2020 | TX | Anacacho Wind Farm, LLC | 58000 | ANA | WT | OP | NA | WND |  | 2801920 |  |  | EIA Prime Mover-level Data
2020 | TX | Angleton | 64295 | ANGLE | BA | OP | NA | MWH |  | 0 |  |  | EIA Prime Mover-level Data
2020 | TX | ANSON Solar Center, LLC | 64026 | SF1 | PV | V | NA | SUN
2020 | TX | Antelope Elk Energy Center | 57865 | 1 | GT | OP | CT | NG | 1991 | 2829188.25 | 9.3363 | 0.0066 | EPA/CAMD | EPA/NEI | 2015
2020 | TX | Antelope Elk Energy Center | 57865 | 2 | GT | OP | CT | NG | 1900 | 2596422.25 | 8.5682 | 0.0066 | EPA/CAMD | EPA/NEI | 2016
2020 | TX | Antelope Elk Energy Center | 57865 | 3 | GT | OP | CT | NG | 1158 | 1505298.875 | 4.9675 | 0.0066 | EPA/CAMD | EPA/NEI | 2016
2020 | TX | Apex Bethel Energy Center | 59048 | ABEC1 | CE | T | NA | NG
2020 | TX | Apex Bethel Energy Center | 59048 | ABEC2 | CE | T | NA | NG
2020 | TX | Aragorn Solar Project | 63329 | IPAGN | PV | U | NA | SUN
2020 | TX | Arlington Outlet Hydroelectric Generator | 61355 | HY1 | HY | OP | NA | WAT |  | 6958 |  |  | EIA Prime Mover-level Data
2020 | TX | Armadillo Solar Center | 64349 | 6666 | PV | L | NA | SUN
2020 | TX | Ascend Performance Materials Texas Inc. | 10418 | H1 | ST | OP | NA | NG |  | 912948.375 | 3.3892 | 0.0074247 | EIA Unit-level Data | NEI avg EF - PM, fuel type
2020 | TX | Ascend Performance Materials Texas Inc. | 10418 | H101 | ST | OP | NA | NG |  | 1184989.5 | 4.3991 | 0.0074247 | EIA Unit-level Data | NEI avg EF - PM, fuel type
2020 | TX | Ascend Performance Materials Texas Inc. | 10418 | H4 | ST | OP | NA | NG |  | 963249.0625 | 3.5759 | 0.0074247 | EIA Unit-level Data | NEI avg EF - PM, fuel type
2020 | TX | Ascend Performance Materials Texas Inc. | 10418 | H5 | ST | OP | NA | NG |  | 808240.1875 | 3.0005 | 0.0074247 | EIA Unit-level Data | NEI avg EF - PM, fuel type
2020 | TX | Astra Wind Farm | 60856 | ASTRA | WT | OP | NA | WND |  | 3857129 |  |  | EIA Prime Mover-level Data
2020 | TX | Atascocita | 55526 | GEN1 | IC | RE | NA | LFG
2020 | TX | Atascocita | 55526 | GEN2 | IC | RE | NA | LFG
2020 | TX | Atascocita | 55526 | GEN3 | IC | RE | NA | LFG
2020 | TX | Atascocita | 55526 | GEN4 | IC | RE | NA | LFG
2020 | TX | Atascocita | 55526 | GEN6 | IC | RE | NA | LFG
2020 | TX | Austin | 3594 | 1 | HY | OP | NA | WAT |  | 66837.5 |  |  | EIA Prime Mover-level Data
2020 | TX | Austin | 3594 | 2 | HY | OP | NA | WAT |  | 66837.5 |  |  | EIA Prime Mover-level Data
2020 | TX | Austin Gas Recovery | 56524 | GEN1 | IC | OP | NA | LFG |  | 124073.6641 | 0.91194 | 0.0147 | EIA Prime Mover-level Data | Estimated using an emission factor
2020 | TX | Austin Gas Recovery | 56524 | GEN2 | IC | OP | NA | LFG |  | 124073.6641 | 0.91194 | 0.0147 | EIA Prime Mover-level Data | Estimated using an emission factor
2020 | TX | Austin Gas Recovery | 56524 | GEN3 | IC | OP | NA | LFG |  | 124073.6641 | 0.91194 | 0.0147 | EIA Prime Mover-level Data | Estimated using an emission factor
2020 | TX | Austin Gas Recovery | 56524 | GEN4 | IC | RE | NA | LFG
2020 | TX | Aviator Wind | 63209 | AVTOR | WT | V | NA | WND
2020 | TX | Azure Sky Solar | 63905 | ASKYB | BA | U | NA | MWH
2020 | TX | Azure Sky Solar | 63905 | ASKYS | PV | U | NA | SUN
2020 | TX | Azure Sky Wind Project, LLC Hybrid | 64164 | ASWBE | BA | U | NA | MWH
2020 | TX | Azure Sky Wind Project, LLC Hybrid | 64164 | ASWWT | WT | U | NA | WND
2020 | TX | Bacliff Generating Station | 60264 | BCGT1 | GT | OP | CT | NG | 439 | 259510.2031 | 0.62 | 0.0047782 | EPA/CAMD | EPA/NEI | 2016
2020 | TX | Bacliff Generating Station | 60264 | BCGT2 | GT | OP | CT | NG | 365 | 195298.7969 | 0.4662 | 0.0047742 | EPA/CAMD | EPA/NEI | 2016
2020 | TX | Bacliff Generating Station | 60264 | BCGT3 | GT | OP | CT | NG | 513 | 271711.9062 | 0.65 | 0.0047845 | EPA/CAMD | EPA/NEI | 2017
2020 | TX | Bacliff Generating Station | 60264 | BCGT4 | GT | OP | CT | NG | 486 | 256070.7031 | 0.61 | 0.0047643 | EPA/CAMD | EPA/NEI | 2017
2020 | TX | Bacliff Generating Station | 60264 | BCGT5 | GT | OP | CT | NG | 514 | 289464.5 | 0.69 | 0.0047674 | EPA/CAMD | EPA/NEI | 2017
2020 | TX | Bacliff Generating Station | 60264 | BCGT6 | GT | OP | CT | NG | 511 | 282520.8125 | 0.67 | 0.004743 | EPA/CAMD | EPA/NEI | 2017
2020 | TX | Baffin Wind | 57927 | 1 | WT | OP | NA | WND |  | 4822132 |  |  | EIA Prime Mover-level Data
2020 | TX | Bandera Electric Coop PV | 61205 | PV1 | PV | OP | NA | SUN |  | 25590 |  |  | EIA Prime Mover-level Data
2020 | TX | Barilla Solar | 58710 | BRLA | PV | OP | NA | SUN |  | 517055 |  |  | EIA Prime Mover-level Data
2020 | TX | Barney M. Davis | 4939 | 1 | ST | OP | TANGENTIAL | NG | 1159 | 1186267.875 | 4.42 | 0.0074519 | EPA/CAMD | EPA/NEI | 1974
2020 | TX | Barney M. Davis | 4939 | 3 | CT | OP | CC | NG | 2922 | 4370988.5 | 20.68 | 0.0094624 | EPA/CAMD | EPA/NEI | 2009
2020 | TX | Barney M. Davis | 4939 | 4 | CT | OP | CC | NG | 3143 | 4742691 | 22.46 | 0.0094714 | EPA/CAMD | EPA/NEI | 2009
2020 | TX | Barton Chapel Wind Farm | 57156 | BC | WT | OP | NA | WND |  | 2188970 |  |  | EIA Prime Mover-level Data
2020 | TX | BASF Freeport Works | 55311 | HRSG | ST | OP | NA | NG |  | 47643.457 | 0.17687 | 0.0074247 | EIA Unit-level Data | NEI avg EF - PM, fuel type
2020 | TX | BASF Freeport Works | 55311 | GEN1 | GT | OP | NA | NG |  | 7822132 | 3.8885 | 0.00099423 | EIA Prime Mover-level Data | NEI avg EF - PM, fuel type, firing type
2020 | TX | Bastrop Clean Energy Center | 55168 | CTG-1A | CT | OP | CC | NG | 6144 | 9417728 | 12.373 | 0.0026276 | EPA/CAMD | EPA/NEI | 2002
2020 | TX | Bastrop Clean Energy Center | 55168 | CTG-1B | CT | OP | CC | NG | 6079 | 9326244 | 12.2542 | 0.0026279 | EPA/CAMD | EPA/NEI | 2002
2020 | TX | Bat Cave | 64312 | BC | BA | U | NA | MWH
2020 | TX | Baytown | 55551 | UN5 | IC | CN | NA | LFG
2020 | TX | Baytown | 55551 | UNT1 | IC | RE | NA | LFG
2020 | TX | Baytown | 55551 | UNT2 | IC | RE | NA | LFG
2020 | TX | Baytown | 55551 | UNT3 | IC | RE | NA | LFG
2020 | TX | Baytown | 55551 | UNT4 | IC | RE | NA | LFG
2020 | TX | Baytown Energy Center | 55327 | CTG-1 | CT | OP | CC | NG | 6495 | 11039086 | 10.49 | 0.0019005 | EPA/CAMD | EPA/NEI | 2002
2020 | TX | Baytown Energy Center | 55327 | CTG-2 | CT | OP | CC | NG | 7537 | 12464354 | 10.59 | 0.0016992 | EPA/CAMD | EPA/NEI | 2002
2020 | TX | Baytown Energy Center | 55327 | CTG-3 | CT | OP | CC | NG | 7753 | 13209699 | 13.21 | 0.002 | EPA/CAMD | EPA/NEI | 2002
2020 | TX | BayWa r.e Mozart LLC | 58048 | 1 | WT | OP | NA | WND |  | 571719 |  |  | EIA Prime Mover-level Data
2020 | TX | Bearkat | 59972 | BRKA2 | WT | CN | NA | WND
2020 | TX | Bearkat | 59972 | BRKAT | WT | OP | NA | WND |  | 5999048 |  |  | EIA Prime Mover-level Data
2020 | TX | Bearkat II Wind Energy LLC | 63342 | BKII | WT | TS | NA | WND
2020 | TX | Bethel Wind Farm LLC | 60414 | GEN1 | WT | OP | NA | WND |  | 10751971 |  |  | EIA Prime Mover-level Data
2020 | TX | Big Brown | 3497 | 1 | ST | RE | TANGENTIAL | SUB
2020 | TX | Big Brown | 3497 | 2 | ST | RE | TANGENTIAL | SUB
2020 | TX | Big Brown | 3497 | 3 | ST | CN | NA | SUB
2020 | TX | Big Spring Wind Power Facility | 54979 | WIND | WT | OP | NA | WND |  | 644368 |  |  | EIA Prime Mover-level Data
2020 | TX | Big Star Solar, LLC (Hybrid) | 64202 | BGSTB | BA | L | NA | MWH
2020 | TX | Big Star Solar, LLC (Hybrid) | 64202 | BGSTS | PV | L | NA | SUN
2020 | TX | Blackhawk Station | 55064 | 1 | GT | OP | CT | NG | 8365 | 8508155 | 28.5 | 0.0066995 | EPA/CAMD | EPA/NEI | 1998
2020 | TX | Blackhawk Station | 55064 | 2 | GT | OP | CT | NG | 8688 | 9483695 | 31.7 | 0.0066852 | EPA/CAMD | EPA/NEI | 1998
2020 | TX | Blackjack Creek Wind Farm | 62783 | BLKJK | WT | L | NA | WND
2020 | TX | Blue Cloud Wind Energy LLC | 60270 | WT1 | WT | OP | NA | WND |  | 5375900 |  |  | EIA Prime Mover-level Data
2020 | TX | Blue Jay Solar I, LLC | 64672 | BLUEJ | PV | U | NA | SUN
2020 | TX | Blue Jay Solar I, LLC | 64672 | BLUJS | BA | U | NA | MWH
2020 | TX | Blue Summit II Wind, LLC | 61970 | BSII | WT | OP | NA | WND |  | 3423970 |  |  | EIA Prime Mover-level Data
2020 | TX | Blue Summit III Wind | 62566 | BS3 | WT | OP | NA | WND |  | 7117298 |  |  | EIA Prime Mover-level Data
2020 | TX | Blue Summit Storage, LLC | 60690 | WBSS | BA | OP | NA | MWH |  | 0 |  |  | EIA Prime Mover-level Data
2020 | TX | Blue Summit Wind LLC | 58372 | GEN1 | WT | OP | NA | WND |  | 3921207 |  |  | EIA Prime Mover-level Data
2020 | TX | Blue Wing Solar Energy Generation | 57197 | 1 | PV | OP | NA | SUN |  | 179337 |  |  | EIA Prime Mover-level Data
2020 | TX | Bluebell Solar | 60789 | UNIT1 | PV | OP | NA | SUN |  | 676040 |  |  | EIA Prime Mover-level Data
2020 | TX | Bluebell Solar II | 63351 | BBS2 | PV | OP | NA | SUN |  | 188304 |  |  | EIA Prime Mover-level Data
2020 | TX | Bluebonnet | 55552 | UNT1 | IC | RE | NA | LFG
2020 | TX | Bluebonnet | 55552 | UNT2 | IC | RE | NA | LFG
2020 | TX | Bluebonnet | 55552 | UNT3 | IC | RE | NA | LFG
2020 | TX | Bluebonnet | 55552 | UNT4 | IC | RE | NA | LFG
2020 | TX | BMP Wind (TX) | 62809 | BMP | WT | U | NA | WND
2020 | TX | Bobcat Bluff Wind Project LLC | 57974 | GEN1 | WT | OP | NA | WND |  | 4843549 |  |  | EIA Prime Mover-level Data
2020 | TX | Borger Plant | 50067 | 1 | ST | OP | NA | BFG |  | 1054624.25 | 0.22253 | 0.000422 | EIA Unit-level Data | Estimated using an emission factor
2020 | TX | Borger Plant | 50067 | 2 | ST | OP | NA | BFG |  | 1249354.25 | 0.26361 | 0.000422 | EIA Unit-level Data | Estimated using an emission factor
2020 | TX | Bosque County Power Plant | 55172 | GT-1 | CT | OP | CC | NG | 6509 | 10052730 | 21.99 | 0.0043749 | EPA/CAMD | EPA/NEI | 2000
2020 | TX | Bosque County Power Plant | 55172 | GT-2 | CT | OP | CC | NG | 6485 | 10008499 | 24.9 | 0.0049758 | EPA/CAMD | EPA/NEI | 2000
2020 | TX | Bosque County Power Plant | 55172 | GT-3 | CT | OP | CC | NG | 7059 | 10573566 | 22.64 | 0.0042824 | EPA/CAMD | EPA/NEI | 2001
2020 | TX | Bovine | 61867 | GEN1 | PV | OP | NA | SUN |  | 168477 |  |  | EIA Prime Mover-level Data
2020 | TX | BP Chemicals Green Lake Plant | 50404 | TG2 | ST | OP | NA | WH |  | 108407.0859 |  |  | EIA Prime Mover-level Data
2020 | TX | BP Chemicals Green Lake Plant | 50404 | TG3 | ST | OP | NA | WH |  | 172005.9062 |  |  | EIA Prime Mover-level Data
2020 | TX | Braes Bayou Plant | 64383 | CTG-1 | GT | T | NA | NG
2020 | TX | Braes Bayou Plant | 64383 | CTG-2 | GT | T | NA | NG
2020 | TX | Braes Bayou Plant | 64383 | CTG-3 | GT | T | NA | NG
2020 | TX | Braes Bayou Plant | 64383 | CTG-4 | GT | T | NA | NG
2020 | TX | Braes Bayou Plant | 64383 | CTG-5 | GT | T | NA | NG
2020 | TX | Braes Bayou Plant | 64383 | CTG-6 | GT | T | NA | NG
2020 | TX | Brandon Station | 7131 | 1 | GT | OP | NA | NG |  | 162718 | 0.080889 | 0.00099423 | EIA Prime Mover-level Data | NEI avg EF - PM, fuel type, firing type
2020 | TX | Brazoria | 64296 | BRAZ | BA | OP | NA | MWH |  | 0 |  |  | EIA Prime Mover-level Data
2020 | TX | Brazoria West | 64447 | GEN1 | PV | P | NA | SUN
2020 | TX | Brazos Valley Energy, LP | 55357 | CTG1 | CT | OP | CC | NG | 6975 | 12463246 | 46.31 | 0.0074315 | EPA/CAMD | EPA/NEI | 2003
2020 | TX | Brazos Valley Energy, LP | 55357 | CTG2 | CT | OP | CC | NG | 7039 | 12431798 | 21.17 | 0.0034058 | EPA/CAMD | EPA/NEI | 2003
2020 | TX | Brazos Wind Farm | 56111 | GEN1 | WT | OP | NA | WND |  | 2898802 |  |  | EIA Prime Mover-level Data
2020 | TX | Briar Creek Solar 1 | 63769 | TXBC1 | PV | U | NA | SUN
2020 | TX | Bridgeport Gas Processing Plant | 55053 | 14 | IC | OP | NA | NG |  | 34428.8477 | 0.0072645 | 0.000422 | EIA Prime Mover-level Data | Estimated using an emission factor
2020 | TX | Bridgeport Gas Processing Plant | 55053 | 15 | IC | OP | NA | NG |  | 34428.8477 | 0.0072645 | 0.000422 | EIA Prime Mover-level Data | Estimated using an emission factor
2020 | TX | Bridgeport Gas Processing Plant | 55053 | 16 | IC | OP | NA | NG |  | 34428.8477 | 0.0072645 | 0.000422 | EIA Prime Mover-level Data | Estimated using an emission factor
2020 | TX | Bridgeport Gas Processing Plant | 55053 | 17 | IC | OP | NA | NG |  | 34428.8477 | 0.0072645 | 0.000422 | EIA Prime Mover-level Data | Estimated using an emission factor
2020 | TX | Bridgeport Gas Processing Plant | 55053 | 2723 | IC | OP | NA | NG |  | 34428.8477 | 0.0072645 | 0.000422 | EIA Prime Mover-level Data | Estimated using an emission factor
2020 | TX | Bridgeport Gas Processing Plant | 55053 | 324 | IC | RE | NA | NG
2020 | TX | Bridgeport Gas Processing Plant | 55053 | 325 | IC | RE | NA | NG
2020 | TX | Bridgeport Gas Processing Plant | 55053 | 326 | IC | RE | NA | NG
2020 | TX | Bridgeport Gas Processing Plant | 55053 | 327 | IC | RE | NA | NG
2020 | TX | Bridgeport Gas Processing Plant | 55053 | 654 | IC | OP | NA | NG |  | 34428.8477 | 0.0072645 | 0.000422 | EIA Prime Mover-level Data | Estimated using an emission factor
2020 | TX | Bridgeport Gas Processing Plant | 55053 | 655 | IC | OP | NA | NG |  | 34428.8477 | 0.0072645 | 0.000422 | EIA Prime Mover-level Data | Estimated using an emission factor
2020 | TX | Bridgeport Gas Processing Plant | 55053 | 656 | IC | OP | NA | NG |  | 34428.8477 | 0.0072645 | 0.000422 | EIA Prime Mover-level Data | Estimated using an emission factor
2020 | TX | Bridgeport Gas Processing Plant | 55053 | 657 | IC | OP | NA | NG |  | 34428.8477 | 0.0072645 | 0.000422 | EIA Prime Mover-level Data | Estimated using an emission factor
2020 | TX | Bridgeport Gas Processing Plant | 55053 | 658 | IC | OP | NA | NG |  | 34428.8477 | 0.0072645 | 0.000422 | EIA Prime Mover-level Data | Estimated using an emission factor
2020 | TX | Bridgeport Gas Processing Plant | 55053 | 666 | IC | OP | NA | NG |  | 34428.8477 | 0.0072645 | 0.000422 | EIA Prime Mover-level Data | Estimated using an emission factor
2020 | TX | Bridgeport Gas Processing Plant | 55053 | 667 | IC | OP | NA | NG |  | 34428.8477 | 0.0072645 | 0.000422 | EIA Prime Mover-level Data | Estimated using an emission factor
2020 | TX | Bridgeport Gas Processing Plant | 55053 | 671 | IC | OP | NA | NG |  | 34428.8477 | 0.0072645 | 0.000422 | EIA Prime Mover-level Data | Estimated using an emission factor
2020 | TX | Brightside | 63223 | UNIT1 | PV | L | NA | SUN
2020 | TX | Briscoe Wind Farm | 59734 | BFW | WT | OP | NA | WND |  | 2739552 |  |  | EIA Prime Mover-level Data
2020 | TX | Brisket Wind (8) LLC | 56838 | 1 | WT | OP | NA | WND |  | 123761 |  |  | EIA Prime Mover-level Data
2020 | TX | Bronson | 61868 | GEN1 | PV | OP | NA | SUN |  | 169484 |  |  | EIA Prime Mover-level Data
2020 | TX | Bruennings Breeze Wind Farm | 59066 | MVII | WT | OP | NA | WND |  | 4699748 |  |  | EIA Prime Mover-level Data
2020 | TX | Brushy Creek Solar LLC | 64539 | KOV4A | PV | T | NA | SUN
2020 | TX | Bryan (TX) | 3561 | 3 | ST | RE | TANGENTIAL | NG
2020 | TX | Bryan (TX) | 3561 | 4 | ST | RE | WALL | NG
2020 | TX | Bryan (TX) | 3561 | 5 | ST | RE | WALL | NG
2020 | TX | Bryan (TX) | 3561 | 6 | ST | RE | WALL | NG
2020 | TX | Bryan (TX) | 3561 | 7 | GT | OP | NA | NG |  | 10035 | 0.0049885 | 0.00099423 | EIA Prime Mover-level Data | NEI avg EF - PM, fuel type, firing type
2020 | TX | Bryan Solar, LLC | 58488 | 1 | PV | OP | NA | SUN |  | 210228 |  |  | EIA Prime Mover-level Data
2020 | TX | Buchanan Dam (TX) | 3595 | 1 | HY | OP | NA | WAT |  | 50351.332 |  |  | EIA Prime Mover-level Data
2020 | TX | Buchanan Dam (TX) | 3595 | 2 | HY | OP | NA | WAT |  | 50351.332 |  |  | EIA Prime Mover-level Data
2020 | TX | Buchanan Dam (TX) | 3595 | 3 | HY | OP | NA | WAT |  | 50351.332 |  |  | EIA Prime Mover-level Data
2020 | TX | Buckthorn Westex | 60044 | BKTH1 | PV | OP | NA | SUN |  | 3188970 |  |  | EIA Prime Mover-level Data
2020 | TX | Buckthorn Wind Project | 60983 | BWIND | WT | OP | NA | WND |  | 3573602 |  |  | EIA Prime Mover-level Data
2020 | TX | Buenos Aires Phase 1 | 62803 | BAW1 | WT | IP | NA | WND
2020 | TX | Buffalo Gap 2 Wind Farm | 56484 | 1 | WT | OP | NA | WND |  | 4241790 |  |  | EIA Prime Mover-level Data
2020 | TX | Buffalo Gap 3 Wind Farm | 56638 | GEN1 | WT | OP | NA | WND |  | 3539467 |  |  | EIA Prime Mover-level Data
2020 | TX | Buffalo Gap Wind Farm | 56240 | 1 | WT | OP | NA | WND |  | 2898425 |  |  | EIA Prime Mover-level Data
2020 | TX | Bull Creek Wind | 56956 | 1 | WT | OP | NA | WND |  | 2699646 |  |  | EIA Prime Mover-level Data
2020 | TX | C E Newman | 3574 | 1 | ST | RE | NA | NG
2020 | TX | C E Newman | 3574 | 2 | ST | RE | NA | NG
2020 | TX | C E Newman | 3574 | 3 | ST | RE | NA | NG
2020 | TX | C E Newman | 3574 | 4 | ST | RE | NA | NG
2020 | TX | C E Newman | 3574 | 5 | ST | RE | NA | NG
2020 | TX | C. R. Wing Cogeneration Plant | 52176 | 1 | CT | OP | CC | NG | 4078 | 3147075.5 | 10.1383 | 0.006443 | EPA/CAMD | EPA/NEI | 1987
2020 | TX | C. R. Wing Cogeneration Plant | 52176 | 2 | CT | OP | CC | NG | 3913 | 3002755.75 | 9.6995 | 0.0064604 | EPA/CAMD | EPA/NEI | 1987
2020 | TX | Cactus Flats Wind Energy Project | 61001 | WT1 | WT | OP | NA | WND |  | 4323387 |  |  | EIA Prime Mover-level Data
2020 | TX | Callahan Divide Wind Energy Center | 56270 | 1 | WT | OP | NA | WND |  | 3785243 |  |  | EIA Prime Mover-level Data
2020 | TX | Calpine Hidalgo Energy Center | 7762 | HRSG1 | CT | OP | CC | NG | 5954 | 8787194 | 21.53 | 0.0049003 | EPA/CAMD | EPA/NEI | 2000
2020 | TX | Calpine Hidalgo Energy Center | 7762 | HRSG2 | CT | OP | CC | NG | 6038 | 9115982 | 22.33 | 0.0048991 | EPA/CAMD | EPA/NEI | 2000
2020 | TX | Cameron Wind 1 LLC | 59118 | CAM1 | WT | OP | NA | WND |  | 4180842 |  |  | EIA Prime Mover-level Data
2020 | TX | Canadian Breaks, LLC | 63030 | CBRKS | WT | OP | NA | WND |  | 7272774 |  |  | EIA Prime Mover-level Data
2020 | TX | Canyon | 791 | 1 | HY | OP | NA | WAT |  | 192 |  |  | EIA Prime Mover-level Data
2020 | TX | Canyon | 791 | 2 | HY | OP | NA | WAT |  | 192 |  |  | EIA Prime Mover-level Data
2020 | TX | Canyon Wind Project, LLC | 60271 | WT1 | WT | P | NA | WND
2020 | TX | Capricorn Ridge Wind LLC | 56763 | 1 | WT | OP | NA | WND |  | 4472998 |  |  | EIA Prime Mover-level Data
2020 | TX | Capricorn Ridge Wind LLC | 56763 | 2 | WT | OP | NA | WND |  | 6417779.5 |  |  | EIA Prime Mover-level Data
2020 | TX | Capricorn Ridge Wind LLC | 56763 | 3 | WT | OP | NA | WND |  | 5565067.5 |  |  | EIA Prime Mover-level Data
2020 | TX | Capricorn Ridge Wind LLC | 56763 | 4 | WT | OP | NA | WND |  | 3365968.25 |  |  | EIA Prime Mover-level Data
2020 | TX | Carbon Capture Plant | 58378 | CTHRSG | GT | OP | CT | NG | 2022 | 1955909 | 7.5886 | 0.0077596 | EPA/CAMD | NEI avg EF - PM, fuel type, firing type | 2013
2020 | TX | Cascade Solar (TX) | 61875 | GEN1 | PV | OP | NA | SUN |  | 160756 |  |  | EIA Prime Mover-level Data
2020 | TX | Castle Gap Solar Hybrid | 60123 | BAT1 | BA | OP | NA | MWH |  | 0 |  |  | EIA Prime Mover-level Data
2020 | TX | Castle Gap Solar Hybrid | 60123 | CGAP | PV | OP | NA | SUN |  | 3705259 |  |  | EIA Prime Mover-level Data
2020 | TX | CatanSolar | 64079 | CS | PV | OP | NA | SUN |  | 10686 |  |  | EIA Prime Mover-level Data
2020 | TX | CED Crane Solar | 63519 | CRN1 | PV | OP | NA | SUN |  | 1563576 |  |  | EIA Prime Mover-level Data
2020 | TX | Cedar Bayou | 3460 | CBY1 | ST | OP | WALL | NG | 3384 | 12424489 | 46.6306 | 0.0075062 | EPA/CAMD | EPA/NEI | 1970
2020 | TX | Cedar Bayou | 3460 | CBY2 | ST | OP | WALL | NG | 2501 | 7957724.5 | 29.8663 | 0.0075062 | EPA/CAMD | EPA/NEI | 1972
2020 | TX | Cedar Bayou 4 | 56806 | CBY41 | CT | OP | CC | NG | 4339 | 6659145.5 | 21.9752 | 0.0066 | EPA/CAMD | EPA/NEI | 2009
2020 | TX | Cedar Bayou 4 | 56806 | CBY42 | CT | OP | CC | NG | 4049 | 6225531.5 | 20.5442 | 0.0066 | EPA/CAMD | EPA/NEI | 2009
2020 | TX | Cedro Hill Wind LLC | 57260 | 1 | WT | OP | NA | WND |  | 3546854 |  |  | EIA Prime Mover-level Data
2020 | TX | Celanese | 7678 | 1 | OT | RE | NA | OTH
2020 | TX | Celanese | 7678 | 2 | ST | RE | NA | PUR
2020 | TX | Central Utility Plant | 10184 | EG1 | IC | OP | NA | NG
2020 | TX | Central Utility Plant | 10184 | EG2 | IC | OP | NA | NG
2020 | TX | Central Utility Plant | 10184 | TG1 | ST | OP | NA | NG
2020 | TX | Central Utility Plant - Texas A&M | 58151 | B001 | CA | OP | NA | NG |  | 63418.6211 | 0.013381 | 0.000422 | EIA Unit-level Data | Estimated using an emission factor
2020 | TX | Central Utility Plant - Texas A&M | 58151 | B012 | CA | SB | NA | NG |  | 440133.9062 | 0.092868 | 0.000422 | EIA Unit-level Data | Estimated using an emission factor
2020 | TX | Central Utility Plant - Texas A&M | 58151 | GTG01 | CT |  | NA | NG |  | 1172501.625 | 3.6238 | 0.0061813 | EIA Unit-level Data | NEI avg EF - PM, fuel type
2020 | TX | CFB Power Plant | 56708 | H1101 | ST | OP | FLUIDIZED | NG |  | 7955721.5 | 62.2888 | 0.015659 | EIA Unit-level Data | NEI avg EF - PM, fuel type, firing type
2020 | TX | CFB Power Plant | 56708 | H1201 | ST | OP | FLUIDIZED | NG |  | 1656089.125 | 12.9663 | 0.015659 | EIA Unit-level Data | NEI avg EF - PM, fuel type, firing type
2020 | TX | Chamon Power, LLC | 60460 | CT1 | GT | OP | CT | NG | 709 | 214729.1719 | 0.83311 | 0.0077596 | EPA/CAMD | NEI avg EF - PM, fuel type, firing type | 2017
2020 | TX | Chamon Power, LLC | 60460 | CT2 | GT | OP | CT | NG | 689 | 188690.5156 | 0.73208 | 0.0077596 | EPA/CAMD | NEI avg EF - PM, fuel type, firing type | 2017
2020 | TX | Champion Wind Farm LLC | 56592 | CH1 | WT | OP | NA | WND |  | 2969775 |  |  | EIA Prime Mover-level Data
2020 | TX | Changing Winds | 59243 | CHAN1 | WT | P | NA | WND
2020 | TX | Channel Energy Center | 55299 | CTG1 | CT | OP | CC | OG | 7849 | 11823500 | 28.79 | 0.00487 | EPA/CAMD | EPA/NEI | 2001
2020 | TX | Channel Energy Center | 55299 | CTG2 | CT | OP | CC | OG | 7976 | 17259384 | 6.97 | 0.00080768 | EPA/CAMD | EPA/NEI | 2002
2020 | TX | Channel Energy Center | 55299 | CTG3 | CT | OP | CC | NG | 7213 | 12221417 | 26.96 | 0.0044119 | EPA/CAMD | EPA/NEI | 2014
2020 | TX | Channelview Cogeneration Facility | 55187 | CHV1 | CT | OP | CC | NG | 7005 | 12542978 | 29.83 | 0.0047564 | EPA/CAMD | EPA/NEI | 2002
2020 | TX | Channelview Cogeneration Facility | 55187 | CHV2 | CT | OP | CC | NG | 7990 | 14457549 | 34.57 | 0.0047823 | EPA/CAMD | EPA/NEI | 2002
2020 | TX | Channelview Cogeneration Facility | 55187 | CHV3 | CT | OP | CC | NG | 7275 | 12950077 | 30.93 | 0.0047768 | EPA/CAMD | EPA/NEI | 2001
2020 | TX | Channelview Cogeneration Facility | 55187 | CHV4 | CT | OP | CC | NG | 7501 | 13001725 | 31.73 | 0.0048809 | EPA/CAMD | EPA/NEI | 2001
2020 | TX | Chapman Ranch Wind I | 59193 | CHA1 | WT | OP | NA | WND |  | 6004786 |  |  | EIA Prime Mover-level Data
2020 | TX | Chisholm Grid Energy Storage System | 63737 | CHS01 | BA | U | NA | MWH
2020 | TX | Chisum | 61810 | GEN1 | PV | OP | NA | SUN |  | 135078 |  |  | EIA Prime Mover-level Data
2020 | TX | Cirrus Wind 1 LLC | 58162 | CW | WT | OP | NA | WND |  | 191946 |  |  | EIA Prime Mover-level Data
2020 | TX | Clear Springs Energy Center | 59615 | CTG-1 | GT | CN | NA | NG
2020 | TX | Clear Springs Energy Center | 59615 | CTG-2 | GT | CN | NA | NG
2020 | TX | Clear Springs Energy Center | 59615 | CTG-3 | GT | CN | NA | NG
2020 | TX | Coastal Plains | 55554 | UNT1 | IC | RE | NA | LFG
2020 | TX | Coastal Plains | 55554 | UNT2 | IC | RE | NA | LFG
2020 | TX | Coastal Plains | 55554 | UNT3 | IC | RE | NA | LFG
2020 | TX | Coastal Plains | 55554 | UNT4 | IC | RE | NA | LFG
2020 | TX | Colbeck's Corner, LLC | 59068 | GVII | WT | OP | NA | WND |  | 7731234 |  |  | EIA Prime Mover-level Data
2020 | TX | Coleto Creek | 6178 | 1 | ST | OP | TANGENTIAL | RC | 6750 | 28661162 | 139.9659 | 0.0097669 | EPA/CAMD | EPA/NEI | 1980
2020 | TX | Colorado Bend Energy Center | 56350 | CT1A | CT | OP | CC | NG | 5308 | 4698422.5 | 15.5677 | 0.0066268 | EPA/CAMD | EPA/NEI | 2007
2020 | TX | Colorado Bend Energy Center | 56350 | CT1B | CT | OP | CC | NG | 5335 | 4710624.5 | 15.6096 | 0.0066274 | EPA/CAMD | EPA/NEI | 2007
2020 | TX | Colorado Bend Energy Center | 56350 | CT2A | CT | OP | CC | NG | 5124 | 4472892 | 14.8224 | 0.0066277 | EPA/CAMD | EPA/NEI | 2008
2020 | TX | Colorado Bend Energy Center | 56350 | CT2B | CT | OP | CC | NG | 5135 | 4524715.5 | 14.9949 | 0.006628 | EPA/CAMD | EPA/NEI | 2008
2020 | TX | Colorado Bend II | 60122 | CT7 | CT | OP | CC | NG | 6322 | 18453828 | 40.2206 | 0.0043591 | EPA/CAMD | EPA/NEI | 2017
2020 | TX | Colorado Bend II | 60122 | CT8 | CT | OP | CC | NG | 6527 | 19302232 | 48.0643 | 0.0049802 | EPA/CAMD | EPA/NEI | 2017
2020 | TX | Comanche Peak | 6145 | 1 | ST | OP | NA | NUC |  | 102180952 |  |  | EIA Prime Mover-level Data
2020 | TX | Comanche Peak | 6145 | 2 | ST | OP | NA | NUC |  | 101306160 |  |  | EIA Prime Mover-level Data
2020 | TX | Commerce ESS | 62609 | BA1 | BA | OP | NA | MWH |  | 0 |  |  | EIA Prime Mover-level Data
2020 | TX | Commerce Solar | 62610 | PV1 | PV | OP | NA | SUN |  | 83528 |  |  | EIA Prime Mover-level Data
2020 | TX | Cone Renewable Energy Project, LLC | 60272 | WT1 | WT | P | NA | WND
2020 | TX | Coniglio Solar | 62772 | BTCON | PV | V | NA | SUN
2020 | TX | Conroe | 55555 | UNT1 | IC | RE | NA | LFG
2020 | TX | Conroe | 55555 | UNT2 | IC | RE | NA | LFG
2020 | TX | Conroe | 55555 | UNT3 | IC | RE | NA | LFG
2020 | TX | Copper Station | 9 | CTG-1 | GT | OP | CT | NG | 1334 | 672535.5 | 2.2194 | 0.0066001 | EPA/CAMD | EPA/NEI | 1980
2020 | TX | Corazon Energy LLC | 64538 | KOV4A | PV | T | NA | SUN
2020 | TX | Corpus Christi | 50475 | GEN1 | GT | OP | NA | NG |  | 3240207 | 1.6108 | 0.00099423 | EIA Prime Mover-level Data | NEI avg EF - PM, fuel type, firing type
2020 | TX | Corpus Christi Energy Center | 55206 | CU1 | CT | OP | CC | NG | 6357 | 11109040 | 6.9368 | 0.0012489 | EPA/CAMD | EPA/NEI | 2001
2020 | TX | Corpus Christi Energy Center | 55206 | CU2 | CT | OP | CC | NG | 5865 | 10117997 | 18.0209 | 0.0035621 | EPA/CAMD | EPA/NEI | 2001
2020 | TX | Corpus Refinery | 50026 | FR6 | GT | OP | NA | NG |  | 3489277 | 1.7346 | 0.00099423 | EIA Prime Mover-level Data | NEI avg EF - PM, fuel type, firing type
2020 | TX | CoServ Community Solar Station | 60427 | CSS1 | PV | OP | NA | SUN |  | 30811 |  |  | EIA Prime Mover-level Data
2020 | TX | Cotton Plains Wind Farm | 60210 | CPWF | WT | OP | NA | WND |  | 1688092 |  |  | EIA Prime Mover-level Data
2020 | TX | Cottonwood Energy Project | 55358 | CT1 | CT | OP | CC | NG | 7322 | 12155768 | 27.5116 | 0.0045265 | EPA/CAMD | EPA/NEI | 2002
2020 | TX | Cottonwood Energy Project | 55358 | CT2 | CT | OP | CC | NG | 6802 | 11198789 | 18.9068 | 0.0033766 | EPA/CAMD | EPA/NEI | 2002
2020 | TX | Cottonwood Energy Project | 55358 | CT3 | CT | OP | CC | NG | 6654 | 10985726 | 78.869 | 0.014358 | EPA/CAMD | EPA/NEI | 2003
2020 | TX | Cottonwood Energy Project | 55358 | CT4 | CT | OP | CC | NG | 6454 | 10738814 | 5.247 | 0.0009772 | EPA/CAMD | EPA/NEI | 2003
2020 | TX | Covel Gardens Gas Recovery | 56864 | 1 | IC | OP | NA | LFG |  | 114685 | 0.84293 | 0.0147 | EIA Prime Mover-level Data | Estimated using an emission factor
2020 | TX | Covel Gardens Gas Recovery | 56864 | 2 | IC | OP | NA | LFG |  | 114685 | 0.84293 | 0.0147 | EIA Prime Mover-level Data | Estimated using an emission factor
2020 | TX | Covel Gardens Gas Recovery | 56864 | 3 | IC | OP | NA | LFG |  | 114685 | 0.84293 | 0.0147 | EIA Prime Mover-level Data | Estimated using an emission factor
2020 | TX | Covel Gardens Gas Recovery | 56864 | 4 | IC | OP | NA | LFG |  | 114685 | 0.84293 | 0.0147 | EIA Prime Mover-level Data | Estimated using an emission factor
2020 | TX | Covel Gardens Gas Recovery | 56864 | 5 | IC | OP | NA | LFG |  | 114685 | 0.84293 | 0.0147 | EIA Prime Mover-level Data | Estimated using an emission factor
2020 | TX | Covel Gardens Gas Recovery | 56864 | 6 | IC | OP | NA | LFG |  | 114685 | 0.84293 | 0.0147 | EIA Prime Mover-level Data | Estimated using an emission factor
2020 | TX | Coyote Wind LLC | 63655 | COY | WT | U | NA | WND
2020 | TX | CPS 1 Community Solar | 60472 | CPS1 | PV | OP | NA | SUN |  | 25933 |  |  | EIA Prime Mover-level Data
2020 | TX | Cranell Wind Farm LLC | 62416 | WT1 | WT | V | NA | WND
2020 | TX | Crosby County Wind Farm, LLC | 60273 | WT1 | WT | P | NA | WND
2020 | TX | Decker Creek | 3548 | 1 | ST | OP | TANGENTIAL | NG | 2533 | 2943016.5 | 4.4145 | 0.003 | EPA/CAMD | EPA/NEI | 1971
2020 | TX | Decker Creek | 3548 | 2 | ST | OP | WALL | NG | 4294 | 5245353.5 | 1.0491 | 0.00040001 | EPA/CAMD | EPA/NEI | 1978
2020 | TX | Decker Creek | 3548 | GT-1A | GT | OP | CT | NG | 292 | 76062 | 0.6558 | 0.017244 | EPA/CAMD | EPA/NEI | 1988
2020 | TX | Decker Creek | 3548 | GT-1B | GT | OP | CT | NG | 292 | 76195 | 0.6988 | 0.018342 | EPA/CAMD | EPA/NEI | 1988
2020 | TX | Decker Creek | 3548 | GT-2A | GT | OP | CT | NG | 268 | 67067 | 0.1879 | 0.0056034 | EPA/CAMD | EPA/NEI | 1988
2020 | TX | Decker Creek | 3548 | GT-2B | GT | OP | CT | NG | 260 | 64053.5 | 0.1753 | 0.0054735 | EPA/CAMD | EPA/NEI | 1988
2020 | TX | Decker Creek | 3548 | GT-3A | GT | OP | CT | NG | 91 | 23474.5 | 0.0721 | 0.0061428 | EPA/CAMD | EPA/NEI | 1988
2020 | TX | Decker Creek | 3548 | GT-3B | GT | OP | CT | NG | 91 | 23754.5 | 0.0784 | 0.0066009 | EPA/CAMD | EPA/NEI | 1988
2020 | TX | Decker Creek | 3548 | GT-4A | GT | OP | CT | NG | 132 | 34041 | 0.087 | 0.0051115 | EPA/CAMD | EPA/NEI | 1988
2020 | TX | Decker Creek | 3548 | GT-4B | GT | OP | CT | NG | 134 | 34279 | 0.0901 | 0.0052569 | EPA/CAMD | EPA/NEI | 1988
2020 | TX | Decker Creek | 3548 | PV3 | PV | RE | NA | SUN
2020 | TX | Decordova | 8063 | CT1 | GT | OP | CT | NG | 213 | 105489.7031 | 0.6994 | 0.01326 | EPA/CAMD | EPA/NEI | 1990
2020 | TX | Decordova | 8063 | CT2 | GT | OP | CT | NG | 88 | 46963 | 0.3076 | 0.0131 | EPA/CAMD | EPA/NEI | 1990
2020 | TX | Decordova | 8063 | CT3 | GT | OP | CT | NG | 141 | 73258.2969 | 0.486 | 0.013268 | EPA/CAMD | EPA/NEI | 1990
2020 | TX | Decordova | 8063 | CT4 | GT | OP | CT | NG | 148 | 76807 | 0.5119 | 0.01333 | EPA/CAMD | EPA/NEI | 1990
2020 | TX | Deer Park Energy Center | 55464 | CTG1 | CT | OP | CC | NG | 7150 | 15026108 | 7.93 | 0.0010555 | EPA/CAMD | EPA/NEI | 2002
2020 | TX | Deer Park Energy Center | 55464 | CTG2 | CT | OP | CC | NG | 7703 | 15075397 | 8.9 | 0.0011807 | EPA/CAMD | EPA/NEI | 2003
2020 | TX | Deer Park Energy Center | 55464 | CTG3 | CT | OP | CC | NG | 8065 | 17016106 | 9.11 | 0.0010708 | EPA/CAMD | EPA/NEI | 2003
2020 | TX | Deer Park Energy Center | 55464 | CTG4 | CT | OP | CC | NG | 7514 | 14686511 | 9.21 | 0.0012542 | EPA/CAMD | EPA/NEI | 2004
2020 | TX | Deer Park Energy Center | 55464 | CTG5 | CT | OP | CC | NG | 7350 | 13152893 | 28.15 | 0.0042804 | EPA/CAMD | EPA/NEI | 2014
2020 | TX | Deer Park Plant | 50471 | GEN1 | CA | RE | NA | NG
2020 | TX | Deer Park Plant | 50471 | GEN2 | CA | RE | NA | NG
2020 | TX | Deer Park Plant | 50471 | GEN3 | CA | RE | NA | NG
2020 | TX | Deer Park Plant | 50471 | GEN4 | CT | RE | NA | NG
2020 | TX | Delilah Solar Energy II LLC | 63884 | GEN1 | PV | U | NA | SUN
2020 | TX | Delilah Solar Energy LLC | 63194 | GEN1 | PV | U | NA | SUN
2020 | TX | Denison | 6416 | 1899-12-31 | HY | OP | NA | WAT |  | 1039549.125 |  |  | EIA Prime Mover-level Data
2020 | TX | Denison | 6416 | 1900-01-01 | HY | OP | NA | WAT |  | 987085.875 |  |  | EIA Prime Mover-level Data
2020 | TX | Denton Energy Center | 61643 | 2022-12-01 | IC | OP | NA | NG |  | 122146.5859 | 0.025773 | 0.000422 | EIA Prime Mover-level Data | Estimated using an emission factor
2020 | TX | Denton Energy Center | 61643 | 2022-12-10 | IC | OP | NA | NG |  | 122146.5859 | 0.025773 | 0.000422 | EIA Prime Mover-level Data | Estimated using an emission factor
2020 | TX | Denton Energy Center | 61643 | 2022-12-11 | IC | OP | NA | NG |  | 122146.5859 | 0.025773 | 0.000422 | EIA Prime Mover-level Data | Estimated using an emission factor
2020 | TX | Denton Energy Center | 61643 | 2022-12-12 | IC | OP | NA | NG |  | 122146.5859 | 0.025773 | 0.000422 | EIA Prime Mover-level Data | Estimated using an emission factor
2020 | TX | Denton Energy Center | 61643 | 2022-12-02 | IC | OP | NA | NG |  | 122146.5859 | 0.025773 | 0.000422 | EIA Prime Mover-level Data | Estimated using an emission factor
2020 | TX | Denton Energy Center | 61643 | 2022-12-03 | IC | OP | NA | NG |  | 122146.5859 | 0.025773 | 0.000422 | EIA Prime Mover-level Data | Estimated using an emission factor
2020 | TX | Denton Energy Center | 61643 | 2022-12-04 | IC | OP | NA | NG |  | 122146.5859 | 0.025773 | 0.000422 | EIA Prime Mover-level Data | Estimated using an emission factor
2020 | TX | Denton Energy Center | 61643 | 2022-12-05 | IC | OP | NA | NG |  | 122146.5859 | 0.025773 | 0.000422 | EIA Prime Mover-level Data | Estimated using an emission factor
2020 | TX | Denton Energy Center | 61643 | 2022-12-06 | IC | OP | NA | NG |  | 122146.5859 | 0.025773 | 0.000422 | EIA Prime Mover-level Data | Estimated using an emission factor
2020 | TX | Denton Energy Center | 61643 | 2022-12-07 | IC | OP | NA | NG |  | 122146.5859 | 0.025773 | 0.000422 | EIA Prime Mover-level Data | Estimated using an emission factor
2020 | TX | Denton Energy Center | 61643 | 2022-12-08 | IC | OP | NA | NG |  | 122146.5859 | 0.025773 | 0.000422 | EIA Prime Mover-level Data | Estimated using an emission factor
2020 | TX | Denton Energy Center | 61643 | 2022-12-09 | IC | OP | NA | NG |  | 122146.5859 | 0.025773 | 0.000422 | EIA Prime Mover-level Data | Estimated using an emission factor
2020 | TX | Denton Power LLC | 57071 | 1 | IC | OP | NA | LFG |  | 83475 | 0.61354 | 0.0147 | EIA Prime Mover-level Data | Estimated using an emission factor
2020 | TX | Dermott Wind | 60902 | DERM | WT | OP | NA | WND |  | 8203018 |  |  | EIA Prime Mover-level Data
2020 | TX | Desert Sky | 55992 | 1 | WT | OP | NA | WND |  | 4731964 |  |  | EIA Prime Mover-level Data
2020 | TX | DeWind Frisco | 57517 | FRISC | WT | OS | NA | WND
2020 | TX | DFW Gas Recovery | 50569 | GEN1 | GT | OP | NA | LFG |  | 362424 | 3.9142 | 0.0216 | EIA Prime Mover-level Data | Estimated using an emission factor
2020 | TX | DFW Gas Recovery | 50569 | GEN2 | GT | OP | NA | LFG |  | 362424 | 3.9142 | 0.0216 | EIA Prime Mover-level Data | Estimated using an emission factor
2020 | TX | DFW Gas Recovery | 50569 | GEN3 | IC | OP | NA | LFG |  | 123990.75 | 0.91133 | 0.0147 | EIA Prime Mover-level Data | Estimated using an emission factor
2020 | TX | DFW Gas Recovery | 50569 | GEN4 | IC | OP | NA | LFG |  | 123990.75 | 0.91133 | 0.0147 | EIA Prime Mover-level Data | Estimated using an emission factor
2020 | TX | DFW Gas Recovery | 50569 | GEN5 | IC | OP | NA | LFG |  | 123990.75 | 0.91133 | 0.0147 | EIA Prime Mover-level Data | Estimated using an emission factor
2020 | TX | DFW Gas Recovery | 50569 | GEN6 | IC | OP | NA | LFG |  | 123990.75 | 0.91133 | 0.0147 | EIA Prime Mover-level Data | Estimated using an emission factor
2020 | TX | Dickinson | 64314 | DIKN | BA | L | NA | MWH
2020 | TX | Domain Integrated Energy System | 56373 | DOMG1 | GT | RE | NA | NG
2020 | TX | Dunlap TP 1 | 3582 | 1 | HY | OS | NA | WAT |  | 4.5 |  |  | EIA Prime Mover-level Data
2020 | TX | Dunlap TP 1 | 3582 | 2 | HY | OS | NA | WAT |  | 4.5 |  |  | EIA Prime Mover-level Data
2020 | TX | Eagle Mountain | 3489 | 1 | ST | RE | WALL | NG
2020 | TX | Eagle Mountain | 3489 | 2 | ST | RE | WALL | NG
2020 | TX | Eagle Mountain | 3489 | 3 | ST | RE | WALL | NG
2020 | TX | Eagle Mountain | 3489 | CT1 | CT | CN | NA | NG
2020 | TX | Eagle Mountain | 3489 | CT2 | CT | CN | NA | NG
2020 | TX | Eagle Mountain | 3489 | ST1 | CA | CN | NA | NG
2020 | TX | Eagle Pass | 3437 | 1 | HY | OP | NA | WAT |  | 91580.6641 |  |  | EIA Prime Mover-level Data
2020 | TX | Eagle Pass | 3437 | 2 | HY | OP | NA | WAT |  | 91580.6641 |  |  | EIA Prime Mover-level Data
2020 | TX | Eagle Pass | 3437 | 3 | HY | OP | NA | WAT |  | 91580.6641 |  |  | EIA Prime Mover-level Data
2020 | TX | East Blackland Solar Project 1 | 57659 | PSF | PV | V | NA | SUN
2020 | TX | East Pecos Solar | 60436 | 1 | PV | OP | NA | SUN |  | 2608302 |  |  | EIA Prime Mover-level Data
2020 | TX | Easter | 59971 | ESTR1 | WT | P | NA | WND
2020 | TX | Eastman Cogeneration Facility | 55176 | 1 | CT | OP | CC | NG | 8028 | 12884096 | 33.5536 | 0.0052085 | EPA/CAMD | EPA/NEI | 2001
2020 | TX | Eastman Cogeneration Facility | 55176 | 2 | CT | OP | CC | NG | 7693 | 12010082 | 19.8849 | 0.0033114 | EPA/CAMD | EPA/NEI | 2001
2020 | TX | Ector County Energy Center | 58471 | CT-1 | GT | OP | CT | NG | 2581 | 3567273.25 | 5.35 | 0.0029995 | EPA/CAMD | EPA/NEI | 2015
2020 | TX | Ector County Energy Center | 58471 | CT-2 | GT | OP | CT | NG | 2843 | 4002700.5 | 4 | 0.0019987 | EPA/CAMD | EPA/NEI | 2015
2020 | TX | Eddy II | 61874 | GEN1 | PV | OP | NA | SUN |  | 177794 |  |  | EIA Prime Mover-level Data
2020 | TX | Edmondson Ranch Wind, LLC | 63890 | ERWE | WT | L | NA | WND
2020 | TX | EG178 Facility | 56233 | CT02 | CT |  | NA | NG |  | 3069041.75 | 9.4853 | 0.0061813 | EIA Unit-level Data | NEI avg EF - PM, fuel type
2020 | TX | EG178 Facility | 56233 | CTG1 | CT |  | NA | NG |  | 3518931.5 | 10.8757 | 0.0061813 | EIA Unit-level Data | NEI avg EF - PM, fuel type
2020 | TX | EG178 Facility | 56233 | HRSG A | CA | OP | NA | NG |  | 0 | 0 |  | EIA Unit-level Data | Estimated using an emission factor
2020 | TX | EG178 Facility | 56233 | HRSG B | CA | OP | NA | NG |  | 0 | 0 |  | EIA Unit-level Data | Estimated using an emission factor
2020 | TX | El Algodon Alto Wind Farm, LLC | 64591 | EEA | WT | T | NA | WND
2020 | TX | El Campo Wind | 62765 | CAMPO | WT | OP | NA | WND |  | 687435 |  |  | EIA Prime Mover-level Data
2020 | TX | Elara Solar | 64204 | ELARA | PV | U | NA | SUN
2020 | TX | Elbow Creek Wind Project LLC | 56783 | 1 | WT | OP | NA | WND |  | 2609547 |  |  | EIA Prime Mover-level Data
2020 | TX | Electra Wind Farm | 60338 | EWF | WT | OP | NA | WND |  | 8273455 |  |  | EIA Prime Mover-level Data
2020 | TX | Elk Station | 58835 | ELK1 | GT | OP | NA | NG |  | 2541591.75 | 1.2635 | 0.00099423 | EIA Prime Mover-level Data | NEI avg EF - PM, fuel type, firing type
2020 | TX | Elk Station | 58835 | ELK2 | GT | OP | NA | NG |  | 2541591.75 | 1.2635 | 0.00099423 | EIA Prime Mover-level Data | NEI avg EF - PM, fuel type, firing type
2020 | TX | Elk Station | 58835 | ELK3 | GT | OP | NA | NG |  | 2541591.75 | 1.2635 | 0.00099423 | EIA Prime Mover-level Data | NEI avg EF - PM, fuel type, firing type
2020 | TX | Elm Branch Solar 1 | 63764 | TXEB1 | PV | U | NA | SUN
2020 | TX | Emerald Grove | 63233 | UNIT1 | PV | L | NA | SUN
2020 | TX | ENGIE Long Draw Solar LLC | 62845 | SP1 | PV | OP | NA | SUN |  | 763 |  |  | EIA Prime Mover-level Data
2020 | TX | Engineered Carbons Borger Cogen | 10072 | WHBOIL | ST | OP | NA | PRG |  | 1152503.125 | 32.8534 | 0.057012 | EIA Unit-level Data | NEI avg EF - PM, fuel type
2020 | TX | Engineered Carbons Echo Cogeneration | 10187 | GEN1 | ST | OS | NA | OG
2020 | TX | Ennis Power Company, LLC | 55223 | GT-1 | CT | OP | CC | NG | 3122 | 7014039 | 21.063 | 0.006006 | EPA/CAMD | EPA/NEI | 2001
2020 | TX | Enterprise Products Operating | 10261 | GEN1 | GT | RE | NA | NG
2020 | TX | Enterprise Products Operating | 10261 | GEN2 | GT | RE | NA | NG
2020 | TX | Enterprise Products Operating | 10261 | GEN3 | GT | OP | NA | NG |  | 350706.2188 | 0.17434 | 0.00099423 | EIA Prime Mover-level Data | NEI avg EF - PM, fuel type, firing type
2020 | TX | Enterprise Products Operating | 10261 | GEN4 | GT | OP | NA | NG |  | 350706.2188 | 0.17434 | 0.00099423 | EIA Prime Mover-level Data | NEI avg EF - PM, fuel type, firing type
2020 | TX | Enterprise Products Operating | 10261 | GEN5 | GT | OP | NA | NG |  | 350706.2188 | 0.17434 | 0.00099423 | EIA Prime Mover-level Data | NEI avg EF - PM, fuel type, firing type
2020 | TX | Enterprise Products Operating | 10261 | GEN6 | GT | OP | NA | NG |  | 361021.125 | 0.17947 | 0.00099423 | EIA Prime Mover-level Data | NEI avg EF - PM, fuel type, firing type
2020 | TX | Enterprise Products Operating | 10261 | GEN7 | GT | OP | NA | NG |  | 361021.125 | 0.17947 | 0.00099423 | EIA Prime Mover-level Data | NEI avg EF - PM, fuel type, firing type
2020 | TX | Enterprise Products Operating | 10261 | GEN8 | GT | OP | NA | NG |  | 361021.125 | 0.17947 | 0.00099423 | EIA Prime Mover-level Data | NEI avg EF - PM, fuel type, firing type
2020 | TX | ETT Presidio NaS Battery | 60506 | BOB | BA | OP | NA | MWH |  | 0 |  |  | EIA Prime Mover-level Data
2020 | TX | E-Volve Energy Holdings LLC | 61493 | SEALY | PV | OP | NA | SUN |  | 6649 |  |  | EIA Prime Mover-level Data
2020 | TX | Exelon Laporte Generating Station | 55365 | GT-1 | GT | OP | CT | NG | 847 | 322508.4062 | 0.323 | 0.002003 | EPA/CAMD | EPA/NEI | 2001
2020 | TX | Exelon Laporte Generating Station | 55365 | GT-2 | GT | OP | CT | NG | 830 | 309619.1875 | 0.31 | 0.0020025 | EPA/CAMD | EPA/NEI | 2001
2020 | TX | Exelon Laporte Generating Station | 55365 | GT-3 | GT | OP | CT | NG | 828 | 299535.5938 | 0.449 | 0.002998 | EPA/CAMD | EPA/NEI | 2001
2020 | TX | Exelon Laporte Generating Station | 55365 | GT-4 | GT | OP | CT | NG | 607 | 193546.0938 | 0.29 | 0.0029967 | EPA/CAMD | EPA/NEI | 2001
2020 | TX | ExxonMobil Baytown Refinery | 10436 | GT35 | GT | RE | NA | NG
2020 | TX | ExxonMobil Baytown Refinery | 10436 | GT36 | GT | RE | NA | NG
2020 | TX | ExxonMobil Baytown Refinery | 10436 | GT37 | GT | RE | NA | NG
2020 | TX | ExxonMobil Baytown Refinery | 10436 | GT38 | GT | OP | NA | NG |  | 2990105.5 | 1.4864 | 0.00099423 | EIA Prime Mover-level Data | NEI avg EF - PM, fuel type, firing type
2020 | TX | ExxonMobil Baytown Refinery | 10436 | GT41 | GT | OP | NA | NG |  | 1982481 | 0.98552 | 0.00099423 | EIA Prime Mover-level Data | NEI avg EF - PM, fuel type, firing type
2020 | TX | ExxonMobil Baytown Refinery | 10436 | GT42 | GT | OP | NA | NG |  | 1982481 | 0.98552 | 0.00099423 | EIA Prime Mover-level Data | NEI avg EF - PM, fuel type, firing type
2020 | TX | ExxonMobil Baytown Refinery | 10436 | GT43 | GT | OP | NA | NG |  | 1982481 | 0.98552 | 0.00099423 | EIA Prime Mover-level Data | NEI avg EF - PM, fuel type, firing type
2020 | TX | ExxonMobil Baytown Refinery | 10436 | GT44 | GT | OP | NA | NG |  | 1982481 | 0.98552 | 0.00099423 | EIA Prime Mover-level Data | NEI avg EF - PM, fuel type, firing type
2020 | TX | ExxonMobil Baytown Refinery | 10436 | GT45 | GT | OP | NA | NG |  | 2990105.5 | 1.4864 | 0.00099423 | EIA Prime Mover-level Data | NEI avg EF - PM, fuel type, firing type
2020 | TX | ExxonMobil Baytown Refinery | 10436 | ST33 | ST | RE | NA | NG
2020 | TX | ExxonMobil Baytown Refinery | 10436 | ST34 | ST | OP | NA | WH
2020 | TX | ExxonMobil Baytown Turbine | 10692 | GEN1 | GT | OP | NA | NG |  | 3741492.25 | 1.8599 | 0.00099423 | EIA Prime Mover-level Data | NEI avg EF - PM, fuel type, firing type
2020 | TX | ExxonMobil Baytown Turbine | 10692 | GEN2 | GT | OP | NA | NG |  | 3741492.25 | 1.8599 | 0.00099423 | EIA Prime Mover-level Data | NEI avg EF - PM, fuel type, firing type
2020 | TX | ExxonMobil Baytown Turbine | 10692 | GEN3 | GT | OP | NA | NG |  | 3741492.25 | 1.8599 | 0.00099423 | EIA Prime Mover-level Data | NEI avg EF - PM, fuel type, firing type
2020 | TX | ExxonMobil Baytown Turbine | 10692 | GEN4 | GT | OP | NA | NG |  | 9320745 | 4.6335 | 0.00099423 | EIA Prime Mover-level Data | NEI avg EF - PM, fuel type, firing type
2020 | TX | ExxonMobil Baytown Turbine | 10692 | GEN5 | GT | OP | NA | NG |  | 15437190 | 7.674 | 0.00099423 | EIA Prime Mover-level Data | NEI avg EF - PM, fuel type, firing type
2020 | TX | ExxonMobil Beaumont Refinery | 50625 | 61STK1 | CT | OP | CC | NG | 6930 | 11973082 | 39.5029 | 0.0065986 | EPA/CAMD | EPA/NEI | 2005
2020 | TX | ExxonMobil Beaumont Refinery | 50625 | 61STK2 | CT | OP | CC | NG | 8610 | 13699765 | 23.2111 | 0.0033885 | EPA/CAMD | EPA/NEI | 2005
2020 | TX | ExxonMobil Beaumont Refinery | 50625 | 61STK3 | CT | OP | CC | NG | 7184 | 11530629 | 26.3473 | 0.00457 | EPA/CAMD | EPA/NEI | 2004
2020 | TX | ExxonMobil Hawkins Gas Plant | 54962 | UN73 | IC | RE | NA | NG
2020 | TX | ExxonMobil Hawkins Gas Plant | 54962 | UN74 | IC | RE | NA | NG
2020 | TX | ExxonMobil Hawkins Gas Plant | 54962 | UN75 | IC | RE | NA | NG
2020 | TX | ExxonMobil Hawkins Gas Plant | 54962 | UN76 | IC | RE | NA | NG
2020 | TX | ExxonMobil Hawkins Gas Plant | 54962 | UN77 | IC | RE | NA | NG
2020 | TX | ExxonMobil Hawkins Gas Plant | 54962 | UN78 | IC | RE | NA | NG
2020 | TX | ExxonMobil Hawkins Gas Plant | 54962 | UN79 | IC | RE | NA | NG
2020 | TX | Falcon Dam & Power | 6410 | 1 | HY | OP | NA | WAT |  | 125398.6641 |  |  | EIA Prime Mover-level Data
2020 | TX | Falcon Dam & Power | 6410 | 2 | HY | OP | NA | WAT |  | 125398.6641 |  |  | EIA Prime Mover-level Data
2020 | TX | Falcon Dam & Power | 6410 | 3 | HY | OP | NA | WAT |  | 125398.6641 |  |  | EIA Prime Mover-level Data
2020 | TX | Farmers Branch Renewable Energy Facility | 57165 | GEN1 | IC | OP | NA | LFG |  | 151960 | 1.1169 | 0.0147 | EIA Prime Mover-level Data | Estimated using an emission factor
2020 | TX | Farmers Branch Renewable Energy Facility | 57165 | GEN2 | IC | OP | NA | LFG |  | 151960 | 1.1169 | 0.0147 | EIA Prime Mover-level Data | Estimated using an emission factor
2020 | TX | FELPS 1 - Calaveras | 64821 | FLPS1 | PV | P | NA | SUN
2020 | TX | FELPS 2 - Calaveras | 64823 | FLPS2 | PV | P | NA | SUN
2020 | TX | FELPS 3 - Floresville South | 64824 | FLPS3 | PV | P | NA | SUN
2020 | TX | FELPS 4 - Floresville South | 64825 | FLPS4 | PV | P | NA | SUN
2020 | TX | FELPS 5- Floresville South | 64826 | FLPS5 | PV | P | NA | SUN
2020 | TX | FELPS 6- Floresville West | 64827 | FLPS6 | PV | P | NA | SUN
2020 | TX | FELPS 7- Floresville West | 64828 | FLPS7 | PV | P | NA | SUN
2020 | TX | FGE Texas I | 58931 | CA1 | CA | T | NA | NG
2020 | TX | FGE Texas I | 58931 | GT1 | CT | T | NA | NG
2020 | TX | FGE Texas I | 58931 | GT2 | CT | T | NA | NG
2020 | TX | FGE Texas II | 58930 | CA1 | CA | T | NA | NG
2020 | TX | FGE Texas II | 58930 | GT1 | CT | T | NA | NG
2020 | TX | FGE Texas II | 58930 | GT2 | CT | T | NA | NG
2020 | TX | Fighting Jays Solar Project | 62945 | FJSOL | PV | U | NA | SUN
2020 | TX | Filet Wind (5) LLC | 56561 | JDW5 | WT | OP | NA | WND |  | 47610 |  |  | EIA Prime Mover-level Data
2020 | TX | Flat Iron Wind (7) LLC | 56839 | 1 | WT | OP | NA | WND |  | 131534 |  |  | EIA Prime Mover-level Data
2020 | TX | Flat Top Wind I | 61212 | FTWI | WT | OP | NA | WND |  | 7854844 |  |  | EIA Prime Mover-level Data
2020 | TX | Fluvanna | 59245 | FLUV1 | WT | OP | NA | WND |  | 5388604 |  |  | EIA Prime Mover-level Data
2020 | TX | Foard City Wind | 61402 | FOARD | WT | OP | NA | WND |  | 11424665 |  |  | EIA Prime Mover-level Data
2020 | TX | Forest Creek Wind Farm LLC | 56394 | 1 | WT | OP | NA | WND |  | 2743447 |  |  | EIA Prime Mover-level Data
2020 | TX | Forest Grove - Dodd | 64131 | ESS1 | BA | P | NA | MWH
2020 | TX | Forest Grove - Dodd | 64131 | FGPV1 | PV | P | NA | SUN
2020 | TX | Formosa Utility Venture Ltd | 10554 | BO3 | CT |  | NA | NG |  | 1872299.125 | 5.7866 | 0.0061813 | EIA Unit-level Data | NEI avg EF - PM, fuel type
2020 | TX | Formosa Utility Venture Ltd | 10554 | TBG1 | CT |  | NA | NG |  | 4904876.5 | 15.1592 | 0.0061813 | EIA Unit-level Data | NEI avg EF - PM, fuel type
2020 | TX | Formosa Utility Venture Ltd | 10554 | TBG2 | CT |  | NA | NG |  | 2850805 | 8.8108 | 0.0061813 | EIA Unit-level Data | NEI avg EF - PM, fuel type
2020 | TX | Formosa Utility Venture Ltd | 10554 | TBG3 | CT |  | NA | NG |  | 5149157 | 15.9142 | 0.0061813 | EIA Unit-level Data | NEI avg EF - PM, fuel type
2020 | TX | Formosa Utility Venture Ltd | 10554 | TBG4 | CT |  | NA | NG |  | 6170120.5 | 19.0696 | 0.0061813 | EIA Unit-level Data | NEI avg EF - PM, fuel type
2020 | TX | Formosa Utility Venture Ltd | 10554 | TBG5 | CT |  | NA | NG |  | 5009533 | 15.4826 | 0.0061813 | EIA Unit-level Data | NEI avg EF - PM, fuel type
2020 | TX | Formosa Utility Venture Ltd | 10554 | TBG6 | CT |  | NA | NG |  | 3379949.75 | 10.4462 | 0.0061813 | EIA Unit-level Data | NEI avg EF - PM, fuel type
2020 | TX | Formosa Utility Venture Ltd | 10554 | THB-10 | CA | OP | DUCTBURNER | OG |  | 325929.4062 | 0.068771 | 0.000422 | EIA Unit-level Data | Estimated using an emission factor
2020 | TX | Formosa Utility Venture Ltd | 10554 | THB-20 | CA | OP | DUCTBURNER | OG |  | 85017.6016 | 0.017939 | 0.000422 | EIA Unit-level Data | Estimated using an emission factor
2020 | TX | Formosa Utility Venture Ltd | 10554 | THB-30 | CA | OP | DUCTBURNER | OG |  | 422933 | 0.089239 | 0.000422 | EIA Unit-level Data | Estimated using an emission factor
2020 | TX | Formosa Utility Venture Ltd | 10554 | THB-40 | CA | OP | DUCTBURNER | OG |  | 424172.9375 | 0.0895 | 0.000422 | EIA Unit-level Data | Estimated using an emission factor
2020 | TX | Formosa Utility Venture Ltd | 10554 | THB-50 | CA | OP | DUCTBURNER | OG |  | 480340.8125 | 0.10135 | 0.000422 | EIA Unit-level Data | Estimated using an emission factor
2020 | TX | Formosa Utility Venture Ltd | 10554 | THB-60 | CA | OP | OTHER BOILER | NG |  | 0 | 0 |  | EIA Unit-level Data | Estimated using an emission factor
2020 | TX | Formosa Utility Venture Ltd | 10554 | 3ST1 | CA | V | NA | NG
2020 | TX | Formosa Utility Venture Ltd | 10554 | 3TBG1 | CT | V | NA | NG
2020 | TX | Formosa Utility Venture Ltd | 10554 | 3TBG2 | CT | TS | NA | NG
2020 | TX | Forney Power Plant | 55480 | U1 | CT | OP | CC | NG | 7572 | 14308839 | 45.0729 | 0.0063 | EPA/CAMD | EPA/NEI | 2003
2020 | TX | Forney Power Plant | 55480 | U2 | CT | OP | CC | NG | 7713 | 14516964 | 13.1379 | 0.00181 | EPA/CAMD | EPA/NEI | 2003
2020 | TX | Forney Power Plant | 55480 | U3 | CT | OP | CC | NG | 7565 | 14234206 | 14.8748 | 0.00209 | EPA/CAMD | EPA/NEI | 2003
2020 | TX | Forney Power Plant | 55480 | U4 | CT | OP | CC | NG | 5969 | 10536791 | 32.8222 | 0.00623 | EPA/CAMD | EPA/NEI | 2003
2020 | TX | Forney Power Plant | 55480 | U5 | CT | OP | CC | NG | 6207 | 10731679 | 18.2976 | 0.00341 | EPA/CAMD | EPA/NEI | 2003
2020 | TX | Forney Power Plant | 55480 | U6 | CT | OP | CC | NG | 6073 | 10725375 | 8.634 | 0.00161 | EPA/CAMD | EPA/NEI | 2003
2020 | TX | Fort Bend Solar LLC | 63985 | FBS | PV | L | NA | SUN
2020 | TX | Fort Bliss (DEA EPIC) | 61887 | DEPIC | PV | OP | NA | SUN |  | 41188 |  |  | EIA Prime Mover-level Data
2020 | TX | Freeport Energy | 52120 | G-61 | CT |  | NA | NG |  | 7102479.5 | 21.9512 | 0.0061813 | EIA Unit-level Data | NEI avg EF - PM, fuel type
2020 | TX | Freeport Energy | 52120 | G-63 | CT |  | NA | NG |  | 4631442.5 | 14.3141 | 0.0061813 | EIA Unit-level Data | NEI avg EF - PM, fuel type
2020 | TX | Freeport Energy | 52120 | G64 | CA | OP | OTHER BOILER | NG |  | 394134.6562 | 0.083162 | 0.000422 | EIA Unit-level Data | Estimated using an emission factor
2020 | TX | Freeport Energy | 52120 | G65 | CA | OP | OTHER BOILER | NG |  | 1409459.25 | 0.2974 | 0.000422 | EIA Unit-level Data | Estimated using an emission factor
2020 | TX | Freeport Energy | 52120 | G-66 | CT |  | NA | NG |  | 7352071 | 22.7226 | 0.0061813 | EIA Unit-level Data | NEI avg EF - PM, fuel type
2020 | TX | Freeport Energy | 52120 | G-67 | CT |  | NA | NG |  | 7253810 | 22.4189 | 0.0061813 | EIA Unit-level Data | NEI avg EF - PM, fuel type
2020 | TX | Freeport Energy | 52120 | G-31 | CA | RE | NA | NG
2020 | TX | Freeport Energy | 52120 | G-32 | CA | RE | NA | NG
2020 | TX | Freeport Energy | 52120 | G-33 | CA | RE | NA | NG
2020 | TX | Freeport Energy | 52120 | G-35 | CT | RE | NA | NG
2020 | TX | Freeport Energy | 52120 | G-36 | CT | RE | NA | NG
2020 | TX | Freeport Energy | 52120 | G-37 | GT | OP | NA | NG |  | 6351928 | 3.1576 | 0.00099423 | EIA Prime Mover-level Data | NEI avg EF - PM, fuel type, firing type
2020 | TX | Freeport Energy | 52120 | G-41 | CA | RE | NA | NG
2020 | TX | Freeport Energy | 52120 | G-42 | CA | RE | NA | NG
2020 | TX | Freeport Energy | 52120 | G-45 | CT | RE | NA | NG
2020 | TX | Freeport Energy | 52120 | G-62 | CT | RE | NA | NG
2020 | TX | Freeport Energy Center | 56152 | CTG1 | CT | OP | CC | NG |  | 11708825 | 36.1877 | 0.0061813 | EIA Prime Mover-level Data | NEI avg EF - PM, fuel type, firing type | 2007
2020 | TX | Freeport Energy Center | 56152 | CTG2 | CT | CN | NA | NG
2020 | TX | Freeport LP Pretreatment Facility | 59145 | 65GTG | GT | OP | NA | NG |  | 6088035 | 3.0265 | 0.00099423 | EIA Prime Mover-level Data | NEI avg EF - PM, fuel type, firing type
2020 | TX | Freestone Power Generation | 55226 | GT1 | CT | OP | CC | NG | 6341 | 10746909 | 18.05 | 0.0033591 | EPA/CAMD | EPA/NEI | 2002
2020 | TX | Freestone Power Generation | 55226 | GT2 | CT | OP | CC | NG | 6353 | 10909174 | 19.96 | 0.0036593 | EPA/CAMD | EPA/NEI | 2002
2020 | TX | Freestone Power Generation | 55226 | GT3 | CT | OP | CC | NG | 8205 | 13340222 | 16.13 | 0.0024183 | EPA/CAMD | EPA/NEI | 2002
2020 | TX | Freestone Power Generation | 55226 | GT4 | CT | OP | CC | NG | 8146 | 13472090 | 15.87 | 0.002356 | EPA/CAMD | EPA/NEI | 2002
2020 | TX | G.S.E. One LLC | 62505 | 1 | PV | P | NA | SUN
2020 | TX | Gaines County | 60697 | GC-1 | GT | IP | NA | NG
2020 | TX | Galloway 1 Solar Farm | 61920 | GSM01 | PV | U | NA | SUN
2020 | TX | Galloway 2 Solar Farm | 63343 | GS2SF | PV | P | NA | SUN
2020 | TX | Gambit Energy Storage - Angleton Storage | 64528 | 1 | BA | T | NA | MWH
2020 | TX | GE-Lubbock | 62642 | GE-P2 | WT | OP | NA | WND |  | 16.509 |  |  | EIA Prime Mover-level Data
2020 | TX | GE-Lubbock | 62642 | GE-P3 | WT | OP | NA | WND |  | 18.491 |  |  | EIA Prime Mover-level Data
2020 | TX | Gerdau | 63797 | GER01 | PV | P | NA | SUN
2020 | TX | Goat Wind LP | 56754 | 1 | WT | OP | NA | WND |  | 1427907 |  |  | EIA Prime Mover-level Data
2020 | TX | Goat Wind LP | 56754 | 2 | WT | OP | NA | WND |  | 1242279 |  |  | EIA Prime Mover-level Data
2020 | TX | Golden Spread Panhandle Wnd Rch | 57866 | PWR | WT | OP | NA | WND |  | 2143859 |  |  | EIA Prime Mover-level Data
2020 | TX | Goldthwaite Wind Energy Facility | 58321 | 1 | WT | OP | NA | WND |  | 4828000 |  |  | EIA Prime Mover-level Data
2020 | TX | Golinda Solar | 64260 | OCISO | PV | P | NA | SUN
2020 | TX | Gonzales Hydro Plant | 7394 | 1 | HY | OS | NA | WAT
2020 | TX | Gonzales Hydro Plant | 7394 | 2 | HY | OS | NA | WAT
2020 | TX | Gonzales Hydro Plant | 7394 | 3 | HY | OS | NA | WAT
2020 | TX | Goodnight | 59246 | GOOD1 | WT | U | NA | WND
2020 | TX | Goodyear Beaumont Chemical Plant | 54321 | 3B101 | ST | OP | NA | NG |  | 578940.375 | 2.1492 | 0.0074247 | EIA Unit-level Data | NEI avg EF - PM, fuel type
2020 | TX | Goodyear Beaumont Chemical Plant | 54321 | 3B102 | ST | OP | NA | NG |  | 325978.4688 | 1.2101 | 0.0074247 | EIA Unit-level Data | NEI avg EF - PM, fuel type
2020 | TX | Goodyear Beaumont Chemical Plant | 54321 | 3B103 | ST | OP | NA | NG |  | 305323.9375 | 1.1335 | 0.0074247 | EIA Unit-level Data | NEI avg EF - PM, fuel type
2020 | TX | Goodyear Beaumont Chemical Plant | 54321 | 3B104 | ST | OP | NA | NG |  | 708998.0625 | 2.6321 | 0.0074247 | EIA Unit-level Data | NEI avg EF - PM, fuel type
2020 | TX | Goodyear Beaumont Chemical Plant | 54321 | 3B105 | ST | OP | NA | NG |  | 305484.25 | 1.1341 | 0.0074247 | EIA Unit-level Data | NEI avg EF - PM, fuel type
2020 | TX | Goodyear Beaumont Chemical Plant | 54321 | 3B106 | ST | OP | NA | NG |  | 1217427.375 | 4.5195 | 0.0074247 | EIA Unit-level Data | NEI avg EF - PM, fuel type
2020 | TX | Goodyear Beaumont Chemical Plant | 54321 | 3B107 | ST | OP | NA | NG |  | 0 | 0 |  | EIA Unit-level Data | NEI avg EF - PM, fuel type
2020 | TX | Goodyear Beaumont Chemical Plant | 54321 | 3B108 | ST | OP | NA | NG |  | 1527016.25 | 5.6688 | 0.0074247 | EIA Unit-level Data | NEI avg EF - PM, fuel type
2020 | TX | Goodyear Beaumont Chemical Plant | 54321 | 2N80 | GT | OP | NA | NG |  | 538876 | 0.26788 | 0.00099423 | EIA Prime Mover-level Data | NEI avg EF - PM, fuel type, firing type
2020 | TX | Goodyear Beaumont Chemical Plant | 54321 | N802 | GT | OP | NA | NG |  | 538876 | 0.26788 | 0.00099423 | EIA Prime Mover-level Data | NEI avg EF - PM, fuel type, firing type
2020 | TX | Goodyear Beaumont Chemical Plant | 54321 | N803 | GT | OP | NA | NG |  | 538876 | 0.26788 | 0.00099423 | EIA Prime Mover-level Data | NEI avg EF - PM, fuel type, firing type
2020 | TX | Goodyear Beaumont Chemical Plant | 54321 | N804 | GT | OP | NA | NG |  | 538876 | 0.26788 | 0.00099423 | EIA Prime Mover-level Data | NEI avg EF - PM, fuel type, firing type
2020 | TX | Gopher Creek Wind Farm | 61417 | GCWF | WT | OP | NA | WND |  | 5681931 |  |  | EIA Prime Mover-level Data
2020 | TX | Graham | 3490 | 1 | ST | OP | WALL | NG | 733 | 781840.8125 | 2.42 | 0.0061905 | EPA/CAMD | EPA/NEI | 1960
2020 | TX | Graham | 3490 | 2 | ST | OP | WALL | NG | 1063 | 1587622.625 | 5.7797 | 0.0072809 | EPA/CAMD | EPA/NEI | 1969
2020 | TX | Grandview Wind Farm III LLC | 59067 | GVIII | WT | CN | NA | WND
2020 | TX | Grandview Wind Farm, LLC | 58596 | GRVWI | WT | OP | NA | WND |  | 7784511 |  |  | EIA Prime Mover-level Data
2020 | TX | Granite Shoals | 3597 | 1 | HY | OP | NA | WAT |  | 90972 |  |  | EIA Prime Mover-level Data
2020 | TX | Granite Shoals | 3597 | 2 | HY | OP | NA | WAT |  | 90972 |  |  | EIA Prime Mover-level Data
2020 | TX | Greasewood | 62804 | GREA1 | PV | U | NA | SUN
2020 | TX | Great Plains Windpark LLC | 56905 | 1 | WT | OP | NA | WND |  | 2304002 |  |  | EIA Prime Mover-level Data
2020 | TX | Great Prairie Wind | 64665 | GR01 | WT | L | NA | WND
2020 | TX | Great Prairie Wind 2 | 64666 | GP03 | WT | T | NA | WND
2020 | TX | Great Prairie Wind 3 | 64667 | GP03 | WT | L | NA | WND
2020 | TX | Green Pastures Wind I | 59732 | GPI | WT | OP | NA | WND |  | 4394999 |  |  | EIA Prime Mover-level Data
2020 | TX | Green Pastures Wind II | 59733 | GPII | WT | OP | NA | WND |  | 4217735 |  |  | EIA Prime Mover-level Data
2020 | TX | Greens Bayou | 3464 | GBY73 | GT | OP | CT | NG | 478 | 252091.4062 | 0.8309 | 0.0065921 | EPA/CAMD | EPA/NEI | 1976
2020 | TX | Greens Bayou | 3464 | GBY74 | GT | OP | CT | NG | 451 | 225530.2031 | 0.7431 | 0.0065898 | EPA/CAMD | EPA/NEI | 1976
2020 | TX | Greens Bayou | 3464 | GBY81 | GT | OP | CT | NG | 499 | 274385.3125 | 0.9039 | 0.0065885 | EPA/CAMD | EPA/NEI | 1976
2020 | TX | Greens Bayou | 3464 | GBY82 | GT | OP | CT | NG | 521 | 275907.0938 | 0.9094 | 0.0065921 | EPA/CAMD | EPA/NEI | 1976
2020 | TX | Greens Bayou | 3464 | GBY83 | GT | OP | CT | NG | 586 | 338311 | 1.1147 | 0.0065898 | EPA/CAMD | EPA/NEI | 1976
2020 | TX | Greens Bayou | 3464 | GBY84 | GT | OP | CT | NG | 558 | 314854.5938 | 1.0374 | 0.0065897 | EPA/CAMD | EPA/NEI | 1976
2020 | TX | Gregory Power Facility | 55086 | 101 | CT | OP | CC | NG | 1592 | 2028372.125 | 9.1277 | 0.009 | EPA/CAMD | EPA/NEI | 2000
2020 | TX | Gregory Power Facility | 55086 | 102 | CT | OP | CC | NG | 1886 | 2435819.75 | 9.7433 | 0.008 | EPA/CAMD | EPA/NEI | 2000
2020 | TX | Griffin Solar | 62953 | 1080 | PV | OP | NA | SUN |  | 97056 |  |  | EIA Prime Mover-level Data
2020 | TX | Griffin Trail Wind | 62411 | GTWND | WT | U | NA | WND
2020 | TX | GRS Sunset Farms | 55588 | 1 | IC | RE | NA | LFG
2020 | TX | GRS Sunset Farms | 55588 | 2 | IC | RE | NA | LFG
2020 | TX | GRS Sunset Farms | 55588 | 3 | IC | RE | NA | LFG
2020 | TX | GRS Sunset Farms | 55588 | 4 | IC | RE | NA | LFG
2020 | TX | Guadalupe Generating Station | 55153 | CTG-1 | CT | OP | CC | NG | 6201 | 11382996 | 20.13 | 0.0035369 | EPA/CAMD | EPA/NEI | 2000
2020 | TX | Guadalupe Generating Station | 55153 | CTG-2 | CT | OP | CC | NG | 6310 | 11179385 | 20.44 | 0.0036567 | EPA/CAMD | EPA/NEI | 2000
2020 | TX | Guadalupe Generating Station | 55153 | CTG-3 | CT | OP | CC | NG | 7056 | 12757981 | 22.95 | 0.0035977 | EPA/CAMD | EPA/NEI | 2000
2020 | TX | Guadalupe Generating Station | 55153 | CTG-4 | CT | OP | CC | NG | 7188 | 12758753 | 23.41 | 0.0036696 | EPA/CAMD | EPA/NEI | 2000
2020 | TX | Gunsight Mountain Wind Energy LLC | 56776 | 1 | WT | OP | NA | WND |  | 4453773 |  |  | EIA Prime Mover-level Data
2020 | TX | H 4 | 3583 | 1 | HY | OP | NA | WAT |  | 40254 |  |  | EIA Prime Mover-level Data
2020 | TX | H 5 | 3584 | 1 | HY | OS | NA | WAT
2020 | TX | H W Pirkey Power Plant | 7902 | 1 | ST | OP | WALL | LIG | 5569 | 22761956 | 42.8 | 0.0037607 | EPA/CAMD | EPA/NEI | 1984
2020 | TX | Hackberry Wind Farm | 56823 | HWFG1 | WT | OP | NA | WND |  | 3668719 |  |  | EIA Prime Mover-level Data
2020 | TX | Hal C Weaver Power Plant | 50118 | B1 | CA | OP | NA | NG |  | 1867.5861 | 0.00039406 | 0.000422 | EIA Unit-level Data | Estimated using an emission factor
2020 | TX | Hal C Weaver Power Plant | 50118 | B2 | CA | OP | NA | NG |  | 2330.9719 | 0.00049184 | 0.000422 | EIA Unit-level Data | Estimated using an emission factor
2020 | TX | Hal C Weaver Power Plant | 50118 | B3 | CA | OP | NA | NG |  | 262286.5 | 0.055342 | 0.000422 | EIA Unit-level Data | Estimated using an emission factor
2020 | TX | Hal C Weaver Power Plant | 50118 | B7 | CA | OP | NA | NG |  | 273918.3125 | 0.057797 | 0.000422 | EIA Unit-level Data | Estimated using an emission factor
2020 | TX | Hal C Weaver Power Plant | 50118 | GEN10 | CT |  | NA | NG |  | 791270.6875 | 2.4455 | 0.0061813 | EIA Unit-level Data | NEI avg EF - PM, fuel type
2020 | TX | Hal C Weaver Power Plant | 50118 | GEN8 | CT |  | NA | NG |  | 2175114.75 | 6.7225 | 0.0061813 | EIA Unit-level Data | NEI avg EF - PM, fuel type
2020 | TX | Hal C Weaver Power Plant | 50118 | HRSG10 | CA | OP | NA | NG |  | 23771.0996 | 0.0050157 | 0.000422 | EIA Unit-level Data | Estimated using an emission factor
2020 | TX | Hal C Weaver Power Plant | 50118 | HRSG8 | CA | OP | NA | DFO |  | 0 | 0 |  | EIA Unit-level Data | Estimated using an emission factor
2020 | TX | Hal C Weaver Power Plant | 50118 | GEN1 | ST | RE | NA | NG
2020 | TX | Hal C Weaver Power Plant | 50118 | GEN2 | ST | RE | NA | NG
2020 | TX | Hal C Weaver Power Plant | 50118 | GEN3 | ST | RE | NA | NG
2020 | TX | Hal C Weaver Power Plant | 50118 | GEN6 | CT | RE | NA | NG
2020 | TX | Hale Community Wind Farm | 59247 | HALE1 | WT | OP | NA | WND |  | 18280100 |  |  | EIA Prime Mover-level Data
2020 | TX | Hale Community Wind Farm | 59247 | HALE2 | WT | CN | NA | WND
2020 | TX | Hallmark | 63234 | UNIT1 | PV | L | NA | SUN
2020 | TX | Halyard Henderson Energy Center | 60268 | TBN1 | GT | CN | NA | NG
2020 | TX | Halyard Henderson Energy Center | 60268 | TBN2 | GT | CN | NA | NG
2020 | TX | Halyard Wharton Energy Center | 60221 | TBN1 | GT | CN | NA | NG
2020 | TX | Halyard Wharton Energy Center | 60221 | TBN2 | GT | CN | NA | NG
2020 | TX | Handley Generating Station | 3491 | 3 | ST | OP | WALL | NG | 2061 | 2985460.75 | 11.4554 | 0.0076741 | EPA/CAMD | EPA/NEI | 1963
2020 | TX | Handley Generating Station | 3491 | 4 | ST | OP | WALL | NG | 1305 | 2194907.25 | 8.424 | 0.007676 | EPA/CAMD | EPA/NEI | 1976
2020 | TX | Handley Generating Station | 3491 | 5 | ST | OP | WALL | NG | 1306 | 2020143.375 | 7.7577 | 0.0076803 | EPA/CAMD | EPA/NEI | 1977
2020 | TX | Harbor Wind LLC | 58424 | 1 | WT | OA | NA | WND
2020 | TX | Hardin County Peaking Facility | 56604 | HCCT1 | GT | OP | CT | NG | 745 | 503080.5 | 3.3025 | 0.013129 | EPA/CAMD | EPA/NEI | 2009
2020 | TX | Hardin County Peaking Facility | 56604 | HCCT2 | GT | OP | CT | NG | 999 | 673761.3125 | 4.417 | 0.013111 | EPA/CAMD | EPA/NEI | 2009
2020 | TX | Harrington Station | 6193 | 061B | ST | OP | TANGENTIAL | SUB | 6114 | 10560772 | 32.7938 | 0.0062105 | EPA/CAMD | EPA/NEI | 1976
2020 | TX | Harrington Station | 6193 | 062B | ST | OP | TANGENTIAL | SUB | 5738 | 11003822 | 14.2103 | 0.0025828 | EPA/CAMD | EPA/NEI | 1978
2020 | TX | Harrington Station | 6193 | 063B | ST | OP | TANGENTIAL | SUB | 6909 | 13777810 | 16.3163 | 0.0023685 | EPA/CAMD | EPA/NEI | 1980
2020 | TX | Harrison County Power Project | 55664 | GT-1 | CT | OP | CC | NG | 6126 | 10622464 | 25.26 | 0.004756 | EPA/CAMD | EPA/NEI | 2003
2020 | TX | Harrison County Power Project | 55664 | GT-2 | CT | OP | CC | NG | 6047 | 10507898 | 29.88 | 0.0056872 | EPA/CAMD | EPA/NEI | 2003
2020 | TX | Hays Energy Facility | 55144 | STK1 | CT | OP | CC | NG | 2445 | 3241868.25 | 9.9039 | 0.00611 | EPA/CAMD | EPA/NEI | 2001
2020 | TX | Hays Energy Facility | 55144 | STK2 | CT | OP | CC | NG | 2706 | 3699244.75 | 9.2111 | 0.00498 | EPA/CAMD | EPA/NEI | 2001
2020 | TX | Hays Energy Facility | 55144 | STK3 | CT | OP | CC | NG | 2842 | 4124970.5 | 13.1793 | 0.00639 | EPA/CAMD | EPA/NEI | 2001
2020 | TX | Hays Energy Facility | 55144 | STK4 | CT | OP | CC | NG | 4944 | 7202209 | 23.7673 | 0.0066 | EPA/CAMD | EPA/NEI | 2001
2020 | TX | Heart of Texas Wind Project | 61032 | HTX | WT | OP | NA | WND |  | 3502902 |  |  | EIA Prime Mover-level Data
2020 | TX | Hecate Energy Frye Solar LLC | 64233 | 80995 | PV | P | NA | SUN
2020 | TX | Hecate Energy Harley Hand Solar LLC | 64234 | 19936 | PV | P | NA | SUN
2020 | TX | Heights | 64297 | H8S | BA | OP | NA | MWH |  | 0 |  |  | EIA Prime Mover-level Data
2020 | TX | Helena Wind | 63738 | HEL | WT | T | NA | WND
2020 | TX | Hidalgo Wind Farm II | 62618 | WT | WT | OP | NA | WND |  | 948247 |  |  | EIA Prime Mover-level Data
2020 | TX | Hidalgo Wind Farm LLC | 57617 | GEN1 | WT | OP | NA | WND |  | 6015761 |  |  | EIA Prime Mover-level Data
2020 | TX | High Lonesome Wind Power, LLC Hybrid | 62562 | BA | BA | T | NA | MWH
2020 | TX | High Lonesome Wind Power, LLC Hybrid | 62562 | HILO | WT | TS | NA | WND
2020 | TX | High Lonesome Wind Power, LLC Hybrid | 62562 | HILO2 | WT | TS | NA | WND
2020 | TX | High Plains | 56834 | 1 | WT | RE | NA | WND |  | 31705 |  |  | EIA Prime Mover-level Data
2020 | TX | Highway 56 Solar | 61409 | GEN1 | PV | OP | NA | SUN |  | 77202 |  |  | EIA Prime Mover-level Data
2020 | TX | Hill County Generation Facility | 60194 | CT1 | GT | CN | NA | NG
2020 | TX | Hill County Generation Facility | 60194 | CT2 | GT | CN | NA | NG
2020 | TX | Hill County Generation Facility | 60194 | CT3 | GT | CN | NA | NG
2020 | TX | Hill County Generation Facility | 60194 | CT4 | GT | CN | NA | NG
2020 | TX | HO Clarke Generating | 63335 | CTG-1 | GT | TS | NA | NG
2020 | TX | HO Clarke Generating | 63335 | CTG-2 | GT | TS | NA | NG
2020 | TX | HO Clarke Generating | 63335 | CTG-3 | GT | TS | NA | NG
2020 | TX | HO Clarke Generating | 63335 | CTG-4 | GT | TS | NA | NG
2020 | TX | HO Clarke Generating | 63335 | CTG-5 | GT | TS | NA | NG
2020 | TX | HO Clarke Generating | 63335 | CTG-6 | GT | TS | NA | NG
2020 | TX | HO Clarke Generating | 63335 | CTG-7 | GT | T | NA | NG
2020 | TX | HO Clarke Generating | 63335 | CTG-8 | GT | T | NA | NG
2020 | TX | Holly Street | 3549 | 1 | ST | RE | NA | NG
2020 | TX | Holly Street | 3549 | 2 | ST | RE | NA | NG
2020 | TX | Holly Street | 3549 | 3 | ST | RE | NA | NG
2020 | TX | Holly Street | 3549 | 4 | ST | RE | NA | NG
2020 | TX | Holstein 1 Solar Farm | 61962 | HSF01 | PV | OP | NA | SUN |  | 3158727 |  |  | EIA Prime Mover-level Data
2020 | TX | Horse Creek Wind Farm | 60339 | HCWF | WT | OP | NA | WND |  | 7684807 |  |  | EIA Prime Mover-level Data
2020 | TX | Horse Hollow Wind Energy Center | 56291 | 1 | WT | OP | NA | WND |  | 6385818 |  |  | EIA Prime Mover-level Data
2020 | TX | Horse Hollow Wind Energy Center | 56291 | 2 | WT | OP | NA | WND |  | 6700611.5 |  |  | EIA Prime Mover-level Data
2020 | TX | Horse Hollow Wind Energy Center | 56291 | 3 | WT | OP | NA | WND |  | 8964129 |  |  | EIA Prime Mover-level Data
2020 | TX | Houston Chemical Complex Battleground | 50043 | GT1 | CT |  | NA | NG |  | 6797456 | 21.0085 | 0.0061813 | EIA Unit-level Data | NEI avg EF - PM, fuel type
2020 | TX | Houston Chemical Complex Battleground | 50043 | GT2 | CT |  | NA | NG |  | 6853443 | 21.1815 | 0.0061813 | EIA Unit-level Data | NEI avg EF - PM, fuel type
2020 | TX | Houston Chemical Complex Battleground | 50043 | GT3 | CT |  | NA | NG |  | 4274745 | 13.2117 | 0.0061813 | EIA Unit-level Data | NEI avg EF - PM, fuel type
2020 | TX | Houston Chemical Complex Battleground | 50043 | HRSG1 | CA | OP | NA | OG |  | 1143956.125 | 0.24137 | 0.000422 | EIA Unit-level Data | Estimated using an emission factor
2020 | TX | Houston Chemical Complex Battleground | 50043 | HRSG2 | CA | OP | NA | OG |  | 1208818.875 | 0.25506 | 0.000422 | EIA Unit-level Data | Estimated using an emission factor
2020 | TX | Houston Chemical Complex Battleground | 50043 | HRSG3 | CA | OP | NA | NG |  | 103796.1875 | 0.021901 | 0.000422 | EIA Unit-level Data | Estimated using an emission factor
2020 | TX | Houston Plant | 52065 | GEN1 | ST | OP | NA | WH |  | 286861.5938 |  |  | EIA Prime Mover-level Data
2020 | TX | Houston Plant | 52065 | GEN2 | ST | OP | NA | WH |  | 71715.3984 |  |  | EIA Prime Mover-level Data
2020 | TX | Hueco Mountain Wind Ranch | 55578 | EXIS | WT | RE | NA | WND
2020 | TX | Ignacio Grid Energy Storage System | 64089 | IGN01 | BA | L | NA | MWH
2020 | TX | IKEA Grand Prairie Rooftop PV System | 61309 | PV1 | PV | OP | NA | SUN |  | 8344 |  |  | EIA Prime Mover-level Data
2020 | TX | IKEA Live Oak Rooftop PV System | 62152 | 570 | PV | OP | NA | SUN |  | 18880 |  |  | EIA Prime Mover-level Data
2020 | TX | IKEA Round Rock 027 | 58013 | PV | PV | OP | NA | SUN |  | 7756 |  |  | EIA Prime Mover-level Data
2020 | TX | Impact Solar 1 | 63222 | TXIM1 | PV | OP | NA | SUN |  | 194954 |  |  | EIA Prime Mover-level Data
2020 | TX | Inadale Wind Farm LLC Hybrid | 56984 | 1 | WT | OP | NA | WND |  | 4420109 |  |  | EIA Prime Mover-level Data
2020 | TX | Inadale Wind Farm LLC Hybrid | 56984 | INABT | BA | OP | NA | MWH |  | 0 |  |  | EIA Prime Mover-level Data
2020 | TX | Ingleside Cogeneration | 55313 | 20F101 | CA | OP | DUCTBURNER | OG |  | 1535550.875 | 0.324 | 0.000422 | EIA Unit-level Data | Estimated using an emission factor
2020 | TX | Ingleside Cogeneration | 55313 | 20F201 | CA | OP | DUCTBURNER | OG |  | 626052.375 | 0.1321 | 0.000422 | EIA Unit-level Data | Estimated using an emission factor
2020 | TX | Ingleside Cogeneration | 55313 | CTG1 | CT |  | NA | NG |  | 13288539 | 41.0701 | 0.0061813 | EIA Unit-level Data | NEI avg EF - PM, fuel type
2020 | TX | Ingleside Cogeneration | 55313 | CTG2 | CT |  | NA | NG |  | 12349177 | 38.1668 | 0.0061813 | EIA Unit-level Data | NEI avg EF - PM, fuel type
2020 | TX | Inks | 3598 | 1 | HY | OP | NA | WAT |  | 73949 |  |  | EIA Prime Mover-level Data
2020 | TX | International Paper - Orange | 10425 | 1RB | ST | OP | NA | BLQ |  | 4211198 | 14.062 | 0.0066784 | EIA Unit-level Data | NEI avg EF - PM, fuel type
2020 | TX | International Paper - Orange | 10425 | 2RB | ST | OP | NA | BLQ |  | 4241588 | 14.1635 | 0.0066784 | EIA Unit-level Data | NEI avg EF - PM, fuel type
2020 | TX | International Paper - Orange | 10425 | 3PB | ST | OP | NA | NG |  | 1472541 | 5.4666 | 0.0074247 | EIA Unit-level Data | NEI avg EF - PM, fuel type
2020 | TX | International Paper - Orange | 10425 | BRKBLR | ST | OP | NA | WDS |  | 1601857 | 14.9765 | 0.018699 | EIA Unit-level Data | NEI avg EF - PM, fuel type
2020 | TX | International Paper - Orange | 10425 | PF1BLR | ST | OP | NA | NG |  | 1163270 | 4.3185 | 0.0074247 | EIA Unit-level Data | NEI avg EF - PM, fuel type
2020 | TX | International Paper Texarkana Mill | 54097 | PB1 | ST | OP | NA | NG |  | 2802 | 0.010402 | 0.0074247 | EIA Unit-level Data | NEI avg EF - PM, fuel type
2020 | TX | International Paper Texarkana Mill | 54097 | PB2 | ST | OP | NA | OBS |  | 4178896 |  |  | EIA Unit-level Data
2020 | TX | International Paper Texarkana Mill | 54097 | RB1 | ST | OP | NA | BLQ |  | 3829289.5 | 12.7867 | 0.0066784 | EIA Unit-level Data | NEI avg EF - PM, fuel type
2020 | TX | International Paper Texarkana Mill | 54097 | RB2 | ST | OP | NA | BLQ |  | 8301214.5 | 27.7193 | 0.0066784 | EIA Unit-level Data | NEI avg EF - PM, fuel type
2020 | TX | IP Radian, LLC | 64859 | IPRAD | PV | T | NA | SUN
2020 | TX | J K Spruce | 7097 | **1 | ST | OP | TANGENTIAL | SUB | 7724 | 25739680 | 69.81 | 0.0054243 | EPA/CAMD | EPA/NEI | 1992
2020 | TX | J K Spruce | 7097 | **2 | ST | OP | TANGENTIAL | SUB | 6582 | 36075256 | 86.56 | 0.0047989 | EPA/CAMD | EPA/NEI | 2009
2020 | TX | J Robert Massengale Generating Station | 3604 | GT1 | CT | OP | CC | NG | 1367 | 455395.25 | 1.5028 | 0.0066 | EPA/CAMD | EPA/NEI | 2000
2020 | TX | J T Deely | 6181 | 1 | ST | OP | TANGENTIAL | SUB | 0 | [5 empty] | 1977
2020 | TX | J T Deely | 6181 | 2 | ST | OP | TANGENTIAL | SUB | 0 | [5 empty] | 1978
2020 | TX | Jack County Generation Facility | 55230 | CT-1 | CT | OP | CC | NG | 5074 | 7197987 | 17.6 | 0.0048903 | EPA/CAMD | EPA/NEI | 2005
2020 | TX | Jack County Generation Facility | 55230 | CT-2 | CT | OP | CC | NG | 4123 | 5927034.5 | 7.72 | 0.002605 | EPA/CAMD | EPA/NEI | 2005
2020 | TX | Jack County Generation Facility | 55230 | CT-3 | CT | OP | CC | NG | 3988 | 5641910 | 8.64 | 0.0030628 | EPA/CAMD | EPA/NEI | 2011
2020 | TX | Jack County Generation Facility | 55230 | CT-4 | CT | OP | CC | NG | 3865 | 5405802 | 17.65 | 0.00653 | EPA/CAMD | EPA/NEI | 2011
2020 | TX | Jameson Gas Processing Plant | 55052 | 620 | IC | OP | NA | NG |  | 28960.2227 | 0.0061106 | 0.000422 | EIA Prime Mover-level Data | Estimated using an emission factor
2020 | TX | Jameson Gas Processing Plant | 55052 | 621 | IC | OP | NA | NG |  | 28960.2227 | 0.0061106 | 0.000422 | EIA Prime Mover-level Data | Estimated using an emission factor
2020 | TX | Jameson Gas Processing Plant | 55052 | 622 | IC | OP | NA | NG |  | 36200.2773 | 0.0076383 | 0.000422 | EIA Prime Mover-level Data | Estimated using an emission factor
2020 | TX | Jameson Gas Processing Plant | 55052 | 623 | IC | RE | NA | NG
2020 | TX | Jameson Gas Processing Plant | 55052 | GN410 | IC | OP | NA | NG |  | 36200.2773 | 0.0076383 | 0.000422 | EIA Prime Mover-level Data | Estimated using an emission factor
2020 | TX | Javelina Wind Energy II, LLC | 60645 | WJ21 | WT | OP | NA | WND |  | 6787635 |  |  | EIA Prime Mover-level Data
2020 | TX | Javelina Wind Energy, LLC | 60104 | GEWTG | WT | OP | NA | WND |  | 8299188 |  |  | EIA Prime Mover-level Data
2020 | TX | Jayhawk | 59806 | SOLAR | PV | L | NA | SUN
2020 | TX | JCO Oxides Olefins Plant | 54637 | GCG1 | GT | OP | NA | NG |  | 3417607 | 1.6989 | 0.00099423 | EIA Prime Mover-level Data | NEI avg EF - PM, fuel type, firing type
2020 | TX | JCO Oxides Olefins Plant | 54637 | GCG2 | GT | OP | NA | NG |  | 3417607 | 1.6989 | 0.00099423 | EIA Prime Mover-level Data | NEI avg EF - PM, fuel type, firing type
2020 | TX | John Paul Jones | 63095 | JPJDX | IC | CN | NA | NG
2020 | TX | Johnson County Generation Facility | 54817 | EAST | CT | OP | CC | NG | 5548 | 7417756 | 24.07 | 0.0064898 | EPA/CAMD | EPA/NEI | 1996
2020 | TX | Jones Station | 3482 | 151B | ST | OP | TANGENTIAL | NG | 7593 | 11518426 | 43.5169 | 0.007556 | EPA/CAMD | EPA/NEI | 1971
2020 | TX | Jones Station | 3482 | 152B | ST | OP | TANGENTIAL | NG | 6979 | 10237824 | 38.6678 | 0.0075539 | EPA/CAMD | EPA/NEI | 1974
2020 | TX | Jones Station | 3482 | 153T | GT | OP | CT | NG | 2125 | 3504273 | 4.5556 | 0.0026 | EPA/CAMD | EPA/NEI | 2011
2020 | TX | Jones Station | 3482 | 154T | GT | OP | CT | NG | 2116 | 3502485 | 6.3045 | 0.0036 | EPA/CAMD | EPA/NEI | 2013
2020 | TX | Jumbo Hill Wind Project | 62630 | WTGS1 | WT | OP | NA | WND |  | 4206486 |  |  | EIA Prime Mover-level Data
2020 | TX | Juno Solar Project | 63328 | IPJNO | PV | V | NA | SUN
2020 | TX | Juno Solar Project | 63328 | JUNO1 | PV | V | NA | SUN
2020 | TX | Karankawa Wind LLC | 61343 | WT1 | WT | OP | NA | WND |  | 8723880 |  |  | EIA Prime Mover-level Data
2020 | TX | Keechi Wind | 58838 | KW1 | WT | OP | NA | WND |  | 3781962 |  |  | EIA Prime Mover-level Data
2020 | TX | Kellam Solar | 62774 | BTKEL | PV | OP | NA | SUN |  | 27284 |  |  | EIA Prime Mover-level Data
2020 | TX | King Mountain Wind Ranch 1 | 55581 | EXIS | WT | OP | NA | WND |  | 5271317 |  |  | EIA Prime Mover-level Data
2020 | TX | Kingsberry Energy Storage System | 61741 | KBESS | BA | OP | NA | MWH |  | 0 |  |  | EIA Prime Mover-level Data
2020 | TX | Knickerbocker Solar LLC | 64540 | KOV4A | PV | T | NA | SUN
2020 | TX | Knox Lee Power Plant | 3476 | 2 | ST | OP | WALL | NG | 0 | [5 empty] | 1950
2020 | TX | Knox Lee Power Plant | 3476 | 3 | ST | OP | WALL | NG | 0 | [5 empty] | 1952
2020 | TX | Knox Lee Power Plant | 3476 | 5 | ST | OP | TANGENTIAL | NG | 1600 | 1704954.625 | 6.35 | 0.0074489 | EPA/CAMD | EPA/NEI | 1974
2020 | TX | La Chalupa, LLC | 63624 | LC | WT | V | NA | WND
2020 | TX | La Paloma Energy Center | 59924 | CTG-1 | CT | IP | NA | NG
2020 | TX | La Paloma Energy Center | 59924 | CTG-2 | CT | IP | NA | NG
2020 | TX | La Paloma Energy Center | 59924 | STG-1 | CA | IP | NA | NG
2020 | TX | Lake Creek | 3502 | CT1 | GT | CN | NA | NG
2020 | TX | Lake Creek | 3502 | D1 | IC | RE | NA | DFO
2020 | TX | Lake Creek | 3502 | D2 | IC | RE | NA | DFO
2020 | TX | Lake Creek | 3502 | D3 | IC | RE | NA | DFO
2020 | TX | Lake Creek | 3502 | ST1 | ST | RE | NA | NG
2020 | TX | Lake Creek | 3502 | ST2 | ST | RE | NA | NG
2020 | TX | Lake Creek | 3502 | ST3 | ST | CN | NA | SUB
2020 | TX | Lake Hubbard | 3452 | 1 | ST | OP | WALL | NG | 893 | 1134879.5 | 4.3154 | 0.007605 | EPA/CAMD | EPA/NEI | 1970
2020 | TX | Lake Hubbard | 3452 | 2 | ST | OP | WALL | NG | 1937 | 4098818 | 15.4928 | 0.0075596 | EPA/CAMD | EPA/NEI | 1973
2020 | TX | Lamar Power Plant | 55097 | 1 | CT | OP | CC | NG | 7609 | 12831055 | 27.1406 | 0.0042305 | EPA/CAMD | EPA/NEI | 2000
2020 | TX | Lamar Power Plant | 55097 | 2 | CT | OP | CC | NG | 7657 | 12721485 | 19.2497 | 0.0030263 | EPA/CAMD | EPA/NEI | 2000
2020 | TX | Lamar Power Plant | 55097 | 3 | CT | OP | CC | NG | 7114 | 12078916 | 21.9024 | 0.0036266 | EPA/CAMD | EPA/NEI | 2000
2020 | TX | Lamar Power Plant | 55097 | 4 | CT | OP | CC | NG | 7213 | 12042758 | 21.8293 | 0.0036253 | EPA/CAMD | EPA/NEI | 2000
2020 | TX | Lamesa II | 61697 | IVORY | PV | OP | NA | SUN |  | 1147764 |  |  | EIA Prime Mover-level Data
2020 | TX | Lamesa Solar | 60372 | LSPV1 | PV | OP | NA | SUN |  | 2131366 |  |  | EIA Prime Mover-level Data
2020 | TX | Lamesa Solar | 60372 | LSPV2 | PV | CN | NA | SUN
2020 | TX | Lampwick | 61872 | GEN1 | PV | OP | NA | SUN |  | 151300 |  |  | EIA Prime Mover-level Data
2020 | TX | Langford Wind Power | 57153 | 1 | WT | OP | NA | WND |  | 3129275 |  |  | EIA Prime Mover-level Data
2020 | TX | Lapetus | 62448 | LAP | PV | OP | NA | SUN |  | 2189397 |  |  | EIA Prime Mover-level Data
2020 | TX | Laredo | 3439 | 4 | GT | OP | CT | NG | 645 | 391784.625 | 0.63 | 0.0032161 | EPA/CAMD | EPA/NEI | 2008
2020 | TX | Laredo | 3439 | 5 | GT | OP | CT | NG | 541 | 308893.2812 | 0.59 | 0.0038201 | EPA/CAMD | EPA/NEI | 2008
2020 | TX | Las Lomas Wind Project | 63101 | WTG | WT | OP | NA | WND |  | 46049 |  |  | EIA Prime Mover-level Data
2020 | TX | Las Majadas Wind Farm | 63739 | LMAJ | WT | U | NA | WND
2020 | TX | Leon Creek | 3609 | CGT1 | GT | OP | CT | NG | 717 | 228345.125 | 0.6515 | 0.0057063 | EPA/CAMD | EPA/NEI | 2004
2020 | TX | Leon Creek | 3609 | CGT2 | GT | OP | CT | NG | 979 | 310578.1875 | 0.4592 | 0.0029571 | EPA/CAMD | EPA/NEI | 2004
2020 | TX | Leon Creek | 3609 | CGT3 | GT | OP | CT | NG | 1093 | 360485.4375 | 0.5809 | 0.0032229 | EPA/CAMD | EPA/NEI | 2004
2020 | TX | Leon Creek | 3609 | CGT4 | GT | OP | CT | NG | 1219 | 369554.9688 | 1.602 | 0.0086699 | EPA/CAMD | EPA/NEI | 2004
2020 | TX | Leon Solar | 61532 | GEN1 | PV | OP | NA | SUN |  | 122611 |  |  | EIA Prime Mover-level Data
2020 | TX | Lewis Creek | 3457 | 1 | ST | OP | WALL | NG | 7249 | 12324113 | 46.1 | 0.0074813 | EPA/CAMD | EPA/NEI | 1970
2020 | TX | Lewis Creek | 3457 | 2 | ST | OP | WALL | NG | 6736 | 10703603 | 40.05 | 0.0074835 | EPA/CAMD | EPA/NEI | 1971
2020 | TX | Lewisville | 794 | 1 | HY | OP | NA | WAT |  | 68244 |  |  | EIA Prime Mover-level Data
2020 | TX | Lily Solar Hybrid | 63892 | LILY | PV | U | NA | SUN
2020 | TX | Lily Solar Hybrid | 63892 | LILYB | BA | U | NA | MWH
2020 | TX | Limestone | 298 | LIM1 | ST | OP | TANGENTIAL | SUB | 6459 | 31771912 | 177.7769 | 0.011191 | EPA/CAMD | EPA/NEI | 1985
2020 | TX | Limestone | 298 | LIM2 | ST | OP | TANGENTIAL | SUB | 5795 | 32173078 | 184.5813 | 0.011474 | EPA/CAMD | EPA/NEI | 1985
2020 | TX | Little Pringle I Wind Farm | 57263 | LP1 | WT | OS | NA | WND
2020 | TX | Little Pringle II Wind Farm | 57264 | LP2 | WT | OS | NA | WND
2020 | TX | Live Oak Wind Project | 61782 | WTGS | WT | OP | NA | WND |  | 7167893 |  |  | EIA Prime Mover-level Data
2020 | TX | Llano Estacado Wind Ranch | 55579 | EXIS | WT | OP | NA | WND |  | 1308713 |  |  | EIA Prime Mover-level Data
2020 | TX | Lockett Windfarm | 62356 | LOC | WT | OP | NA | WND |  | 6510645 |  |  | EIA Prime Mover-level Data
2020 | TX | Logans Gap Wind LLC | 59442 | 1 | WT | OP | NA | WND |  | 5947060 |  |  | EIA Prime Mover-level Data
2020 | TX | Lone Star Power Plant | 3477 | 1 | ST | OP | WALL | NG | 0 | [5 empty] | 1954
2020 | TX | Longhorn Wind | 58772 | GEN1 | WT | OP | NA | WND |  | 6220040 |  |  | EIA Prime Mover-level Data
2020 | TX | Loop 463 | 64315 | LOOP | BA | U | NA | MWH
2020 | TX | Lopeno | 64316 | LOPE | BA | L | NA | MWH
2020 | TX | Loraine Windpark Project LLC | 57303 | LWG1 | WT | OP | NA | WND |  | 1675670 |  |  | EIA Prime Mover-level Data
2020 | TX | Loraine Windpark Project LLC | 57303 | LWG2 | WT | OP | NA | WND |  | 1675670 |  |  | EIA Prime Mover-level Data
2020 | TX | Lorenzo Wind | 59244 | FIBE1 | WT | OP | NA | WND |  | 3283585 |  |  | EIA Prime Mover-level Data
2020 | TX | Los Vientos V Wind Power | 60059 | 1 | WT | OP | NA | WND |  | 3115246 |  |  | EIA Prime Mover-level Data
2020 | TX | Los Vientos Wind 1A | 57751 | 1 | WT | OP | NA | WND |  | 4505935 |  |  | EIA Prime Mover-level Data
2020 | TX | Los Vientos Wind 1B | 57752 | 1 | WT | OP | NA | WND |  | 3932310 |  |  | EIA Prime Mover-level Data
2020 | TX | Los Vientos Windpower III | 59320 | GEN1 | WT | OP | NA | WND |  | 5013482 |  |  | EIA Prime Mover-level Data
2020 | TX | Los Vientos Windpower IV | 59321 | GEN1 | WT | OP | NA | WND |  | 5272601 |  |  | EIA Prime Mover-level Data
2020 | TX | Lost Pines 1 | 55154 | 1 | CT | OP | CC | NG | 6368 | 10435287 | 25.26 | 0.0048413 | EPA/CAMD | EPA/NEI | 2001
2020 | TX | Lost Pines 1 | 55154 | 2 | CT | OP | CC | NG | 6409 | 10635618 | 25.64 | 0.0048215 | EPA/CAMD | EPA/NEI | 2001
2020 | TX | M&G Resins USA | 60642 | 1 | OT | P | NA | WH
2020 | TX | M&G Resins USA | 60642 | 2 | OT | P | NA | WH
2020 | TX | Madero Grid | 63757 | MAD01 | BA | L | NA | MWH
2020 | TX | Magic Valley Generating Station | 55123 | CTG-1 | CT | OP | CC | NG | 5533 | 11567176 | 15.02 | 0.002597 | EPA/CAMD | EPA/NEI | 2001
2020 | TX | Magic Valley Generating Station | 55123 | CTG-2 | CT | OP | CC | NG | 5461 | 11445684 | 33.16 | 0.0057943 | EPA/CAMD | EPA/NEI | 2001
2020 | TX | Magic Valley Wind Farm I LLC | 57802 | MV1 | WT | OP | NA | WND |  | 4733131 |  |  | EIA Prime Mover-level Data
2020 | TX | Magnolia TX | 64298 | MANGO | BA | OP | NA | MWH |  | 0 |  |  | EIA Prime Mover-level Data
2020 | TX | Majestic 1 Wind Farm | 56648 | 1 | WT | OP | NA | WND |  | 2552707 |  |  | EIA Prime Mover-level Data
2020 | TX | Majestic 2 Wind Farm | 56658 | 1 | WT | CN | NA | WND
2020 | TX | Majestic II Wind | 58363 | WND1 | WT | OP | NA | WND |  | 2970802 |  |  | EIA Prime Mover-level Data
2020 | TX | Marble Falls | 3599 | 1899-12-31 | HY | OP | NA | WAT |  | 59932.5 |  |  | EIA Prime Mover-level Data
2020 | TX | Marble Falls | 3599 | 2 | HY | OP | NA | WAT |  | 59932.5 |  |  | EIA Prime Mover-level Data
2020 | TX | Mariah del Norte | 59005 | 2022-03-01 | WT | OP | NA | WND |  | 6355476 |  |  | EIA Prime Mover-level Data
2020 | TX | Mariah East | 59006 | MARN | WT | CN | NA | WND
2020 | TX | Mariah South | 59007 | MAR S | WT | IP | NA | WND
2020 | TX | Marlin Solar | 61513 | GEN1 | PV | OP | NA | SUN |  | 83254 |  |  | EIA Prime Mover-level Data
2020 | TX | Mars Solar | 63027 | 20 | PV | OP | NA | SUN |  | 191865 |  |  | EIA Prime Mover-level Data
2020 | TX | Marshall Ford | 3600 | 1 | HY | OP | NA | WAT |  | 173179 |  |  | EIA Prime Mover-level Data
2020 | TX | Marshall Ford | 3600 | 2 | HY | OP | NA | WAT |  | 173179 |  |  | EIA Prime Mover-level Data
2020 | TX | Marshall Ford | 3600 | 3 | HY | OP | NA | WAT |  | 173179 |  |  | EIA Prime Mover-level Data
2020 | TX | Martin Lake | 6146 | 1 | ST | OP | TANGENTIAL | SUB | 8558 | 49218476 | 302.19 | 0.01228 | EPA/CAMD | EPA/NEI | 1977
2020 | TX | Martin Lake | 6146 | 2 | ST | OP | TANGENTIAL | SUB | 8440 | 44559940 | 304.985 | 0.013689 | EPA/CAMD | EPA/NEI | 1978
2020 | TX | Martin Lake | 6146 | 3 | ST | OP | TANGENTIAL | SUB | 7796 | 42061828 | 301.0836 | 0.014316 | EPA/CAMD | EPA/NEI | 1979
2020 | TX | Maryneal Windpower | 62836 | MNW | WT | U | NA | WND
2020 | TX | Maverick Creek Wind | 62853 | MVRCK | WT | U | NA | WND
2020 | TX | McAdoo Wind Energy LLC | 56773 | 1 | WT | OP | NA | WND |  | 3919533 |  |  | EIA Prime Mover-level Data
2020 | TX | Mesquite Creek LFGTE Project | 57167 | GEN1 | IC | OP | NA | LFG |  | 138612.5 | 1.0188 | 0.0147 | EIA Prime Mover-level Data | Estimated using an emission factor
2020 | TX | Mesquite Creek LFGTE Project | 57167 | GEN2 | IC | OP | NA | LFG |  | 138612.5 | 1.0188 | 0.0147 | EIA Prime Mover-level Data | Estimated using an emission factor
2020 | TX | Mesquite Creek Wind | 59332 | MSCRK | WT | OP | NA | WND |  | 6333299 |  |  | EIA Prime Mover-level Data
2020 | TX | Mesquite Star | 62587 | MESQ | WT | OP | NA | WND |  | 7016548 |  |  | EIA Prime Mover-level Data
2020 | TX | Mesquite Wind Power LLC | 56395 | 1 | WT | OP | NA | WND |  | 4248413 |  |  | EIA Prime Mover-level Data
2020 | TX | Mesteno | 62258 | MES | WT | OP | NA | WND |  | 4039079 |  |  | EIA Prime Mover-level Data
2020 | TX | Miami Wind Energy Center | 58765 | 1 | WT | OP | NA | WND |  | 9763392 |  |  | EIA Prime Mover-level Data
2020 | TX | Midlothian Energy | 55091 | STK1 | CT | OP | CC | NG | 3166 | 4458013 | 23.6675 | 0.010618 | EPA/CAMD | EPA/NEI | 2000
2020 | TX | Midlothian Energy | 55091 | STK2 | CT | OP | CC | NG | 4257 | 5939231.5 | 24.8081 | 0.008354 | EPA/CAMD | EPA/NEI | 2000
2020 | TX | Midlothian Energy | 55091 | STK3 | CT | OP | CC | NG | 3280 | 4512333 | 14.6527 | 0.0064945 | EPA/CAMD | EPA/NEI | 2000
2020 | TX | Midlothian Energy | 55091 | STK4 | CT | OP | CC | NG | 2524 | 3576589 | 11.2395 | 0.006285 | EPA/CAMD | EPA/NEI | 2000
2020 | TX | Midlothian Energy | 55091 | STK5 | CT | OP | CC | NG | 4277 | 6710551 | 16.6102 | 0.0049505 | EPA/CAMD | EPA/NEI | 2001
2020 | TX | Midlothian Energy | 55091 | STK6 | CT | OP | CC | NG | 3213 | 4882329 | 10.4272 | 0.0042714 | EPA/CAMD | EPA/NEI | 2001
2020 | TX | Midway Solar - TX | 61368 | PV1 | PV | OP | NA | SUN |  | 3372692 |  |  | EIA Prime Mover-level Data
2020 | TX | Midway Wind, LLC | 61776 | MIDWY | WT | OP | NA | WND |  | 4318860 |  |  | EIA Prime Mover-level Data
2020 | TX | Misae Solar | 62249 | 77777 | PV | OP | NA | SUN |  | 4192045 |  |  | EIA Prime Mover-level Data
2020 | TX | Mission Road | 3610 | 3 | ST | RE | NA | NG
2020 | TX | Mockingbird Solar Center | 64347 | 7777 | PV | L | NA | SUN
2020 | TX | Mont Belvieu Cogeneration Unit | 57322 | GT01 | GT | OP | NA | NG |  | 1846350 | 0.91785 | 0.00099423 | EIA Prime Mover-level Data | NEI avg EF - PM, fuel type, firing type
2020 | TX | Montana Power Station | 58562 | GT-1 | GT | OP | CT | NG | 4434 | 2553733 | 8.9268 | 0.0069912 | EPA/CAMD | EPA/NEI | 2015
2020 | TX | Montana Power Station | 58562 | GT-2 | GT | OP | CT | NG | 4025 | 2377867 | 8.3121 | 0.0069912 | EPA/CAMD | EPA/NEI | 2015
2020 | TX | Montana Power Station | 58562 | GT-3 | GT | OP | CT | NG | 1819 | 958339.9375 | 3.35 | 0.0069913 | EPA/CAMD | EPA/NEI | 2016
2020 | TX | Montana Power Station | 58562 | GT-4 | GT | OP | CT | NG | 4019 | 2320650 | 8.1121 | 0.0069912 | EPA/CAMD | EPA/NEI | 2016
2020 | TX | Montana Solar Facility | 60300 | IMPV1 | PV | OP | NA | SUN |  | 72008 |  |  | EIA Prime Mover-level Data
2020 | TX | Montgomery County Power Station | 60925 | CT1 | CT | OP | CC | NG | 360 | 708744.0625 | 2.1905 | 0.0061813 | EPA/CAMD | NEI avg EF - PM, fuel type, firing type | 2020
2020 | TX | Montgomery County Power Station | 60925 | CT2 | CT | OP | CC | NG | 259 | 530740.8125 | 1.6403 | 0.0061813 | EPA/CAMD | NEI avg EF - PM, fuel type, firing type | 2020
2020 | TX | Monticello | 6147 | 1 | ST | RE | TANGENTIAL | SUB
2020 | TX | Monticello | 6147 | 2 | ST | RE | TANGENTIAL | SUB
2020 | TX | Monticello | 6147 | 3 | ST | RE | WALL | SUB
2020 | TX | Monticello | 6147 | 4 | ST | CN | NA | SUB
2020 | TX | Moore County | 3483 | 3 | ST | RE | NA | NG
2020 | TX | Morada del Sol, LLC | 61049 | PV1 | PV | CN | NA | SUN
2020 | TX | Morgan Creek | 3492 | CT1 | GT | OP | CT | NG | 51 | 19170.1992 | 0.1255 | 0.013093 | EPA/CAMD | EPA/NEI | 1988
2020 | TX | Morgan Creek | 3492 | CT2 | GT | OP | CT | NG | 117 | 38868.3008 | 0.2532 | 0.013029 | EPA/CAMD | EPA/NEI | 1988
2020 | TX | Morgan Creek | 3492 | CT3 | GT | OP | CT | NG | 45 | 11151 | 0.0452 | 0.0081069 | EPA/CAMD | EPA/NEI | 1988
2020 | TX | Morgan Creek | 3492 | CT4 | GT | OP | CT | NG | 95 | 32077.1992 | 0.182 | 0.011348 | EPA/CAMD | EPA/NEI | 1988
2020 | TX | Morgan Creek | 3492 | CT5 | GT | OP | CT | NG | 64 | 24987 | 0.163 | 0.013047 | EPA/CAMD | EPA/NEI | 1988
2020 | TX | Morgan Creek | 3492 | CT6 | GT | OP | CT | NG | 42 | 15923.9004 | 0.1441 | 0.018099 | EPA/CAMD | EPA/NEI | 1988
2020 | TX | Motiva Enterprises Port Arthur Refinery | 50973 | 32 | CA | RE | WALL | NG |  | 0 |  |  | EIA Unit-level Data
2020 | TX | Motiva Enterprises Port Arthur Refinery | 50973 | 33 | CA | RE | WALL | NG |  | 0 |  |  | EIA Unit-level Data
2020 | TX | Motiva Enterprises Port Arthur Refinery | 50973 | 34 | CA | OP | WALL | OG |  | 3144338 | 0.66346 | 0.000422 | EIA Unit-level Data | Estimated using an emission factor
2020 | TX | Motiva Enterprises Port Arthur Refinery | 50973 | 35 | CA | OP | WALL | OG |  | 3139168.5 | 0.66236 | 0.000422 | EIA Unit-level Data | Estimated using an emission factor
2020 | TX | Motiva Enterprises Port Arthur Refinery | 50973 | 37 | CA | OP | DUCTBURNER | OG |  | 666041.375 | 0.14053 | 0.000422 | EIA Unit-level Data | Estimated using an emission factor
2020 | TX | Motiva Enterprises Port Arthur Refinery | 50973 | 41 | CA | OP | DUCTBURNER | NG |  | 4767357 | 1.0059 | 0.000422 | EIA Unit-level Data | Estimated using an emission factor
2020 | TX | Motiva Enterprises Port Arthur Refinery | 50973 | 42 | CA | OP | DUCTBURNER | NG |  | 3782056.25 | 0.79801 | 0.000422 | EIA Unit-level Data | Estimated using an emission factor
2020 | TX | Motiva Enterprises Port Arthur Refinery | 50973 | 43 | CA | OP | DUCTBURNER | NG |  | 4767805.5 | 1.006 | 0.000422 | EIA Unit-level Data | Estimated using an emission factor
2020 | TX | Motiva Enterprises Port Arthur Refinery | 50973 | 44 | CA | OP | DUCTBURNER | NG |  | 4676413 | 0.98672 | 0.000422 | EIA Unit-level Data | Estimated using an emission factor
2020 | TX | Motiva Enterprises Port Arthur Refinery | 50973 | 46 | CA | OP | DUCTBURNER | OG |  | 3018376 | 0.63688 | 0.000422 | EIA Unit-level Data | Estimated using an emission factor
2020 | TX | Motiva Enterprises Port Arthur Refinery | 50973 | GN26 | CS | RE | NA | NG
2020 | TX | Motiva Enterprises Port Arthur Refinery | 50973 | GN34 | GT | OP | NA | NG |  | 2314073 | 1.1504 | 0.00099423 | EIA Prime Mover-level Data | NEI avg EF - PM, fuel type, firing type
2020 | TX | Motiva Enterprises Port Arthur Refinery | 50973 | GN35 | CT | OP | NA | NG |  | 2737065 | 8.4593 | 0.0061813 | EIA Prime Mover-level Data | NEI avg EF - PM, fuel type
2020 | TX | Motiva Enterprises Port Arthur Refinery | 50973 | GN41 | CT | OP | NA | NG |  | 2811405 | 8.689 | 0.0061813 | EIA Prime Mover-level Data | NEI avg EF - PM, fuel type
2020 | TX | Motiva Enterprises Port Arthur Refinery | 50973 | GN42 | CT | OP | NA | NG |  | 2811405 | 8.689 | 0.0061813 | EIA Prime Mover-level Data | NEI avg EF - PM, fuel type
2020 | TX | Motiva Enterprises Port Arthur Refinery | 50973 | GN43 | CT | OP | NA | NG |  | 2811405 | 8.689 | 0.0061813 | EIA Prime Mover-level Data | NEI avg EF - PM, fuel type
2020 | TX | Motiva Enterprises Port Arthur Refinery | 50973 | GN44 | CT | OP | NA | NG |  | 2811405 | 8.689 | 0.0061813 | EIA Prime Mover-level Data | NEI avg EF - PM, fuel type
2020 | TX | Mountain Creek Generating Station | 3453 | 6 | ST | OP | WALL | NG | 1621 | 827188.3125 | 3.1744 | 0.0076752 | EPA/CAMD | EPA/NEI | 1956
2020 | TX | Mountain Creek Generating Station | 3453 | 7 | ST | OP | WALL | NG | 1619 | 819595.125 | 3.143 | 0.0076696 | EPA/CAMD | EPA/NEI | 1958
2020 | TX | Mountain Creek Generating Station | 3453 | 8 | ST | OP | TANGENTIAL | NG | 1210 | 3108307.25 | 11.933 | 0.0076781 | EPA/CAMD | EPA/NEI | 1967
2020 | TX | Mustang Station | 55065 | 1 | CT | OP | CC | NG | 5290 | 7592419 | 25.0572 | 0.0066006 | EPA/CAMD | EPA/NEI | 1999
2020 | TX | Mustang Station | 55065 | 2 | CT | OP | CC | NG | 5397 | 7736895.5 | 25.5331 | 0.0066003 | EPA/CAMD | EPA/NEI | 1999
2020 | TX | Mustang Station (56326) | 56326 | GEN1 | GT | OP | CT | NG | 3311 | 4532302.5 | 14.9566 | 0.0066 | EPA/CAMD | EPA/NEI | 2006
2020 | TX | Mustang Station (56326) | 56326 | GEN2 | GT | OP | CT | NG | 4855 | 6810084 | 22.4733 | 0.0066 | EPA/CAMD | EPA/NEI | 2007
2020 | TX | Mustang Station (56326) | 56326 | GEN3 | GT | OP | CT | NG | 1788 | 2360197.25 | 15.1376 | 0.012827 | EPA/CAMD | EPA/NEI | 2013
2020 | TX | Nacogdoches Generating Facility | 55708 | BFB-1 | ST | OP | FLUIDIZED | WDS | 793 | 821611.4375 | 0.4271 | 0.0010397 | EPA/CAMD | EPA/NEI | 2012
2020 | TX | NAFTA Region Olefins Complex | 55122 | N-20A | GT | OP | CT | NG |  | 2962519 | 11.494 | 0.0077596 | EIA Unit-level Data | NEI avg EF - PM, fuel type, firing type | 2001
2020 | TX | NAFTA Region Olefins Complex | 55122 | N-20B | GT | OP | CT | NG |  | 2962519 | 11.494 | 0.0077596 | EIA Unit-level Data | NEI avg EF - PM, fuel type, firing type | 2001
2020 | TX | NAFTA Region Olefins Complex | 55122 | UN1 | GT | OP | NA | NG |  | 2962519 | 1.4727 | 0.00099423 | EIA Prime Mover-level Data | NEI avg EF - PM, fuel type, firing type
2020 | TX | NAFTA Region Olefins Complex | 55122 | UN2 | GT | OP | NA | NG |  | 2962519 | 1.4727 | 0.00099423 | EIA Prime Mover-level Data | NEI avg EF - PM, fuel type, firing type
2020 | TX | NASA Johnson Space Center CHP | 62762 | CTG-1 | GT | OP | NA | NG |  | 489261 | 0.24322 | 0.00099423 | EIA Prime Mover-level Data | NEI avg EF - PM, fuel type, firing type
2020 | TX | NASA Johnson Space Center CHP | 62762 | CTG-2 | GT | OP | NA | NG |  | 489261 | 0.24322 | 0.00099423 | EIA Prime Mover-level Data | NEI avg EF - PM, fuel type, firing type
2020 | TX | Nelson Gardens Landfill Gas to Energy | 59649 | UNIT1 | IC | OP | NA | LFG |  | 38879 | 0.28576 | 0.0147 | EIA Prime Mover-level Data | Estimated using an emission factor
2020 | TX | Nelson Gardens Landfill Gas to Energy | 59649 | UNIT2 | IC | OP | NA | LFG |  | 38879 | 0.28576 | 0.0147 | EIA Prime Mover-level Data | Estimated using an emission factor
2020 | TX | Nelson Gardens Landfill Gas to Energy | 59649 | UNIT3 | IC | OP | NA | LFG |  | 38879 | 0.28576 | 0.0147 | EIA Prime Mover-level Data | Estimated using an emission factor
2020 | TX | Nelson Gardens Landfill Gas to Energy | 59649 | UNIT4 | IC | OP | NA | LFG |  | 38879 | 0.28576 | 0.0147 | EIA Prime Mover-level Data | Estimated using an emission factor
2020 | TX | NET Power La Porte Station | 60910 | NPLPS | GT | TS | NA | NG
2020 | TX | New Gulf Power Facility | 50137 | 1 | GT | OP | CT | NG | 184 | 132822.9844 | 0.1328 | 0.0019997 | EPA/CAMD | EPA/NEI | 1996
2020 | TX | Newman | 3456 | **4 | CT | OP | CC | NG | 4305 | 3120471.5 | 1.9815 | 0.00127 | EPA/CAMD | EPA/NEI | 1975
2020 | TX | Newman | 3456 | **5 | CT | OP | CC | NG | 3928 | 2831653.75 | 1.7981 | 0.00127 | EPA/CAMD | EPA/NEI | 1975
2020 | TX | Newman | 3456 | 1 | ST | OP | WALL | NG | 5441 | 2799649.25 | 1.0227 | 0.00073059 | EPA/CAMD | EPA/NEI | 1960
2020 | TX | Newman | 3456 | 2 | ST | OP | WALL | NG | 7672 | 4194546.5 | 2.6132 | 0.001246 | EPA/CAMD | EPA/NEI | 1963
2020 | TX | Newman | 3456 | 3 | ST | OP | WALL | NG | 6562 | 3465419.5 | 1.8592 | 0.001073 | EPA/CAMD | EPA/NEI | 1966
2020 | TX | Newman | 3456 | GT-6A | CT | OP | CC | NG | 8040 | 6496092 | 26.3904 | 0.008125 | EPA/CAMD | EPA/NEI | 2009
2020 | TX | Newman | 3456 | GT-6B | CT | OP | CC | NG | 8122 | 6657760.5 | 27.0472 | 0.008125 | EPA/CAMD | EPA/NEI | 2009
2020 | TX | Newman Solar | 59407 | NEW1 | PV | OP | NA | SUN |  | 251899 |  |  | EIA Prime Mover-level Data
2020 | TX | Niagara Bottling - Seguin | 64389 | NIAGS | PV | P | NA | SUN
2020 | TX | Nichols Station | 3484 | 141B | ST | OP | TANGENTIAL | NG | 5624 | 2712086.25 | 10.094 | 0.0074437 | EPA/CAMD | EPA/NEI | 1960
2020 | TX | Nichols Station | 3484 | 142B | ST | OP | TANGENTIAL | NG | 7468 | 4261329 | 15.8676 | 0.0074473 | EPA/CAMD | EPA/NEI | 1962
2020 | TX | Nichols Station | 3484 | 143B | ST | OP | TANGENTIAL | NG | 7104 | 7291445 | 27.1392 | 0.0074441 | EPA/CAMD | EPA/NEI | 1968
2020 | TX | Nolte | 3585 | 1 | HY | OP | NA | WAT |  | 18613 |  |  | EIA Prime Mover-level Data
2020 | TX | Nolte | 3585 | 2 | HY | OP | NA | WAT |  | 18613 |  |  | EIA Prime Mover-level Data
2020 | TX | North Fork TX | 64317 | NF | BA | U | NA | MWH
2020 | TX | North Gainesville Solar | 61514 | GEN1 | PV | OP | NA | SUN |  | 65192 |  |  | EIA Prime Mover-level Data
2020 | TX | North Lake | 3454 | 1 | ST | RE | NA | NG
2020 | TX | North Lake | 3454 | 2 | ST | RE | NA | NG
2020 | TX | North Lake | 3454 | 3 | ST | RE | NA | NG
2020 | TX | North Main | 3493 | 4 | ST | RE | NA | NG
2020 | TX | North Texas | 3627 | 1 | ST | RE | NA | NG
2020 | TX | North Texas | 3627 | 2 | ST | RE | NA | NG
2020 | TX | North Texas | 3627 | 3 | ST | RE | NA | NG
2020 | TX | Norton Solar Farm | 61967 | NSM01 | PV | P | NA | SUN
2020 | TX | Notrees Windpower Hybrid | 56961 | BATT | BA | OP | NA | MWH |  | 0 |  |  | EIA Prime Mover-level Data
2020 | TX | Notrees Windpower Hybrid | 56961 | GE | WT | OP | NA | WND |  | 1347633.5 |  |  | EIA Prime Mover-level Data
2020 | TX | Notrees Windpower Hybrid | 56961 | VESTA | WT | OP | NA | WND |  | 2077601.5 |  |  | EIA Prime Mover-level Data
2020 | TX | NRG Elbow Creek Energy Storage Project | 61362 | ECBS | BA | OP | NA | MWH |  | 0 |  |  | EIA Prime Mover-level Data
2020 | TX | Nueces Bay | 3441 | 8 | CT | OP | CC | NG | 3188 | 4763932 | 22.6 | 0.009488 | EPA/CAMD | EPA/NEI | 2009
2020 | TX | Nueces Bay | 3441 | 9 | CT | OP | CC | NG | 2912 | 4347920.5 | 20.61 | 0.0094804 | EPA/CAMD | EPA/NEI | 2009
2020 | TX | NWP Indian Mesa Wind Farm | 55747 | NWP2 | WT | OP | NA | WND |  | 2087894 |  |  | EIA Prime Mover-level Data
2020 | TX | O W Sommers | 3611 | 1 | ST | OP | TANGENTIAL | NG | 3343 | 5343126 | 20.07 | 0.0075125 | EPA/CAMD | EPA/NEI | 1972
2020 | TX | O W Sommers | 3611 | 2 | ST | OP | TANGENTIAL | NG | 3454 | 5419459.5 | 20.49 | 0.0075616 | EPA/CAMD | EPA/NEI | 1974
2020 | TX | Oak Grove | 6180 | 1 | ST | OP | TANGENTIAL | LIG | 8293 | 68987464 | 931.3309 | 0.027 | EPA/CAMD | EPA/NEI | 2009
2020 | TX | Oak Grove | 6180 | 2 | ST | OP | WALL | LIG | 8311 | 62708584 | 564.3773 | 0.018 | EPA/CAMD | EPA/NEI | 2010
2020 | TX | Oak Hill - Dry Creek | 64132 | PV1 | PV | P | NA | SUN
2020 | TX | Oberon IA | 62933 | OBR1A | PV | OP | NA | SUN |  | 2063749 |  |  | EIA Prime Mover-level Data
2020 | TX | Oberon IB | 62932 | OBR1B | PV | OP | NA | SUN |  | 329945 |  |  | EIA Prime Mover-level Data
2020 | TX | OCI Alamo 2, LLC | 58716 | 1 | PV | OP | NA | SUN |  | 72018 |  |  | EIA Prime Mover-level Data
2020 | TX | OCI Alamo 3 LLC | 59204 | OCIA3 | PV | OP | NA | SUN |  | 94660 |  |  | EIA Prime Mover-level Data
2020 | TX | OCI Alamo 4, LLC | 58717 | 1 | PV | OP | NA | SUN |  | 701866 |  |  | EIA Prime Mover-level Data
2020 | TX | OCI Alamo 5 LLC | 59205 | OCIA5 | PV | OP | NA | SUN |  | 1771794 |  |  | EIA Prime Mover-level Data
2020 | TX | OCI Alamo 7 LLC | 59207 | OCIA7 | PV | OP | NA | SUN |  | 2305552 |  |  | EIA Prime Mover-level Data
2020 | TX | OCI Alamo Solar I Hybrid | 58537 | 1 | PV | OP | NA | SUN |  | 787587 |  |  | EIA Prime Mover-level Data
2020 | TX | OCI Alamo Solar I Hybrid | 58537 | ASTRO | BA | OP | NA | MWH |  | 0 |  |  | EIA Prime Mover-level Data
2020 | TX | OCI SunRay | 64258 | OCISR | PV | P | NA | SUN
2020 | TX | Ocotillo Windpower | 56959 | OWF | WT | OP | NA | WND |  | 389785 |  |  | EIA Prime Mover-level Data
2020 | TX | Odessa | 64294 | ODSA | BA | OP | NA | MWH |  | 0 |  |  | EIA Prime Mover-level Data
2020 | TX | Odessa Ector Generating Station | 55215 | GT1 | CT | OP | CC | NG | 7533 | 12360697 | 12.2409 | 0.0019806 | EPA/CAMD | EPA/NEI | 2001
2020 | TX | Odessa Ector Generating Station | 55215 | GT2 | CT | OP | CC | NG | 7230 | 12293215 | 12.0555 | 0.0019613 | EPA/CAMD | EPA/NEI | 2001
2020 | TX | Odessa Ector Generating Station | 55215 | GT3 | CT | OP | CC | NG | 6874 | 11223743 | 6.8808 | 0.0012261 | EPA/CAMD | EPA/NEI | 2001
2020 | TX | Odessa Ector Generating Station | 55215 | GT4 | CT | OP | CC | NG | 6741 | 11202509 | 15.3794 | 0.0027457 | EPA/CAMD | EPA/NEI | 2001
2020 | TX | Odyssey Energy Altura Cogen, LLC | 50815 | ENG101 | CT | OP | CC | NG | 8600 | 6489568 | 12.1148 | 0.0037336 | EPA/CAMD | EPA/NEI | 1985
2020 | TX | Odyssey Energy Altura Cogen, LLC | 50815 | ENG201 | CT | OP | CC | NG | 8480 | 6596368 | 15.4954 | 0.0046982 | EPA/CAMD | EPA/NEI | 1985
2020 | TX | Odyssey Energy Altura Cogen, LLC | 50815 | ENG301 | CT | OP | CC | NG | 8707 | 6547243.5 | 15.0588 | 0.0046 | EPA/CAMD | EPA/NEI | 1985
2020 | TX | Odyssey Energy Altura Cogen, LLC | 50815 | ENG401 | CT | OP | CC | NG | 8619 | 6436178 | 9.3631 | 0.0029095 | EPA/CAMD | EPA/NEI | 1985
2020 | TX | Odyssey Energy Altura Cogen, LLC | 50815 | ENG501 | CT | OP | CC | NG | 8528 | 6393293 | 11.7315 | 0.0036699 | EPA/CAMD | EPA/NEI | 1985
2020 | TX | Odyssey Energy Altura Cogen, LLC | 50815 | ENG601 | CT | OP | CC | NG | 8683 | 6096186 | 10.9731 | 0.0036 | EPA/CAMD | EPA/NEI | 1995
2020 | TX | Oklaunion Power Station | 127 | 1 | ST | OP | WALL | SUB | 3128 | 12914359 | 22.7 | 0.0035155 | EPA/CAMD | EPA/NEI | 1986
2020 | TX | Old 300 Solar Center, LLC | 64133 | 2222 | PV | U | NA | SUN
2020 | TX | Old Jackson Solar LLC | 62501 | 1 | PV | P | NA | SUN
2020 | TX | Old Settler Wind | 60366 | OSWF | WT | OP | NA | WND |  | 4501480 |  |  | EIA Prime Mover-level Data
2020 | TX | Oxy Renewable Energy - Goldsmith | 63388 | SOLAR | PV | OP | NA | SUN |  | 324465 |  |  | EIA Prime Mover-level Data
2020 | TX | Oyster Creek Unit VIII | 54676 | GT81 | CT | OP | CC | NG |  | 9002566 | 27.5222 | 0.0061143 | EIA Unit-level Data | EPA/NEI | 1994
2020 | TX | Oyster Creek Unit VIII | 54676 | GT82 | CT | OP | CC | NG |  | 9002566 | 27.939 | 0.0062069 | EIA Unit-level Data | EPA/NEI | 1994
2020 | TX | Oyster Creek Unit VIII | 54676 | GT83 | CT | OP | CC | NG |  | 9002566 | 27.5971 | 0.0061309 | EIA Unit-level Data | EPA/NEI | 1994
2020 | TX | Oyster Creek Unit VIII | 54676 | G81 | CT | OP | NA | NG |  | 7574169 | 23.409 | 0.0061813 | EIA Prime Mover-level Data | NEI avg EF - PM, fuel type
2020 | TX | Oyster Creek Unit VIII | 54676 | G82 | CT | OP | NA | NG |  | 7574169 | 23.409 | 0.0061813 | EIA Prime Mover-level Data | NEI avg EF - PM, fuel type
2020 | TX | Oyster Creek Unit VIII | 54676 | G83 | CT | OP | NA | NG |  | 7574169 | 23.409 | 0.0061813 | EIA Prime Mover-level Data | NEI avg EF - PM, fuel type
2020 | TX | P H Robinson | 3466 | 1 | ST | RE | NA | NG
2020 | TX | P H Robinson | 3466 | 2 | ST | RE | NA | NG
2020 | TX | P H Robinson | 3466 | 3 | ST | RE | NA | NG
2020 | TX | P H Robinson | 3466 | 4 | ST | RE | NA | NG
2020 | TX | Palestine Power Peaking Facility | 62684 | PP-1 | GT | P | NA | NG
2020 | TX | Palestine Power Peaking Facility | 62684 | PP-2 | GT | P | NA | NG
2020 | TX | Palestine Power Peaking Facility | 62684 | PP-3 | GT | P | NA | NG
2020 | TX | Palestine Power Peaking Facility | 62684 | PP-4 | GT | P | NA | NG
2020 | TX | Palmas Wind, LLC | 61773 | PW | WT | OP | NA | WND |  | 294027 |  |  | EIA Prime Mover-level Data
2020 | TX | Palo Duro Wind | 59475 | GE1.7 | WT | OP | NA | WND |  | 9991972 |  |  | EIA Prime Mover-level Data
2020 | TX | Panda Sherman Power Station | 58005 | CTG1 | CT | OP | CC | NG | 5139 | 9793041 | 5.9729 | 0.0012198 | EPA/CAMD | EPA/NEI | 2014
2020 | TX | Panda Sherman Power Station | 58005 | CTG2 | CT | OP | CC | NG | 4891 | 9270451 | 8.8015 | 0.0018988 | EPA/CAMD | EPA/NEI | 2014
2020 | TX | Panda Temple Power Station | 58001 | CTG1 | CT | OP | CC | NG | 5428 | 11800581 | 12.3141 | 0.002087 | EPA/CAMD | EPA/NEI | 2014
2020 | TX | Panda Temple Power Station | 58001 | CTG2 | CT | OP | CC | NG | 5482 | 11726453 | 14.3972 | 0.0024555 | EPA/CAMD | EPA/NEI | 2014
2020 | TX | Panda Temple Power Station | 58001 | CTG3 | CT | OP | CC | NG | 4812 | 9792290 | 8.5148 | 0.0017391 | EPA/CAMD | EPA/NEI | 2015
2020 | TX | Panda Temple Power Station | 58001 | CTG4 | CT | OP | CC | NG | 4777 | 9676136 | 8.097 | 0.0016736 | EPA/CAMD | EPA/NEI | 2015
2020 | TX | Pantex | 58404 | 1 | WT | OP | NA | WND |  | 324355 |  |  | EIA Prime Mover-level Data
2020 | TX | Panther Creek Wind Farm I | 56920 | 1 | WT | OP | NA | WND |  | 4889429 |  |  | EIA Prime Mover-level Data
2020 | TX | Panther Creek Wind Farm II | 56921 | 1 | WT | OP | NA | WND |  | 3828528 |  |  | EIA Prime Mover-level Data
2020 | TX | Panther Creek Wind Farm Three | 56979 | 1 | WT | OP | NA | WND |  | 4909081 |  |  | EIA Prime Mover-level Data
2020 | TX | Papalote Creek I LLC | 56983 | 1 | WT | OP | NA | WND |  | 4404108 |  |  | EIA Prime Mover-level Data
2020 | TX | Papalote Creek II LLC | 57212 | 1 | WT | OP | NA | WND |  | 4565208 |  |  | EIA Prime Mover-level Data
2020 | TX | Paris Energy Center | 50109 | HRSG1 | CT | OP | CC | NG | 2137 | 1798319.875 | 6.2557 | 0.0069573 | EPA/CAMD | EPA/NEI | 1989
2020 | TX | Paris Energy Center | 50109 | HRSG2 | CT | OP | CC | NG | 1994 | 1676427.125 | 5.8893 | 0.007026 | EPA/CAMD | EPA/NEI | 1989
2020 | TX | Parkdale | 3455 | 1 | ST | RE | NA | NG
2020 | TX | Parkdale | 3455 | 2 | ST | RE | NA | NG
2020 | TX | Parkdale | 3455 | 3 | ST | RE | NA | NG
2020 | TX | Pasadena | 10638 | GEN1 | GT | RE | NA | NG
2020 | TX | Pasadena Power Plant | 55047 | CG-1 | CT | OP | CC | NG | 7785 | 12754932 | 24.23 | 0.0037993 | EPA/CAMD | EPA/NEI | 1998
2020 | TX | Pasadena Power Plant | 55047 | CG-2 | CT | OP | CC | NG | 4653 | 7595080.5 | 13.56 | 0.0035707 | EPA/CAMD | EPA/NEI | 2000
2020 | TX | Pasadena Power Plant | 55047 | CG-3 | CT | OP | CC | NG | 5012 | 8115334.5 | 5.03 | 0.0012396 | EPA/CAMD | EPA/NEI | 2000
2020 | TX | Patriot Wind Farm | 58614 | PAT1 | WT | OP | NA | WND |  | 4669658 |  |  | EIA Prime Mover-level Data
2020 | TX | Pattern Gulf Wind | 56661 | 1 | WT | OP | NA | WND |  | 192146 |  |  | EIA Prime Mover-level Data
2020 | TX | Pattern Panhandle Wind 2 LLC | 58720 | 1 | WT | OP | NA | WND |  | 5824840 |  |  | EIA Prime Mover-level Data
2020 | TX | Pattern Panhandle Wind LLC | 58242 | 1 | WT | OP | NA | WND |  | 5475035 |  |  | EIA Prime Mover-level Data
2020 | TX | Pearl Solar | 60682 | PEARL | PV | OP | NA | SUN |  | 880687 |  |  | EIA Prime Mover-level Data
2020 | TX | Pearsall | 3630 | 1 | ST | RE | NA | NG
2020 | TX | Pearsall | 3630 | 10A | IC | OP | NA | NG |  | 83265.0859 | 0.017569 | 0.000422 | EIA Prime Mover-level Data | Estimated using an emission factor
2020 | TX | Pearsall | 3630 | 11A | IC | OP | NA | NG |  | 83265.0859 | 0.017569 | 0.000422 | EIA Prime Mover-level Data | Estimated using an emission factor
2020 | TX | Pearsall | 3630 | 12A | IC | OP | NA | NG |  | 83265.0859 | 0.017569 | 0.000422 | EIA Prime Mover-level Data | Estimated using an emission factor
2020 | TX | Pearsall | 3630 | 13A | IC | OP | NA | NG |  | 83265.0859 | 0.017569 | 0.000422 | EIA Prime Mover-level Data | Estimated using an emission factor
2020 | TX | Pearsall | 3630 | 14A | IC | OP | NA | NG |  | 83265.0859 | 0.017569 | 0.000422 | EIA Prime Mover-level Data | Estimated using an emission factor
2020 | TX | Pearsall | 3630 | 15A | IC | OP | NA | NG |  | 83265.0859 | 0.017569 | 0.000422 | EIA Prime Mover-level Data | Estimated using an emission factor
2020 | TX | Pearsall | 3630 | 16A | IC | OP | NA | NG |  | 83265.0859 | 0.017569 | 0.000422 | EIA Prime Mover-level Data | Estimated using an emission factor
2020 | TX | Pearsall | 3630 | 17A | IC | OP | NA | NG |  | 83265.0859 | 0.017569 | 0.000422 | EIA Prime Mover-level Data | Estimated using an emission factor
2020 | TX | Pearsall | 3630 | 18A | IC | OP | NA | NG |  | 83265.0859 | 0.017569 | 0.000422 | EIA Prime Mover-level Data | Estimated using an emission factor
2020 | TX | Pearsall | 3630 | 19A | IC | OP | NA | NG |  | 83265.0859 | 0.017569 | 0.000422 | EIA Prime Mover-level Data | Estimated using an emission factor
2020 | TX | Pearsall | 3630 | 1A | IC | OP | NA | NG |  | 83265.0859 | 0.017569 | 0.000422 | EIA Prime Mover-level Data | Estimated using an emission factor
2020 | TX | Pearsall | 3630 | 2 | ST | RE | NA | NG
2020 | TX | Pearsall | 3630 | 20A | IC | OP | NA | NG |  | 83265.0859 | 0.017569 | 0.000422 | EIA Prime Mover-level Data | Estimated using an emission factor
2020 | TX | Pearsall | 3630 | 21A | IC | OP | NA | NG |  | 83265.0859 | 0.017569 | 0.000422 | EIA Prime Mover-level Data | Estimated using an emission factor
2020 | TX | Pearsall | 3630 | 22A | IC | OP | NA | NG |  | 83265.0859 | 0.017569 | 0.000422 | EIA Prime Mover-level Data | Estimated using an emission factor
2020 | TX | Pearsall | 3630 | 23A | IC | OP | NA | NG |  | 83265.0859 | 0.017569 | 0.000422 | EIA Prime Mover-level Data | Estimated using an emission factor
2020 | TX | Pearsall | 3630 | 24A | IC | OP | NA | NG |  | 83265.0859 | 0.017569 | 0.000422 | EIA Prime Mover-level Data | Estimated using an emission factor
2020 | TX | Pearsall | 3630 | 2A | IC | OP | NA | NG |  | 83265.0859 | 0.017569 | 0.000422 | EIA Prime Mover-level Data | Estimated using an emission factor
2020 | TX | Pearsall | 3630 | 3 | ST | RE | NA | NG
2020 | TX | Pearsall | 3630 | 3A | IC | OP | NA | NG |  | 83265.0859 | 0.017569 | 0.000422 | EIA Prime Mover-level Data | Estimated using an emission factor
2020 | TX | Pearsall | 3630 | 4A | IC | OP | NA | NG |  | 83265.0859 | 0.017569 | 0.000422 | EIA Prime Mover-level Data | Estimated using an emission factor
2020 | TX | Pearsall | 3630 | 5A | IC | OP | NA | NG |  | 83265.0859 | 0.017569 | 0.000422 | EIA Prime Mover-level Data | Estimated using an emission factor
2020 | TX | Pearsall | 3630 | 6A | IC | OP | NA | NG |  | 83265.0859 | 0.017569 | 0.000422 | EIA Prime Mover-level Data | Estimated using an emission factor
2020 | TX | Pearsall | 3630 | 7A | IC | OP | NA | NG |  | 83265.0859 | 0.017569 | 0.000422 | EIA Prime Mover-level Data | Estimated using an emission factor
2020 | TX | Pearsall | 3630 | 8A | IC | OP | NA | NG |  | 83265.0859 | 0.017569 | 0.000422 | EIA Prime Mover-level Data | Estimated using an emission factor
2020 | TX | Pearsall | 3630 | 9A | IC | OP | NA | NG |  | 83265.0859 | 0.017569 | 0.000422 | EIA Prime Mover-level Data | Estimated using an emission factor
2020 | TX | Penascal II Wind Project LLC | 57095 | 1 | WT | OP | NA | WND |  | 3204039 |  |  | EIA Prime Mover-level Data
2020 | TX | Penascal Wind Power LLC | 56795 | 1 | WT | OP | NA | WND |  | 3278997 |  |  | EIA Prime Mover-level Data
2020 | TX | Permian Basin | 3494 | CT1 | GT | OP | CT | NG | 843 | 547282.625 | 3.6879 | 0.013477 | EPA/CAMD | EPA/NEI | 1988
2020 | TX | Permian Basin | 3494 | CT2 | GT | OP | CT | NG | 1087 | 615744.8125 | 4.1814 | 0.013582 | EPA/CAMD | EPA/NEI | 1988
2020 | TX | Permian Basin | 3494 | CT3 | GT | OP | CT | NG | 2034 | 1325222.75 | 9.0183 | 0.01361 | EPA/CAMD | EPA/NEI | 1988
2020 | TX | Permian Basin | 3494 | CT4 | GT | OP | CT | NG | 2303 | 1545518.375 | 10.5572 | 0.013662 | EPA/CAMD | EPA/NEI | 1990
2020 | TX | Permian Basin | 3494 | CT5 | GT | OP | CT | NG | 853 | 516777.6875 | 3.555 | 0.013758 | EPA/CAMD | EPA/NEI | 1990
2020 | TX | Peyton Creek Wind Farm LLC | 62417 | WT1 | WT | OP | NA | WND |  | 1803580 |  |  | EIA Prime Mover-level Data
2020 | TX | Phantom Solar | 60774 | GEN1 | PV | OP | NA | SUN |  | 239994 |  |  | EIA Prime Mover-level Data
2020 | TX | Phelps Dodge Refining | 54628 | 2607 | GT | OS | NA | NG |  | 126670.3594 | 0.06297 | 0.00099423 | EIA Prime Mover-level Data | NEI avg EF - PM, fuel type, firing type
2020 | TX | Phelps Dodge Refining | 54628 | 2608 | GT | OS | NA | NG |  | 126670.3594 | 0.06297 | 0.00099423 | EIA Prime Mover-level Data | NEI avg EF - PM, fuel type, firing type
2020 | TX | Phelps Dodge Refining | 54628 | 3001 | GT | OP | NA | NG |  | 152004.4219 | 0.075564 | 0.00099423 | EIA Prime Mover-level Data | NEI avg EF - PM, fuel type, firing type
2020 | TX | Phelps Dodge Refining | 54628 | 3002 | GT | OP | NA | NG |  | 152004.4219 | 0.075564 | 0.00099423 | EIA Prime Mover-level Data | NEI avg EF - PM, fuel type, firing type
2020 | TX | Phelps Dodge Refining | 54628 | 3003 | GT | OP | NA | NG |  | 152004.4219 | 0.075564 | 0.00099423 | EIA Prime Mover-level Data | NEI avg EF - PM, fuel type, firing type
2020 | TX | Phoebe Solar | 61906 | PHOEB | PV | OP | NA | SUN |  | 5392928 |  |  | EIA Prime Mover-level Data
2020 | TX | Pinecrest Energy Center | 59923 | CTG-1 | CT | CN | NA | NG
2020 | TX | Pinecrest Energy Center | 59923 | CTG-2 | CT | CN | NA | NG
2020 | TX | Pinecrest Energy Center | 59923 | STG | CA | CN | NA | NG
2020 | TX | Plant X | 3485 | 111B | ST | OP | WALL | NG | 1938 | 813952.8125 | 3.0454 | 0.007483 | EPA/CAMD | EPA/NEI | 1952
2020 | TX | Plant X | 3485 | 112B | ST | OP | TANGENTIAL | NG | 3808 | 2279964.75 | 8.5014 | 0.0074575 | EPA/CAMD | EPA/NEI | 1953
2020 | TX | Plant X | 3485 | 113B | ST | OP | TANGENTIAL | NG | 0 | [5 empty] | 1955
2020 | TX | Plant X | 3485 | 114B | ST | OP | TANGENTIAL | NG | 6238 | 7341640.5 | 27.4037 | 0.0074653 | EPA/CAMD | EPA/NEI | 1964
2020 | TX | Pleasant Hill Wind Energy Project | 59417 | WT1 | WT | OP | NA | WND |  | 349448 |  |  | EIA Prime Mover-level Data
2020 | TX | Port Arthur Texas Refinery | 10568 | GEN1 | GT | OP | NA | NG |  | 2908567 | 1.4459 | 0.00099423 | EIA Prime Mover-level Data | NEI avg EF - PM, fuel type, firing type
2020 | TX | Port Comfort Peaking Facility | 60459 | CT1 | GT | OP | CT | NG | 759 | 218869.8906 | 0.84918 | 0.0077596 | EPA/CAMD | NEI avg EF - PM, fuel type, firing type | 2017
2020 | TX | Port Comfort Peaking Facility | 60459 | CT2 | GT | OP | CT | NG | 806 | 225568.0938 | 0.87516 | 0.0077596 | EPA/CAMD | NEI avg EF - PM, fuel type, firing type | 2017
2020 | TX | Port Neches | 54748 | GT1 | GT | OP | CT | NG |  | 0 | 0 |  | EIA Unit-level Data | NEI avg EF - PM, fuel type, firing type | 1994
2020 | TX | Port Neches | 54748 | G1 | GT | OP | NA | NG
2020 | TX | Porterhouse Wind (4) LLC | 56560 | JDW4 | WT | OP | NA | WND |  | 627252 |  |  | EIA Prime Mover-level Data
2020 | TX | Post Oak Wind LLC | 56483 | 1 | WT | OP | NA | WND |  | 4637347 |  |  | EIA Prime Mover-level Data
2020 | TX | Post Wind Farm LP | 56457 | 1 | WT | OP | NA | WND |  | 2921339 |  |  | EIA Prime Mover-level Data
2020 | TX | Power Island | 10154 | 1 | GT | OP | CT | [7 empty] | 2018
2020 | TX | Power Island | 10154 | 2 | GT | OP | CT | [7 empty] | 2018
2020 | TX | Power Lane Steam Plant | 4195 | 2 | ST | OP | WALL | NG | 663 | 43639.4492 | 0.1625 | 0.0074474 | EPA/CAMD | EPA/NEI | 1969
2020 | TX | Power Lane Steam Plant | 4195 | 3 | ST | OP | WALL | NG | 623 | 64629.6758 | 0.2408 | 0.0074517 | EPA/CAMD | EPA/NEI | 1977
2020 | TX | Power Station 3 | 52131 | 307A | CA | RE | NA | NG
2020 | TX | Power Station 3 | 52131 | 307B | CA | RE | NA | NG
2020 | TX | Power Station 3 | 52131 | 307C | CT | RE | NA | NG
2020 | TX | Power Station 3 | 52131 | 307D | CA | RE | NA | NG
2020 | TX | Power Station 3 | 52131 | 307E | CT | RE | NA | NG
2020 | TX | Power Station 3 | 52131 | 307F | CT | RE | NA | NG
2020 | TX | Power Station 4 | 52132 | GEN1 | CT |  | NA | NG |  | 477901.4062 | 1.477 | 0.0061813 | EIA Unit-level Data | NEI avg EF - PM, fuel type
2020 | TX | Power Station 4 | 52132 | GEN2 | CT |  | NA | NG |  | 3691799.5 | 11.41 | 0.0061813 | EIA Unit-level Data | NEI avg EF - PM, fuel type
2020 | TX | Power Station 4 | 52132 | HRSG1 | CA | OP | NA | NG |  | 518.162 | 0.00010933 | 0.000422 | EIA Unit-level Data | Estimated using an emission factor
2020 | TX | Power Station 4 | 52132 | HRSG2 | CA | OP | NA | NG |  | 479885.875 | 0.10126 | 0.000422 | EIA Unit-level Data | Estimated using an emission factor
2020 | TX | PowerFin Kingsbery | 61700 | PFPKB | PV | OP | NA | SUN |  | 34092 |  |  | EIA Prime Mover-level Data
2020 | TX | Prairie Hill Wind Project | 63100 | WTG | WT | OP | NA | WND |  | 179303 |  |  | EIA Prime Mover-level Data
2020 | TX | Priddy Wind Project | 64165 | WTG1 | WT | P | NA | WND
2020 | TX | Prospect Storage | 62753 | BESS | BA | OP | NA | MWH |  | 0 |  |  | EIA Prime Mover-level Data
2020 | TX | Prospero Solar | 62755 | PROSP | PV | OP | NA | SUN |  | 3378894 |  |  | EIA Prime Mover-level Data
2020 | TX | Prospero Solar II | 64325 | PROSP | PV | L | NA | SUN
2020 | TX | PRSI FCC Generator | 58069 | 55M1 | ST | OP | NA | PC |  | 1253197 | 5.7837 | 0.0092303 | EIA Prime Mover-level Data | NEI avg EF - PM, fuel type
2020 | TX | Pueblo BA | 64318 | PBL1 | BA | T | NA | MWH
2020 | TX | Pueblo BA | 64318 | PBL2 | BA | T | NA | MWH
2020 | TX | PYCO Industries, Inc. Wind Farm | 61848 | WT1 | WT | OP | NA | WND |  | 66507 |  |  | EIA Prime Mover-level Data
2020 | TX | Pyron Wind Farm LLC Hybrid | 56981 | 1 | WT | OP | NA | WND |  | 6166525 |  |  | EIA Prime Mover-level Data
2020 | TX | Pyron Wind Farm LLC Hybrid | 56981 | PYRBT | BA | OP | NA | MWH |  | 0 |  |  | EIA Prime Mover-level Data
2020 | TX | Quail Run Energy Center | 56349 | CT1A | CT | OP | CC | NG | 4350 | 3713291.5 | 11.4016 | 0.006141 | EPA/CAMD | EPA/NEI | 2007
2020 | TX | Quail Run Energy Center | 56349 | CT1B | CT | OP | CC | NG | 4005 | 3465963.75 | 10.6787 | 0.006162 | EPA/CAMD | EPA/NEI | 2007
2020 | TX | Quail Run Energy Center | 56349 | CT2A | CT | OP | CC | NG | 4570 | 3788403.75 | 11.8218 | 0.006241 | EPA/CAMD | EPA/NEI | 2008
2020 | TX | Quail Run Energy Center | 56349 | CT2B | CT | OP | CC | NG | 4574 | 3858382.75 | 11.9716 | 0.0062055 | EPA/CAMD | EPA/NEI | 2008
2020 | TX | R W Miller | 3628 | **4 | GT | OP | CT | NG | 416 | 280461.9062 | 0.6 | 0.0042787 | EPA/CAMD | EPA/NEI | 1994
2020 | TX | R W Miller | 3628 | **5 | GT | OP | CT | NG | 403 | 263056.7188 | 0.56 | 0.0042576 | EPA/CAMD | EPA/NEI | 1994
2020 | TX | R W Miller | 3628 | 1 | ST | OP | WALL | NG | 390 | 76788.2734 | 0.36 | 0.0093764 | EPA/CAMD | EPA/NEI | 1968
2020 | TX | R W Miller | 3628 | 2 | ST | OP | WALL | NG | 647 | 261344.6562 | 1 | 0.0076527 | EPA/CAMD | EPA/NEI | 1972
2020 | TX | R W Miller | 3628 | 3 | ST | OP | WALL | NG | 2491 | 1311614 | 4.98 | 0.0075937 | EPA/CAMD | EPA/NEI | 1975
2020 | TX | Rabbit Hill Energy Storage Project | 60649 | 1 | BA | OP | NA | MWH |  | 0 |  |  | EIA Prime Mover-level Data
2020 | TX | Ralls Wind Farm | 57474 | 1 | WT | OP | NA | WND |  | 124261 |  |  | EIA Prime Mover-level Data
2020 | TX | Rambler | 62141 | RMBLR | PV | OP | NA | SUN |  | 2236501 |  |  | EIA Prime Mover-level Data
2020 | TX | Ranchero Wind Farm LLC | 62259 | RAN | WT | OP | NA | WND |  | 11290351 |  |  | EIA Prime Mover-level Data
2020 | TX | Ranchland Wind Project I | 64551 | WT2 | WT | T | NA | WND
2020 | TX | Ranchland Wind Project II | 64544 | WT2 | WT | T | NA | WND
2020 | TX | Ranchland Wind Storage | 64545 | BA | BA | T | NA | MWH
2020 | TX | Ranchtown | 64319 | RANCH | BA | U | NA | MWH
2020 | TX | Rattlesnake Den | 59943 | 1 | WT | OP | NA | WND |  | 6042754 |  |  | EIA Prime Mover-level Data
2020 | TX | Rattlesnake Power, LLC | 60743 | WT1 | WT | OP | NA | WND |  | 5184626 |  |  | EIA Prime Mover-level Data
2020 | TX | Ray Olinger | 3576 | BW2 | ST | OP | WALL | NG | 751 | 88190.3281 | 0.3286 | 0.0074521 | EPA/CAMD | EPA/NEI | 1970
2020 | TX | Ray Olinger | 3576 | BW3 | ST | OP | WALL | NG | 872 | 103753.4766 | 0.4089 | 0.0078821 | EPA/CAMD | EPA/NEI | 1976
2020 | TX | Ray Olinger | 3576 | CE1 | ST | OP | TANGENTIAL | NG | 141 | 12099.3252 | 0.0451 | 0.007455 | EPA/CAMD | EPA/NEI | 1967
2020 | TX | Ray Olinger | 3576 | GE4 | GT | OP | CT | NG | 90 | 45734.3984 | 0.1146 | 0.0050115 | EPA/CAMD | EPA/NEI | 2001
2020 | TX | Raymond Wind Farm, LLC | 62909 | ERAYM | WT | V | NA | WND
2020 | TX | Raymond, LLC | 60362 | MVIII | WT | CN | NA | WND
2020 | TX | Rayos Del Sol Solar Project | 64737 | RDS01 | PV | P | NA | SUN
2020 | TX | RC Thomas Hydroelectric Project | 58645 | RCT1 | HY | OP | NA | WAT |  | 59908 |  |  | EIA Prime Mover-level Data
2020 | TX | RC Thomas Hydroelectric Project | 58645 | RCT2 | HY | OP | NA | WAT |  | 59908 |  |  | EIA Prime Mover-level Data
2020 | TX | RC Thomas Hydroelectric Project | 58645 | RCT3 | HY | OP | NA | WAT |  | 59908 |  |  | EIA Prime Mover-level Data
2020 | TX | RE Bravepost LLC | 63730 | BVPST | PV | P | NA | SUN
2020 | TX | RE Maplewood | 61346 | PV1 | PV | U | NA | SUN
2020 | TX | RE Maplewood | 61346 | PV2 | PV | V | NA | SUN
2020 | TX | RE Maplewood | 61346 | PV3 | PV | CN | NA | SUN
2020 | TX | RE Maplewood | 61346 | PV4 | PV | CN | NA | SUN
2020 | TX | RE Maplewood | 61346 | PV5 | PV | CN | NA | SUN
2020 | TX | RE Roserock | 59994 | ROSEK | PV | OP | NA | SUN |  | 3637092 |  |  | EIA Prime Mover-level Data
2020 | TX | Red Gate Power Plant | 59391 | ENG01 | IC | OP | NA | NG |  | 159005.5781 | 0.03355 | 0.000422 | EIA Prime Mover-level Data | Estimated using an emission factor
2020 | TX | Red Gate Power Plant | 59391 | ENG02 | IC | OP | NA | NG |  | 159005.5781 | 0.03355 | 0.000422 | EIA Prime Mover-level Data | Estimated using an emission factor
2020 | TX | Red Gate Power Plant | 59391 | ENG03 | IC | OP | NA | NG |  | 159005.5781 | 0.03355 | 0.000422 | EIA Prime Mover-level Data | Estimated using an emission factor
2020 | TX | Red Gate Power Plant | 59391 | ENG04 | IC | OP | NA | NG |  | 159005.5781 | 0.03355 | 0.000422 | EIA Prime Mover-level Data | Estimated using an emission factor
2020 | TX | Red Gate Power Plant | 59391 | ENG05 | IC | OP | NA | NG |  | 159005.5781 | 0.03355 | 0.000422 | EIA Prime Mover-level Data | Estimated using an emission factor
2020 | TX | Red Gate Power Plant | 59391 | ENG06 | IC | OP | NA | NG |  | 159005.5781 | 0.03355 | 0.000422 | EIA Prime Mover-level Data | Estimated using an emission factor
2020 | TX | Red Gate Power Plant | 59391 | ENG07 | IC | OP | NA | NG |  | 159005.5781 | 0.03355 | 0.000422 | EIA Prime Mover-level Data | Estimated using an emission factor
2020 | TX | Red Gate Power Plant | 59391 | ENG08 | IC | OP | NA | NG |  | 159005.5781 | 0.03355 | 0.000422 | EIA Prime Mover-level Data | Estimated using an emission factor
2020 | TX | Red Gate Power Plant | 59391 | ENG09 | IC | OP | NA | NG |  | 159005.5781 | 0.03355 | 0.000422 | EIA Prime Mover-level Data | Estimated using an emission factor
2020 | TX | Red Gate Power Plant | 59391 | ENG10 | IC | OP | NA | NG |  | 159005.5781 | 0.03355 | 0.000422 | EIA Prime Mover-level Data | Estimated using an emission factor
2020 | TX | Red Gate Power Plant | 59391 | ENG11 | IC | OP | NA | NG |  | 159005.5781 | 0.03355 | 0.000422 | EIA Prime Mover-level Data | Estimated using an emission factor
2020 | TX | Red Gate Power Plant | 59391 | ENG12 | IC | OP | NA | NG |  | 159005.5781 | 0.03355 | 0.000422 | EIA Prime Mover-level Data | Estimated using an emission factor
2020 | TX | Reloj del Sol Wind Farm | 62207 | RELOJ | WT | V | NA | WND
2020 | TX | Rentech Nitrogen Pasadena Cogeneration | 58870 | MG202 | ST | OP | NA | WH |  | 734789 |  |  | EIA Prime Mover-level Data
2020 | TX | Ribeye Wind (11) LLC | 56835 | 1 | WT | OP | NA | WND |  | 131105 |  |  | EIA Prime Mover-level Data
2020 | TX | Rice University | 50054 | GEN1 | GT | SB | NA | NG |  | 53071.1016 | 0.026382 | 0.00099423 | EIA Prime Mover-level Data | NEI avg EF - PM, fuel type, firing type
2020 | TX | Rice University | 50054 | GEN2 | GT | OP | NA | NG |  | 65054.8984 | 0.03234 | 0.00099423 | EIA Prime Mover-level Data | NEI avg EF - PM, fuel type, firing type
2020 | TX | Rio Bravo Windpower, LLC | 61865 | 1 | WT | OP | NA | WND |  | 5024798 |  |  | EIA Prime Mover-level Data
2020 | TX | Rio Grande Valley Sugar Growers | 54338 | 1 | ST | OP | NA | AB |  | 353922 |  |  | EIA Unit-level Data
2020 | TX | Rio Grande Valley Sugar Growers | 54338 | 2 | ST | OP | NA | AB |  | 295320 |  |  | EIA Unit-level Data
2020 | TX | Rio Grande Valley Sugar Growers | 54338 | 3 | ST | OP | NA | AB |  | 281715 |  |  | EIA Unit-level Data
2020 | TX | Rio Grande Valley Sugar Growers | 54338 | 4 | ST | OP | NA | AB |  | 376159 |  |  | EIA Unit-level Data
2020 | TX | Rio Grande Valley Sugar Growers | 54338 | 6 | ST | OP | NA | AB |  | 483530 |  |  | EIA Unit-level Data
2020 | TX | Rio Grande Valley Sugar Growers | 54338 | GENE | IC | OP | NA | DFO |  | 2931 |  |  | EIA Prime Mover-level Data
2020 | TX | Rio Nogales Power Project, LP | 55137 | CTG-1 | CT | OP | CC | NG | 6679 | 10088872 | 23.2044 | 0.0046 | EPA/CAMD | EPA/NEI | 2002
2020 | TX | Rio Nogales Power Project, LP | 55137 | CTG-2 | CT | OP | CC | NG | 6197 | 8958643 | 20.6049 | 0.0046 | EPA/CAMD | EPA/NEI | 2002
2020 | TX | Rio Nogales Power Project, LP | 55137 | CTG-3 | CT | OP | CC | NG | 6564 | 10087224 | 24.162 | 0.0047906 | EPA/CAMD | EPA/NEI | 2002
2020 | TX | Rippey Solar | 62773 | BTCOO | PV | OP | NA | SUN |  | 51155 |  |  | EIA Prime Mover-level Data
2020 | TX | River Crest | 3503 | 1 | ST | RE | NA | NG
2020 | TX | Riverview | 3487 | 6 | GT | RE | NA | NG
2020 | TX | Roadrunner, LLC Hybrid | 62561 | BA | BA | T | NA | MWH
2020 | TX | Roadrunner, LLC Hybrid | 62561 | RODR1 | PV | OP | NA | SUN |  | 3746697.5 |  |  | EIA Prime Mover-level Data
2020 | TX | Roadrunner, LLC Hybrid | 62561 | RODR2 | PV | OP | NA | SUN |  | 3746697.5 |  |  | EIA Prime Mover-level Data
2020 | TX | Robert D Willis | 7200 | 1 | HY | OA | NA | WAT
2020 | TX | Robert D Willis | 7200 | 2 | HY | OA | NA | WAT
2020 | TX | Robert Mueller Energy Center | 56374 | CT1 | GT | OP | NA | NG |  | 395544 | 0.19663 | 0.00099423 | EIA Prime Mover-level Data | NEI avg EF - PM, fuel type, firing type
2020 | TX | Robert Mueller Energy Center | 56374 | DG1 | IC | SB | NA | DFO |  | 219 | 0.033945 | 0.31 | EIA Prime Mover-level Data | Estimated using an emission factor
2020 | TX | Rocksprings | 60217 | RKSP | WT | OP | NA | WND |  | 4401493 |  |  | EIA Prime Mover-level Data
2020 | TX | Roland C. Dansby Power Plant | 6243 | 1 | ST | OP | WALL | NG | 7977 | 1701172.375 | 6.4904 | 0.0076305 | EPA/CAMD | EPA/NEI | 1978
2020 | TX | Roland C. Dansby Power Plant | 6243 | 2 | GT | OP | CT | NG | 486 | 161074.6094 | 0.5315 | 0.0065994 | EPA/CAMD | EPA/NEI | 2003
2020 | TX | Roland C. Dansby Power Plant | 6243 | 3 | GT | OP | CT | NG | 683 | 225235.0625 | 0.7433 | 0.0066002 | EPA/CAMD | EPA/NEI | 2010
2020 | TX | Roscoe Wind Farm LLC | 56593 | RO1 | WT | OP | NA | WND |  | 4480500 |  |  | EIA Prime Mover-level Data
2020 | TX | Route 66 Wind Plant | 58681 | RT661 | WT | OP | NA | WND |  | 4420347 |  |  | EIA Prime Mover-level Data
2020 | TX | Sabine | 3459 | 1 | ST | OP | TANGENTIAL | NG | 5886 | 7266975.5 | 26.46 | 0.0072823 | EPA/CAMD | EPA/NEI | 1962
2020 | TX | Sabine | 3459 | 3 | ST | OP | TANGENTIAL | NG | 5377 | 9060678 | 33 | 0.0072842 | EPA/CAMD | EPA/NEI | 1966
2020 | TX | Sabine | 3459 | 4 | ST | OP | WALL | NG | 4657 | 14918262 | 54.34 | 0.007285 | EPA/CAMD | EPA/NEI | 1974
2020 | TX | Sabine | 3459 | 5 | ST | OP | TANGENTIAL | NG | 7156 | 19146754 | 69.73 | 0.0072837 | EPA/CAMD | EPA/NEI | 1979
2020 | TX | Sabine Cogeneration Facility | 55104 | SAB-1 | CT | OP | CC | NG | 1535 | 779365.5625 | 1.69 | 0.0043369 | EPA/CAMD | EPA/NEI | 1999
2020 | TX | Sabine Cogeneration Facility | 55104 | SAB-2 | CT | OP | CC | NG | 1594 | 805703.9375 | 2.64 | 0.0065533 | EPA/CAMD | EPA/NEI | 2000
2020 | TX | Sage Draw Wind | 62620 | SD | WT | TS | NA | WND
2020 | TX | Salt Fork Wind Project, LLC | 60657 | GEN1 | WT | OP | NA | WND |  | 6394323 |  |  | EIA Prime Mover-level Data
2020 | TX | Sam Bertron | 3468 | 3 | ST | RE | NA | NG
2020 | TX | Sam Bertron | 3468 | 4 | ST | RE | NA | NG
2020 | TX | Sam Bertron | 3468 | GT1 | GT | RE | NA | NG
2020 | TX | Sam Bertron | 3468 | GT2 | GT | RE | NA | NG
2020 | TX | Sam Bertron | 3468 | ST1 | ST | RE | NA | NG
2020 | TX | Sam Bertron | 3468 | ST2 | ST | RE | NA | NG
2020 | TX | Sam Rayburn Dam | 6413 | 1 | HY | OP | NA | WAT |  | 584417.5 |  |  | EIA Prime Mover-level Data
2020 | TX | Sam Rayburn Dam | 6413 | 2 | HY | OP | NA | WAT |  | 584417.5 |  |  | EIA Prime Mover-level Data
2020 | TX | Sam Rayburn Plant | 3631 | CT7 | CT | OP | CC | NG | 1108 | 261294.9375 | 0.9034 | 0.0069148 | EPA/CAMD | EPA/NEI | 2003
2020 | TX | Sam Rayburn Plant | 3631 | CT8 | CT | OP | CC | NG | 1433 | 327692.2812 | 1.1317 | 0.0069071 | EPA/CAMD | EPA/NEI | 2003
2020 | TX | Sam Rayburn Plant | 3631 | CT9 | CT | OP | CC | NG | 1642 | 383804.9688 | 1.3408 | 0.0069869 | EPA/CAMD | EPA/NEI | 2003
2020 | TX | Sam Seymour | 6179 | 1 | ST | OP | TANGENTIAL | RC | 7686 | 30677442 | 220.4 | 0.014369 | EPA/CAMD | EPA/NEI | 1979
2020 | TX | Sam Seymour | 6179 | 2 | ST | OP | TANGENTIAL | RC | 8294 | 39112904 | 255.74 | 0.013077 | EPA/CAMD | EPA/NEI | 1980
2020 | TX | Sam Seymour | 6179 | 3 | ST | OP | TANGENTIAL | RC | 7273 | 27912278 | 212.4837 | 0.015225 | EPA/CAMD | EPA/NEI | 1988
2020 | TX | Samson Solar Energy | 63211 | GEN1 | PV | U | NA | SUN
2020 | TX | Samson Solar Energy II LLC | 63882 | GEN1 | PV | U | NA | SUN
2020 | TX | Samson Solar Energy III LLC | 63883 | GEN1 | PV | U | NA | SUN
2020 | TX | San Jacinto County Peaking Facility | 56603 | SJCCT1 | GT | OP | CT | NG | 1570 | 1039094.9375 | 6.9105 | 0.013301 | EPA/CAMD | EPA/NEI | 2009
2020 | TX | San Jacinto County Peaking Facility | 56603 | SJCCT2 | GT | OP | CT | NG | 2204 | 1786956 | 11.9462 | 0.01337 | EPA/CAMD | EPA/NEI | 2009
2020 | TX | San Jacinto Steam Electric Station | 7325 | SJS1 | GT | OP | CT | NG | 6706 | 6073547 | 35.6849 | 0.011751 | EPA/CAMD | EPA/NEI | 1995
2020 | TX | San Jacinto Steam Electric Station | 7325 | SJS2 | GT | OP | CT | NG | 7318 | 6711759.5 | 39.119 | 0.011657 | EPA/CAMD | EPA/NEI | 1995
2020 | TX | San Miguel | 6183 | SM-1 | ST | OP | WALL | LIG | 7538 | 29608944 | 71.0615 | 0.0048 | EPA/CAMD | EPA/NEI | 1982
2020 | TX | San Roman Wind I, LLC | 59712 | SRWI | WT | OP | NA | WND |  | 2357087 |  |  | EIA Prime Mover-level Data
2020 | TX | Sand Bluff Wind Farm | 56479 | 2 | WT | OP | NA | WND |  | 1255452 |  |  | EIA Prime Mover-level Data
2020 | TX | Sand Hill Energy Center | 7900 | SH1 | GT | OP | CT | NG | 1099 | 391840.4375 | 0.7837 | 0.0040001 | EPA/CAMD | EPA/NEI | 2001
2020 | TX | Sand Hill Energy Center | 7900 | SH2 | GT | OP | CT | NG | 1039 | 364209.1875 | 0.7284 | 0.0039999 | EPA/CAMD | EPA/NEI | 2001
2020 | TX | Sand Hill Energy Center | 7900 | SH3 | GT | OP | CT | NG | 1045 | 350342.7188 | 0.7007 | 0.0040001 | EPA/CAMD | EPA/NEI | 2001
2020 | TX | Sand Hill Energy Center | 7900 | SH4 | GT | OP | CT | NG | 1177 | 413558.4688 | 0.8271 | 0.0039999 | EPA/CAMD | EPA/NEI | 2001
2020 | TX | Sand Hill Energy Center | 7900 | SH5 | CT | OP | CC | NG | 7793 | 10488010 | 15.2114 | 0.0029007 | EPA/CAMD | EPA/NEI | 2004
2020 | TX | Sand Hill Energy Center | 7900 | SH6 | GT | OP | CT | NG | 1249 | 424156.0625 | 0.8483 | 0.0039999 | EPA/CAMD | EPA/NEI | 2010
2020 | TX | Sand Hill Energy Center | 7900 | SH7 | GT | OP | CT | NG | 985 | 340611.5625 | 0.6812 | 0.0039999 | EPA/CAMD | EPA/NEI | 2010
2020 | TX | Sandow No 4 | 6648 | 4 | ST | RE | TANGENTIAL | LIG
2020 | TX | Sandow No 5 | 52071 | 5 | ST | RE | NA | LIG
2020 | TX | Sandow No 5 | 52071 | GEN1 | ST | RE | NA | LIG
2020 | TX | Sandow No 5 | 52071 | GEN2 | ST | RE | NA | LIG
2020 | TX | Sandow No 5 | 52071 | GEN3 | ST | RE | NA | LIG
2020 | TX | Sandy Creek Energy Station | 56611 | S01 | ST | OP | WALL | SUB | 8265 | 47161984 | 158.02 | 0.0067012 | EPA/CAMD | EPA/NEI | 2011
2020 | TX | Santa Rita East | 62038 | STRAE | WT | OP | NA | WND |  | 11078036 |  |  | EIA Prime Mover-level Data
2020 | TX | Santa Rita Wind Energy | 60987 | GEN1 | WT | OP | NA | WND |  | 11215270 |  |  | EIA Prime Mover-level Data
2020 | TX | Scurry County Wind II | 56775 | 1 | WT | OP | NA | WND |  | 2453079 |  |  | EIA Prime Mover-level Data
2020 | TX | Scurry County Wind LP | 56506 | SCW | WT | OP | NA | WND |  | 2738563 |  |  | EIA Prime Mover-level Data
2020 | TX | Seadrift Coke LP | 10167 | GEN1 | ST | OP | NA | PC |  | 1184613 | 5.4672 | 0.0092303 | EIA Prime Mover-level Data | NEI avg EF - PM, fuel type
2020 | TX | Sealy Power Peaking Facility | 62685 | SP-1 | GT | P | NA | NG
2020 | TX | Sealy Power Peaking Facility | 62685 | SP-2 | GT | P | NA | NG
2020 | TX | Sealy Power Peaking Facility | 62685 | SP-3 | GT | P | NA | NG
2020 | TX | Sealy Power Peaking Facility | 62685 | SP-4 | GT | P | NA | NG
2020 | TX | Security | 55556 | GEN5 | IC | OP | NA | LFG |  | 57852.5 | 0.42522 | 0.0147 | EIA Prime Mover-level Data | Estimated using an emission factor
2020 | TX | Security | 55556 | UNT1 | IC | RE | NA | LFG
2020 | TX | Security | 55556 | UNT2 | IC | OP | NA | LFG |  | 57852.5 | 0.42522 | 0.0147 | EIA Prime Mover-level Data | Estimated using an emission factor
2020 | TX | Security | 55556 | UNT3 | IC | RE | NA | LFG
2020 | TX | Senate Wind LLC | 57981 | GEN1 | WT | OP | NA | WND |  | 4402080 |  |  | EIA Prime Mover-level Data
2020 | TX | Sendero | 59654 | 1 | WT | OP | NA | WND |  | 2710673 |  |  | EIA Prime Mover-level Data
2020 | TX | Seymour Hills Wind Project, LLC | 62227 | WTGS | WT | OP | NA | WND |  | 1301809 |  |  | EIA Prime Mover-level Data
2020 | TX | Shannon Wind | 59034 | SHAN1 | WT | OP | NA | WND |  | 6002038 |  |  | EIA Prime Mover-level Data
2020 | TX | Shell Deer Park | 50304 | GEN1 | ST | OP | NA | PUR |  | 1068367.5 |  |  | EIA Prime Mover-level Data
2020 | TX | Shell Deer Park | 50304 | GEN2 | ST | OP | NA | PUR |  | 1068367.5 |  |  | EIA Prime Mover-level Data
2020 | TX | Shell Deer Park | 50304 | GEN3 | ST | RE | NA | PUR
2020 | TX | Shell Deer Park | 50304 | GEN4 | GT | OP | NA | NG |  | 8350496 | 4.1512 | 0.00099423 | EIA Prime Mover-level Data | NEI avg EF - PM, fuel type, firing type
2020 | TX | Shell Deer Park | 50304 | GEN5 | GT | OP | NA | NG |  | 8899622 | 4.4241 | 0.00099423 | EIA Prime Mover-level Data | NEI avg EF - PM, fuel type, firing type
2020 | TX | Sherbino I Wind Farm | 56779 | 1 | WT | OP | NA | WND |  | 1045021 |  |  | EIA Prime Mover-level Data
2020 | TX | Sherbino II | 57415 | 1 | WT | OP | NA | WND |  | 539521 |  |  | EIA Prime Mover-level Data
2020 | TX | Signal Hill Generating LLC | 50127 | GTA | CT |  | NA | NG |  | 11716.2344 | 0.036211 | 0.0061813 | EIA Unit-level Data | NEI avg EF - PM, fuel type
2020 | TX | Signal Hill Generating LLC | 50127 | GTB | CT |  | NA | NG |  | 12095.7012 | 0.037383 | 0.0061813 | EIA Unit-level Data | NEI avg EF - PM, fuel type
2020 | TX | Signal Hill Generating LLC | 50127 | GTC | CT |  | NA | NG |  | 10507.6738 | 0.032475 | 0.0061813 | EIA Unit-level Data | NEI avg EF - PM, fuel type
2020 | TX | Signal Hill Generating LLC | 50127 | HRSGA | CA | OP | NA | NG |  | 0 | 0 |  | EIA Unit-level Data | Estimated using an emission factor
2020 | TX | Signal Hill Generating LLC | 50127 | HRSGB | CA | OP | NA | NG |  | 0 | 0 |  | EIA Unit-level Data | Estimated using an emission factor
2020 | TX | Signal Hill Generating LLC | 50127 | HRSGC | CA | OP | NA | NG |  | 0 | 0 |  | EIA Unit-level Data | Estimated using an emission factor
2020 | TX | Silas Ray | 3559 | 10 | GT | OP | CT | NG | 2017 | 506096.6875 | 0.2 | 0.00079036 | EPA/CAMD | EPA/NEI | 2004
2020 | TX | Silas Ray | 3559 | 9 | CT | OP | CC | NG | 2158 | 964824.875 | 0.2 | 0.00041458 | EPA/CAMD | EPA/NEI | 1996
2020 | TX | Silver Star I Wind Power Project | 56771 | 1 | WT | OP | NA | WND |  | 568675 |  |  | EIA Prime Mover-level Data
2020 | TX | Sim Gideon | 3601 | 1 | ST | OP | WALL | NG | 1366 | 862346 | 3.2278 | 0.0074861 | EPA/CAMD | EPA/NEI | 1965
2020 | TX | Sim Gideon | 3601 | 2 | ST | OP | WALL | NG | 1924 | 1325621.5 | 4.9477 | 0.0074647 | EPA/CAMD | EPA/NEI | 1968
2020 | TX | Sim Gideon | 3601 | 3 | ST | OP | TANGENTIAL | NG | 2768 | 4668775 | 17.4605 | 0.0074797 | EPA/CAMD | EPA/NEI | 1972
2020 | TX | SJRR Power LLC | 62548 | SJ-1 | GT | T | NA | NG
2020 | TX | SJRR Power LLC | 62548 | SJ-2 | GT | T | NA | NG
2020 | TX | SJRR Power LLC | 62548 | SJ-3 | GT | T | NA | NG
2020 | TX | SJRR Power LLC | 62548 | SJ-4 | GT | T | NA | NG
2020 | TX | Sky Global Power One | 59938 | UNIT1 | IC | OP | NA | NG |  | 23927.666 | 0.0050487 | 0.000422 | EIA Prime Mover-level Data | Estimated using an emission factor
2020 | TX | Sky Global Power One | 59938 | UNIT2 | IC | OP | NA | NG |  | 23927.666 | 0.0050487 | 0.000422 | EIA Prime Mover-level Data | Estimated using an emission factor
2020 | TX | Sky Global Power One | 59938 | UNIT3 | IC | OP | NA | NG |  | 23927.666 | 0.0050487 | 0.000422 | EIA Prime Mover-level Data | Estimated using an emission factor
2020 | TX | Sky Global Power One | 59938 | UNIT4 | IC | OP | NA | NG |  | 23927.666 | 0.0050487 | 0.000422 | EIA Prime Mover-level Data | Estimated using an emission factor
2020 | TX | Sky Global Power One | 59938 | UNIT5 | IC | OP | NA | NG |  | 23927.666 | 0.0050487 | 0.000422 | EIA Prime Mover-level Data | Estimated using an emission factor
2020 | TX | Sky Global Power One | 59938 | UNIT6 | IC | OP | NA | NG |  | 23927.666 | 0.0050487 | 0.000422 | EIA Prime Mover-level Data | Estimated using an emission factor
2020 | TX | Skyline Gas Recovery | 56528 | GEN1 | IC | RE | NA | LFG
2020 | TX | Skyline Gas Recovery | 56528 | GEN2 | IC | RE | NA | LFG
2020 | TX | Skyline Gas Recovery | 56528 | GEN3 | IC | RE | NA | LFG
2020 | TX | Skyline Gas Recovery | 56528 | GEN4 | IC | RE | NA | LFG
2020 | TX | Snider Industries | 50141 | WGN1 | ST | OP | NA | WDS |  | 562709 | 5.261 | 0.018699 | EIA Prime Mover-level Data | NEI avg EF - PM, fuel type
2020 | TX | Snyder Wind Farm | 56602 | SNY1 | WT | OP | NA | WND |  | 469619 |  |  | EIA Prime Mover-level Data
2020 | TX | SolaireHolman Solar Project | 60989 | PV1 | PV | OP | NA | SUN |  | 1086711 |  |  | EIA Prime Mover-level Data
2020 | TX | Solemio LLC | 62522 | 1 | PV | P | NA | SUN
2020 | TX | South Houston Green Power Site | 55470 | EPN801 | CT | OP | CC | NG | 6746 | 13192664 | 41.6445 | 0.0063133 | EPA/CAMD | EPA/NEI | 2003
2020 | TX | South Houston Green Power Site | 55470 | EPN802 | CT | OP | CC | NG | 8114 | 16996702 | 56.0629 | 0.0065969 | EPA/CAMD | EPA/NEI | 2003
2020 | TX | South Houston Green Power Site | 55470 | EPN803 | CT | OP | CC | NG | 8371 | 18095724 | 56.2778 | 0.00622 | EPA/CAMD | EPA/NEI | 2003
2020 | TX | South Plains II | 60087 | SPII | WT | OP | NA | WND |  | 9445830 |  |  | EIA Prime Mover-level Data
2020 | TX | South Plains Wind Phase I | 59384 | 1 | WT | OP | NA | WND |  | 7090559 |  |  | EIA Prime Mover-level Data
2020 | TX | South Texas Project | 6251 | 1 | ST | OP | NA | NUC |  | 108740744 |  |  | EIA Prime Mover-level Data
2020 | TX | South Texas Project | 6251 | 2 | ST | OP | NA | NUC |  | 120639952 |  |  | EIA Prime Mover-level Data
2020 | TX | South Trent Wind Farm | 56649 | 1 | WT | OP | NA | WND |  | 1899408 |  |  | EIA Prime Mover-level Data
2020 | TX | Spanish Crown | 64259 | OCICR | PV | P | NA | SUN
2020 | TX | Sparta Solar | 63840 | 1111 | PV | T | NA | SUN
2020 | TX | Spencer | 4266 | 4 | ST | OP | WALL | NG | 296 | 18830.4746 | 0.0702 | 0.007456 | EPA/CAMD | EPA/NEI | 1966
2020 | TX | Spencer | 4266 | 5 | ST | OP | WALL | NG | 452 | 30274.9492 | 0.1128 | 0.0074517 | EPA/CAMD | EPA/NEI | 1973
2020 | TX | Spinning Spur Wind II | 58774 | GEN1 | WT | OP | NA | WND |  | 4484214 |  |  | EIA Prime Mover-level Data
2020 | TX | Spinning Spur Wind III | 58775 | GEN1 | WT | OP | NA | WND |  | 7073644 |  |  | EIA Prime Mover-level Data
2020 | TX | Spinning Spur Wind LLC | 57973 | GEN1 | WT | OP | NA | WND |  | 5548010 |  |  | EIA Prime Mover-level Data
2020 | TX | SRO Cogen Limited Partnership | 55120 | CTG-1 | CT | OP | CC | NG | 6125 | 10553288 | 15.3359 | 0.0029064 | EPA/CAMD | EPA/NEI | 2001
2020 | TX | SRO Cogen Limited Partnership | 55120 | CTG-2 | CT | OP | CC | NG | 5445 | 9377383 | 24.9867 | 0.0053291 | EPA/CAMD | EPA/NEI | 2001
2020 | TX | Stanton Wind Energy LLC | 56644 | 1 | WT | OP | NA | WND |  | 2408627 |  |  | EIA Prime Mover-level Data
2020 | TX | State Farm Insur Support Center Central | 55390 | 2A | IC | SB | NA | DFO |  | 32 | 0.00496 | 0.31 | EIA Prime Mover-level Data | Estimated using an emission factor
2020 | TX | State Farm Insur Support Center Central | 55390 | 2B | IC | SB | NA | DFO |  | 32 | 0.00496 | 0.31 | EIA Prime Mover-level Data | Estimated using an emission factor
2020 | TX | State Farm Insur Support Center Central | 55390 | 3A | IC | SB | NA | DFO |  | 32 | 0.00496 | 0.31 | EIA Prime Mover-level Data | Estimated using an emission factor
2020 | TX | State Farm Insur Support Center Central | 55390 | 3B | IC | SB | NA | DFO |  | 32 | 0.00496 | 0.31 | EIA Prime Mover-level Data | Estimated using an emission factor
2020 | TX | State Farm Insur Support Center Central | 55390 | 4A | IC | SB | NA | DFO |  | 32 | 0.00496 | 0.31 | EIA Prime Mover-level Data | Estimated using an emission factor
2020 | TX | State Farm Insur Support Center Central | 55390 | 4B | IC | SB | NA | DFO |  | 32 | 0.00496 | 0.31 | EIA Prime Mover-level Data | Estimated using an emission factor
2020 | TX | Stella Wind Farm | 59063 | WT1 | WT | OP | NA | WND |  | 5421216 |  |  | EIA Prime Mover-level Data
2020 | TX | Stella Wind Farm II | 59064 | WT1 | WT | CN | NA | WND
2020 | TX | Stephens Ranch Wind Energy LLC | 57983 | 1 | WT | OP | NA | WND |  | 6688897 |  |  | EIA Prime Mover-level Data
2020 | TX | Stephens Ranch Wind Energy LLC | 57983 | 2 | WT | OP | NA | WND |  | 5230654 |  |  | EIA Prime Mover-level Data
2020 | TX | Sterling Solar (TX) | 61871 | GEN1 | PV | OP | NA | SUN |  | 154431 |  |  | EIA Prime Mover-level Data
2020 | TX | Stryker Creek | 3504 | 1 | ST | OP | WALL | NG | 433 | 247456.625 | 0.9158 | 0.0074017 | EPA/CAMD | EPA/NEI | 1958
2020 | TX | Stryker Creek | 3504 | 2 | ST | OP | TANGENTIAL | NG | 1219 | 2209143.5 | 8.5576 | 0.0077474 | EPA/CAMD | EPA/NEI | 1965
2020 | TX | SunE CPS1 LLC | 58068 | 1 | PV | OP | NA | SUN |  | 145227 |  |  | EIA Prime Mover-level Data
2020 | TX | SunE CPS2 LLC | 58027 | 1 | PV | OP | NA | SUN |  | 144342 |  |  | EIA Prime Mover-level Data
2020 | TX | SunE CPS3 LLC | 58009 | 1 | PV | OP | NA | SUN |  | 80385.8906 |  |  | EIA Prime Mover-level Data
2020 | TX | SunE CPS3 LLC | 58009 | 2 | PV | OP | NA | SUN |  | 71773.1094 |  |  | EIA Prime Mover-level Data
2020 | TX | Sunray Wind I | 57326 | WND1 | WT | OP | NA | WND |  | 1428990 |  |  | EIA Prime Mover-level Data
2020 | TX | Suzlon Project VIII LLC | 57741 | S128 | WT | CN | NA | WND
2020 | TX | Suzlon Project VIII LLC | 57741 | SP111 | WT | OP | NA | WND |  | 27109.5 |  |  | EIA Prime Mover-level Data
2020 | TX | Suzlon Project VIII LLC | 57741 | SP95 | WT | RE | NA | WND
2020 | TX | Suzlon Project VIII LLC | 57741 | SP97 | WT | OP | NA | WND |  | 27109.5 |  |  | EIA Prime Mover-level Data
2020 | TX | Sweeny | 64321 | SWNY | BA | U | NA | MWH
2020 | TX | Sweeny Cogeneration Facility | 55015 | 1 | GT | OP | CT | NG | 7156 | 11379130 | 5.0603 | 0.0008894 | EPA/CAMD | EPA/NEI | 1997
2020 | TX | Sweeny Cogeneration Facility | 55015 | 2 | GT | OP | CT | NG | 8366 | 15619804 | 17.2678 | 0.002211 | EPA/CAMD | EPA/NEI | 1997
2020 | TX | Sweeny Cogeneration Facility | 55015 | 3 | GT | OP | CT | NG | 8202 | 15579436 | 2.9603 | 0.00038003 | EPA/CAMD | EPA/NEI | 1997
2020 | TX | Sweeny Cogeneration Facility | 55015 | 4 | GT | OP | CT | NG | 7854 | 13416906 | 16.5317 | 0.0024643 | EPA/CAMD | EPA/NEI | 2000
2020 | TX | Sweetwater Wind 1 LLC | 56211 | SW1 | WT | OP | NA | WND |  | 1275815 |  |  | EIA Prime Mover-level Data
2020 | TX | Sweetwater Wind 2 LLC | 56212 | SW2 | WT | OP | NA | WND |  | 3017088 |  |  | EIA Prime Mover-level Data
2020 | TX | Sweetwater Wind 3 LLC | 56311 | SW3 | WT | OP | NA | WND |  | 3703171 |  |  | EIA Prime Mover-level Data
2020 | TX | Sweetwater Wind 4 LLC | 56337 | SW4 | WT | OP | NA | WND |  | 6136924 |  |  | EIA Prime Mover-level Data
2020 | TX | Sweetwater Wind 5 | 56372 | SW5 | WT | OP | NA | WND |  | 1708734 |  |  | EIA Prime Mover-level Data
2020 | TX | System Control Center | 61742 | GEN1 | FW | SB | NA | MWH
2020 | TX | System Control Center | 61742 | GEN2 | FW | SB | NA | MWH
2020 | TX | T C Ferguson Power Plant | 4937 | CT-1 | CT | OP | CC | NG | 7578 | 11873534 | 20.7519 | 0.0034955 | EPA/CAMD | EPA/NEI | 2014
2020 | TX | T C Ferguson Power Plant | 4937 | CT-2 | CT | OP | CC | NG | 7651 | 11960142 | 26.8759 | 0.0044942 | EPA/CAMD | EPA/NEI | 2014
2020 | TX | T H Wharton | 3469 | THW31 | CT | OP | CC | NG | 1283 | 830298.75 | 2.74 | 0.0066 | EPA/CAMD | EPA/NEI | 1972
2020 | TX | T H Wharton | 3469 | THW32 | CT | OP | CC | NG | 1399 | 910641.6875 | 3.0051 | 0.0066 | EPA/CAMD | EPA/NEI | 1972
2020 | TX | T H Wharton | 3469 | THW33 | CT | OP | CC | NG | 1266 | 840008 | 2.772 | 0.0065999 | EPA/CAMD | EPA/NEI | 1972
2020 | TX | T H Wharton | 3469 | THW34 | CT | OP | CC | NG | 1321 | 861042.25 | 2.8414 | 0.0065999 | EPA/CAMD | EPA/NEI | 1972
2020 | TX | T H Wharton | 3469 | THW41 | CT | OP | CC | NG | 1343 | 877124.875 | 2.8945 | 0.0066 | EPA/CAMD | EPA/NEI | 1972
2020 | TX | T H Wharton | 3469 | THW42 | CT | OP | CC | NG | 1408 | 898524.5625 | 2.9651 | 0.0065999 | EPA/CAMD | EPA/NEI | 1972
2020 | TX | T H Wharton | 3469 | THW43 | CT | OP | CC | NG | 1357 | 867523.625 | 2.8628 | 0.0065999 | EPA/CAMD | EPA/NEI | 1974
2020 | TX | T H Wharton | 3469 | THW44 | CT | OP | CC | NG | 1337 | 866720.375 | 2.8602 | 0.0066001 | EPA/CAMD | EPA/NEI | 1974
2020 | TX | T H Wharton | 3469 | THW51 | GT | OP | CT | NG | 515 | 464194.9062 | 1.5318 | 0.0065998 | EPA/CAMD | EPA/NEI | 1975
2020 | TX | T H Wharton | 3469 | THW52 | GT | OP | CT | NG | 526 | 483213.3125 | 1.5946 | 0.0066 | EPA/CAMD | EPA/NEI | 1975
2020 | TX | T H Wharton | 3469 | THW53 | GT | OP | CT | NG | 575 | 522055 | 1.7228 | 0.0066001 | EPA/CAMD | EPA/NEI | 1975
2020 | TX | T H Wharton | 3469 | THW54 | GT | OP | CT | NG | 577 | 520837.9062 | 1.7188 | 0.0066001 | EPA/CAMD | EPA/NEI | 1975
2020 | TX | T H Wharton | 3469 | THW55 | GT | OP | CT | NG | 395 | 347667.5 | 1.1473 | 0.0066 | EPA/CAMD | EPA/NEI | 1975
2020 | TX | T H Wharton | 3469 | THW56 | GT | OP | CT | NG | 481 | 431438.1875 | 1.4237 | 0.0065998 | EPA/CAMD | EPA/NEI | 1975
2020 | TX | Tahoka Wind | 61921 | TAH | WT | OP | NA | WND |  | 11003386 |  |  | EIA Prime Mover-level Data
2020 | TX | Taygete Energy Project LLC | 62483 | PV1 | PV | V | NA | SUN
2020 | TX | Taygete II Energy Project | 64075 | TAYG2 | PV | U | NA | SUN
2020 | TX | T-Bone Wind (10) LLC | 56836 | 1 | WT | OP | NA | WND |  | 131121 |  |  | EIA Prime Mover-level Data
2020 | TX | TECO CHP-1 | 57504 | CHP1 | GT | OP | NA | NG |  | 525338 | 0.26115 | 0.00099423 | EIA Prime Mover-level Data | NEI avg EF - PM, fuel type, firing type
2020 | TX | Tejas Power Generation Unit 1 | 60468 | CT-1 | GT | OP | CT | NG | 323 | 303172.875 | 1 | 0.0065969 | EPA/CAMD | EPA/NEI | 2018
2020 | TX | Tenaska Frontier Generating Station | 55062 | 1 | CT | OP | CC | NG | 5462 | 8911329 | 10.6883 | 0.0023988 | EPA/CAMD | EPA/NEI | 2000
2020 | TX | Tenaska Frontier Generating Station | 55062 | 2 | CT | OP | CC | NG | 5287 | 8708849 | 8.1014 | 0.0018605 | EPA/CAMD | EPA/NEI | 2000
2020 | TX | Tenaska Frontier Generating Station | 55062 | 3 | CT | OP | CC | NG | 5828 | 9464886 | 14.5926 | 0.0030835 | EPA/CAMD | EPA/NEI | 2000
2020 | TX | Tenaska Gateway Generating Station | 55132 | OGTDB1 | CT | OP | CC | NG | 6191 | 9801928 | 63.3142 | 0.012919 | EPA/CAMD | EPA/NEI | 2001
2020 | TX | Tenaska Gateway Generating Station | 55132 | OGTDB2 | CT | OP | CC | NG | 6362 | 10176916 | 10.0046 | 0.0019661 | EPA/CAMD | EPA/NEI | 2001
2020 | TX | Tenaska Gateway Generating Station | 55132 | OGTDB3 | CT | OP | CC | NG | 6341 | 10144744 | 8.9013 | 0.0017549 | EPA/CAMD | EPA/NEI | 2001
2020 | TX | Tenderloin Wind (6) LLC | 56562 | JDW6 | WT | OP | NA | WND |  | 51524 |  |  | EIA Prime Mover-level Data
2020 | TX | Tenet Hospital | 50241 | 9541 | IC | OP | NA | DFO |  | 622.5 | 0.096488 | 0.31 | EIA Prime Mover-level Data | Estimated using an emission factor
2020 | TX | Tenet Hospital | 50241 | 9542 | IC | SB | NA | NG |  | 622.5 | 0.00013135 | 0.000422 | EIA Prime Mover-level Data | Estimated using an emission factor
2020 | TX | Tessman Road | 56113 | 1 | IC | OP | NA | LFG |  | 68521.8594 | 0.50364 | 0.0147 | EIA Prime Mover-level Data | Estimated using an emission factor
2020 | TX | Tessman Road | 56113 | 2 | IC | OP | NA | LFG |  | 68521.8594 | 0.50364 | 0.0147 | EIA Prime Mover-level Data | Estimated using an emission factor
2020 | TX | Tessman Road | 56113 | 3 | IC | OP | NA | LFG |  | 68521.8594 | 0.50364 | 0.0147 | EIA Prime Mover-level Data | Estimated using an emission factor
2020 | TX | Tessman Road | 56113 | 4 | IC | OP | NA | LFG |  | 68521.8594 | 0.50364 | 0.0147 | EIA Prime Mover-level Data | Estimated using an emission factor
2020 | TX | Tessman Road | 56113 | 5 | IC | OP | NA | LFG |  | 68521.8594 | 0.50364 | 0.0147 | EIA Prime Mover-level Data | Estimated using an emission factor
2020 | TX | Tessman Road | 56113 | 6 | IC | OP | NA | LFG |  | 68521.8594 | 0.50364 | 0.0147 | EIA Prime Mover-level Data | Estimated using an emission factor
2020 | TX | Tessman Road | 56113 | 7 | IC | OP | NA | LFG |  | 68521.8594 | 0.50364 | 0.0147 | EIA Prime Mover-level Data | Estimated using an emission factor
2020 | TX | Texas City Cogeneration | 52088 | GT-A | CT | OP | CC | NG | 3647 | 4235320 | 12.35 | 0.0058319 | EPA/CAMD | EPA/NEI | 1987
2020 | TX | Texas City Cogeneration | 52088 | GT-B | CT | OP | CC | NG | 5982 | 6855721 | 20.65 | 0.0060242 | EPA/CAMD | EPA/NEI | 1987
2020 | TX | Texas City Cogeneration | 52088 | GT-C | CT | OP | CC | NG | 6510 | 7581431.5 | 22.56 | 0.0059514 | EPA/CAMD | EPA/NEI | 1987
2020 | TX | Texas City Plant Union Carbide | 50153 | GTG | GT | RE | NA | NG
2020 | TX | Texas City Plant Union Carbide | 50153 | STG | ST | OP | NA | PUR |  | 507572 |  |  | EIA Prime Mover-level Data
2020 | TX | Texas Gulf Wind 2 | 56662 | 1 | WT | CN | NA | WND
2020 | TX | Texas Petrochemicals | 50229 | TPCBLR | ST | OP | NA | NG |  | 11579099 | 42.9858 | 0.0074247 | EIA Unit-level Data | NEI avg EF - PM, fuel type
2020 | TX | Texas Petrochemicals | 50229 | GT1 | CT | CN | NA | NG
2020 | TX | Texas Petrochemicals | 50229 | GT2 | CT | CN | NA | NG
2020 | TX | Texas Petrochemicals | 50229 | ST#1 | CA | CN | NA | NG
2020 | TX | Tex-Mex Renewable Energy Project, LLC | 60269 | WT1 | WT | CN | NA | WND
2020 | TX | TG East | 64639 | ESCA | WT | U | NA | WND
2020 | TX | The Methodist Hospital, Gas Turbine | 59381 | GT-1 | GT | OP | NA | NG |  | 267294 | 0.13288 | 0.00099423 | EIA Prime Mover-level Data | NEI avg EF - PM, fuel type, firing type
2020 | TX | Ticona Polymers Inc | 10243 | GEN1 | OT | RE | NA | NG
2020 | TX | Ticona Polymers Inc | 10243 | GEN2 | OT | RE | NA | NG
2020 | TX | Ticona Polymers Inc | 10243 | GEN3 | OT | RE | NA | NG
2020 | TX | Ticona Polymers Inc | 10243 | GEN4 | CA | RE | NA | NG
2020 | TX | Ticona Polymers Inc | 10243 | GEN5 | GT | OP | NA | NG |  | 3251501 | 1.6164 | 0.00099423 | EIA Prime Mover-level Data | NEI avg EF - PM, fuel type, firing type
2020 | TX | Titan Solar Project | 63320 | IPTTN | PV | V | NA | SUN
2020 | TX | Toledo Bend | 6595 | 1 | HY | OP | NA | WAT |  | 1168879.5 |  |  | EIA Prime Mover-level Data
2020 | TX | Toledo Bend | 6595 | 2 | HY | OP | NA | WAT |  | 1168879.5 |  |  | EIA Prime Mover-level Data
2020 | TX | Tolk Station | 6194 | 171B | ST | OP | TANGENTIAL | SUB | 4156 | 10020470 | 13.7285 | 0.0027401 | EPA/CAMD | EPA/NEI | 1982
2020 | TX | Tolk Station | 6194 | 172B | ST | OP | TANGENTIAL | SUB | 4396 | 11316208 | 13.3068 | 0.0023518 | EPA/CAMD | EPA/NEI | 1985
2020 | TX | Topaz Generating | 63688 | CTG-1 | GT | U | NA | NG
2020 | TX | Topaz Generating | 63688 | CTG10 | GT | U | NA | NG
2020 | TX | Topaz Generating | 63688 | CTG-2 | GT | U | NA | NG
2020 | TX | Topaz Generating | 63688 | CTG-3 | GT | U | NA | NG
2020 | TX | Topaz Generating | 63688 | CTG-4 | GT | U | NA | NG
2020 | TX | Topaz Generating | 63688 | CTG-5 | GT | U | NA | NG
2020 | TX | Topaz Generating | 63688 | CTG-6 | GT | U | NA | NG
2020 | TX | Topaz Generating | 63688 | CTG-7 | GT | U | NA | NG
2020 | TX | Topaz Generating | 63688 | CTG-8 | GT | U | NA | NG
2020 | TX | Topaz Generating | 63688 | CTG-9 | GT | U | NA | NG
2020 | TX | Torrecillas Wind Energy, LLC | 61969 | TWE | WT | OP | NA | WND |  | 10012942 |  |  | EIA Prime Mover-level Data
2020 | TX | Toyota HQ Plan | 61895 | TOYHQ | PV | OP | NA | SUN |  | 100723 |  |  | EIA Prime Mover-level Data
2020 | TX | TP 4 | 3586 | 1 | HY | OP | NA | WAT |  | 46262 |  |  | EIA Prime Mover-level Data
2020 | TX | TPE Whitney Solar, LLC | 63180 | TXWHT | PV | OP | NA | SUN |  | 193473 |  |  | EIA Prime Mover-level Data
2020 | TX | Tradinghouse | 3506 | CT1 | GT | CN | NA | NG
2020 | TX | Tradinghouse | 3506 | CT2 | GT | CN | NA | NG
2020 | TX | Trent Wind Farm LP | 55968 | WTG1 | WT | OP | NA | WND |  | 4876383 |  |  | EIA Prime Mover-level Data
2020 | TX | TREX US Green Holly | 63201 | 705 | PV | L | NA | SUN
2020 | TX | TREX US Green Holly | 63201 | 705-S | BA | L | NA | MWH
2020 | TX | TREX US Red Holly | 63202 | 701 | PV | L | NA | SUN
2020 | TX | TREX US Red Holly | 63202 | 701-S | BA | L | NA | MWH
2020 | TX | Trinidad | 3507 | 9 | ST | OP | TANGENTIAL | NG | 588 | 637461.9375 | 2.4786 | 0.0077765 | EPA/CAMD | EPA/NEI | 1965
2020 | TX | Trinity Hills | 57520 | 1 | WT | OP | NA | WND |  | 2380746 |  |  | EIA Prime Mover-level Data
2020 | TX | Tri-Tip Wind (9) LLC | 56837 | 1 | WT | OP | NA | WND |  | 158160 |  |  | EIA Prime Mover-level Data
2020 | TX | Turbine | 7732 | 1 | GT | CN | NA | NG
2020 | TX | Turkey Track Wind Energy LLC | 56774 | 1 | WT | OP | NA | WND |  | 3392493 |  |  | EIA Prime Mover-level Data
2020 | TX | Twin Oaks | 7030 | U1 | ST | OP | FLUIDIZED | LIG | 8607 | 15625467 | 195.1328 | 0.024976 | EPA/CAMD | EPA/NEI | 1990
2020 | TX | Twin Oaks | 7030 | U2 | ST | OP | FLUIDIZED | LIG | 7825 | 12633863 | 220.532 | 0.034911 | EPA/CAMD | EPA/NEI | 1991
2020 | TX | TX Hereford Wind | 58773 | GEN1 | WT | OP | NA | WND |  | 6606324 |  |  | EIA Prime Mover-level Data
2020 | TX | TX Jumbo Road Wind | 59621 | JRWND | WT | OP | NA | WND |  | 8887540 |  |  | EIA Prime Mover-level Data
2020 | TX | TX17 Nickel Prairie Storage | 63880 | TX17 | BA | P | NA | MWH
2020 | TX | TX18 Cottage Meadow Storage | 63879 | TX18 | BA | CN | NA | MWH
2020 | TX | TX2 Port Lavaca | 64425 | TX2 | BA | OP | NA | MWH
2020 | TX | TX7 Flat Top | 64423 | TX7 | BA | OP | NA | MWH
2020 | TX | TX8 Worsham | 64424 | TX8 | BA | OP | NA | MWH
2020 | TX | TXU Sweetwater Generating Plant | 50615 | GT01 | CT | RE | NA | NG
2020 | TX | TXU Sweetwater Generating Plant | 50615 | GT02 | CT | RE | NA | NG
2020 | TX | TXU Sweetwater Generating Plant | 50615 | GT03 | CT | RE | NA | NG
2020 | TX | TXU Sweetwater Generating Plant | 50615 | STG1 | CA | RE | NA | NG
2020 | TX | Ty Cooke | 3602 | 1 | ST | SC | WALL | NG |  | 0 | 0 |  | EIA Unit-level Data | NEI avg EF - PM, fuel type, firing type
2020 | TX | Ty Cooke | 3602 | 2 | ST | OP | WALL | NG |  | 0 | 0 |  | EIA Unit-level Data | NEI avg EF - PM, fuel type, firing type
2020 | TX | Ty Cooke | 3602 | GT1 | GT | RE | NA | NG
2020 | TX | Ty Cooke | 3602 | GT2 | GT | OP | NA | NG |  | 4396.605 | 0.0021856 | 0.00099423 | EIA Prime Mover-level Data | NEI avg EF - PM, fuel type, firing type
2020 | TX | Ty Cooke | 3602 | GT3 | GT | OA | NA | NG |  | 5228.395 | 0.0025991 | 0.00099423 | EIA Prime Mover-level Data | NEI avg EF - PM, fuel type, firing type
2020 | TX | Tyler Bluff Wind Project, LLC | 60502 | GEN1 | WT | OP | NA | WND |  | 3467738 |  |  | EIA Prime Mover-level Data
2020 | TX | UL Advanced Wind Turbine Test Facility | 61589 | MT-1 | WT | OP | NA | WND |  | 2663.4861 |  |  | EIA Prime Mover-level Data
2020 | TX | UL Advanced Wind Turbine Test Facility | 61589 | UT-1 | WT | OP | NA | WND |  | 90558.5156 |  |  | EIA Prime Mover-level Data
2020 | TX | Union Carbide Seadrift Cogen | 50150 | 11HRSG | ST | OP | DUCTBURNER | NG |  | 177230.0469 | 0.65794 | 0.0074247 | EIA Unit-level Data | NEI avg EF - PM, fuel type
2020 | TX | Union Carbide Seadrift Cogen | 50150 | 6 HRSG | ST | OP | DUCTBURNER | NG |  | 870920.0625 | 3.2332 | 0.0074247 | EIA Unit-level Data | NEI avg EF - PM, fuel type
2020 | TX | Union Carbide Seadrift Cogen | 50150 | 8 HRSG | ST | OP | DUCTBURNER | NG |  | 663716.0625 | 2.464 | 0.0074247 | EIA Unit-level Data | NEI avg EF - PM, fuel type
2020 | TX | Union Carbide Seadrift Cogen | 50150 | GE11 | GT | OP | NA | NG |  | 2321156.25 | 1.1539 | 0.00099423 | EIA Prime Mover-level Data | NEI avg EF - PM, fuel type, firing type
2020 | TX | Union Carbide Seadrift Cogen | 50150 | GEN6 | GT | OP | NA | NG |  | 2321156.25 | 1.1539 | 0.00099423 | EIA Prime Mover-level Data | NEI avg EF - PM, fuel type, firing type
2020 | TX | Union Carbide Seadrift Cogen | 50150 | GEN8 | GT | OP | NA | NG |  | 2321156.25 | 1.1539 | 0.00099423 | EIA Prime Mover-level Data | NEI avg EF - PM, fuel type, firing type
2020 | TX | Union Carbide Seadrift Cogen | 50150 | IGT | GT | OP | NA | NG |  | 795825 | 0.39562 | 0.00099423 | EIA Prime Mover-level Data | NEI avg EF - PM, fuel type, firing type
2020 | TX | Union Valley Energy Center | 59616 | CTG-1 | GT | CN | NA | NG
2020 | TX | Union Valley Energy Center | 59616 | CTG-2 | GT | CN | NA | NG
2020 | TX | Union Valley Energy Center | 59616 | CTG-3 | GT | CN | NA | NG
2020 | TX | Upton County BESS | 64811 | UPT1 | BA | U | NA | MWH
2020 | TX | Upton County BESS | 64811 | UPT2 | BA | U | NA | MWH
2020 | TX | Upton County BESS | 64811 | UPT3 | BA | U | NA | MWH
2020 | TX | Upton County BESS | 64811 | UPT4 | BA | U | NA | MWH
2020 | TX | Upton County BESS | 64811 | UPT5 | BA | U | NA | MWH
2020 | TX | Upton County BESS | 64811 | UPT6 | BA | U | NA | MWH
2020 | TX | Upton County BESS | 64811 | UPT7 | BA | U | NA | MWH
2020 | TX | Upton County BESS | 64811 | UPT8 | BA | U | NA | MWH
2020 | TX | Upton County Solar | 60581 | UCTX | PV | OP | NA | SUN |  | 3090553 |  |  | EIA Prime Mover-level Data
2020 | TX | V H Braunig | 3612 | 1 | ST | OP | TANGENTIAL | NG | 1171 | 1051731.5 | 4 | 0.0076065 | EPA/CAMD | EPA/NEI | 1966
2020 | TX | V H Braunig | 3612 | 2 | ST | OP | TANGENTIAL | NG | 503 | 384038.7812 | 1.4 | 0.0072909 | EPA/CAMD | EPA/NEI | 1968
2020 | TX | V H Braunig | 3612 | 3 | ST | OP | TANGENTIAL | NG | 4572 | 6825411 | 25.3 | 0.0074135 | EPA/CAMD | EPA/NEI | 1970
2020 | TX | V H Braunig | 3612 | CGT5 | GT | OP | CT | NG | 1047 | 358708.3438 | 0.9 | 0.005018 | EPA/CAMD | EPA/NEI | 2010
2020 | TX | V H Braunig | 3612 | CGT6 | GT | OP | CT | NG | 1058 | 369550.9375 | 0.5 | 0.002706 | EPA/CAMD | EPA/NEI | 2010
2020 | TX | V H Braunig | 3612 | CGT7 | GT | OP | CT | NG | 1016 | 358769.9688 | 0.9 | 0.0050171 | EPA/CAMD | EPA/NEI | 2010
2020 | TX | V H Braunig | 3612 | CGT8 | GT | OP | CT | NG | 1009 | 338395.6875 | 1.1 | 0.0065013 | EPA/CAMD | EPA/NEI | 2010
2020 | TX | V H Braunig | 3612 | CT01 | CT | OP | CC | NG | 7107 | 10798157 | 39.5 | 0.0073161 | EPA/CAMD | EPA/NEI | 2000
2020 | TX | V H Braunig | 3612 | CT02 | CT | OP | CC | NG | 7621 | 11643202 | 26.9 | 0.0046207 | EPA/CAMD | EPA/NEI | 2000
2020 | TX | Valero Refinery Corpus Christi East | 10203 | GEN1 | GT | RE | NA | NG
2020 | TX | Valero Refinery Corpus Christi East | 10203 | GEN2 | GT | RE | NA | NG
2020 | TX | Valero Refinery Corpus Christi West | 50121 | HOC | ST | OP | NA | PC |  | 1980993.25 | 9.1426 | 0.0092303 | EIA Unit-level Data | NEI avg EF - PM, fuel type
2020 | TX | Valero Refinery Corpus Christi West | 50121 | PRU | ST | OP | NA | WH |  | 343546.8125 |  |  | EIA Prime Mover-level Data
2020 | TX | Valero Refinery Corpus Christi West | 50121 | TG3 | ST | RE | NA | PRG
2020 | TX | Van Alstyne Energy Center | 59617 | CTG-1 | GT | CN | NA | NG
2020 | TX | Van Alstyne Energy Center | 59617 | CTG-2 | GT | CN | NA | NG
2020 | TX | Van Alstyne Energy Center | 59617 | CTG-3 | GT | CN | NA | NG
2020 | TX | Victoria City Peaking Facility | 61241 | CT1 | GT | OP | CT | NG | 1666 | 451372.0625 | 1.7512 | 0.0077596 | EPA/CAMD | NEI avg EF - PM, fuel type, firing type | 2019
2020 | TX | Victoria City Peaking Facility | 61241 | CT2 | GT | OP | CT | NG | 1422 | 390075.6562 | 1.5134 | 0.0077596 | EPA/CAMD | NEI avg EF - PM, fuel type, firing type | 2019
2020 | TX | Victoria Port Peaking Facility | 61242 | CT1 | GT | OP | CT | NG | 1882 | 535200.5 | 2.0765 | 0.0077596 | EPA/CAMD | NEI avg EF - PM, fuel type, firing type | 2019
2020 | TX | Victoria Port Peaking Facility | 61242 | CT2 | GT | OP | CT | NG | 830 | 224450.3438 | 0.87083 | 0.0077596 | EPA/CAMD | NEI avg EF - PM, fuel type, firing type | 2019
2020 | TX | Victoria Port Power II LLC | 61966 | VP2-1 | GT | U | NA | NG
2020 | TX | Victoria Port Power II LLC | 61966 | VP2-2 | GT | U | NA | NG
2020 | TX | Victoria Power Station | 3443 | 9 | CT | OP | CC | NG | 4692 | 7497728 | 21.1706 | 0.0056472 | EPA/CAMD | EPA/NEI | 2008
2020 | TX | Victoria Texas Plant | 10790 | GEN1 | GT | OP | NA | NG |  | 5528780 | 2.7484 | 0.00099423 | EIA Prime Mover-level Data | NEI avg EF - PM, fuel type, firing type
2020 | TX | Village Creek Water Reclamation Facility | 54520 | 3 | IC | RE | NA | OBG
2020 | TX | Village Creek Water Reclamation Facility | 54520 | SD1 | IC | SB | NA | NG
2020 | TX | Village Creek Water Reclamation Facility | 54520 | SD2 | IC | SB | NA | NG
2020 | TX | Village Creek Water Reclamation Facility | 54520 | TG1 | GT | OP | NA | NG |  | 277484.5 | 0.13794 | 0.00099423 | EIA Prime Mover-level Data | NEI avg EF - PM, fuel type, firing type
2020 | TX | Village Creek Water Reclamation Facility | 54520 | TG2 | GT | OP | NA | NG |  | 277484.5 | 0.13794 | 0.00099423 | EIA Prime Mover-level Data | NEI avg EF - PM, fuel type, firing type
2020 | TX | W A Parish | 3470 | WAP1 | ST | OP | WALL | NG | 1483 | 1073101.25 | 4.0242 | 0.0075001 | EPA/CAMD | EPA/NEI | 1958
2020 | TX | W A Parish | 3470 | WAP2 | ST | OP | WALL | NG | 1960 | 1645190.875 | 6.1624 | 0.0074914 | EPA/CAMD | EPA/NEI | 1958
2020 | TX | W A Parish | 3470 | WAP3 | ST | OP | WALL | NG | 2093 | 2787068 | 10.4418 | 0.007493 | EPA/CAMD | EPA/NEI | 1961
2020 | TX | W A Parish | 3470 | WAP4 | ST | OP | TANGENTIAL | NG | 1428 | 4225778 | 15.8467 | 0.0075 | EPA/CAMD | EPA/NEI | 1968
2020 | TX | W A Parish | 3470 | WAP5 | ST | OP | WALL | SUB | 7758 | 29580858 | 325.5554 | 0.022011 | EPA/CAMD | EPA/NEI | 1977
2020 | TX | W A Parish | 3470 | WAP6 | ST | OP | WALL | SUB | 5404 | 23129058 | 254.1903 | 0.02198 | EPA/CAMD | EPA/NEI | 1978
2020 | TX | W A Parish | 3470 | WAP7 | ST | OP | TANGENTIAL | SUB | 7576 | 27297934 | 298.5515 | 0.021874 | EPA/CAMD | EPA/NEI | 1980
2020 | TX | W A Parish | 3470 | WAP8 | ST | OP | TANGENTIAL | SUB | 6459 | 26600106 | 87.837 | 0.0066043 | EPA/CAMD | EPA/NEI | 1982
2020 | TX | W B Tuttle | 3613 | 1 | ST | RE | WALL | NG
2020 | TX | W B Tuttle | 3613 | 2 | ST | RE | WALL | NG
2020 | TX | W B Tuttle | 3613 | 3 | ST | RE | WALL | NG
2020 | TX | W B Tuttle | 3613 | 4 | ST | RE | WALL | NG
2020 | TX | Wagyu | 63273 | 1215 | PV | OP | NA | SUN |  | 1052243 |  |  | EIA Prime Mover-level Data
2020 | TX | Wake Wind Energy Center | 58766 | 1 | WT | OP | NA | WND |  | 10102986 |  |  | EIA Prime Mover-level Data
2020 | TX | Wake Wind Energy Center | 58766 | 2 | WT | CN | NA | WND
2020 | TX | Wake Wind Energy Center | 58766 | 3 | WT | CN | NA | WND
2020 | TX | WAL1040 | 64813 | GEN1 | IC | OP | NA | NG
2020 | TX | WAL1040 | 64813 | GEN2 | IC | OP | NA | NG
2020 | TX | WAL1040 | 64813 | GEN3 | IC | OP | NA | NG
2020 | TX | WAL1062 | 64814 | GEN1 | IC | P | NA | NG
2020 | TX | WAL1062 | 64814 | GEN2 | IC | P | NA | NG
2020 | TX | WAL1062 | 64814 | GEN3 | IC | P | NA | NG
2020 | TX | WAL1103 | 64815 | GEN1 | IC | OP | NA | NG
2020 | TX | WAL1103 | 64815 | GEN2 | IC | OP | NA | NG
2020 | TX | WAL1103 | 64815 | GEN3 | IC | OP | NA | NG
2020 | TX | WAL1232 | 64816 | GEN1 | IC | OP | NA | NG
2020 | TX | WAL1232 | 64816 | GEN2 | IC | OP | NA | NG
2020 | TX | WAL1232 | 64816 | GEN3 | IC | OP | NA | NG
2020 | TX | WAL1272 | 64829 | GEN1 | IC | V | NA | NG
2020 | TX | WAL1272 | 64829 | GEN2 | IC | V | NA | NG
2020 | TX | WAL1272 | 64829 | GEN3 | IC | V | NA | NG
2020 | TX | WAL194 | 64769 | GEN1 | IC | V | NA | NG
2020 | TX | WAL194 | 64769 | GEN2 | IC | V | NA | NG
2020 | TX | WAL194 | 64769 | GEN3 | IC | V | NA | NG
2020 | TX | WAL202 | 64770 | GEN1 | IC | OP | NA | DFO
2020 | TX | WAL266 | 64771 | GEN1 | IC | U | NA | NG
2020 | TX | WAL266 | 64771 | GEN2 | IC | U | NA | NG
2020 | TX | WAL266 | 64771 | GEN3 | IC | U | NA | NG
2020 | TX | WAL284 | 64772 | GEN1 | IC | U | NA | NG
2020 | TX | WAL284 | 64772 | GEN2 | IC | U | NA | NG
2020 | TX | WAL284 | 64772 | GEN3 | IC | U | NA | NG
2020 | TX | WAL407 | 64773 | GEN1 | IC | U | NA | NG
2020 | TX | WAL407 | 64773 | GEN2 | IC | U | NA | NG
2020 | TX | WAL407 | 64773 | GEN3 | IC | U | NA | NG
2020 | TX | WAL414 | 64774 | GEN1 | IC | V | NA | NG
2020 | TX | WAL414 | 64774 | GEN2 | IC | V | NA | NG
2020 | TX | WAL414 | 64774 | GEN3 | IC | V | NA | NG
2020 | TX | WAL447 | 64775 | GEN1 | IC | U | NA | NG
2020 | TX | WAL447 | 64775 | GEN2 | IC | U | NA | NG
2020 | TX | WAL447 | 64775 | GEN3 | IC | U | NA | NG
2020 | TX | WAL452 | 64776 | GEN1 | IC | U | NA | NG
2020 | TX | WAL452 | 64776 | GEN2 | IC | U | NA | NG
2020 | TX | WAL452 | 64776 | GEN3 | IC | U | NA | NG
2020 | TX | WAL456 | 64777 | GEN1 | IC | U | NA | NG
2020 | TX | WAL456 | 64777 | GEN2 | IC | U | NA | NG
2020 | TX | WAL456 | 64777 | GEN3 | IC | U | NA | NG
2020 | TX | WAL461 | 64778 | GEN1 | IC | U | NA | NG
2020 | TX | WAL461 | 64778 | GEN2 | IC | U | NA | NG
2020 | TX | WAL461 | 64778 | GEN3 | IC | U | NA | NG
2020 | TX | WAL462 | 64791 | GEN1 | IC | OP | NA | NG
2020 | TX | WAL504 | 64792 | GEN1 | IC | P | NA | NG
2020 | TX | WAL504 | 64792 | GEN2 | IC | P | NA | NG
2020 | TX | WAL504 | 64792 | GEN3 | IC | P | NA | NG
2020 | TX | WAL522 | 64793 | GEN1 | IC | OP | NA | NG
2020 | TX | WAL522 | 64793 | GEN2 | IC | OP | NA | NG
2020 | TX | WAL522 | 64793 | GEN3 | IC | OP | NA | NG
2020 | TX | WAL529 | 64794 | GEN1 | IC | OP | NA | NG
2020 | TX | WAL536 | 64795 | GEN1 | IC | P | NA | NG
2020 | TX | WAL536 | 64795 | GEN2 | IC | P | NA | NG
2020 | TX | WAL536 | 64795 | GEN3 | IC | P | NA | NG
2020 | TX | WAL537 | 64796 | GEN1 | IC | P | NA | NG
2020 | TX | WAL537 | 64796 | GEN2 | IC | P | NA | NG
2020 | TX | WAL537 | 64796 | GEN3 | IC | P | NA | NG
2020 | TX | WAL546 | 64797 | GEN1 | IC | OP | NA | NG
2020 | TX | WAL546 | 64797 | GEN2 | IC | OP | NA | NG
2020 | TX | WAL546 | 64797 | GEN3 | IC | OP | NA | NG
2020 | TX | WAL565 | 64798 | GEN1 | IC | P | NA | NG
2020 | TX | WAL565 | 64798 | GEN2 | IC | P | NA | NG
2020 | TX | WAL565 | 64798 | GEN3 | IC | P | NA | NG
2020 | TX | WAL602 | 64799 | GEN1 | IC | OP | NA | NG
2020 | TX | WAL602 | 64799 | GEN2 | IC | OP | NA | NG
2020 | TX | WAL602 | 64799 | GEN3 | IC | OP | NA | NG
2020 | TX | WAL744 | 64800 | GEN1 | IC | OP | NA | NG
2020 | TX | WAL744 | 64800 | GEN2 | IC | OP | NA | NG
2020 | TX | WAL744 | 64800 | GEN3 | IC | OP | NA | NG
2020 | TX | WAL752 | 64801 | GEN1 | IC | OP | NA | NG
2020 | TX | WAL752 | 64801 | GEN2 | IC | OP | NA | NG
2020 | TX | WAL752 | 64801 | GEN3 | IC | OP | NA | NG
2020 | TX | WAL768 | 64802 | GEN1 | IC | OP | NA | NG
2020 | TX | WAL768 | 64802 | GEN2 | IC | OP | NA | NG
2020 | TX | WAL768 | 64802 | GEN3 | IC | OP | NA | NG
2020 | TX | WAL772 | 64803 | GEN1 | IC | P | NA | NG
2020 | TX | WAL772 | 64803 | GEN2 | IC | P | NA | NG
2020 | TX | WAL772 | 64803 | GEN3 | IC | P | NA | NG
2020 | TX | WAL791 | 64804 | GEN1 | IC | P | NA | NG
2020 | TX | WAL791 | 64804 | GEN2 | IC | P | NA | NG
2020 | TX | WAL791 | 64804 | GEN3 | IC | P | NA | NG
2020 | TX | WAL849 | 64805 | GEN1 | IC | OP | NA | NG
2020 | TX | WAL849 | 64805 | GEN2 | IC | OP | NA | NG
2020 | TX | WAL849 | 64805 | GEN3 | IC | OP | NA | NG
2020 | TX | WAL872 | 64806 | GEN1 | IC | OP | NA | NG
2020 | TX | WAL872 | 64806 | GEN2 | IC | OP | NA | NG
2020 | TX | WAL872 | 64806 | GEN3 | IC | OP | NA | NG
2020 | TX | WAL896 | 64807 | GEN1 | IC | P | NA | NG
2020 | TX | WAL896 | 64807 | GEN2 | IC | P | NA | NG
2020 | TX | WAL896 | 64807 | GEN3 | IC | P | NA | NG
2020 | TX | WAL897 | 64808 | GEN1 | IC | P | NA | NG
2020 | TX | WAL940 | 64809 | GEN1 | IC | OP | NA | NG
2020 | TX | WAL940 | 64809 | GEN2 | IC | OP | NA | NG
2020 | TX | WAL940 | 64809 | GEN3 | IC | OP | NA | NG
2020 | TX | WAL947 | 64810 | GEN1 | IC | OP | NA | NG
2020 | TX | WAL947 | 64810 | GEN2 | IC | OP | NA | NG
2020 | TX | WAL947 | 64810 | GEN3 | IC | OP | NA | NG
2020 | TX | WAL972 | 64812 | GEN1 | IC | OP | NA | NG
2020 | TX | WAL972 | 64812 | GEN2 | IC | OP | NA | NG
2020 | TX | WAL972 | 64812 | GEN3 | IC | OP | NA | NG
2020 | TX | Walnut Springs Solar | 61370 | GEN1 | PV | OP | NA | SUN |  | 99915 |  |  | EIA Prime Mover-level Data
2020 | TX | Wasson CO2 Removal Plant | 52122 | GEN1 | GT | OP | NA | NG |  | 1712706 | 0.85141 | 0.00099423 | EIA Prime Mover-level Data | NEI avg EF - PM, fuel type, firing type
2020 | TX | Water Valley Wind Energy | 62846 | WWE1 | WT | P | NA | WND
2020 | TX | Webberville Solar Project | 57699 | AES1 | PV | OP | NA | SUN |  | 503579 |  |  | EIA Prime Mover-level Data
2020 | TX | Webster | 3471 | 3 | ST | RE | NA | NG
2020 | TX | Webster | 3471 | GT1 | GT | RE | NA | NG
2020 | TX | Welsh Power Plant | 6139 | 1 | ST | OP | WALL | SUB | 5340 | 18283686 | 13.76 | 0.0015052 | EPA/CAMD | EPA/NEI | 1977
2020 | TX | Welsh Power Plant | 6139 | 3 | ST | OP | WALL | SUB | 6830 | 20318106 | 9.37 | 0.00092233 | EPA/CAMD | EPA/NEI | 1982
2020 | TX | West Moore Solar | 61624 | GEN1 | PV | CN | NA | SUN
2020 | TX | West Moore Solar II | 61625 | GEN1 | PV | OP | NA | SUN |  | 85302 |  |  | EIA Prime Mover-level Data
2020 | TX | West of the Pecos Solar | 62415 | WOTP1 | PV | OP | NA | SUN |  | 2169381 |  |  | EIA Prime Mover-level Data
2020 | TX | West Raymond Wind Farm LLC | 62855 | WRAYM | WT | V | NA | WND
2020 | TX | Western Trail Wind, LLC | 64149 | WTW | WT | U | NA | WND
2020 | TX | Westhollow Technology Center | 54330 | 1 | GT | OP | NA | NG |  | 118710 | 0.059012 | 0.00099423 | EIA Prime Mover-level Data | NEI avg EF - PM, fuel type, firing type
2020 | TX | WestRock (TX) | 50101 | PB1 | ST | RE | NA | BLQ |  | 0 | 0 |  | EIA Unit-level Data | NEI avg EF - PM, fuel type
2020 | TX | WestRock (TX) | 50101 | PB2 | ST | OP | NA | NG |  | 2826632.75 | 10.4935 | 0.0074247 | EIA Unit-level Data | NEI avg EF - PM, fuel type
2020 | TX | WestRock (TX) | 50101 | PB5 | ST | OP | NA | NG |  | 1023198.9375 | 3.7985 | 0.0074247 | EIA Unit-level Data | NEI avg EF - PM, fuel type
2020 | TX | WestRock (TX) | 50101 | PB6 | ST | OP | NA | WDS |  | 4284435 | 40.0572 | 0.018699 | EIA Unit-level Data | NEI avg EF - PM, fuel type
2020 | TX | WestRock (TX) | 50101 | RB2 | ST | RE | NA | BLQ |  | 0 | 0 |  | EIA Unit-level Data | NEI avg EF - PM, fuel type
2020 | TX | WestRock (TX) | 50101 | RB3 | ST | OP | NA | BLQ |  | 4723517 | 15.7727 | 0.0066784 | EIA Unit-level Data | NEI avg EF - PM, fuel type
2020 | TX | WestRock (TX) | 50101 | RB4 | ST | OP | NA | BLQ |  | 8567625 | 28.6089 | 0.0066784 | EIA Unit-level Data | NEI avg EF - PM, fuel type
2020 | TX | Westside Landfill Gas Recovery | 57020 | GEN1 | IC | OP | NA | LFG |  | 133849.5 | 0.98379 | 0.0147 | EIA Prime Mover-level Data | Estimated using an emission factor
2020 | TX | Westside Landfill Gas Recovery | 57020 | GEN2 | IC | OP | NA | LFG |  | 133849.5 | 0.98379 | 0.0147 | EIA Prime Mover-level Data | Estimated using an emission factor
2020 | TX | Westside Landfill Gas Recovery | 57020 | GEN3 | IC | RE | NA | LFG
2020 | TX | Whirlwind Energy Center | 56673 | WEC | WT | OP | NA | WND |  | 1575693 |  |  | EIA Prime Mover-level Data
2020 | TX | White Camp Solar | 58888 | WCAMP | PV | IP | NA | SUN
2020 | TX | White Mesa Wind | 64710 | WM001 | WT | U | NA | WND
2020 | TX | Whitesboro Solar | 61410 | GEN1 | PV | OP | NA | SUN |  | 90924 |  |  | EIA Prime Mover-level Data
2020 | TX | Whitesboro Solar II | 61411 | GEN1 | PV | OP | NA | SUN |  | 81817 |  |  | EIA Prime Mover-level Data
2020 | TX | Whitetail | 58021 | 1 | WT | OP | NA | WND |  | 2106151 |  |  | EIA Prime Mover-level Data
2020 | TX | Whitewright Solar | 61524 | GEN1 | PV | OP | NA | SUN |  | 168179 |  |  | EIA Prime Mover-level Data
2020 | TX | Whitney | 6414 | 1 | HY | OP | NA | WAT |  | 227208 |  |  | EIA Prime Mover-level Data
2020 | TX | Whitney | 6414 | 2 | HY | OP | NA | WAT |  | 227208 |  |  | EIA Prime Mover-level Data
2020 | TX | Wildcat Creek Wind Farm LLC | 62715 | WCCWF | WT | V | NA | WND
2020 | TX | Wildcat Ranch Wind Project | 61674 | WT | WT | OP | NA | WND |  | 6225373 |  |  | EIA Prime Mover-level Data
2020 | TX | Wildorado Wind LLC | 56432 | 1 | WT | OP | NA | WND |  | 5244805 |  |  | EIA Prime Mover-level Data
2020 | TX | Wilkes Power Plant | 3478 | 1 | ST | OP | TANGENTIAL | NG | 6756 | 3355571.25 | 12.5 | 0.0074503 | EPA/CAMD | EPA/NEI | 1964
2020 | TX | Wilkes Power Plant | 3478 | 2 | ST | OP | WALL | NG | 2477 | 2208813.5 | 8.23 | 0.007452 | EPA/CAMD | EPA/NEI | 1970
2020 | TX | Wilkes Power Plant | 3478 | 3 | ST | OP | WALL | NG | 2413 | 2296206.25 | 8.55 | 0.0074471 | EPA/CAMD | EPA/NEI | 1971
2020 | TX | Williams Solar, LLC | 60859 | PV1 | PV | IP | NA | SUN
2020 | TX | Willow Springs Wind Farm | 60901 | WSPWF | WT | OP | NA | WND |  | 8370502 |  |  | EIA Prime Mover-level Data
2020 | TX | Winchester Power Park | 56674 | 1 | GT | OP | CT | NG | 408 | 91860.0625 | 0.2578 | 0.0056129 | EPA/CAMD | EPA/NEI | 2009
2020 | TX | Winchester Power Park | 56674 | 2 | GT | OP | CT | NG | 365 | 81456.6094 | 0.2688 | 0.0065998 | EPA/CAMD | EPA/NEI | 2009
2020 | TX | Winchester Power Park | 56674 | 3 | GT | OP | CT | NG | 285 | 60923.5664 | 0.201 | 0.0065984 | EPA/CAMD | EPA/NEI | 2009
2020 | TX | Winchester Power Park | 56674 | 4 | GT | OP | CT | NG | 274 | 55650.5703 | 0.1837 | 0.0066019 | EPA/CAMD | EPA/NEI | 2009
2020 | TX | Windthorst-2 | 59238 | WND2 | WT | OP | NA | WND |  | 2018851 |  |  | EIA Prime Mover-level Data
2020 | TX | Wise County Power Company, LLC | 55320 | GT-1 | CT | OP | CC | NG | 4401 | 9105827 | 8.1384 | 0.0017875 | EPA/CAMD | EPA/NEI | 2003
2020 | TX | Wise County Power Company, LLC | 55320 | GT-2 | CT | OP | CC | NG | 4417 | 9106955 | 8.6761 | 0.0019054 | EPA/CAMD | EPA/NEI | 2003
2020 | TX | Wolf Hollow Generating Station | 55139 | CTG1 | CT | OP | CC | NG | 3454 | 7755921 | 27.9446 | 0.007206 | EPA/CAMD | EPA/NEI | 2003
2020 | TX | Wolf Hollow Generating Station | 55139 | CTG2 | CT | OP | CC | NG | 3583 | 7871606.5 | 17.0402 | 0.0043295 | EPA/CAMD | EPA/NEI | 2003
2020 | TX | Wolf Hollow II | 59812 | CGT4 | CT | OP | CC | NG | 6094 | 17869020 | 40.3599 | 0.0045173 | EPA/CAMD | EPA/NEI | 2017
2020 | TX | Wolf Hollow II | 59812 | CGT5 | CT | OP | CC | NG | 6446 | 18627546 | 36.9742 | 0.0039698 | EPA/CAMD | EPA/NEI | 2017
2020 | TX | Wolf Ridge Wind | 58080 | 1 | WT | OP | NA | WND |  | 2386607 |  |  | EIA Prime Mover-level Data
2020 | TX | Woodall Gas Plant | 57952 | GEN1 | IC | OS | NA | NG |  | 29385.334 | 0.0062003 | 0.000422 | EIA Prime Mover-level Data | Estimated using an emission factor
2020 | TX | Woodall Gas Plant | 57952 | GEN2 | IC | OS | NA | NG |  | 29385.334 | 0.0062003 | 0.000422 | EIA Prime Mover-level Data | Estimated using an emission factor
2020 | TX | Woodall Gas Plant | 57952 | GEN3 | IC | OS | NA | NG |  | 29385.334 | 0.0062003 | 0.000422 | EIA Prime Mover-level Data | Estimated using an emission factor
2020 | TX | Woodville Renewable Power Project | 58944 | 2771 | ST | OP | NA | WDS |  | 0 | 0 |  | EIA Unit-level Data | NEI avg EF - PM, fuel type
2020 | TX | Woodward Mountain I | 55796 | 1 | WT | OP | NA | WND |  | 1514096 |  |  | EIA Prime Mover-level Data
2020 | TX | Woodward Mountain II | 55795 | 1 | WT | OP | NA | WND |  | 1440246 |  |  | EIA Prime Mover-level Data
2020 | TX | Works 4 | 54364 | L1G | IC | SB | NA | DFO |  | 381.224 | 0.05909 | 0.31 | EIA Prime Mover-level Data | Estimated using an emission factor
2020 | TX | Works 4 | 54364 | L1PG | IC | SB | NA | DFO |  | 171.551 | 0.02659 | 0.31 | EIA Prime Mover-level Data | Estimated using an emission factor
2020 | TX | Works 4 | 54364 | L2G | IC | SB | NA | DFO |  | 381.224 | 0.05909 | 0.31 | EIA Prime Mover-level Data | Estimated using an emission factor
2020 | TX | Works 4 | 54364 | L2PG | IC | RE | NA | DFO
2020 | TX | Yates Gas Plant | 55025 | GEN1 | GT | RE | NA | NG
2020 | TX | Yates Gas Plant | 55025 | GEN2 | GT | RE | NA | NG
2020 | TX | Yellow Jacket | 61873 | GEN1 | PV | OP | NA | SUN |  | 91565 |  |  | EIA Prime Mover-level Data
2020 | TX | Zapata | 64322 | ZPT1 | BA | T | NA | MWH
2020 | TX | Zapata | 64322 | ZPT2 | BA | T | NA | MWH
2020 | UT | Bartholomew | 3688 | 1 | HY | RE | NA | WAT
2020 | UT | Bartholomew | 3688 | 2 | HY | OP | NA | WAT
2020 | UT | Beryl Solar Plant | 58598 | BSP1 | PV | OP | NA | SUN |  | 49417 |  |  | EIA Prime Mover-level Data
2020 | UT | Bloomington Power Plant | 7767 | 1 | IC | OP | NA | DFO |  | 29 | 0.004495 | 0.31 | EIA Prime Mover-level Data | Estimated using an emission factor
2020 | UT | Bloomington Power Plant | 7767 | 2 | IC | OP | NA | DFO |  | 29 | 0.004495 | 0.31 | EIA Prime Mover-level Data | Estimated using an emission factor
2020 | UT | Bloomington Power Plant | 7767 | 3 | IC | OP | NA | DFO |  | 29 | 0.004495 | 0.31 | EIA Prime Mover-level Data | Estimated using an emission factor
2020 | UT | Bloomington Power Plant | 7767 | 4 | IC | OP | NA | DFO |  | 29 | 0.004495 | 0.31 | EIA Prime Mover-level Data | Estimated using an emission factor
2020 | UT | Bloomington Power Plant | 7767 | 5 | IC | OP | NA | DFO |  | 29 | 0.004495 | 0.31 | EIA Prime Mover-level Data | Estimated using an emission factor
2020 | UT | Bloomington Power Plant | 7767 | 6 | IC | OP | NA | DFO |  | 29 | 0.004495 | 0.31 | EIA Prime Mover-level Data | Estimated using an emission factor
2020 | UT | Bloomington Power Plant | 7767 | 7 | IC | RE | NA | DFO
2020 | UT | Bloomington Solar I | 62805 | BLOOM | PV | OP | NA | SUN |  | 39918 |  |  | EIA Prime Mover-level Data
2020 | UT | Blue Mountain Biogas | 58130 | BMB N | IC | OP | NA | OBG |  | 12135.5 | 0.089196 | 0.0147 | EIA Prime Mover-level Data | Estimated using an emission factor
2020 | UT | Blue Mountain Biogas | 58130 | BMB S | IC | OP | NA | OBG |  | 12135.5 | 0.089196 | 0.0147 | EIA Prime Mover-level Data | Estimated using an emission factor
2020 | UT | Blundell | 299 | 1 | ST | OP | NA | GEO |  | 1055502.375 |  |  | EIA Prime Mover-level Data
2020 | UT | Blundell | 299 | 1900-01-01 | ST | OP | NA | GEO |  | 484774.6875 |  |  | EIA Prime Mover-level Data
2020 | UT | Blundell | 299 | 3 | ST | CN | NA | GEO
2020 | UT | Bonanza | 7790 | 2022-01-01 | ST | OP | WALL | BIT | 8564 | 34851216 | 444.5273 | 0.02551 | EPA/CAMD | EPA/NEI | 1985
2020 | UT | Boulder | 3699 | 1 | HY | OP | NA | WAT |  | 64406 |  |  | EIA Prime Mover-level Data
2020 | UT | Boulder | 3699 | 2 | HY | OP | NA | WAT |  | 64406 |  |  | EIA Prime Mover-level Data
2020 | UT | Boulder | 3699 | 3 | HY | OP | NA | WAT |  | 64406 |  |  | EIA Prime Mover-level Data
2020 | UT | Bountiful City | 3665 | 1A | GT | OP | NA | NG |  | 35334 | 0.017565 | 0.00099423 | EIA Prime Mover-level Data | NEI avg EF - PM, fuel type, firing type
2020 | UT | Bountiful City | 3665 | 2 | IC | RE | NA | NG
2020 | UT | Bountiful City | 3665 | 2A | GT | OP | NA | NG |  | 85617 | 0.042561 | 0.00099423 | EIA Prime Mover-level Data | NEI avg EF - PM, fuel type, firing type
2020 | UT | Bountiful City | 3665 | 3 | IC | RE | NA | NG
2020 | UT | Bountiful City | 3665 | 3A | GT | OP | NA | NG |  | 85617 | 0.042561 | 0.00099423 | EIA Prime Mover-level Data | NEI avg EF - PM, fuel type, firing type
2020 | UT | Bountiful City | 3665 | 4 | IC | RE | NA | NG
2020 | UT | Bountiful City | 3665 | 5 | IC | RE | NA | NG
2020 | UT | Bountiful City | 3665 | 6 | IC | RE | NA | NG
2020 | UT | Bountiful City | 3665 | 7 | IC | RE | NA | DFO
2020 | UT | Bountiful City | 3665 | IC8 | IC | RE | NA | NG
2020 | UT | Brigham City | 3666 | 1 | HY | OP | NA | WAT |  | 18127.666 |  |  | EIA Prime Mover-level Data
2020 | UT | Brigham City | 3666 | 2 | HY | OP | NA | WAT |  | 18127.666 |  |  | EIA Prime Mover-level Data
2020 | UT | Brigham City | 3666 | 8182 | HY | OP | NA | WAT |  | 18127.666 |  |  | EIA Prime Mover-level Data
2020 | UT | Buckhorn Solar Plant | 58600 | BSP1 | PV | OP | NA | SUN |  | 54920 |  |  | EIA Prime Mover-level Data
2020 | UT | BYU Central Heating Plant | 63423 | GEN1 | GT | OP | NA | NG |  | 520501 | 0.25875 | 0.00099423 | EIA Prime Mover-level Data | NEI avg EF - PM, fuel type, firing type
2020 | UT | Carbon | 3644 | 1 | ST | RE | TANGENTIAL | BIT
2020 | UT | Carbon | 3644 | 2 | ST | RE | TANGENTIAL | BIT
2020 | UT | Castle Solar, LLC | 64740 | CS | PV | P | NA | SUN
2020 | UT | Causey | 7548 | 1 | HY | OP | NA | WAT |  | 22545.7148 |  |  | EIA Prime Mover-level Data
2020 | UT | Causey | 7548 | 2 | HY | OP | NA | WAT |  | 9018.2861 |  |  | EIA Prime Mover-level Data
2020 | UT | Cedar Valley Solar Plant | 58599 | CVSP1 | PV | OP | NA | SUN |  | 52472 |  |  | EIA Prime Mover-level Data
2020 | UT | Central Energy Plant USU | 58139 | TURBI | GT | OP | NA | NG |  | 464425 | 0.23087 | 0.00099423 | EIA Prime Mover-level Data | NEI avg EF - PM, fuel type, firing type
2020 | UT | Clover Creek Solar | 63061 | CLVR | PV | U | NA | SUN
2020 | UT | Copperton Solar Plant No. 1 | 64427 | CSP1 | PV | P | NA | SUN
2020 | UT | Cove Mountain Solar | 62469 | GEN01 | PV | OP | NA | SUN |  | 430420 |  |  | EIA Prime Mover-level Data
2020 | UT | Cove Mountain Solar 2 | 62470 | GEN01 | PV | OP | NA | SUN |  | 767322 |  |  | EIA Prime Mover-level Data
2020 | UT | Currant Creek Power Project | 56102 | CTG1A | CT | OP | CC | NG | 6644 | 9204986 | 28.4545 | 0.0061824 | EPA/CAMD | EPA/NEI | 2005
2020 | UT | Currant Creek Power Project | 56102 | CTG1B | CT | OP | CC | NG | 6041 | 8224389.5 | 29.0508 | 0.0070645 | EPA/CAMD | EPA/NEI | 2005
2020 | UT | Cutler Hydro | 3646 | 1 | HY | OP | NA | WAT |  | 279828 |  |  | EIA Prime Mover-level Data
2020 | UT | Cutler Hydro | 3646 | 2 | HY | OP | NA | WAT |  | 279828 |  |  | EIA Prime Mover-level Data
2020 | UT | Deer Creek (UT) | 6404 | 1 | HY | OP | NA | WAT |  | 120663.5 |  |  | EIA Prime Mover-level Data
2020 | UT | Deer Creek (UT) | 6404 | 2 | HY | OP | NA | WAT |  | 120663.5 |  |  | EIA Prime Mover-level Data
2020 | UT | eBay - South Jordan | 59281 | EBY00 | FC | RE | NA | NG |  | 180540 | 0 | 0 | EIA Prime Mover-level Data | Estimated using an emission factor
2020 | UT | eBay - South Jordan | 59281 | EBY03 | FC | RE | NA | NG |  | 114342 | 0 | 0 | EIA Prime Mover-level Data | Estimated using an emission factor
2020 | UT | Echo Dam | 4263 | 3 | HY | OP | NA | WAT |  | 13378.8633 |  |  | EIA Prime Mover-level Data
2020 | UT | Echo Dam | 4263 | NA1 | HY | OP | NA | WAT |  | 22744.0684 |  |  | EIA Prime Mover-level Data
2020 | UT | Echo Dam | 4263 | NA2 | HY | OP | NA | WAT |  | 22744.0684 |  |  | EIA Prime Mover-level Data
2020 | UT | Elektron Solar, LLC | 64739 | ELKS | PV | P | NA | SUN
2020 | UT | Enel Cove Fort | 58570 | 1-G1A | BT | OP | NA | GEO |  | 612789.5 |  |  | EIA Prime Mover-level Data
2020 | UT | Enel Cove Fort | 58570 | 2-GIA | BT | OP | NA | GEO |  | 612789.5 |  |  | EIA Prime Mover-level Data
2020 | UT | Enterprise Solar, LLC | 59386 | ENTS1 | PV | OP | NA | SUN |  | 2061130 |  |  | EIA Prime Mover-level Data
2020 | UT | Escalante Solar I, LLC | 59387 | ESCS1 | PV | OP | NA | SUN |  | 1736264 |  |  | EIA Prime Mover-level Data
2020 | UT | Escalante Solar II, LLC | 59388 | ESCS2 | PV | OP | NA | SUN |  | 1915813 |  |  | EIA Prime Mover-level Data
2020 | UT | Escalante Solar III, LLC | 59389 | ESCS3 | PV | OP | NA | SUN |  | 1875141 |  |  | EIA Prime Mover-level Data
2020 | UT | Fiddler's Canyon #1 | 59787 | FID1 | PV | OP | NA | SUN |  | 65760 |  |  | EIA Prime Mover-level Data
2020 | UT | Fiddler's Canyon #2 | 59786 | FID2 | PV | OP | NA | SUN |  | 7757 |  |  | EIA Prime Mover-level Data
2020 | UT | Fiddler's Canyon 3 | 59932 | FID3 | PV | OP | NA | SUN |  | 48490 |  |  | EIA Prime Mover-level Data
2020 | UT | Flaming Gorge | 6405 | 1 | HY | OP | NA | WAT |  | 1488695.625 |  |  | EIA Prime Mover-level Data
2020 | UT | Flaming Gorge | 6405 | 2 | HY | OP | NA | WAT |  | 1488695.625 |  |  | EIA Prime Mover-level Data
2020 | UT | Flaming Gorge | 6405 | 3 | HY | OP | NA | WAT |  | 1488695.625 |  |  | EIA Prime Mover-level Data
2020 | UT | Gadsby | 3648 | 1 | ST | OP | WALL | NG | 932 | 347810.9375 | 1.2952 | 0.0074479 | EPA/CAMD | EPA/NEI | 1951
2020 | UT | Gadsby | 3648 | 2 | ST | OP | WALL | NG | 1023 | 373665.1875 | 1.4258 | 0.0076314 | EPA/CAMD | EPA/NEI | 1952
2020 | UT | Gadsby | 3648 | 3 | ST | OP | TANGENTIAL | NG | 1712 | 740021.25 | 2.7111 | 0.007327 | EPA/CAMD | EPA/NEI | 1955
2020 | UT | Gadsby | 3648 | 4 | GT | OP | CT | NG | 577 | 131961.5625 | 0.43547 | 0.0066 | EPA/CAMD | EPA/NEI | 2002
2020 | UT | Gadsby | 3648 | 5 | GT | OP | CT | NG | 667 | 162310.25 | 0.53562 | 0.0066 | EPA/CAMD | EPA/NEI | 2002
2020 | UT | Gadsby | 3648 | 6 | GT | OP | CT | NG | 778 | 189203.7812 | 0.62437 | 0.0066 | EPA/CAMD | EPA/NEI | 2002
2020 | UT | Gale 1 Solar | 61170 | 33UI8 | PV | P | NA | SUN
2020 | UT | Gateway | 3697 | 1 | HY | OP | NA | WAT |  | 45939 |  |  | EIA Prime Mover-level Data
2020 | UT | Gateway | 3697 | 2 | HY | OP | NA | WAT |  | 45939 |  |  | EIA Prime Mover-level Data
2020 | UT | Granite | 3651 | 1 | HY | OP | NA | WAT |  | 52331 |  |  | EIA Prime Mover-level Data
2020 | UT | Granite Mountain Solar East, LLC | 59946 | GMSE | PV | OP | NA | SUN |  | 1893460 |  |  | EIA Prime Mover-level Data
2020 | UT | Granite Mountain Solar West, LLC | 59945 | GMSW | PV | OP | NA | SUN |  | 1151763 |  |  | EIA Prime Mover-level Data
2020 | UT | Granite Peak Solar Plant | 58604 | GPSP1 | PV | OP | NA | SUN |  | 56612 |  |  | EIA Prime Mover-level Data
2020 | UT | Graphite Solar I | 64186 | 394 | PV | P | NA | SUN
2020 | UT | Greenville Solar Plant | 58603 | GVSP1 | PV | OP | NA | SUN |  | 39846 |  |  | EIA Prime Mover-level Data
2020 | UT | Heber City | 7111 | 1 | IC | OP | NA | NG |  | 17190.8086 | 0.0036273 | 0.000422 | EIA Prime Mover-level Data | Estimated using an emission factor
2020 | UT | Heber City | 7111 | 11 | IC | OP | NA | NG |  | 23330.3828 | 0.0049227 | 0.000422 | EIA Prime Mover-level Data | Estimated using an emission factor
2020 | UT | Heber City | 7111 | 12 | IC | OP | NA | NG |  | 28242.043 | 0.0059591 | 0.000422 | EIA Prime Mover-level Data | Estimated using an emission factor
2020 | UT | Heber City | 7111 | 2 | IC | OP | NA | NG |  | 17190.8086 | 0.0036273 | 0.000422 | EIA Prime Mover-level Data | Estimated using an emission factor
2020 | UT | Heber City | 7111 | 4 | IC | OP | NA | NG |  | 23330.3828 | 0.0049227 | 0.000422 | EIA Prime Mover-level Data | Estimated using an emission factor
2020 | UT | Heber City | 7111 | NA1 | IC | RE | NA | NG
2020 | UT | Heber City | 7111 | NA10 | IC | OP | NA | NG |  | 23330.3828 | 0.0049227 | 0.000422 | EIA Prime Mover-level Data | Estimated using an emission factor
2020 | UT | Heber City | 7111 | NA2 | IC | RE | NA | NG
2020 | UT | Heber City | 7111 | NA3 | IC | RE | NA | NG
2020 | UT | Heber City | 7111 | NA4 | IC | RE | NA | NG
2020 | UT | Heber City | 7111 | NA5 | IC | OP | NA | NG |  | 8595.4043 | 0.0018136 | 0.000422 | EIA Prime Mover-level Data | Estimated using an emission factor
2020 | UT | Heber City | 7111 | NA6 | IC | OP | NA | NG |  | 8595.4043 | 0.0018136 | 0.000422 | EIA Prime Mover-level Data | Estimated using an emission factor
2020 | UT | Heber City | 7111 | NA7 | IC | RE | NA | DFO
2020 | UT | Heber City | 7111 | NA8 | IC | RE | NA | DFO
2020 | UT | Heber City | 7111 | NA9 | IC | OP | NA | NG |  | 23330.3828 | 0.0049227 | 0.000422 | EIA Prime Mover-level Data | Estimated using an emission factor
2020 | UT | Hill AFB LFG Facility, Bldg #737 | 60349 | LFGG1 | IC | OP | NA | LFG |  | 51515.4766 | 0.37864 | 0.0147 | EIA Prime Mover-level Data | Estimated using an emission factor
2020 | UT | Hill AFB LFG Facility, Bldg #737 | 60349 | LFGG2 | IC | OP | NA | LFG |  | 60101.3906 | 0.44175 | 0.0147 | EIA Prime Mover-level Data | Estimated using an emission factor
2020 | UT | Hill AFB LFG Facility, Bldg #737 | 60349 | LFGG3 | IC | OP | NA | LFG |  | 85859.1328 | 0.63106 | 0.0147 | EIA Prime Mover-level Data | Estimated using an emission factor
2020 | UT | Horseshoe Solar, LLC | 63984 | HSS | PV | P | NA | SUN
2020 | UT | HTW Plant 303 COGEN | 58597 | CGN1 | GT | OP | NA | NG |  | 346201 | 0.1721 | 0.00099423 | EIA Prime Mover-level Data | NEI avg EF - PM, fuel type, firing type
2020 | UT | Hunter | 6165 | 1 | ST | OP | TANGENTIAL | RC | 8411 | 29743890 | 124.1986 | 0.0083512 | EPA/CAMD | EPA/NEI | 1978
2020 | UT | Hunter | 6165 | 2 | ST | OP | TANGENTIAL | RC | 8491 | 30673926 | 149.0921 | 0.0097211 | EPA/CAMD | EPA/NEI | 1980
2020 | UT | Hunter | 6165 | 3 | ST | OP | WALL | RC | 7553 | 24530978 | 70.1366 | 0.0057182 | EPA/CAMD | EPA/NEI | 1983
2020 | UT | Hunter Solar LLC | 62656 | HUSOL | PV | TS | NA | SUN
2020 | UT | Huntington | 8069 | 1 | ST | OP | TANGENTIAL | BIT | 8552 | 24862106 | 132.2646 | 0.01064 | EPA/CAMD | EPA/NEI | 1977
2020 | UT | Huntington | 8069 | 2 | ST | OP | TANGENTIAL | BIT | 8686 | 22972798 | 90.0723 | 0.0078416 | EPA/CAMD | EPA/NEI | 1974
2020 | UT | Hurricane City Power | 57899 | 1 | IC | SB | NA | DFO |  | 6133.2852 | 0.95066 | 0.31 | EIA Prime Mover-level Data | Estimated using an emission factor
2020 | UT | Hurricane City Power | 57899 | 2 | IC | SB | NA | DFO |  | 6133.2852 | 0.95066 | 0.31 | EIA Prime Mover-level Data | Estimated using an emission factor
2020 | UT | Hurricane City Power | 57899 | 3 | IC | SB | NA | DFO |  | 6133.2852 | 0.95066 | 0.31 | EIA Prime Mover-level Data | Estimated using an emission factor
2020 | UT | Hurricane City Power | 57899 | 4 | IC | OP | NA | NG |  | 7215.6289 | 0.0015225 | 0.000422 | EIA Prime Mover-level Data | Estimated using an emission factor
2020 | UT | Hurricane City Power | 57899 | 5 | IC | OP | NA | NG |  | 7215.6289 | 0.0015225 | 0.000422 | EIA Prime Mover-level Data | Estimated using an emission factor
2020 | UT | Hurricane City Power | 57899 | 6 | IC | OP | NA | NG |  | 7215.6289 | 0.0015225 | 0.000422 | EIA Prime Mover-level Data | Estimated using an emission factor
2020 | UT | Hurricane City Power | 57899 | 7 | IC | OP | NA | NG |  | 7215.6289 | 0.0015225 | 0.000422 | EIA Prime Mover-level Data | Estimated using an emission factor
2020 | UT | Hurricane City Power | 57899 | 8 | IC | OP | NA | NG |  | 7215.6289 | 0.0015225 | 0.000422 | EIA Prime Mover-level Data | Estimated using an emission factor
2020 | UT | Hurricane City Power | 57899 | 9 | IC | P | NA | NG
2020 | UT | Hydro II | 7034 | 1 | HY | OP | NA | WAT |  | 65924 |  |  | EIA Prime Mover-level Data
2020 | UT | Hydro II | 7034 | 2 | HY | OP | NA | WAT |  | 65924 |  |  | EIA Prime Mover-level Data
2020 | UT | Hydro III | 3675 | 1 | HY | RE | NA | WAT
2020 | UT | Hydro III | 3675 | HY1 | HY | OP | NA | WAT |  | 1294.5 |  |  | EIA Prime Mover-level Data
2020 | UT | Hydro III | 3675 | HY2 | HY | OP | NA | WAT |  | 1294.5 |  |  | EIA Prime Mover-level Data
2020 | UT | Hydro III | 3675 | HY3 | HY | RE | NA | WAT
2020 | UT | Hydro III | 3675 | IC1 | IC | RE | NA | DFO
2020 | UT | Hydro Plant No 3 | 925 | 2 | HY | OP | NA | WAT |  | 5176.25 |  |  | EIA Prime Mover-level Data
2020 | UT | Hydro Plant No 3 | 925 | 3 | HY | OP | NA | WAT |  | 15528.75 |  |  | EIA Prime Mover-level Data
2020 | UT | Intermountain | 6481 | 1SGA | ST | OP | WALL | BIT | 8532 | 35127740 | 414.077 | 0.023575 | EPA/CAMD | EPA/NEI | 1986
2020 | UT | Intermountain | 6481 | 2SGA | ST | OP | WALL | BIT | 8210 | 32049974 | 384.571 | 0.023998 | EPA/CAMD | EPA/NEI | 1987
2020 | UT | Iron Springs Solar, LLC | 59941 | ISS | PV | OP | NA | SUN |  | 1927919 |  |  | EIA Prime Mover-level Data
2020 | UT | Joes Valley Dam | 4264 | NA1 | HY | CN | NA | WAT
2020 | UT | Joes Valley Dam | 4264 | NA2 | HY | CN | NA | WAT
2020 | UT | Joes Valley Dam | 4264 | NA3 | HY | CN | NA | WAT
2020 | UT | Jordanelle Dam Hydroelectric Project | 61853 | GEN 1 | HY | OP | NA | WAT |  | 215898.5 |  |  | EIA Prime Mover-level Data
2020 | UT | Jordanelle Dam Hydroelectric Project | 61853 | GEN 2 | HY | OP | NA | WAT |  | 215898.5 |  |  | EIA Prime Mover-level Data
2020 | UT | Kennecott Power Plant | 56163 | 1 | ST | RE | WALL | BIT |  | 0 | 0 |  | EIA Unit-level Data | NEI avg EF - PM, fuel type, firing type
2020 | UT | Kennecott Power Plant | 56163 | 2 | ST | RE | WALL | BIT |  | 0 | 0 |  | EIA Unit-level Data | NEI avg EF - PM, fuel type, firing type
2020 | UT | Kennecott Power Plant | 56163 | 3 | ST | RE | WALL | BIT |  | 0 | 0 |  | EIA Unit-level Data | NEI avg EF - PM, fuel type, firing type
2020 | UT | Kennecott Power Plant | 56163 | 4 | ST | RE | TANGENTIAL | BIT |  | 0 | 0 |  | EIA Unit-level Data | NEI avg EF - PM, fuel type, firing type
2020 | UT | Kennecott Power Plant | 56163 | 5CTG | CT | CN | NA | NG
2020 | UT | Kennecott Power Plant | 56163 | MCHP | GT | CN | NA | NG
2020 | UT | Kennecott Power Plant | 56163 | RCHP | GT | OP | NA | NG |  | 390336 | 0.19404 | 0.00099423 | EIA Prime Mover-level Data | NEI avg EF - PM, fuel type, firing type
2020 | UT | Kennecott Power Plant | 56163 | SM58 | ST | OP | NA | WH |  | 669432 |  |  | EIA Prime Mover-level Data
2020 | UT | Lagoon Cogeneration Facility | 50942 | 1 | IC | SB | NA | NG
2020 | UT | Lagoon Cogeneration Facility | 50942 | 2 | IC | SB | NA | NG
2020 | UT | Lagoon Cogeneration Facility | 50942 | 3 | IC | SB | NA | NG
2020 | UT | Laho Solar Plant | 58602 | LSP1 | PV | OP | NA | SUN |  | 57637 |  |  | EIA Prime Mover-level Data
2020 | UT | Lake Creek Dam | 159 | 1 | HY | OP | NA | WAT |  | 25804 |  |  | EIA Prime Mover-level Data
2020 | UT | Lake Side Power Plant | 56237 | CT01 | CT | OP | CC | NG | 5394 | 8317466 | 20.4949 | 0.0049282 | EPA/CAMD | EPA/NEI | 2007
2020 | UT | Lake Side Power Plant | 56237 | CT02 | CT | OP | CC | NG | 6249 | 9332283 | 18.4424 | 0.0039524 | EPA/CAMD | EPA/NEI | 2007
2020 | UT | Lake Side Power Plant | 56237 | CT03 | CT | OP | CC | NG | 6412 | 10190901 | 18.9311 | 0.0037153 | EPA/CAMD | EPA/NEI | 2014
2020 | UT | Lake Side Power Plant | 56237 | CT04 | CT | OP | CC | NG | 7599 | 12344976 | 32.2147 | 0.0052191 | EPA/CAMD | EPA/NEI | 2014
2020 | UT | Latigo Wind Park | 59965 | LTIGO | WT | OP | NA | WND |  | 1430735 |  |  | EIA Prime Mover-level Data
2020 | UT | Little Cottonwood | 6537 | 1 | HY | OP | NA | WAT |  | 17015.5 |  |  | EIA Prime Mover-level Data
2020 | UT | Little Cottonwood | 6537 | 2 | HY | OP | NA | WAT |  | 17015.5 |  |  | EIA Prime Mover-level Data
2020 | UT | Little Mountain | 6553 | 1 | GT | RE | NA | NG
2020 | UT | Logan City | 4251 | 1 | GT | OP | NA | NG |  | 6702 | 0.0033317 | 0.00099423 | EIA Prime Mover-level Data | NEI avg EF - PM, fuel type, firing type
2020 | UT | Logan City | 4251 | 2 | GT | OP | NA | NG |  | 6702 | 0.0033317 | 0.00099423 | EIA Prime Mover-level Data | NEI avg EF - PM, fuel type, firing type
2020 | UT | Logan City | 4251 | 3 | GT | OP | NA | NG |  | 6702 | 0.0033317 | 0.00099423 | EIA Prime Mover-level Data | NEI avg EF - PM, fuel type, firing type
2020 | UT | Logan City | 4251 | IC2 | IC | RE | NA | DFO
2020 | UT | Logan City | 4251 | IC3 | IC | RE | NA | DFO
2020 | UT | Logan City | 4251 | IC4 | IC | RE | NA | DFO
2020 | UT | Logan City | 4251 | IC5A | IC | RE | NA | DFO
2020 | UT | Logan City | 4251 | IC5B | IC | RE | NA | DFO
2020 | UT | Logan City | 4251 | IC6 | IC | RE | NA | DFO
2020 | UT | Manti Lower | 1020 | 2 | HY | OP | NA | WAT |  | 5662.5 |  |  | EIA Prime Mover-level Data
2020 | UT | Manti Lower | 1020 | HC1 | HY | OP | NA | WAT |  | 5662.5 |  |  | EIA Prime Mover-level Data
2020 | UT | Manti Upper | 3676 | 1 | HY | OP | NA | WAT |  | 6589.5 |  |  | EIA Prime Mover-level Data
2020 | UT | Manti Upper | 3676 | HC2 | HY | OP | NA | WAT |  | 10982.5 |  |  | EIA Prime Mover-level Data
2020 | UT | Milford 2 | 59958 | MIL2 | PV | OP | NA | SUN |  | 44233 |  |  | EIA Prime Mover-level Data
2020 | UT | Milford Flat Solar Plant | 58601 | MFSP1 | PV | OP | NA | SUN |  | 57559 |  |  | EIA Prime Mover-level Data
2020 | UT | Milford Solar 1 | 62812 | MS1 | PV | OP | NA | SUN |  | 245091 |  |  | EIA Prime Mover-level Data
2020 | UT | Milford Wind Corridor I LLC | 57079 | 1 | WT | OP | NA | WND |  | 3468723 |  |  | EIA Prime Mover-level Data
2020 | UT | Milford Wind Corridor Phase III | 57546 | 1 | WT | IP | NA | WND
2020 | UT | Milford Wind Corridor Stage II LLC | 57107 | 1 | WT | OP | NA | WND |  | 1711726 |  |  | EIA Prime Mover-level Data
2020 | UT | Millcreek Power | 56253 | MC-1 | GT | OP | CT | NG | 1654 | 518774.4062 | 1.712 | 0.0066 | EPA/CAMD | EPA/NEI | 2006
2020 | UT | Millcreek Power | 56253 | MC-2 | GT | OP | CT | NG | 1771 | 569103.5625 | 1.878 | 0.0066 | EPA/CAMD | EPA/NEI | 2010
2020 | UT | Murray City | 3683 | 3 | IC | RE | NA | NG
2020 | UT | Murray City | 3683 | 4 | IC | RE | NA | NG
2020 | UT | Murray City | 3683 | 5 | IC | RE | NA | NG
2020 | UT | Murray City | 3683 | 6 | IC | RE | NA | NG
2020 | UT | Murray Turbine | 8010 | 1 | GT | OP | NA | NG |  | 19890.334 | 0.0098878 | 0.00099423 | EIA Prime Mover-level Data | NEI avg EF - PM, fuel type, firing type
2020 | UT | Murray Turbine | 8010 | 2 | GT | OP | NA | NG |  | 19890.334 | 0.0098878 | 0.00099423 | EIA Prime Mover-level Data | NEI avg EF - PM, fuel type, firing type
2020 | UT | Murray Turbine | 8010 | 3 | GT | OP | NA | NG |  | 19890.334 | 0.0098878 | 0.00099423 | EIA Prime Mover-level Data | NEI avg EF - PM, fuel type, firing type
2020 | UT | Nebo Power Station | 56177 | U1 | CT | OP | CC | NG | 4636 | 3583163.25 | 11.0743 | 0.0061813 | EPA/CAMD | NEI avg EF - PM, fuel type, firing type | 2004
2020 | UT | Notch Peak Solar LLC | 64669 | KOV4A | PV | T | NA | SUN
2020 | UT | Olmstead | 3655 | 1 | HY | RE | NA | WAT
2020 | UT | Olmstead | 3655 | 2 | HY | RE | NA | WAT
2020 | UT | Olmstead | 3655 | 4 | HY | RE | NA | WAT
2020 | UT | Pavant Solar II LLC | 60449 | PSII | PV | OP | NA | SUN |  | 1091483 |  |  | EIA Prime Mover-level Data
2020 | UT | Pavant Solar III | 60886 | PSIII | PV | OP | NA | SUN |  | 438309 |  |  | EIA Prime Mover-level Data
2020 | UT | Pavant Solar, LLC | 59702 | 1 | PV | OP | NA | SUN |  | 1046803 |  |  | EIA Prime Mover-level Data
2020 | UT | Payson | 7408 | 86-1 | IC | OP | NA | NG |  | 39.402 | 8.3138e-06 | 0.000422 | EIA Prime Mover-level Data | Estimated using an emission factor
2020 | UT | Payson | 7408 | 86-2 | IC | OP | NA | NG |  | 39.402 | 8.3138e-06 | 0.000422 | EIA Prime Mover-level Data | Estimated using an emission factor
2020 | UT | Payson | 7408 | 86-3 | IC | OP | NA | NG |  | 37.887 | 7.9942e-06 | 0.000422 | EIA Prime Mover-level Data | Estimated using an emission factor
2020 | UT | Payson | 7408 | 86-4 | IC | OP | NA | NG |  | 30.309 | 6.3952e-06 | 0.000422 | EIA Prime Mover-level Data | Estimated using an emission factor
2020 | UT | Pine View Dam | 7132 | NA1 | HY | OP | NA | WAT |  | 39548 |  |  | EIA Prime Mover-level Data
2020 | UT | Pioneer | 3656 | 1 | HY | OP | NA | WAT |  | 75895 |  |  | EIA Prime Mover-level Data
2020 | UT | Pioneer | 3656 | 2 | HY | OP | NA | WAT |  | 75895 |  |  | EIA Prime Mover-level Data
2020 | UT | Provo Power Plant | 61508 | 1 | IC | OP | NA | NG |  | 10333.4004 | 0.0021803 | 0.000422 | EIA Prime Mover-level Data | Estimated using an emission factor
2020 | UT | Provo Power Plant | 61508 | 2 | IC | OP | NA | NG |  | 10333.4004 | 0.0021803 | 0.000422 | EIA Prime Mover-level Data | Estimated using an emission factor
2020 | UT | Provo Power Plant | 61508 | 3 | IC | OP | NA | NG |  | 10333.4004 | 0.0021803 | 0.000422 | EIA Prime Mover-level Data | Estimated using an emission factor
2020 | UT | Provo Power Plant | 61508 | 4 | IC | OP | NA | NG |  | 10333.4004 | 0.0021803 | 0.000422 | EIA Prime Mover-level Data | Estimated using an emission factor
2020 | UT | Provo Power Plant | 61508 | 5 | IC | OP | NA | NG |  | 10333.4004 | 0.0021803 | 0.000422 | EIA Prime Mover-level Data | Estimated using an emission factor
2020 | UT | Quail Creek Hydro Plant #1 | 52039 | 1 | HY | OP | NA | WAT |  | 89556 |  |  | EIA Prime Mover-level Data
2020 | UT | Quichapa 1 | 61119 | W5519 | PV | OP | NA | SUN |  | 70790 |  |  | EIA Prime Mover-level Data
2020 | UT | Quichapa 2 | 61120 | W5520 | PV | OP | NA | SUN |  | 70422 |  |  | EIA Prime Mover-level Data
2020 | UT | Quichapa 3 | 61121 | W5521 | PV | OP | NA | SUN |  | 70605 |  |  | EIA Prime Mover-level Data
2020 | UT | Rocket Solar, LLC | 63983 | RS | PV | P | NA | SUN
2020 | UT | Sage Solar I-III | 62399 | 77778 | PV | OP | NA | SUN |  | 1305826 |  |  | EIA Prime Mover-level Data
2020 | UT | Salt Lake Energy Systems | 56554 | Unit1 | IC | OP | NA | LFG |  | 94322 | 0.69327 | 0.0147 | EIA Prime Mover-level Data | Estimated using an emission factor
2020 | UT | Salt Lake Energy Systems | 56554 | Unit2 | IC | OP | NA | LFG |  | 94322 | 0.69327 | 0.0147 | EIA Prime Mover-level Data | Estimated using an emission factor
2020 | UT | Salt Lake Energy Systems | 56554 | Unit3 | IC | OP | NA | LFG |  | 188644 | 1.3865 | 0.0147 | EIA Prime Mover-level Data | Estimated using an emission factor
2020 | UT | Salt Palace Solar Gen Plant | 58006 | 1 | PV | OP | NA | SUN |  | 11201.2305 |  |  | EIA Prime Mover-level Data
2020 | UT | Salt Palace Solar Gen Plant | 58006 | 2 | PV | OP | NA | SUN |  | 7000.769 |  |  | EIA Prime Mover-level Data
2020 | UT | Sigurd Solar LLC | 62666 | SGSOL | PV | V | NA | SUN
2020 | UT | Snake Creek | 3658 | 1 | HY | OP | NA | WAT |  | 6018.5 |  |  | EIA Prime Mover-level Data
2020 | UT | Snake Creek | 3658 | 2 | HY | OP | NA | WAT |  | 6018.5 |  |  | EIA Prime Mover-level Data
2020 | UT | Snowbird Power Plant | 10215 | 1138 | IC | U | NA | NG
2020 | UT | Snowbird Power Plant | 10215 | 1258 | IC | U | NA | NG
2020 | UT | Snowbird Power Plant | 10215 | 1260 | IC | U | NA | NG
2020 | UT | Snowbird Power Plant | 10215 | 1367 | IC | OP | NA | NG |  | 50695.332 | 0.010697 | 0.000422 | EIA Prime Mover-level Data | Estimated using an emission factor
2020 | UT | Snowbird Power Plant | 10215 | 1391 | IC | OP | NA | NG |  | 50695.332 | 0.010697 | 0.000422 | EIA Prime Mover-level Data | Estimated using an emission factor
2020 | UT | Snowbird Power Plant | 10215 | 1392 | IC | OP | NA | NG |  | 50695.332 | 0.010697 | 0.000422 | EIA Prime Mover-level Data | Estimated using an emission factor
2020 | UT | South Milford Solar Plant | 59620 | SMS1 | PV | OP | NA | SUN |  | 31049 |  |  | EIA Prime Mover-level Data
2020 | UT | Spanish Fork | 3691 | 1 | HY | OP | NA | WAT |  | 35939.418 |  |  | EIA Prime Mover-level Data
2020 | UT | Spanish Fork | 3691 | 2 | HY | OP | NA | WAT |  | 35939.418 |  |  | EIA Prime Mover-level Data
2020 | UT | Spanish Fork | 3691 | 3 | HY | OP | NA | WAT |  | 4228.167 |  |  | EIA Prime Mover-level Data
2020 | UT | Spanish Fork Wind Park 2 LLC | 56751 | 1 | WT | OP | NA | WND |  | 406295 |  |  | EIA Prime Mover-level Data
2020 | UT | St George Red Rock | 7080 | 1 | IC | SB | NA | DFO |  | 959 | 0.14864 | 0.31 | EIA Prime Mover-level Data | Estimated using an emission factor
2020 | UT | St George Red Rock | 7080 | 2 | IC | SB | NA | DFO |  | 959 | 0.14864 | 0.31 | EIA Prime Mover-level Data | Estimated using an emission factor
2020 | UT | Stairs | 3659 | 3 | HY | OP | NA | WAT |  | 40277 |  |  | EIA Prime Mover-level Data
2020 | UT | Sunnyside Cogeneration Associates | 50951 | 1 | ST | OP | FLUIDIZED | WC | 6557 | 3940798.25 | 12.2699 | 0.0062271 | EIA Unit-level Data | EPA/NEI | 1993
2020 | UT | Tesoro SLC Cogeneration Plant | 56509 | 1 | GT | OP | NA | NG |  | 1063382 | 0.52862 | 0.00099423 | EIA Prime Mover-level Data | NEI avg EF - PM, fuel type, firing type
2020 | UT | Tesoro SLC Cogeneration Plant | 56509 | 2 | GT | OP | NA | NG |  | 1063382 | 0.52862 | 0.00099423 | EIA Prime Mover-level Data | NEI avg EF - PM, fuel type, firing type
2020 | UT | Thermo No 1 | 57353 | 1 | BT | RE | NA | GEO
2020 | UT | Thermo No 1 | 57353 | 2 | BT | OP | NA | GEO |  | 538600 |  |  | EIA Prime Mover-level Data
2020 | UT | Thermo Solar PV-01 | 59883 | SOLAR | PV | IP | NA | SUN
2020 | UT | Three Peaks Power | 60432 | TPP | PV | OP | NA | SUN |  | 1911243 |  |  | EIA Prime Mover-level Data
2020 | UT | Tooele Army Depot | 59817 | GEN01 | WT | OP | NA | WND |  | 11202.1885 |  |  | EIA Prime Mover-level Data
2020 | UT | Tooele Army Depot | 59817 | GEN03 | WT | OP | NA | WND |  | 12695.8115 |  |  | EIA Prime Mover-level Data
2020 | UT | Tooele Army Depot | 59817 | PV1 | PV | V | NA | SUN
2020 | UT | Trans-Jordan Generating Station | 56853 | 1 | IC | OP | NA | LFG |  | 146289.3281 | 1.0752 | 0.0147 | EIA Prime Mover-level Data | Estimated using an emission factor
2020 | UT | Trans-Jordan Generating Station | 56853 | 2 | IC | OP | NA | LFG |  | 146289.3281 | 1.0752 | 0.0147 | EIA Prime Mover-level Data | Estimated using an emission factor
2020 | UT | Trans-Jordan Generating Station | 56853 | 3 | IC | OP | NA | LFG |  | 146289.3281 | 1.0752 | 0.0147 | EIA Prime Mover-level Data | Estimated using an emission factor
2020 | UT | Uintah | 3704 | 1 | HY | OP | NA | WAT |  | 25867.5 |  |  | EIA Prime Mover-level Data
2020 | UT | Uintah | 3704 | 2 | HY | OP | NA | WAT |  | 25867.5 |  |  | EIA Prime Mover-level Data
2020 | UT | Unit 4 | 7015 | 1 | HY | OP | NA | WAT |  | 28514 |  |  | EIA Prime Mover-level Data
2020 | UT | Upper Beaver | 3643 | 1 | HY | OP | NA | WAT |  | 42325.9219 |  |  | EIA Prime Mover-level Data
2020 | UT | Upper Beaver | 3643 | 2 | HY | OP | NA | WAT |  | 39070.0781 |  |  | EIA Prime Mover-level Data
2020 | UT | US Magnesium | 58191 | GT1 | GT | OP | NA | NG |  | 1521939.625 | 0.75658 | 0.00099423 | EIA Prime Mover-level Data | NEI avg EF - PM, fuel type, firing type
2020 | UT | US Magnesium | 58191 | GT2 | GT | OA | NA | NG |  | 1521939.625 | 0.75658 | 0.00099423 | EIA Prime Mover-level Data | NEI avg EF - PM, fuel type, firing type
2020 | UT | US Magnesium | 58191 | GT3 | GT | OP | NA | NG |  | 1521939.625 | 0.75658 | 0.00099423 | EIA Prime Mover-level Data | NEI avg EF - PM, fuel type, firing type
2020 | UT | US Magnesium | 58191 | GT4 | GT | CN | NA | NG
2020 | UT | Utah Red Hills Renewable Energy Park | 58660 | 1 | PV | OP | NA | SUN |  | 1903592 |  |  | EIA Prime Mover-level Data
2020 | UT | Veyo Heat Recovery Project | 60421 | WHR1 | ST | OP | NA | WH |  | 466767 |  |  | EIA Prime Mover-level Data
2020 | UT | Wanship | 3698 | 1 | HY | OP | NA | WAT |  | 57857 |  |  | EIA Prime Mover-level Data
2020 | UT | Washington City Electric Generation | 59660 | 3 | IC | OP | NA | NG |  | 1948 | 0.00041103 | 0.000422 | EIA Prime Mover-level Data | Estimated using an emission factor
2020 | UT | Washington City Electric Generation | 59660 | 4 | IC | OP | NA | NG |  | 1948 | 0.00041103 | 0.000422 | EIA Prime Mover-level Data | Estimated using an emission factor
2020 | UT | Washington City Electric Generation | 59660 | 9 | IC | OP | NA | NG |  | 1948 | 0.00041103 | 0.000422 | EIA Prime Mover-level Data | Estimated using an emission factor
2020 | UT | Weber | 3661 | 1 | HY | OP | NA | WAT |  | 111856 |  |  | EIA Prime Mover-level Data
2020 | UT | Weber State University - Davis Campus PV | 60821 | PV1 | PV | OP | NA | SUN |  | 18793 |  |  | EIA Prime Mover-level Data
2020 | UT | West Valley Power Plant | 55622 | U1 | GT | OP | CT | NG | 2640 | 666923.625 | 2.2008 | 0.0066 | EPA/CAMD | EPA/NEI | 2002
2020 | UT | West Valley Power Plant | 55622 | U2 | GT | OP | CT | NG | 2560 | 652172.0625 | 2.1522 | 0.0066 | EPA/CAMD | EPA/NEI | 2002
2020 | UT | West Valley Power Plant | 55622 | U3 | GT | OP | CT | NG | 2463 | 615624.3125 | 2.0316 | 0.0066 | EPA/CAMD | EPA/NEI | 2001
2020 | UT | West Valley Power Plant | 55622 | U4 | GT | OP | CT | NG | 2795 | 716031.1875 | 2.3629 | 0.0066 | EPA/CAMD | EPA/NEI | 2001
2020 | UT | West Valley Power Plant | 55622 | U5 | GT | OP | CT | NG | 2665 | 699244.375 | 2.3075 | 0.0066 | EPA/CAMD | EPA/NEI | 2002
2020 | UT | Whitehead | 7028 | K1 | IC | OP | NA | NG |  | 24974.4199 | 0.0052696 | 0.000422 | EIA Prime Mover-level Data | Estimated using an emission factor
2020 | UT | Whitehead | 7028 | K2 | IC | OP | NA | NG |  | 24974.4199 | 0.0052696 | 0.000422 | EIA Prime Mover-level Data | Estimated using an emission factor
2020 | UT | Whitehead | 7028 | K3 | IC | OP | NA | NG |  | 24974.4199 | 0.0052696 | 0.000422 | EIA Prime Mover-level Data | Estimated using an emission factor
2020 | UT | Whitehead | 7028 | K4 | IC | OP | NA | NG |  | 17838.8711 | 0.003764 | 0.000422 | EIA Prime Mover-level Data | Estimated using an emission factor
2020 | UT | Whitehead | 7028 | K6CAT | IC | OP | NA | NG |  | 8919.4355 | 0.001882 | 0.000422 | EIA Prime Mover-level Data | Estimated using an emission factor
2020 | UT | Whitehead | 7028 | K7CAT | IC | OP | NA | NG |  | 8919.4355 | 0.001882 | 0.000422 | EIA Prime Mover-level Data | Estimated using an emission factor
2020 | VA | Altavista Power Station | 10773 | 1 | ST | OP | STOKER | WDS | 6457 | 2118574.75 | 3.8206 | 0.0036068 | EPA/CAMD | EPA/NEI | 1992
2020 | VA | Altavista Power Station | 10773 | 2 | ST | OP | STOKER | WDS | 6407 | 2097844.5 | 7.2014 | 0.0068655 | EPA/CAMD | EPA/NEI | 1992
2020 | VA | Altavista Solar | 64019 | ATLA | PV | V | NA | SUN
2020 | VA | Amelia | 56681 | 1 | IC | OP | NA | LFG |  | 11703.6885 | 0.086022 | 0.0147 | EIA Prime Mover-level Data | Estimated using an emission factor
2020 | VA | Amelia | 56681 | 10 | IC | OP | NA | LFG |  | 11703.6885 | 0.086022 | 0.0147 | EIA Prime Mover-level Data | Estimated using an emission factor
2020 | VA | Amelia | 56681 | 11 | IC | OP | NA | LFG |  | 11703.6885 | 0.086022 | 0.0147 | EIA Prime Mover-level Data | Estimated using an emission factor
2020 | VA | Amelia | 56681 | 12 | IC | OP | NA | LFG |  | 11703.6885 | 0.086022 | 0.0147 | EIA Prime Mover-level Data | Estimated using an emission factor
2020 | VA | Amelia | 56681 | 13 | IC | OP | NA | LFG |  | 11703.6885 | 0.086022 | 0.0147 | EIA Prime Mover-level Data | Estimated using an emission factor
2020 | VA | Amelia | 56681 | 14 | IC | OP | NA | LFG |  | 11703.6885 | 0.086022 | 0.0147 | EIA Prime Mover-level Data | Estimated using an emission factor
2020 | VA | Amelia | 56681 | 15 | IC | OP | NA | LFG |  | 11703.6885 | 0.086022 | 0.0147 | EIA Prime Mover-level Data | Estimated using an emission factor
2020 | VA | Amelia | 56681 | 16 | IC | OP | NA | LFG |  | 11703.6885 | 0.086022 | 0.0147 | EIA Prime Mover-level Data | Estimated using an emission factor
2020 | VA | Amelia | 56681 | 17 | IC | OP | NA | LFG |  | 11703.6885 | 0.086022 | 0.0147 | EIA Prime Mover-level Data | Estimated using an emission factor
2020 | VA | Amelia | 56681 | 18 | IC | OP | NA | LFG |  | 11703.6885 | 0.086022 | 0.0147 | EIA Prime Mover-level Data | Estimated using an emission factor
2020 | VA | Amelia | 56681 | 19 | IC | OP | NA | LFG |  | 11703.6885 | 0.086022 | 0.0147 | EIA Prime Mover-level Data | Estimated using an emission factor
2020 | VA | Amelia | 56681 | 2 | IC | OP | NA | LFG |  | 11703.6885 | 0.086022 | 0.0147 | EIA Prime Mover-level Data | Estimated using an emission factor
2020 | VA | Amelia | 56681 | 20 | IC | OP | NA | LFG |  | 11703.6885 | 0.086022 | 0.0147 | EIA Prime Mover-level Data | Estimated using an emission factor
2020 | VA | Amelia | 56681 | 21 | IC | OP | NA | LFG |  | 11703.6885 | 0.086022 | 0.0147 | EIA Prime Mover-level Data | Estimated using an emission factor
2020 | VA | Amelia | 56681 | 22 | IC | OP | NA | LFG |  | 11703.6885 | 0.086022 | 0.0147 | EIA Prime Mover-level Data | Estimated using an emission factor
2020 | VA | Amelia | 56681 | 23 | IC | OP | NA | LFG |  | 11703.6885 | 0.086022 | 0.0147 | EIA Prime Mover-level Data | Estimated using an emission factor
2020 | VA | Amelia | 56681 | 24 | IC | OP | NA | LFG |  | 11703.6885 | 0.086022 | 0.0147 | EIA Prime Mover-level Data | Estimated using an emission factor
2020 | VA | Amelia | 56681 | 25 | IC | OP | NA | LFG |  | 11703.6885 | 0.086022 | 0.0147 | EIA Prime Mover-level Data | Estimated using an emission factor
2020 | VA | Amelia | 56681 | 26 | IC | OP | NA | LFG |  | 11703.6885 | 0.086022 | 0.0147 | EIA Prime Mover-level Data | Estimated using an emission factor
2020 | VA | Amelia | 56681 | 27 | IC | OP | NA | LFG |  | 11703.6885 | 0.086022 | 0.0147 | EIA Prime Mover-level Data | Estimated using an emission factor
2020 | VA | Amelia | 56681 | 28 | IC | OP | NA | LFG |  | 11703.6885 | 0.086022 | 0.0147 | EIA Prime Mover-level Data | Estimated using an emission factor
2020 | VA | Amelia | 56681 | 29 | IC | OP | NA | LFG |  | 11703.6885 | 0.086022 | 0.0147 | EIA Prime Mover-level Data | Estimated using an emission factor
2020 | VA | Amelia | 56681 | 3 | IC | OP | NA | LFG |  | 11703.6885 | 0.086022 | 0.0147 | EIA Prime Mover-level Data | Estimated using an emission factor
2020 | VA | Amelia | 56681 | 30 | IC | OP | NA | LFG |  | 11703.6885 | 0.086022 | 0.0147 | EIA Prime Mover-level Data | Estimated using an emission factor
2020 | VA | Amelia | 56681 | 31 | IC | OP | NA | LFG |  | 11703.6885 | 0.086022 | 0.0147 | EIA Prime Mover-level Data | Estimated using an emission factor
2020 | VA | Amelia | 56681 | 32 | IC | OP | NA | LFG |  | 11703.6885 | 0.086022 | 0.0147 | EIA Prime Mover-level Data | Estimated using an emission factor
2020 | VA | Amelia | 56681 | 33 | IC | OP | NA | LFG |  | 11703.6885 | 0.086022 | 0.0147 | EIA Prime Mover-level Data | Estimated using an emission factor
2020 | VA | Amelia | 56681 | 34 | IC | OP | NA | LFG |  | 11703.6885 | 0.086022 | 0.0147 | EIA Prime Mover-level Data | Estimated using an emission factor
2020 | VA | Amelia | 56681 | 35 | IC | OP | NA | LFG |  | 11703.6885 | 0.086022 | 0.0147 | EIA Prime Mover-level Data | Estimated using an emission factor
2020 | VA | Amelia | 56681 | 36 | IC | OP | NA | LFG |  | 11703.6885 | 0.086022 | 0.0147 | EIA Prime Mover-level Data | Estimated using an emission factor
2020 | VA | Amelia | 56681 | 37 | IC | OP | NA | LFG |  | 11703.6885 | 0.086022 | 0.0147 | EIA Prime Mover-level Data | Estimated using an emission factor
2020 | VA | Amelia | 56681 | 38 | IC | OP | NA | LFG |  | 11703.6885 | 0.086022 | 0.0147 | EIA Prime Mover-level Data | Estimated using an emission factor
2020 | VA | Amelia | 56681 | 39 | IC | OP | NA | LFG |  | 11703.6885 | 0.086022 | 0.0147 | EIA Prime Mover-level Data | Estimated using an emission factor
2020 | VA | Amelia | 56681 | 4 | IC | OP | NA | LFG |  | 11703.6885 | 0.086022 | 0.0147 | EIA Prime Mover-level Data | Estimated using an emission factor
2020 | VA | Amelia | 56681 | 40 | IC | OP | NA | LFG |  | 11703.6885 | 0.086022 | 0.0147 | EIA Prime Mover-level Data | Estimated using an emission factor
2020 | VA | Amelia | 56681 | 41 | IC | OP | NA | LFG |  | 11703.6885 | 0.086022 | 0.0147 | EIA Prime Mover-level Data | Estimated using an emission factor
2020 | VA | Amelia | 56681 | 42 | IC | OP | NA | LFG |  | 11703.6885 | 0.086022 | 0.0147 | EIA Prime Mover-level Data | Estimated using an emission factor
2020 | VA | Amelia | 56681 | 43 | IC | OP | NA | LFG |  | 11703.6885 | 0.086022 | 0.0147 | EIA Prime Mover-level Data | Estimated using an emission factor
2020 | VA | Amelia | 56681 | 44 | IC | OP | NA | LFG |  | 11703.6885 | 0.086022 | 0.0147 | EIA Prime Mover-level Data | Estimated using an emission factor
2020 | VA | Amelia | 56681 | 45 | IC | OP | NA | LFG |  | 11703.6885 | 0.086022 | 0.0147 | EIA Prime Mover-level Data | Estimated using an emission factor
2020 | VA | Amelia | 56681 | 46 | IC | OP | NA | LFG |  | 11703.6885 | 0.086022 | 0.0147 | EIA Prime Mover-level Data | Estimated using an emission factor
2020 | VA | Amelia | 56681 | 47 | IC | OP | NA | LFG |  | 11703.6885 | 0.086022 | 0.0147 | EIA Prime Mover-level Data | Estimated using an emission factor
2020 | VA | Amelia | 56681 | 48 | IC | OP | NA | LFG |  | 11703.6885 | 0.086022 | 0.0147 | EIA Prime Mover-level Data | Estimated using an emission factor
2020 | VA | Amelia | 56681 | 5 | IC | OP | NA | LFG |  | 11703.6885 | 0.086022 | 0.0147 | EIA Prime Mover-level Data | Estimated using an emission factor
2020 | VA | Amelia | 56681 | 6 | IC | OP | NA | LFG |  | 11703.6885 | 0.086022 | 0.0147 | EIA Prime Mover-level Data | Estimated using an emission factor
2020 | VA | Amelia | 56681 | 7 | IC | OP | NA | LFG |  | 11703.6885 | 0.086022 | 0.0147 | EIA Prime Mover-level Data | Estimated using an emission factor
2020 | VA | Amelia | 56681 | 8 | IC | OP | NA | LFG |  | 11703.6885 | 0.086022 | 0.0147 | EIA Prime Mover-level Data | Estimated using an emission factor
2020 | VA | Amelia | 56681 | 9 | IC | OP | NA | LFG |  | 11703.6885 | 0.086022 | 0.0147 | EIA Prime Mover-level Data | Estimated using an emission factor
2020 | VA | Ameresco Stafford | 56894 | 1 | IC | OP | NA | LFG |  | 40837 | 0.30015 | 0.0147 | EIA Prime Mover-level Data | Estimated using an emission factor
2020 | VA | Ameresco Stafford | 56894 | 2 | IC | OP | NA | LFG |  | 40837 | 0.30015 | 0.0147 | EIA Prime Mover-level Data | Estimated using an emission factor
2020 | VA | Bath County | 6167 | 1 | PS | OP | NA | WAT |  | 0 |  |  | EIA Prime Mover-level Data
2020 | VA | Bath County | 6167 | 2 | PS | OP | NA | WAT |  | 0 |  |  | EIA Prime Mover-level Data
2020 | VA | Bath County | 6167 | 3 | PS | OP | NA | WAT |  | 0 |  |  | EIA Prime Mover-level Data
2020 | VA | Bath County | 6167 | 4 | PS | OP | NA | WAT |  | 0 |  |  | EIA Prime Mover-level Data
2020 | VA | Bath County | 6167 | 5 | PS | OP | NA | WAT |  | 0 |  |  | EIA Prime Mover-level Data
2020 | VA | Bath County | 6167 | 6 | PS | OP | NA | WAT |  | 0 |  |  | EIA Prime Mover-level Data
2020 | VA | Bayview | 3782 | BAYV | IC | SB | NA | DFO |  | 2692.5 | 0.41734 | 0.31 | EIA Prime Mover-level Data | Estimated using an emission factor
2020 | VA | Bayview | 3782 | BYV2 | IC | SB | NA | DFO |  | 2692.5 | 0.41734 | 0.31 | EIA Prime Mover-level Data | Estimated using an emission factor
2020 | VA | Bayview | 3782 | BYV3 | IC | SB | NA | DFO |  | 2692.5 | 0.41734 | 0.31 | EIA Prime Mover-level Data | Estimated using an emission factor
2020 | VA | Bayview | 3782 | BYV4 | IC | SB | NA | DFO |  | 2692.5 | 0.41734 | 0.31 | EIA Prime Mover-level Data | Estimated using an emission factor
2020 | VA | Bayview | 3782 | BYV5 | IC | SB | NA | DFO |  | 2692.5 | 0.41734 | 0.31 | EIA Prime Mover-level Data | Estimated using an emission factor
2020 | VA | Bayview | 3782 | BYV6 | IC | SB | NA | DFO |  | 2692.5 | 0.41734 | 0.31 | EIA Prime Mover-level Data | Estimated using an emission factor
2020 | VA | Bear Garden Generating Station | 56807 | 1A | CT | OP | CC | NG | 7789 | 15307906 | 14.7761 | 0.0019305 | EPA/CAMD | EPA/NEI | 2011
2020 | VA | Bear Garden Generating Station | 56807 | 1B | CT | OP | CC | NG | 7768 | 15074335 | 10.1315 | 0.0013442 | EPA/CAMD | EPA/NEI | 2011
2020 | VA | Bedford Solar | 61126 | 12346 | PV | OP | NA | SUN |  | 44437 |  |  | EIA Prime Mover-level Data
2020 | VA | Belle Haven Diesel Generation Facility | 60234 | BDG10 | IC | SB | NA | DFO |  | 1262 | 0.19561 | 0.31 | EIA Prime Mover-level Data | Estimated using an emission factor
2020 | VA | Belle Haven Diesel Generation Facility | 60234 | BDG9 | IC | SB | NA | DFO |  | 1262 | 0.19561 | 0.31 | EIA Prime Mover-level Data | Estimated using an emission factor
2020 | VA | Bellmeade Power Station | 50966 | 1 | CT | RE | DUCTBURNER | NG
2020 | VA | Bellmeade Power Station | 50966 | 2 | CT | RE | DUCTBURNER | NG
2020 | VA | Bellmeade Power Station | 50966 | 3 | CA | RE | NA | NG
2020 | VA | Birchwood Power Facility | 54304 | 1 | ST | OP | TANGENTIAL | BIT | 889 | 1058633.75 | 0.85452 | 0.0016144 | EPA/CAMD | EPA/NEI | 1996
2020 | VA | Bluestone Solar | 62950 | BLUE1 | PV | U | NA | SUN
2020 | VA | Boydton Plank Road Cogen Plant | 54766 | GEN1 | IC | OP | NA | DFO |  | 15.471 | 0.002398 | 0.31 | EIA Prime Mover-level Data | Estimated using an emission factor
2020 | VA | Boydton Plank Road Cogen Plant | 54766 | GEN10 | IC | OP | NA | DFO |  | 15.471 | 0.002398 | 0.31 | EIA Prime Mover-level Data | Estimated using an emission factor
2020 | VA | Boydton Plank Road Cogen Plant | 54766 | GEN11 | IC | OP | NA | DFO |  | 15.471 | 0.002398 | 0.31 | EIA Prime Mover-level Data | Estimated using an emission factor
2020 | VA | Boydton Plank Road Cogen Plant | 54766 | GEN12 | IC | OP | NA | DFO |  | 15.471 | 0.002398 | 0.31 | EIA Prime Mover-level Data | Estimated using an emission factor
2020 | VA | Boydton Plank Road Cogen Plant | 54766 | GEN13 | IC | OP | NA | DFO |  | 15.471 | 0.002398 | 0.31 | EIA Prime Mover-level Data | Estimated using an emission factor
2020 | VA | Boydton Plank Road Cogen Plant | 54766 | GEN14 | IC | OP | NA | DFO |  | 15.471 | 0.002398 | 0.31 | EIA Prime Mover-level Data | Estimated using an emission factor
2020 | VA | Boydton Plank Road Cogen Plant | 54766 | GEN15 | IC | OP | NA | DFO |  | 15.471 | 0.002398 | 0.31 | EIA Prime Mover-level Data | Estimated using an emission factor
2020 | VA | Boydton Plank Road Cogen Plant | 54766 | GEN16 | IC | OP | NA | DFO |  | 15.471 | 0.002398 | 0.31 | EIA Prime Mover-level Data | Estimated using an emission factor
2020 | VA | Boydton Plank Road Cogen Plant | 54766 | GEN17 | IC | OP | NA | DFO |  | 15.471 | 0.002398 | 0.31 | EIA Prime Mover-level Data | Estimated using an emission factor
2020 | VA | Boydton Plank Road Cogen Plant | 54766 | GEN18 | IC | OP | NA | DFO |  | 15.471 | 0.002398 | 0.31 | EIA Prime Mover-level Data | Estimated using an emission factor
2020 | VA | Boydton Plank Road Cogen Plant | 54766 | GEN19 | IC | OP | NA | DFO |  | 15.471 | 0.002398 | 0.31 | EIA Prime Mover-level Data | Estimated using an emission factor
2020 | VA | Boydton Plank Road Cogen Plant | 54766 | GEN2 | IC | OP | NA | DFO |  | 15.471 | 0.002398 | 0.31 | EIA Prime Mover-level Data | Estimated using an emission factor
2020 | VA | Boydton Plank Road Cogen Plant | 54766 | GEN20 | IC | OP | NA | DFO |  | 15.471 | 0.002398 | 0.31 | EIA Prime Mover-level Data | Estimated using an emission factor
2020 | VA | Boydton Plank Road Cogen Plant | 54766 | GEN21 | IC | OP | NA | DFO |  | 15.471 | 0.002398 | 0.31 | EIA Prime Mover-level Data | Estimated using an emission factor
2020 | VA | Boydton Plank Road Cogen Plant | 54766 | GEN22 | IC | OP | NA | DFO |  | 15.471 | 0.002398 | 0.31 | EIA Prime Mover-level Data | Estimated using an emission factor
2020 | VA | Boydton Plank Road Cogen Plant | 54766 | GEN23 | IC | OP | NA | DFO |  | 15.471 | 0.002398 | 0.31 | EIA Prime Mover-level Data | Estimated using an emission factor
2020 | VA | Boydton Plank Road Cogen Plant | 54766 | GEN24 | IC | OP | NA | DFO |  | 15.471 | 0.002398 | 0.31 | EIA Prime Mover-level Data | Estimated using an emission factor
2020 | VA | Boydton Plank Road Cogen Plant | 54766 | GEN25 | IC | OP | NA | DFO |  | 15.471 | 0.002398 | 0.31 | EIA Prime Mover-level Data | Estimated using an emission factor
2020 | VA | Boydton Plank Road Cogen Plant | 54766 | GEN26 | IC | OP | NA | DFO |  | 15.471 | 0.002398 | 0.31 | EIA Prime Mover-level Data | Estimated using an emission factor
2020 | VA | Boydton Plank Road Cogen Plant | 54766 | GEN27 | IC | OP | NA | DFO |  | 15.471 | 0.002398 | 0.31 | EIA Prime Mover-level Data | Estimated using an emission factor
2020 | VA | Boydton Plank Road Cogen Plant | 54766 | GEN28 | IC | OP | NA | DFO |  | 15.471 | 0.002398 | 0.31 | EIA Prime Mover-level Data | Estimated using an emission factor
2020 | VA | Boydton Plank Road Cogen Plant | 54766 | GEN29 | IC | OP | NA | DFO |  | 15.471 | 0.002398 | 0.31 | EIA Prime Mover-level Data | Estimated using an emission factor
2020 | VA | Boydton Plank Road Cogen Plant | 54766 | GEN3 | IC | OP | NA | DFO |  | 15.471 | 0.002398 | 0.31 | EIA Prime Mover-level Data | Estimated using an emission factor
2020 | VA | Boydton Plank Road Cogen Plant | 54766 | GEN30 | IC | OP | NA | DFO |  | 15.471 | 0.002398 | 0.31 | EIA Prime Mover-level Data | Estimated using an emission factor
2020 | VA | Boydton Plank Road Cogen Plant | 54766 | GEN31 | IC | OP | NA | DFO |  | 15.471 | 0.002398 | 0.31 | EIA Prime Mover-level Data | Estimated using an emission factor
2020 | VA | Boydton Plank Road Cogen Plant | 54766 | GEN32 | IC | OP | NA | DFO |  | 15.471 | 0.002398 | 0.31 | EIA Prime Mover-level Data | Estimated using an emission factor
2020 | VA | Boydton Plank Road Cogen Plant | 54766 | GEN33 | IC | OP | NA | DFO |  | 15.471 | 0.002398 | 0.31 | EIA Prime Mover-level Data | Estimated using an emission factor
2020 | VA | Boydton Plank Road Cogen Plant | 54766 | GEN34 | IC | OP | NA | DFO |  | 15.471 | 0.002398 | 0.31 | EIA Prime Mover-level Data | Estimated using an emission factor
2020 | VA | Boydton Plank Road Cogen Plant | 54766 | GEN4 | IC | OP | NA | DFO |  | 15.471 | 0.002398 | 0.31 | EIA Prime Mover-level Data | Estimated using an emission factor
2020 | VA | Boydton Plank Road Cogen Plant | 54766 | GEN5 | IC | OP | NA | DFO |  | 15.471 | 0.002398 | 0.31 | EIA Prime Mover-level Data | Estimated using an emission factor
2020 | VA | Boydton Plank Road Cogen Plant | 54766 | GEN6 | IC | OP | NA | DFO |  | 15.471 | 0.002398 | 0.31 | EIA Prime Mover-level Data | Estimated using an emission factor
2020 | VA | Boydton Plank Road Cogen Plant | 54766 | GEN7 | IC | OP | NA | DFO |  | 15.471 | 0.002398 | 0.31 | EIA Prime Mover-level Data | Estimated using an emission factor
2020 | VA | Boydton Plank Road Cogen Plant | 54766 | GEN8 | IC | OP | NA | DFO |  | 15.471 | 0.002398 | 0.31 | EIA Prime Mover-level Data | Estimated using an emission factor
2020 | VA | Boydton Plank Road Cogen Plant | 54766 | GEN9 | IC | OP | NA | DFO |  | 15.471 | 0.002398 | 0.31 | EIA Prime Mover-level Data | Estimated using an emission factor
2020 | VA | Brasfield | 10155 | 1 | HY | OP | NA | WAT |  | 128929 |  |  | EIA Prime Mover-level Data
2020 | VA | Bremo Bluff | 3796 | 3 | ST | RE | WALL | NG
2020 | VA | Bremo Bluff | 3796 | 4 | ST | RE | WALL | NG
2020 | VA | Bristol Plant | 60222 | A1 | IC | OP | NA | LFG |  | 4743.583 | 0.034865 | 0.0147 | EIA Prime Mover-level Data | Estimated using an emission factor
2020 | VA | Bristol Plant | 60222 | A2 | IC | OP | NA | LFG |  | 4743.583 | 0.034865 | 0.0147 | EIA Prime Mover-level Data | Estimated using an emission factor
2020 | VA | Bristol Plant | 60222 | A3 | IC | OP | NA | LFG |  | 4743.583 | 0.034865 | 0.0147 | EIA Prime Mover-level Data | Estimated using an emission factor
2020 | VA | Bristol Plant | 60222 | A4 | IC | OP | NA | LFG |  | 4743.583 | 0.034865 | 0.0147 | EIA Prime Mover-level Data | Estimated using an emission factor
2020 | VA | Bristol Plant | 60222 | A5 | IC | OP | NA | LFG |  | 4743.583 | 0.034865 | 0.0147 | EIA Prime Mover-level Data | Estimated using an emission factor
2020 | VA | Bristol Plant | 60222 | A6 | IC | OP | NA | LFG |  | 4743.583 | 0.034865 | 0.0147 | EIA Prime Mover-level Data | Estimated using an emission factor
2020 | VA | Bristol Plant | 60222 | B1 | IC | RE | NA | LFG
2020 | VA | Bristol Plant | 60222 | B2 | IC | RE | NA | LFG
2020 | VA | Bristol Plant | 60222 | B3 | IC | RE | NA | LFG
2020 | VA | Bristol Plant | 60222 | B4 | IC | RE | NA | LFG
2020 | VA | Bristol Plant | 60222 | B5 | IC | RE | NA | LFG
2020 | VA | Bristol Plant | 60222 | B6 | IC | RE | NA | LFG
2020 | VA | Bristol Plant | 60222 | C1 | IC | OP | NA | LFG |  | 4743.583 | 0.034865 | 0.0147 | EIA Prime Mover-level Data | Estimated using an emission factor
2020 | VA | Bristol Plant | 60222 | C2 | IC | OP | NA | LFG |  | 4743.583 | 0.034865 | 0.0147 | EIA Prime Mover-level Data | Estimated using an emission factor
2020 | VA | Bristol Plant | 60222 | C3 | IC | OP | NA | LFG |  | 4743.583 | 0.034865 | 0.0147 | EIA Prime Mover-level Data | Estimated using an emission factor
2020 | VA | Bristol Plant | 60222 | C4 | IC | OP | NA | LFG |  | 4743.583 | 0.034865 | 0.0147 | EIA Prime Mover-level Data | Estimated using an emission factor
2020 | VA | Bristol Plant | 60222 | C5 | IC | OP | NA | LFG |  | 4743.583 | 0.034865 | 0.0147 | EIA Prime Mover-level Data | Estimated using an emission factor
2020 | VA | Bristol Plant | 60222 | C6 | IC | OP | NA | LFG |  | 4743.583 | 0.034865 | 0.0147 | EIA Prime Mover-level Data | Estimated using an emission factor
2020 | VA | Brunswick County Power Station | 58260 | 1A | CT | OP | CC | NG | 7702 | 23100266 | 54.9244 | 0.0047553 | EPA/CAMD | EPA/NEI | 2016
2020 | VA | Brunswick County Power Station | 58260 | 1B | CT | OP | CC | NG | 7722 | 23043988 | 54.7365 | 0.0047506 | EPA/CAMD | EPA/NEI | 2016
2020 | VA | Brunswick County Power Station | 58260 | 1C | CT | OP | CC | NG | 7794 | 23441938 | 55.2353 | 0.0047125 | EPA/CAMD | EPA/NEI | 2016
2020 | VA | Brunswick Landfill Gas | 56682 | 10 | IC | OP | NA | LFG |  | 15284.9141 | 0.11234 | 0.0147 | EIA Prime Mover-level Data | Estimated using an emission factor
2020 | VA | Brunswick Landfill Gas | 56682 | 11 | IC | OP | NA | LFG |  | 15284.9141 | 0.11234 | 0.0147 | EIA Prime Mover-level Data | Estimated using an emission factor
2020 | VA | Brunswick Landfill Gas | 56682 | 12 | IC | OP | NA | LFG |  | 15284.9141 | 0.11234 | 0.0147 | EIA Prime Mover-level Data | Estimated using an emission factor
2020 | VA | Brunswick Landfill Gas | 56682 | 13 | IC | OP | NA | LFG |  | 15284.9141 | 0.11234 | 0.0147 | EIA Prime Mover-level Data | Estimated using an emission factor
2020 | VA | Brunswick Landfill Gas | 56682 | 14 | IC | OP | NA | LFG |  | 15284.9141 | 0.11234 | 0.0147 | EIA Prime Mover-level Data | Estimated using an emission factor
2020 | VA | Brunswick Landfill Gas | 56682 | 15 | IC | OP | NA | LFG |  | 15284.9141 | 0.11234 | 0.0147 | EIA Prime Mover-level Data | Estimated using an emission factor
2020 | VA | Brunswick Landfill Gas | 56682 | 16 | IC | OP | NA | LFG |  | 15284.9141 | 0.11234 | 0.0147 | EIA Prime Mover-level Data | Estimated using an emission factor
2020 | VA | Brunswick Landfill Gas | 56682 | 17 | IC | OP | NA | LFG |  | 15284.9141 | 0.11234 | 0.0147 | EIA Prime Mover-level Data | Estimated using an emission factor
2020 | VA | Brunswick Landfill Gas | 56682 | 18 | IC | OP | NA | LFG |  | 15284.9141 | 0.11234 | 0.0147 | EIA Prime Mover-level Data | Estimated using an emission factor
2020 | VA | Brunswick Landfill Gas | 56682 | 19 | IC | OP | NA | LFG |  | 15284.9141 | 0.11234 | 0.0147 | EIA Prime Mover-level Data | Estimated using an emission factor
2020 | VA | Brunswick Landfill Gas | 56682 | 2 | IC | OP | NA | LFG |  | 15284.9141 | 0.11234 | 0.0147 | EIA Prime Mover-level Data | Estimated using an emission factor
2020 | VA | Brunswick Landfill Gas | 56682 | 20 | IC | OP | NA | LFG |  | 15284.9141 | 0.11234 | 0.0147 | EIA Prime Mover-level Data | Estimated using an emission factor
2020 | VA | Brunswick Landfill Gas | 56682 | 21 | IC | OP | NA | LFG |  | 15284.9141 | 0.11234 | 0.0147 | EIA Prime Mover-level Data | Estimated using an emission factor
2020 | VA | Brunswick Landfill Gas | 56682 | 22 | IC | OP | NA | LFG |  | 15284.9141 | 0.11234 | 0.0147 | EIA Prime Mover-level Data | Estimated using an emission factor
2020 | VA | Brunswick Landfill Gas | 56682 | 23 | IC | OP | NA | LFG |  | 15284.9141 | 0.11234 | 0.0147 | EIA Prime Mover-level Data | Estimated using an emission factor
2020 | VA | Brunswick Landfill Gas | 56682 | 24 | IC | OP | NA | LFG |  | 15284.9141 | 0.11234 | 0.0147 | EIA Prime Mover-level Data | Estimated using an emission factor
2020 | VA | Brunswick Landfill Gas | 56682 | 25 | IC | OP | NA | LFG |  | 15284.9141 | 0.11234 | 0.0147 | EIA Prime Mover-level Data | Estimated using an emission factor
2020 | VA | Brunswick Landfill Gas | 56682 | 26 | IC | OP | NA | LFG |  | 15284.9141 | 0.11234 | 0.0147 | EIA Prime Mover-level Data | Estimated using an emission factor
2020 | VA | Brunswick Landfill Gas | 56682 | 27 | IC | OP | NA | LFG |  | 15284.9141 | 0.11234 | 0.0147 | EIA Prime Mover-level Data | Estimated using an emission factor
2020 | VA | Brunswick Landfill Gas | 56682 | 28 | IC | OP | NA | LFG |  | 15284.9141 | 0.11234 | 0.0147 | EIA Prime Mover-level Data | Estimated using an emission factor
2020 | VA | Brunswick Landfill Gas | 56682 | 29 | IC | OP | NA | LFG |  | 15284.9141 | 0.11234 | 0.0147 | EIA Prime Mover-level Data | Estimated using an emission factor
2020 | VA | Brunswick Landfill Gas | 56682 | 3 | IC | OP | NA | LFG |  | 15284.9141 | 0.11234 | 0.0147 | EIA Prime Mover-level Data | Estimated using an emission factor
2020 | VA | Brunswick Landfill Gas | 56682 | 30 | IC | OP | NA | LFG |  | 15284.9141 | 0.11234 | 0.0147 | EIA Prime Mover-level Data | Estimated using an emission factor
2020 | VA | Brunswick Landfill Gas | 56682 | 31 | IC | OP | NA | LFG |  | 15284.9141 | 0.11234 | 0.0147 | EIA Prime Mover-level Data | Estimated using an emission factor
2020 | VA | Brunswick Landfill Gas | 56682 | 32 | IC | OP | NA | LFG |  | 15284.9141 | 0.11234 | 0.0147 | EIA Prime Mover-level Data | Estimated using an emission factor
2020 | VA | Brunswick Landfill Gas | 56682 | 33 | IC | OP | NA | LFG |  | 15284.9141 | 0.11234 | 0.0147 | EIA Prime Mover-level Data | Estimated using an emission factor
2020 | VA | Brunswick Landfill Gas | 56682 | 34 | IC | OP | NA | LFG |  | 15284.9141 | 0.11234 | 0.0147 | EIA Prime Mover-level Data | Estimated using an emission factor
2020 | VA | Brunswick Landfill Gas | 56682 | 35 | IC | OP | NA | LFG |  | 15284.9141 | 0.11234 | 0.0147 | EIA Prime Mover-level Data | Estimated using an emission factor
2020 | VA | Brunswick Landfill Gas | 56682 | 36 | IC | OP | NA | LFG |  | 15284.9141 | 0.11234 | 0.0147 | EIA Prime Mover-level Data | Estimated using an emission factor
2020 | VA | Brunswick Landfill Gas | 56682 | 4 | IC | OP | NA | LFG |  | 15284.9141 | 0.11234 | 0.0147 | EIA Prime Mover-level Data | Estimated using an emission factor
2020 | VA | Brunswick Landfill Gas | 56682 | 5 | IC | OP | NA | LFG |  | 15284.9141 | 0.11234 | 0.0147 | EIA Prime Mover-level Data | Estimated using an emission factor
2020 | VA | Brunswick Landfill Gas | 56682 | 6 | IC | OP | NA | LFG |  | 15284.9141 | 0.11234 | 0.0147 | EIA Prime Mover-level Data | Estimated using an emission factor
2020 | VA | Brunswick Landfill Gas | 56682 | 7 | IC | OP | NA | LFG |  | 15284.9141 | 0.11234 | 0.0147 | EIA Prime Mover-level Data | Estimated using an emission factor
2020 | VA | Brunswick Landfill Gas | 56682 | 8 | IC | OP | NA | LFG |  | 15284.9141 | 0.11234 | 0.0147 | EIA Prime Mover-level Data | Estimated using an emission factor
2020 | VA | Brunswick Landfill Gas | 56682 | 9 | IC | OP | NA | LFG |  | 15284.9141 | 0.11234 | 0.0147 | EIA Prime Mover-level Data | Estimated using an emission factor
2020 | VA | Buchanan Units 1 & 2 | 55738 | 1 | GT | OP | CT | NG | 6046 | 2269368.75 | 14.7 | 0.012955 | EPA/CAMD | EPA/NEI | 2002
2020 | VA | Buchanan Units 1 & 2 | 55738 | 2 | GT | OP | CT | NG | 5735 | 2087637.375 | 14.7 | 0.014083 | EPA/CAMD | EPA/NEI | 2002
2020 | VA | Buck Hydro | 3772 | 1 | HY | OP | NA | WAT |  | 159168.6719 |  |  | EIA Prime Mover-level Data
2020 | VA | Buck Hydro | 3772 | 2 | HY | OP | NA | WAT |  | 159168.6719 |  |  | EIA Prime Mover-level Data
2020 | VA | Buck Hydro | 3772 | 3 | HY | OP | NA | WAT |  | 159168.6719 |  |  | EIA Prime Mover-level Data
2020 | VA | Buckingham Solar LLC | 60917 | PV1 | PV | OP | NA | SUN |  | 288220 |  |  | EIA Prime Mover-level Data
2020 | VA | Byllesby 2 | 3773 | 1 | HY | OP | NA | WAT |  | 123686.25 |  |  | EIA Prime Mover-level Data
2020 | VA | Byllesby 2 | 3773 | 2 | HY | OP | NA | WAT |  | 123686.25 |  |  | EIA Prime Mover-level Data
2020 | VA | Byllesby 2 | 3773 | 3 | HY | OP | NA | WAT |  | 123686.25 |  |  | EIA Prime Mover-level Data
2020 | VA | Byllesby 2 | 3773 | 4 | HY | OP | NA | WAT |  | 123686.25 |  |  | EIA Prime Mover-level Data
2020 | VA | C4GT | 61760 | C4GT | CC | P | NA | NG
2020 | VA | Cabin Point Solar Center | 63134 | CBNPT | PV | CN | NA | SUN
2020 | VA | Caden Energix Hickory LLC | 63084 | ENX02 | PV | OP | NA | SUN |  | 80914.375 |  |  | EIA Prime Mover-level Data
2020 | VA | Caden Energix Hickory LLC | 63084 | ENX03 | PV | OP | NA | SUN |  | 48548.625 |  |  | EIA Prime Mover-level Data
2020 | VA | Caden Energix New Kent, LLC | 64036 | ENX08 | PV | L | NA | SUN
2020 | VA | Caden Energix Pamplin LLC | 63083 | ENX04 | PV | OP | NA | SUN |  | 118374 |  |  | EIA Prime Mover-level Data
2020 | VA | Caden Energix Rives Road LLC | 63087 | ENX01 | PV | OP | NA | SUN |  | 172196 |  |  | EIA Prime Mover-level Data
2020 | VA | Celanese Acetate LLC | 52089 | BLR010 | ST | OP | OTHER BOILER | NG | 3671 | 2001158.375 | 9.2141 | 0.0092088 | EIA non-ozone season distributed and EPA/CAMD ozone season | NEI avg EF - PM, fuel type, firing type | 2015
2020 | VA | Celanese Acetate LLC | 52089 | BLR011 | ST | OP | OTHER BOILER | NG | 3397 | 1801645.875 | 8.2955 | 0.0092088 | EIA non-ozone season distributed and EPA/CAMD ozone season | NEI avg EF - PM, fuel type, firing type | 2015
2020 | VA | Celanese Acetate LLC | 52089 | BLR012 | ST | OP | OTHER BOILER | NG | 3265 | 1640181.5 | 7.552 | 0.0092088 | EIA non-ozone season distributed and EPA/CAMD ozone season | NEI avg EF - PM, fuel type, firing type | 2015
2020 | VA | Celanese Acetate LLC | 52089 | BLR013 | ST | OP | OTHER BOILER | NG | 3671 | 1765520.625 | 8.1291 | 0.0092088 | EIA non-ozone season distributed and EPA/CAMD ozone season | NEI avg EF - PM, fuel type, firing type | 2015
2020 | VA | Celanese Acetate LLC | 52089 | BLR014 | ST | OP | OTHER BOILER | NG | 3531 | 1718924.875 | 7.9146 | 0.0092088 | EIA non-ozone season distributed and EPA/CAMD ozone season | NEI avg EF - PM, fuel type, firing type | 2015
2020 | VA | Charles City | 56683 | 1 | IC | OP | NA | LFG |  | 15553.958 | 0.11432 | 0.0147 | EIA Prime Mover-level Data | Estimated using an emission factor
2020 | VA | Charles City | 56683 | 10 | IC | OP | NA | LFG |  | 15553.958 | 0.11432 | 0.0147 | EIA Prime Mover-level Data | Estimated using an emission factor
2020 | VA | Charles City | 56683 | 11 | IC | OP | NA | LFG |  | 15553.958 | 0.11432 | 0.0147 | EIA Prime Mover-level Data | Estimated using an emission factor
2020 | VA | Charles City | 56683 | 12 | IC | OP | NA | LFG |  | 15553.958 | 0.11432 | 0.0147 | EIA Prime Mover-level Data | Estimated using an emission factor
2020 | VA | Charles City | 56683 | 13 | IC | OP | NA | LFG |  | 15553.958 | 0.11432 | 0.0147 | EIA Prime Mover-level Data | Estimated using an emission factor
2020 | VA | Charles City | 56683 | 14 | IC | OP | NA | LFG |  | 15553.958 | 0.11432 | 0.0147 | EIA Prime Mover-level Data | Estimated using an emission factor
2020 | VA | Charles City | 56683 | 15 | IC | OP | NA | LFG |  | 15553.958 | 0.11432 | 0.0147 | EIA Prime Mover-level Data | Estimated using an emission factor
2020 | VA | Charles City | 56683 | 16 | IC | OP | NA | LFG |  | 15553.958 | 0.11432 | 0.0147 | EIA Prime Mover-level Data | Estimated using an emission factor
2020 | VA | Charles City | 56683 | 17 | IC | OP | NA | LFG |  | 15553.958 | 0.11432 | 0.0147 | EIA Prime Mover-level Data | Estimated using an emission factor
2020 | VA | Charles City | 56683 | 18 | IC | OP | NA | LFG |  | 15553.958 | 0.11432 | 0.0147 | EIA Prime Mover-level Data | Estimated using an emission factor
2020 | VA | Charles City | 56683 | 19 | IC | OP | NA | LFG |  | 15553.958 | 0.11432 | 0.0147 | EIA Prime Mover-level Data | Estimated using an emission factor
2020 | VA | Charles City | 56683 | 2 | IC | OP | NA | LFG |  | 15553.958 | 0.11432 | 0.0147 | EIA Prime Mover-level Data | Estimated using an emission factor
2020 | VA | Charles City | 56683 | 20 | IC | OP | NA | LFG |  | 15553.958 | 0.11432 | 0.0147 | EIA Prime Mover-level Data | Estimated using an emission factor
2020 | VA | Charles City | 56683 | 21 | IC | OP | NA | LFG |  | 15553.958 | 0.11432 | 0.0147 | EIA Prime Mover-level Data | Estimated using an emission factor
2020 | VA | Charles City | 56683 | 22 | IC | OP | NA | LFG |  | 15553.958 | 0.11432 | 0.0147 | EIA Prime Mover-level Data | Estimated using an emission factor
2020 | VA | Charles City | 56683 | 23 | IC | OP | NA | LFG |  | 15553.958 | 0.11432 | 0.0147 | EIA Prime Mover-level Data | Estimated using an emission factor
2020 | VA | Charles City | 56683 | 24 | IC | OP | NA | LFG |  | 15553.958 | 0.11432 | 0.0147 | EIA Prime Mover-level Data | Estimated using an emission factor
2020 | VA | Charles City | 56683 | 25 | IC | OP | NA | LFG |  | 15553.958 | 0.11432 | 0.0147 | EIA Prime Mover-level Data | Estimated using an emission factor
2020 | VA | Charles City | 56683 | 26 | IC | OP | NA | LFG |  | 15553.958 | 0.11432 | 0.0147 | EIA Prime Mover-level Data | Estimated using an emission factor
2020 | VA | Charles City | 56683 | 27 | IC | OP | NA | LFG |  | 15553.958 | 0.11432 | 0.0147 | EIA Prime Mover-level Data | Estimated using an emission factor
2020 | VA | Charles City | 56683 | 28 | IC | OP | NA | LFG |  | 15553.958 | 0.11432 | 0.0147 | EIA Prime Mover-level Data | Estimated using an emission factor
2020 | VA | Charles City | 56683 | 29 | IC | OP | NA | LFG |  | 15553.958 | 0.11432 | 0.0147 | EIA Prime Mover-level Data | Estimated using an emission factor
2020 | VA | Charles City | 56683 | 3 | IC | OP | NA | LFG |  | 15553.958 | 0.11432 | 0.0147 | EIA Prime Mover-level Data | Estimated using an emission factor
2020 | VA | Charles City | 56683 | 30 | IC | OP | NA | LFG |  | 15553.958 | 0.11432 | 0.0147 | EIA Prime Mover-level Data | Estimated using an emission factor
2020 | VA | Charles City | 56683 | 31 | IC | OP | NA | LFG |  | 15553.958 | 0.11432 | 0.0147 | EIA Prime Mover-level Data | Estimated using an emission factor
2020 | VA | Charles City | 56683 | 32 | IC | OP | NA | LFG |  | 15553.958 | 0.11432 | 0.0147 | EIA Prime Mover-level Data | Estimated using an emission factor
2020 | VA | Charles City | 56683 | 33 | IC | OP | NA | LFG |  | 15553.958 | 0.11432 | 0.0147 | EIA Prime Mover-level Data | Estimated using an emission factor
2020 | VA | Charles City | 56683 | 34 | IC | OP | NA | LFG |  | 15553.958 | 0.11432 | 0.0147 | EIA Prime Mover-level Data | Estimated using an emission factor
2020 | VA | Charles City | 56683 | 35 | IC | OP | NA | LFG |  | 15553.958 | 0.11432 | 0.0147 | EIA Prime Mover-level Data | Estimated using an emission factor
2020 | VA | Charles City | 56683 | 36 | IC | OP | NA | LFG |  | 15553.958 | 0.11432 | 0.0147 | EIA Prime Mover-level Data | Estimated using an emission factor
2020 | VA | Charles City | 56683 | 37 | IC | OP | NA | LFG |  | 15553.958 | 0.11432 | 0.0147 | EIA Prime Mover-level Data | Estimated using an emission factor
2020 | VA | Charles City | 56683 | 38 | IC | OP | NA | LFG |  | 15553.958 | 0.11432 | 0.0147 | EIA Prime Mover-level Data | Estimated using an emission factor
2020 | VA | Charles City | 56683 | 39 | IC | OP | NA | LFG |  | 15553.958 | 0.11432 | 0.0147 | EIA Prime Mover-level Data | Estimated using an emission factor
2020 | VA | Charles City | 56683 | 4 | IC | OP | NA | LFG |  | 15553.958 | 0.11432 | 0.0147 | EIA Prime Mover-level Data | Estimated using an emission factor
2020 | VA | Charles City | 56683 | 40 | IC | OP | NA | LFG |  | 15553.958 | 0.11432 | 0.0147 | EIA Prime Mover-level Data | Estimated using an emission factor
2020 | VA | Charles City | 56683 | 41 | IC | OP | NA | LFG |  | 15553.958 | 0.11432 | 0.0147 | EIA Prime Mover-level Data | Estimated using an emission factor
2020 | VA | Charles City | 56683 | 42 | IC | OP | NA | LFG |  | 15553.958 | 0.11432 | 0.0147 | EIA Prime Mover-level Data | Estimated using an emission factor
2020 | VA | Charles City | 56683 | 43 | IC | OP | NA | LFG |  | 15553.958 | 0.11432 | 0.0147 | EIA Prime Mover-level Data | Estimated using an emission factor
2020 | VA | Charles City | 56683 | 44 | IC | OP | NA | LFG |  | 15553.958 | 0.11432 | 0.0147 | EIA Prime Mover-level Data | Estimated using an emission factor
2020 | VA | Charles City | 56683 | 45 | IC | OP | NA | LFG |  | 15553.958 | 0.11432 | 0.0147 | EIA Prime Mover-level Data | Estimated using an emission factor
2020 | VA | Charles City | 56683 | 46 | IC | OP | NA | LFG |  | 15553.958 | 0.11432 | 0.0147 | EIA Prime Mover-level Data | Estimated using an emission factor
2020 | VA | Charles City | 56683 | 47 | IC | OP | NA | LFG |  | 15553.958 | 0.11432 | 0.0147 | EIA Prime Mover-level Data | Estimated using an emission factor
2020 | VA | Charles City | 56683 | 48 | IC | OP | NA | LFG |  | 15553.958 | 0.11432 | 0.0147 | EIA Prime Mover-level Data | Estimated using an emission factor
2020 | VA | Charles City | 56683 | 5 | IC | OP | NA | LFG |  | 15553.958 | 0.11432 | 0.0147 | EIA Prime Mover-level Data | Estimated using an emission factor
2020 | VA | Charles City | 56683 | 6 | IC | OP | NA | LFG |  | 15553.958 | 0.11432 | 0.0147 | EIA Prime Mover-level Data | Estimated using an emission factor
2020 | VA | Charles City | 56683 | 7 | IC | OP | NA | LFG |  | 15553.958 | 0.11432 | 0.0147 | EIA Prime Mover-level Data | Estimated using an emission factor
2020 | VA | Charles City | 56683 | 8 | IC | OP | NA | LFG |  | 15553.958 | 0.11432 | 0.0147 | EIA Prime Mover-level Data | Estimated using an emission factor
2020 | VA | Charles City | 56683 | 9 | IC | OP | NA | LFG |  | 15553.958 | 0.11432 | 0.0147 | EIA Prime Mover-level Data | Estimated using an emission factor
2020 | VA | Chesapeake | 3803 | 10 | GT | RE | NA | DFO
2020 | VA | Chesapeake | 3803 | 3 | ST | RE | WALL | BIT
2020 | VA | Chesapeake | 3803 | 6 | GT | OP | NA | DFO |  | 498.915 | 0.0045011 | 0.018044 | EIA Prime Mover-level Data | NEI avg EF - PM, fuel type, firing type
2020 | VA | Chesapeake | 3803 | 7 | GT | RE | NA | DFO
2020 | VA | Chesapeake | 3803 | 8 | GT | RE | NA | DFO
2020 | VA | Chesapeake | 3803 | 9 | GT | RE | NA | DFO
2020 | VA | Chesapeake | 3803 | GT1 | GT | OP | NA | DFO |  | 566.254 | 0.0051087 | 0.018044 | EIA Prime Mover-level Data | NEI avg EF - PM, fuel type, firing type
2020 | VA | Chesapeake | 3803 | GT2 | GT | OP | NA | DFO |  | 498.915 | 0.0045011 | 0.018044 | EIA Prime Mover-level Data | NEI avg EF - PM, fuel type, firing type
2020 | VA | Chesapeake | 3803 | GT4 | GT | OP | NA | DFO |  | 498.915 | 0.0045011 | 0.018044 | EIA Prime Mover-level Data | NEI avg EF - PM, fuel type, firing type
2020 | VA | Chesapeake | 3803 | ST1 | ST | RE | NA | BIT
2020 | VA | Chesapeake | 3803 | ST2 | ST | RE | NA | BIT
2020 | VA | Chesapeake | 3803 | ST4 | ST | RE | NA | BIT
2020 | VA | Chesterfield Landfill Gas | 56684 | 1 | IC | OP | NA | LFG |  | 16886.5215 | 0.12412 | 0.0147 | EIA Prime Mover-level Data | Estimated using an emission factor
2020 | VA | Chesterfield Landfill Gas | 56684 | 10 | IC | OP | NA | LFG |  | 16886.5215 | 0.12412 | 0.0147 | EIA Prime Mover-level Data | Estimated using an emission factor
2020 | VA | Chesterfield Landfill Gas | 56684 | 11 | IC | OP | NA | LFG |  | 16886.5215 | 0.12412 | 0.0147 | EIA Prime Mover-level Data | Estimated using an emission factor
2020 | VA | Chesterfield Landfill Gas | 56684 | 12 | IC | OP | NA | LFG |  | 16886.5215 | 0.12412 | 0.0147 | EIA Prime Mover-level Data | Estimated using an emission factor
2020 | VA | Chesterfield Landfill Gas | 56684 | 13 | IC | OP | NA | LFG |  | 16886.5215 | 0.12412 | 0.0147 | EIA Prime Mover-level Data | Estimated using an emission factor
2020 | VA | Chesterfield Landfill Gas | 56684 | 14 | IC | OP | NA | LFG |  | 16886.5215 | 0.12412 | 0.0147 | EIA Prime Mover-level Data | Estimated using an emission factor
2020 | VA | Chesterfield Landfill Gas | 56684 | 15 | IC | OP | NA | LFG |  | 16886.5215 | 0.12412 | 0.0147 | EIA Prime Mover-level Data | Estimated using an emission factor
2020 | VA | Chesterfield Landfill Gas | 56684 | 16 | IC | OP | NA | LFG |  | 16886.5215 | 0.12412 | 0.0147 | EIA Prime Mover-level Data | Estimated using an emission factor
2020 | VA | Chesterfield Landfill Gas | 56684 | 17 | IC | OP | NA | LFG |  | 16886.5215 | 0.12412 | 0.0147 | EIA Prime Mover-level Data | Estimated using an emission factor
2020 | VA | Chesterfield Landfill Gas | 56684 | 18 | IC | OP | NA | LFG |  | 16886.5215 | 0.12412 | 0.0147 | EIA Prime Mover-level Data | Estimated using an emission factor
2020 | VA | Chesterfield Landfill Gas | 56684 | 19 | IC | OP | NA | LFG |  | 16886.5215 | 0.12412 | 0.0147 | EIA Prime Mover-level Data | Estimated using an emission factor
2020 | VA | Chesterfield Landfill Gas | 56684 | 2 | IC | OP | NA | LFG |  | 16886.5215 | 0.12412 | 0.0147 | EIA Prime Mover-level Data | Estimated using an emission factor
2020 | VA | Chesterfield Landfill Gas | 56684 | 20 | IC | OP | NA | LFG |  | 16886.5215 | 0.12412 | 0.0147 | EIA Prime Mover-level Data | Estimated using an emission factor
2020 | VA | Chesterfield Landfill Gas | 56684 | 21 | IC | OP | NA | LFG |  | 16886.5215 | 0.12412 | 0.0147 | EIA Prime Mover-level Data | Estimated using an emission factor
2020 | VA | Chesterfield Landfill Gas | 56684 | 22 | IC | OP | NA | LFG |  | 16886.5215 | 0.12412 | 0.0147 | EIA Prime Mover-level Data | Estimated using an emission factor
2020 | VA | Chesterfield Landfill Gas | 56684 | 23 | IC | OP | NA | LFG |  | 16886.5215 | 0.12412 | 0.0147 | EIA Prime Mover-level Data | Estimated using an emission factor
2020 | VA | Chesterfield Landfill Gas | 56684 | 24 | IC | OP | NA | LFG |  | 16886.5215 | 0.12412 | 0.0147 | EIA Prime Mover-level Data | Estimated using an emission factor
2020 | VA | Chesterfield Landfill Gas | 56684 | 25 | IC | OP | NA | LFG |  | 16886.5215 | 0.12412 | 0.0147 | EIA Prime Mover-level Data | Estimated using an emission factor
2020 | VA | Chesterfield Landfill Gas | 56684 | 26 | IC | OP | NA | LFG |  | 16886.5215 | 0.12412 | 0.0147 | EIA Prime Mover-level Data | Estimated using an emission factor
2020 | VA | Chesterfield Landfill Gas | 56684 | 27 | IC | OP | NA | LFG |  | 16886.5215 | 0.12412 | 0.0147 | EIA Prime Mover-level Data | Estimated using an emission factor
2020 | VA | Chesterfield Landfill Gas | 56684 | 28 | IC | OP | NA | LFG |  | 16886.5215 | 0.12412 | 0.0147 | EIA Prime Mover-level Data | Estimated using an emission factor
2020 | VA | Chesterfield Landfill Gas | 56684 | 29 | IC | OP | NA | LFG |  | 16886.5215 | 0.12412 | 0.0147 | EIA Prime Mover-level Data | Estimated using an emission factor
2020 | VA | Chesterfield Landfill Gas | 56684 | 3 | IC | OP | NA | LFG |  | 16886.5215 | 0.12412 | 0.0147 | EIA Prime Mover-level Data | Estimated using an emission factor
2020 | VA | Chesterfield Landfill Gas | 56684 | 30 | IC | OP | NA | LFG |  | 16886.5215 | 0.12412 | 0.0147 | EIA Prime Mover-level Data | Estimated using an emission factor
2020 | VA | Chesterfield Landfill Gas | 56684 | 31 | IC | OP | NA | LFG |  | 16886.5215 | 0.12412 | 0.0147 | EIA Prime Mover-level Data | Estimated using an emission factor
2020 | VA | Chesterfield Landfill Gas | 56684 | 32 | IC | OP | NA | LFG |  | 16886.5215 | 0.12412 | 0.0147 | EIA Prime Mover-level Data | Estimated using an emission factor
2020 | VA | Chesterfield Landfill Gas | 56684 | 33 | IC | OP | NA | LFG |  | 16886.5215 | 0.12412 | 0.0147 | EIA Prime Mover-level Data | Estimated using an emission factor
2020 | VA | Chesterfield Landfill Gas | 56684 | 34 | IC | OP | NA | LFG |  | 16886.5215 | 0.12412 | 0.0147 | EIA Prime Mover-level Data | Estimated using an emission factor
2020 | VA | Chesterfield Landfill Gas | 56684 | 35 | IC | OP | NA | LFG |  | 16886.5215 | 0.12412 | 0.0147 | EIA Prime Mover-level Data | Estimated using an emission factor
2020 | VA | Chesterfield Landfill Gas | 56684 | 36 | IC | OP | NA | LFG |  | 16886.5215 | 0.12412 | 0.0147 | EIA Prime Mover-level Data | Estimated using an emission factor
2020 | VA | Chesterfield Landfill Gas | 56684 | 37 | IC | OP | NA | LFG |  | 16886.5215 | 0.12412 | 0.0147 | EIA Prime Mover-level Data | Estimated using an emission factor
2020 | VA | Chesterfield Landfill Gas | 56684 | 38 | IC | OP | NA | LFG |  | 16886.5215 | 0.12412 | 0.0147 | EIA Prime Mover-level Data | Estimated using an emission factor
2020 | VA | Chesterfield Landfill Gas | 56684 | 39 | IC | OP | NA | LFG |  | 16886.5215 | 0.12412 | 0.0147 | EIA Prime Mover-level Data | Estimated using an emission factor
2020 | VA | Chesterfield Landfill Gas | 56684 | 4 | IC | OP | NA | LFG |  | 16886.5215 | 0.12412 | 0.0147 | EIA Prime Mover-level Data | Estimated using an emission factor
2020 | VA | Chesterfield Landfill Gas | 56684 | 40 | IC | OP | NA | LFG |  | 16886.5215 | 0.12412 | 0.0147 | EIA Prime Mover-level Data | Estimated using an emission factor
2020 | VA | Chesterfield Landfill Gas | 56684 | 41 | IC | OP | NA | LFG |  | 16886.5215 | 0.12412 | 0.0147 | EIA Prime Mover-level Data | Estimated using an emission factor
2020 | VA | Chesterfield Landfill Gas | 56684 | 42 | IC | OP | NA | LFG |  | 16886.5215 | 0.12412 | 0.0147 | EIA Prime Mover-level Data | Estimated using an emission factor
2020 | VA | Chesterfield Landfill Gas | 56684 | 43 | IC | OP | NA | LFG |  | 16886.5215 | 0.12412 | 0.0147 | EIA Prime Mover-level Data | Estimated using an emission factor
2020 | VA | Chesterfield Landfill Gas | 56684 | 44 | IC | OP | NA | LFG |  | 16886.5215 | 0.12412 | 0.0147 | EIA Prime Mover-level Data | Estimated using an emission factor
2020 | VA | Chesterfield Landfill Gas | 56684 | 45 | IC | OP | NA | LFG |  | 16886.5215 | 0.12412 | 0.0147 | EIA Prime Mover-level Data | Estimated using an emission factor
2020 | VA | Chesterfield Landfill Gas | 56684 | 46 | IC | OP | NA | LFG |  | 16886.5215 | 0.12412 | 0.0147 | EIA Prime Mover-level Data | Estimated using an emission factor
2020 | VA | Chesterfield Landfill Gas | 56684 | 47 | IC | OP | NA | LFG |  | 16886.5215 | 0.12412 | 0.0147 | EIA Prime Mover-level Data | Estimated using an emission factor
2020 | VA | Chesterfield Landfill Gas | 56684 | 48 | IC | OP | NA | LFG |  | 16886.5215 | 0.12412 | 0.0147 | EIA Prime Mover-level Data | Estimated using an emission factor
2020 | VA | Chesterfield Landfill Gas | 56684 | 5 | IC | OP | NA | LFG |  | 16886.5215 | 0.12412 | 0.0147 | EIA Prime Mover-level Data | Estimated using an emission factor
2020 | VA | Chesterfield Landfill Gas | 56684 | 6 | IC | OP | NA | LFG |  | 16886.5215 | 0.12412 | 0.0147 | EIA Prime Mover-level Data | Estimated using an emission factor
2020 | VA | Chesterfield Landfill Gas | 56684 | 7 | IC | OP | NA | LFG |  | 16886.5215 | 0.12412 | 0.0147 | EIA Prime Mover-level Data | Estimated using an emission factor
2020 | VA | Chesterfield Landfill Gas | 56684 | 8 | IC | OP | NA | LFG |  | 16886.5215 | 0.12412 | 0.0147 | EIA Prime Mover-level Data | Estimated using an emission factor
2020 | VA | Chesterfield Landfill Gas | 56684 | 9 | IC | OP | NA | LFG |  | 16886.5215 | 0.12412 | 0.0147 | EIA Prime Mover-level Data | Estimated using an emission factor
2020 | VA | Chesterfield Power Station | 3797 | **8A | CT | OP | CC | NG | 3206 | 4954300 | 16.1746 | 0.0065295 | EPA/CAMD | EPA/NEI | 1992
2020 | VA | Chesterfield Power Station | 3797 | 5 | ST | OP | TANGENTIAL | BIT | 2746 | 6350508.5 | 20.4817 | 0.0064504 | EPA/CAMD | EPA/NEI | 1964
2020 | VA | Chesterfield Power Station | 3797 | 6 | ST | OP | TANGENTIAL | BIT | 2369 | 10475249 | 25.1 | 0.0047922 | EPA/CAMD | EPA/NEI | 1969
2020 | VA | Chesterfield Power Station | 3797 | 7 | CT | OP | CC | NG | 5876 | 8684306 | 27.9957 | 0.0064474 | EPA/CAMD | EPA/NEI | 1990
2020 | VA | Chickahominy Power LLC | 63886 | CP001 | CS | T | NA | NG
2020 | VA | Chickahominy Power LLC | 63886 | CP002 | CS | T | NA | NG
2020 | VA | Chickahominy Power LLC | 63886 | CP003 | CS | T | NA | NG
2020 | VA | Church Street Plant | 7438 | C1 | IC | RE | NA | DFO
2020 | VA | Church Street Plant | 7438 | C2 | IC | RE | NA | DFO
2020 | VA | Church Street Plant | 7438 | C3A | IC | OP | NA | DFO |  | 313.372 | 0.048573 | 0.31 | EIA Prime Mover-level Data | Estimated using an emission factor
2020 | VA | Church Street Plant | 7438 | C4 | IC | RE | NA | DFO
2020 | VA | Church Street Plant | 7438 | C5 | IC | OP | NA | DFO |  | 455.814 | 0.070651 | 0.31 | EIA Prime Mover-level Data | Estimated using an emission factor
2020 | VA | Church Street Plant | 7438 | C6 | IC | OP | NA | DFO |  | 455.814 | 0.070651 | 0.31 | EIA Prime Mover-level Data | Estimated using an emission factor
2020 | VA | Claytor | 3774 | 1 | HY | OP | NA | WAT |  | 792460.25 |  |  | EIA Prime Mover-level Data
2020 | VA | Claytor | 3774 | 2 | HY | OP | NA | WAT |  | 792460.25 |  |  | EIA Prime Mover-level Data
2020 | VA | Claytor | 3774 | 3 | HY | OP | NA | WAT |  | 792460.25 |  |  | EIA Prime Mover-level Data
2020 | VA | Claytor | 3774 | 4 | HY | OP | NA | WAT |  | 792460.25 |  |  | EIA Prime Mover-level Data
2020 | VA | Clinch River | 3775 | 1 | ST | OP | VERTICAL | NG | 886 | 1067523.75 | 8.89 | 0.016655 | EPA/CAMD | EPA/NEI | 1958
2020 | VA | Clinch River | 3775 | 2 | ST | OP | VERTICAL | NG | 1469 | 2029365.5 | 16.8999 | 0.016655 | EPA/CAMD | NEI avg EF - PM, fuel type, firing type | 1958
2020 | VA | Clover Power Station | 7213 | 1 | ST | OP | TANGENTIAL | BIT | 2631 | 7355491.5 | 116.7575 | 0.031747 | EPA/CAMD | EPA/NEI | 1995
2020 | VA | Clover Power Station | 7213 | 2 | ST | OP | TANGENTIAL | BIT | 2383 | 6604090.5 | 81.8596 | 0.024791 | EPA/CAMD | EPA/NEI | 1995
2020 | VA | Coastal Virginia Offshore Wind (CVOW) commercial project | 64550 | CVOWC | WS | P | NA | WND
2020 | VA | Coastal Virginia Offshore Wind (CVOW) pilot project | 59693 | OSW1 | WS | TS | NA | WND
2020 | VA | Coleman Falls | 56313 | CGH2 | HY | OS | NA | WAT
2020 | VA | Coleman Falls | 56313 | CGH3 | HY | OS | NA | WAT
2020 | VA | Coleman Falls | 56313 | CHG1 | HY | OS | NA | WAT
2020 | VA | Colonial Trail West | 61985 | CTWS | PV | OP | NA | SUN |  | 2643927 |  |  | EIA Prime Mover-level Data
2020 | VA | Commonwealth Chesapeake | 55381 | CT-001 | GT | OP | CT | DFO | 131 | 38497.5195 | 1.3633 | 0.070826 | EPA/CAMD | EPA/NEI | 2000
2020 | VA | Commonwealth Chesapeake | 55381 | CT-002 | GT | OP | CT | DFO | 139 | 46858.1094 | 1.3633 | 0.058189 | EPA/CAMD | EPA/NEI | 2000
2020 | VA | Commonwealth Chesapeake | 55381 | CT-003 | GT | OP | CT | DFO | 151 | 50099.5898 | 1.3633 | 0.054424 | EPA/CAMD | EPA/NEI | 2000
2020 | VA | Commonwealth Chesapeake | 55381 | CT-004 | GT | OP | CT | DFO | 296 | 27697.7949 | 1.3633 | 0.098442 | EPA/CAMD | EPA/NEI | 2001
2020 | VA | Commonwealth Chesapeake | 55381 | CT-005 | GT | OP | CT | DFO | 301 | 26603.7109 | 1.3633 | 0.10249 | EPA/CAMD | EPA/NEI | 2001
2020 | VA | Commonwealth Chesapeake | 55381 | CT-006 | GT | OP | CT | DFO | 280 | 29294.0566 | 1.3633 | 0.093077 | EPA/CAMD | EPA/NEI | 2001
2020 | VA | Commonwealth Chesapeake | 55381 | CT-007 | GT | OP | CT | DFO | 278 | 36773.2305 | 1.3633 | 0.074147 | EPA/CAMD | EPA/NEI | 2001
2020 | VA | Correctional Solar LLC | 60915 | PV1 | PV | OP | NA | SUN |  | 237441 |  |  | EIA Prime Mover-level Data
2020 | VA | Covanta Alexandria/Arlington Energy | 50663 | B100 | ST | OP | NA | MSW |  | 1067505.5 |  |  | EIA Unit-level Data
2020 | VA | Covanta Alexandria/Arlington Energy | 50663 | B200 | ST | OP | NA | MSW |  | 1120787.875 |  |  | EIA Unit-level Data
2020 | VA | Covanta Alexandria/Arlington Energy | 50663 | B300 | ST | OP | NA | MSW |  | 1101810 |  |  | EIA Unit-level Data
2020 | VA | Covanta Fairfax Energy | 50658 | 1 | ST | OP | OTHER BOILER | MSW |  | 3128518.5 |  |  | EIA Unit-level Data
2020 | VA | Covanta Fairfax Energy | 50658 | 2 | ST | OP | OTHER BOILER | MSW |  | 2977424.75 |  |  | EIA Unit-level Data
2020 | VA | Covanta Fairfax Energy | 50658 | 3 | ST | OP | OTHER BOILER | MSW |  | 2816931.25 |  |  | EIA Unit-level Data
2020 | VA | Covanta Fairfax Energy | 50658 | 4 | ST | OP | OTHER BOILER | MSW |  | 3047122.5 |  |  | EIA Unit-level Data
2020 | VA | Cushaw | 3798 | 1 | HY | OP | NA | WAT |  | 50714.8008 |  |  | EIA Prime Mover-level Data
2020 | VA | Cushaw | 3798 | 2 | HY | OP | NA | WAT |  | 50714.8008 |  |  | EIA Prime Mover-level Data
2020 | VA | Cushaw | 3798 | 3 | HY | OP | NA | WAT |  | 50714.8008 |  |  | EIA Prime Mover-level Data
2020 | VA | Cushaw | 3798 | 4 | HY | OP | NA | WAT |  | 50714.8008 |  |  | EIA Prime Mover-level Data
2020 | VA | Cushaw | 3798 | 5 | HY | OP | NA | WAT |  | 50714.8008 |  |  | EIA Prime Mover-level Data
2020 | VA | Danville | 61849 | SO291 | PV | OP | NA | SUN
2020 | VA | Danville Farm, LLC | 63965 | 1 | PV | OP | NA | SUN |  | 13712 |  |  | EIA Prime Mover-level Data
2020 | VA | Danville Kentuck Road Plant | 56364 | GEN 1 | IC | OS | NA | DFO |  | 1130 | 0.17515 | 0.31 | EIA Prime Mover-level Data | Estimated using an emission factor
2020 | VA | Danville New Design Plant | 56363 | GEN 1 | IC | OS | NA | DFO |  | 847 | 0.13129 | 0.31 | EIA Prime Mover-level Data | Estimated using an emission factor
2020 | VA | Danville Westover Plant | 56365 | GEN1 | IC | RE | NA | DFO |  | 591 | 0.091605 | 0.31 | EIA Prime Mover-level Data | Estimated using an emission factor
2020 | VA | Darbytown Combustion Turbine | 7212 | 1 | GT | OP | CT | NG | 146 | 109260.3984 | 4.2625 | 0.078025 | EPA/CAMD | EPA/NEI | 1990
2020 | VA | Darbytown Combustion Turbine | 7212 | 2 | GT | OP | CT | NG | 430 | 336806.0938 | 1.3067 | 0.0077596 | EPA/CAMD | NEI avg EF - PM, fuel type, firing type | 1990
2020 | VA | Darbytown Combustion Turbine | 7212 | 3 | GT | OP | CT | NG | 311 | 241376.5 | 0.9365 | 0.0077596 | EPA/CAMD | NEI avg EF - PM, fuel type, firing type | 1990
2020 | VA | Darbytown Combustion Turbine | 7212 | 4 | GT | OP | CT | NG | 847 | 658702.625 | 2.5556 | 0.0077596 | EPA/CAMD | NEI avg EF - PM, fuel type, firing type | 1990
2020 | VA | Dean Drive Area Electric Generators | 56491 | PG1 | IC | RE | NA | DFO
2020 | VA | Dean Drive Area Electric Generators | 56491 | PG2 | IC | RE | NA | DFO
2020 | VA | Depot Solar Center, LLC | 61691 | DEPOT | PV | P | NA | SUN
2020 | VA | Desper Solar | 62730 | 1 | PV | U | NA | SUN
2020 | VA | DG AMP Solar Front Royal | 61055 | AMPFR | PV | OP | NA | SUN |  | 39310 |  |  | EIA Prime Mover-level Data
2020 | VA | Dominion/Lo Mar | 7797 | DOM1 | GT | OP | NA | DFO
2020 | VA | Dominion/Lo Mar | 7797 | DOM2 | IC | OP | NA | DFO |  | 1322.5 | 0.20499 | 0.31 | EIA Prime Mover-level Data | Estimated using an emission factor
2020 | VA | Dominion/Lo Mar | 7797 | DOM3 | IC | IP | NA | DFO
2020 | VA | Dominion/Lo Mar | 7797 | DOM4 | IC | IP | NA | DFO
2020 | VA | Dominion/Lo Mar | 7797 | LOM1 | IC | OP | NA | DFO |  | 1322.5 | 0.20499 | 0.31 | EIA Prime Mover-level Data | Estimated using an emission factor
2020 | VA | Dominion/Lo Mar | 7797 | LOM2 | IC | OP | NA | DFO |  | 1322.5 | 0.20499 | 0.31 | EIA Prime Mover-level Data | Estimated using an emission factor
2020 | VA | Dominion/Lo Mar | 7797 | LOM3 | IC | OP | NA | DFO |  | 1322.5 | 0.20499 | 0.31 | EIA Prime Mover-level Data | Estimated using an emission factor
2020 | VA | Dominion/Lo Mar | 7797 | LOM4 | IC | IP | NA | DFO
2020 | VA | Doswell Limited Partnership | 52019 | 501 | CT | OP | CC | NG | 7898 | 10483077 | 133.6166 | 0.025492 | EPA/CAMD | EPA/NEI | 1992
2020 | VA | Doswell Limited Partnership | 52019 | 502 | CT | OP | CC | NG | 7874 | 10173118 | 129.6128 | 0.025481 | EPA/CAMD | EPA/NEI | 1992
2020 | VA | Doswell Limited Partnership | 52019 | 601 | CT | OP | CC | NG | 7169 | 9437357 | 119.8314 | 0.025395 | EPA/CAMD | EPA/NEI | 1992
2020 | VA | Doswell Limited Partnership | 52019 | 602 | CT | OP | CC | NG | 7817 | 10165645 | 129.2967 | 0.025438 | EPA/CAMD | EPA/NEI | 1992
2020 | VA | Doswell Limited Partnership | 52019 | CT1 | GT | OP | CT | NG | 2624 | 4054878.5 | 0.5244 | 0.00025865 | EPA/CAMD | EPA/NEI | 2001
2020 | VA | Doswell Limited Partnership | 52019 | CT2 | GT | OP | CT | NG | 2510 | 3912474 | 15.1797 | 0.0077596 | EPA/CAMD | NEI avg EF - PM, fuel type, firing type | 2018
2020 | VA | Doswell Limited Partnership | 52019 | CT3 | GT | OP | CT | NG | 2478 | 3893652 | 15.1067 | 0.0077596 | EPA/CAMD | NEI avg EF - PM, fuel type, firing type | 2018
2020 | VA | Downtown | 55954 | 1 | IC | OP | NA | DFO |  | 393 | 0.060915 | 0.31 | EIA Prime Mover-level Data | Estimated using an emission factor
2020 | VA | Downtown | 55954 | 2 | IC | OP | NA | DFO |  | 393 | 0.060915 | 0.31 | EIA Prime Mover-level Data | Estimated using an emission factor
2020 | VA | Eastern Shore Solar, LLC | 60127 | PV1 | PV | OP | NA | SUN |  | 1363586 |  |  | EIA Prime Mover-level Data
2020 | VA | Electric Avenue Facility | 56367 | 1 | IC | OP | NA | DFO |  | 1459.043 | 0.22615 | 0.31 | EIA Prime Mover-level Data | Estimated using an emission factor
2020 | VA | Electric Avenue Facility | 56367 | 2 | IC | OP | NA | DFO |  | 1459.043 | 0.22615 | 0.31 | EIA Prime Mover-level Data | Estimated using an emission factor
2020 | VA | Electric Avenue Facility | 56367 | 3 | IC | OP | NA | DFO |  | 1459.043 | 0.22615 | 0.31 | EIA Prime Mover-level Data | Estimated using an emission factor
2020 | VA | Electric Avenue Facility | 56367 | 4 | IC | OP | NA | DFO |  | 1215.87 | 0.18846 | 0.31 | EIA Prime Mover-level Data | Estimated using an emission factor
2020 | VA | Elizabeth River Combustion Turbine Sta | 52087 | CT-1 | GT | OP | CT | NG | 117 | 111199.2969 | 0.40533 | 0.0072901 | EPA/CAMD | EPA/NEI | 1992
2020 | VA | Elizabeth River Combustion Turbine Sta | 52087 | CT-2 | GT | OP | CT | NG | 140 | 143336.9062 | 0.51001 | 0.0071162 | EPA/CAMD | EPA/NEI | 1992
2020 | VA | Elizabeth River Combustion Turbine Sta | 52087 | CT-3 | GT | OP | CT | NG | 755 | 808180 | 2.6626 | 0.0065892 | EPA/CAMD | EPA/NEI | 1992
2020 | VA | Elkton | 52148 | GEN1 | ST | OP | NA | NG |  | 681332.1875 | 2.5294 | 0.0074247 | EIA Prime Mover-level Data | NEI avg EF - PM, fuel type
2020 | VA | Elkton | 52148 | GEN2 | IC | SB | NA | DFO |  | 723.13 | 0.11209 | 0.31 | EIA Prime Mover-level Data | Estimated using an emission factor
2020 | VA | Elkton | 52148 | GEN3 | IC | OP | NA | NG |  | 883.826 | 0.00018649 | 0.000422 | EIA Prime Mover-level Data | Estimated using an emission factor
2020 | VA | Elkton | 52148 | GEN4 | IC | OP | NA | NG |  | 241.043 | 5.086e-05 | 0.000422 | EIA Prime Mover-level Data | Estimated using an emission factor
2020 | VA | Elkton | 52148 | GEN5 | ST | OP | NA | NG |  | 37851.7891 | 0.14052 | 0.0074247 | EIA Prime Mover-level Data | NEI avg EF - PM, fuel type
2020 | VA | Elkton | 52148 | GEN6 | ST | V | NA | NG
2020 | VA | Elkton | 52148 | GEN7 | ST | V | NA | NG
2020 | VA | Emporia | 50175 | GEN1 | HY | OP | NA | WAT |  | 61628 |  |  | EIA Prime Mover-level Data
2020 | VA | Emporia | 50175 | GEN2 | HY | OP | NA | WAT |  | 15407 |  |  | EIA Prime Mover-level Data
2020 | VA | Energix Buckingham, LLC | 64015 | ENX05 | PV | U | NA | SUN
2020 | VA | Energix Hollyfield, LLC | 64010 | ENX06 | PV | V | NA | SUN
2020 | VA | Energix Leatherwood, LLC | 64817 | ENX10 | PV | L | NA | SUN
2020 | VA | Energix Nokesville, LLC | 64012 | ENX07 | PV | L | NA | SUN
2020 | VA | Essex Solar Center | 61406 | ESSEX | PV | OP | NA | SUN |  | 344577 |  |  | EIA Prime Mover-level Data
2020 | VA | Flannagan Hydroelectric Project | 58827 | LEFT | HY | L | NA | WAT
2020 | VA | Flannagan Hydroelectric Project | 58827 | LEFT1 | HY | L | NA | WAT
2020 | VA | Flannagan Hydroelectric Project | 58827 | LEFT2 | HY | L | NA | WAT
2020 | VA | Flannagan Hydroelectric Project | 58827 | RGHT | HY | L | NA | WAT
2020 | VA | Frederick County LFGTE Facility | 57754 | 1 | IC | OP | NA | LFG |  | 63397 | 0.46597 | 0.0147 | EIA Prime Mover-level Data | Estimated using an emission factor
2020 | VA | Frederick County LFGTE Facility | 57754 | 2 | IC | OP | NA | LFG |  | 63397 | 0.46597 | 0.0147 | EIA Prime Mover-level Data | Estimated using an emission factor
2020 | VA | Fries Hydroelectric Project | 10798 | GEN1 | HY | OP | NA | WAT |  | 34322.2227 |  |  | EIA Prime Mover-level Data
2020 | VA | Fries Hydroelectric Project | 10798 | GEN2 | HY | OP | NA | WAT |  | 13728.8887 |  |  | EIA Prime Mover-level Data
2020 | VA | Fries Hydroelectric Project | 10798 | GEN3 | HY | OP | NA | WAT |  | 3432.2219 |  |  | EIA Prime Mover-level Data
2020 | VA | Fries Hydroelectric Project | 10798 | GEN4 | HY | OP | NA | WAT |  | 41186.668 |  |  | EIA Prime Mover-level Data
2020 | VA | Gateway Gen | 7798 | 1 | IC | OP | NA | DFO |  | 777 | 0.12044 | 0.31 | EIA Prime Mover-level Data | Estimated using an emission factor
2020 | VA | Gateway Gen | 7798 | 2 | IC | OP | NA | DFO |  | 777 | 0.12044 | 0.31 | EIA Prime Mover-level Data | Estimated using an emission factor
2020 | VA | Glen Lyn | 3776 | 5 | ST | RE | NA | BIT
2020 | VA | Glen Lyn | 3776 | 6 | ST | RE | WALL | BIT
2020 | VA | Gloucester Solar | 63031 | GLSO | PV | OP | NA | SUN |  | 328392 |  |  | EIA Prime Mover-level Data
2020 | VA | Godwin Drive Plant | 7439 | C10 | IC | OP | NA | DFO |  | 589.762 | 0.091413 | 0.31 | EIA Prime Mover-level Data | Estimated using an emission factor
2020 | VA | Godwin Drive Plant | 7439 | C7 | IC | OP | NA | DFO |  | 629.079 | 0.097507 | 0.31 | EIA Prime Mover-level Data | Estimated using an emission factor
2020 | VA | Godwin Drive Plant | 7439 | C8 | IC | OP | NA | DFO |  | 629.079 | 0.097507 | 0.31 | EIA Prime Mover-level Data | Estimated using an emission factor
2020 | VA | Godwin Drive Plant | 7439 | C9 | IC | OP | NA | DFO |  | 629.079 | 0.097507 | 0.31 | EIA Prime Mover-level Data | Estimated using an emission factor
2020 | VA | Gordonsville Power Station | 54844 | 1 | CT | OP | CC | NG | 5459 | 4907536 | 15.1674 | 0.0061813 | EPA/CAMD | NEI avg EF - PM, fuel type, firing type | 1994
2020 | VA | Gordonsville Power Station | 54844 | 2 | CT | OP | CC | NG | 5631 | 5085293.5 | 15.7168 | 0.0061813 | EPA/CAMD | NEI avg EF - PM, fuel type, firing type | 1994
2020 | VA | GP Big Island, LLC | 50479 | 6 | ST | OP | OTHER BOILER | NG | 3572 | 1705174.25 | 3.6413 | 0.0042709 | EIA non-ozone season distributed and EPA/CAMD ozone season | EPA/NEI | 1996
2020 | VA | GP Big Island, LLC | 50479 | BHG1 | HY | OP | NA | WAT |  | 1057.5 |  |  | EIA Prime Mover-level Data
2020 | VA | GP Big Island, LLC | 50479 | BHG2 | HY | OP | NA | WAT |  | 1057.5 |  |  | EIA Prime Mover-level Data
2020 | VA | Grassfield Solar | 64135 | GFSO | PV | L | NA | SUN
2020 | VA | Grasshopper Solar | 62813 | GRHS | PV | OP | NA | SUN |  | 214106 |  |  | EIA Prime Mover-level Data
2020 | VA | Gravel Neck Combustion Turbine | 7032 | 3 | GT | OP | CT | NG | 290 | 197674.2031 | 5.2838 | 0.05346 | EPA/CAMD | EPA/NEI | 1989
2020 | VA | Gravel Neck Combustion Turbine | 7032 | 4 | GT | OP | CT | NG | 546 | 411584.1875 | 5.2838 | 0.025676 | EPA/CAMD | EPA/NEI | 1989
2020 | VA | Gravel Neck Combustion Turbine | 7032 | 5 | GT | OP | CT | NG | 820 | 611368.875 | 5.2838 | 0.017285 | EPA/CAMD | EPA/NEI | 1989
2020 | VA | Gravel Neck Combustion Turbine | 7032 | 6 | GT | OP | CT | NG | 880 | 686649.625 | 5.2838 | 0.01539 | EPA/CAMD | EPA/NEI | 1989
2020 | VA | Greensville County Power Station | 59913 | 1A | CT | OP | CC | NG | 7090 | 23366874 | 72.2185 | 0.0061813 | EPA/CAMD | NEI avg EF - PM, fuel type, firing type | 2018
2020 | VA | Greensville County Power Station | 59913 | 1B | CT | OP | CC | NG | 6854 | 22325334 | 68.9995 | 0.0061813 | EPA/CAMD | NEI avg EF - PM, fuel type, firing type | 2018
2020 | VA | Greensville County Power Station | 59913 | 1C | CT | OP | CC | NG | 7721 | 24809844 | 76.6782 | 0.0061813 | EPA/CAMD | NEI avg EF - PM, fuel type, firing type | 2018
2020 | VA | Greensville County Solar Project, LLC | 63745 | GVSO | PV | OP | NA | SUN |  | 43304 |  |  | EIA Prime Mover-level Data
2020 | VA | Halifax | 50178 | GEN1 | HY | OP | NA | WAT |  | 18432.5 |  |  | EIA Prime Mover-level Data
2020 | VA | Halifax | 50178 | GEN2 | HY | OP | NA | WAT |  | 9216.25 |  |  | EIA Prime Mover-level Data
2020 | VA | Halifax | 50178 | GEN3 | HY | OP | NA | WAT |  | 9216.25 |  |  | EIA Prime Mover-level Data
2020 | VA | Halifax County Biomass | 58560 | BLR1 | ST | OP | NA | WDS |  | 2539231.25 | 23.7405 | 0.018699 | EIA Unit-level Data | NEI avg EF - PM, fuel type
2020 | VA | Harrisonburg Power Plant | 56006 | ST-1 | ST | RE | NA | NG
2020 | VA | Hecate Energy Cherrydale LLC | 61375 | PV1 | PV | OP | NA | SUN |  | 315986 |  |  | EIA Prime Mover-level Data
2020 | VA | Hecate Energy Clarke County LLC | 61374 | PV1 | PV | OP | NA | SUN |  | 152824 |  |  | EIA Prime Mover-level Data
2020 | VA | Henrico | 57356 | 1 | IC | OP | NA | LFG |  | 11992.667 | 0.088146 | 0.0147 | EIA Prime Mover-level Data | Estimated using an emission factor
2020 | VA | Henrico | 57356 | 10 | IC | OP | NA | LFG |  | 11992.667 | 0.088146 | 0.0147 | EIA Prime Mover-level Data | Estimated using an emission factor
2020 | VA | Henrico | 57356 | 11 | IC | OP | NA | LFG |  | 11992.667 | 0.088146 | 0.0147 | EIA Prime Mover-level Data | Estimated using an emission factor
2020 | VA | Henrico | 57356 | 12 | IC | OP | NA | LFG |  | 11992.667 | 0.088146 | 0.0147 | EIA Prime Mover-level Data | Estimated using an emission factor
2020 | VA | Henrico | 57356 | 2 | IC | OP | NA | LFG |  | 11992.667 | 0.088146 | 0.0147 | EIA Prime Mover-level Data | Estimated using an emission factor
2020 | VA | Henrico | 57356 | 3 | IC | OP | NA | LFG |  | 11992.667 | 0.088146 | 0.0147 | EIA Prime Mover-level Data | Estimated using an emission factor
2020 | VA | Henrico | 57356 | 4 | IC | OP | NA | LFG |  | 11992.667 | 0.088146 | 0.0147 | EIA Prime Mover-level Data | Estimated using an emission factor
2020 | VA | Henrico | 57356 | 5 | IC | OP | NA | LFG |  | 11992.667 | 0.088146 | 0.0147 | EIA Prime Mover-level Data | Estimated using an emission factor
2020 | VA | Henrico | 57356 | 6 | IC | OP | NA | LFG |  | 11992.667 | 0.088146 | 0.0147 | EIA Prime Mover-level Data | Estimated using an emission factor
2020 | VA | Henrico | 57356 | 7 | IC | OP | NA | LFG |  | 11992.667 | 0.088146 | 0.0147 | EIA Prime Mover-level Data | Estimated using an emission factor
2020 | VA | Henrico | 57356 | 8 | IC | OP | NA | LFG |  | 11992.667 | 0.088146 | 0.0147 | EIA Prime Mover-level Data | Estimated using an emission factor
2020 | VA | Henrico | 57356 | 9 | IC | OP | NA | LFG |  | 11992.667 | 0.088146 | 0.0147 | EIA Prime Mover-level Data | Estimated using an emission factor
2020 | VA | Highlander Solar Energy Station 1 | 62014 | HLND1 | PV | OP | NA | SUN |  | 7255 |  |  | EIA Prime Mover-level Data
2020 | VA | Holcomb Rock | 56314 | HG1 | HY | OS | NA | WAT
2020 | VA | Holcomb Rock | 56314 | HG2 | HY | OS | NA | WAT
2020 | VA | Holcomb Rock | 56314 | HG3 | HY | OS | NA | WAT
2020 | VA | Hollyfield | 61023 | 1 | PV | OP | NA | SUN |  | 288000 |  |  | EIA Prime Mover-level Data
2020 | VA | Hopewell Cogeneration Facility | 10633 | 1 | CT | OP | CC | NG | 6148 | 6193116 | 5.0756 | 0.0016391 | EPA/CAMD | EPA/NEI | 1990
2020 | VA | Hopewell Cogeneration Facility | 10633 | 2 | CT | OP | CC | NG | 5151 | 5126867 | 4.2192 | 0.0016459 | EPA/CAMD | EPA/NEI | 1990
2020 | VA | Hopewell Cogeneration Facility | 10633 | 3 | CT | OP | CC | NG | 5950 | 5944227 | 4.9063 | 0.0016508 | EPA/CAMD | EPA/NEI | 1990
2020 | VA | Hopewell Mill | 50813 | CB1 | ST | OP | NA | WDS |  | 4585951 | 42.8762 | 0.018699 | EIA Unit-level Data | NEI avg EF - PM, fuel type
2020 | VA | Hopewell Mill | 50813 | RB1 | ST | OP | NA | BLQ |  | 4719450 | 15.7591 | 0.0066784 | EIA Unit-level Data | NEI avg EF - PM, fuel type
2020 | VA | Hopewell Power Station | 10771 | 1 | ST | OP | STOKER | WDS | 1879 | 642008.0625 | 2.8722 | 0.0089477 | EPA/CAMD | EPA/NEI | 1992
2020 | VA | Hopewell Power Station | 10771 | 2 | ST | OP | STOKER | WDS | 1792 | 581096.1875 | 2.1803 | 0.0075043 | EPA/CAMD | EPA/NEI | 1992
2020 | VA | HP Hood CT | 59860 | HHOOD | GT | OP | NA | NG |  | 1006948 | 0.50057 | 0.00099423 | EIA Prime Mover-level Data | NEI avg EF - PM, fuel type, firing type
2020 | VA | I 95 Landfill Phase II | 54723 | UNT1 | IC | OP | NA | LFG |  | 81590.75 | 0.59969 | 0.0147 | EIA Prime Mover-level Data | Estimated using an emission factor
2020 | VA | I 95 Landfill Phase II | 54723 | UNT2 | IC | OP | NA | LFG |  | 81590.75 | 0.59969 | 0.0147 | EIA Prime Mover-level Data | Estimated using an emission factor
2020 | VA | I 95 Landfill Phase II | 54723 | UNT3 | IC | OP | NA | LFG |  | 81590.75 | 0.59969 | 0.0147 | EIA Prime Mover-level Data | Estimated using an emission factor
2020 | VA | I 95 Landfill Phase II | 54723 | UNT4 | IC | OP | NA | LFG |  | 81590.75 | 0.59969 | 0.0147 | EIA Prime Mover-level Data | Estimated using an emission factor
2020 | VA | I 95 Municipal Landfill Phase I | 52051 | UNT1 | IC | RE | NA | LFG
2020 | VA | I 95 Municipal Landfill Phase I | 52051 | UNT2 | IC | RE | NA | LFG
2020 | VA | I 95 Municipal Landfill Phase I | 52051 | UNT3 | IC | RE | NA | LFG
2020 | VA | I 95 Municipal Landfill Phase I | 52051 | UNT4 | IC | RE | NA | LFG
2020 | VA | IKEA Norfolk Rooftop PV System | 62355 | 569PV | PV | OP | NA | SUN |  | 13993 |  |  | EIA Prime Mover-level Data
2020 | VA | International Paper Franklin Mill | 52152 | 4RB | ST | RE | NA | BLQ |  | 0 | 0 |  | EIA Unit-level Data | NEI avg EF - PM, fuel type
2020 | VA | International Paper Franklin Mill | 52152 | 5PB | ST | RE | NA | BLQ |  | 5495040 | 18.349 | 0.0066784 | EIA Unit-level Data | NEI avg EF - PM, fuel type
2020 | VA | International Paper Franklin Mill | 52152 | 5RB | ST | RE | NA | BLQ |  | 701421.4375 | 2.3422 | 0.0066784 | EIA Unit-level Data | NEI avg EF - PM, fuel type
2020 | VA | International Paper Franklin Mill | 52152 | 6PB | ST | RE | NA | BLQ |  | 1265624 | 4.2262 | 0.0066784 | EIA Unit-level Data | NEI avg EF - PM, fuel type
2020 | VA | International Paper Franklin Mill | 52152 | 6RB | ST | OP | NA | BLQ |  | 0 | 0 |  | EIA Unit-level Data | NEI avg EF - PM, fuel type
2020 | VA | International Paper Franklin Mill | 52152 | 7PB | ST | RE | NA | BLQ |  | 0 | 0 |  | EIA Unit-level Data | NEI avg EF - PM, fuel type
2020 | VA | International Paper Franklin Mill | 52152 | 9PB | ST | RE | NA | BLQ |  | 0 | 0 |  | EIA Unit-level Data | NEI avg EF - PM, fuel type
2020 | VA | International Paper Franklin Mill | 52152 | GE10 | GT | OP | NA | NG
2020 | VA | John H Kerr | 3833 | 1 | HY | OP | NA | WAT |  | 355220.6875 |  |  | EIA Prime Mover-level Data
2020 | VA | John H Kerr | 3833 | 2 | HY | OP | NA | WAT |  | 1204661.5 |  |  | EIA Prime Mover-level Data
2020 | VA | John H Kerr | 3833 | 3 | HY | OP | NA | WAT |  | 1204661.5 |  |  | EIA Prime Mover-level Data
2020 | VA | John H Kerr | 3833 | 4 | HY | OP | NA | WAT |  | 1204661.5 |  |  | EIA Prime Mover-level Data
2020 | VA | John H Kerr | 3833 | 5 | HY | OP | NA | WAT |  | 1204661.5 |  |  | EIA Prime Mover-level Data
2020 | VA | John H Kerr | 3833 | 6 | HY | OP | NA | WAT |  | 1204661.5 |  |  | EIA Prime Mover-level Data
2020 | VA | John H Kerr | 3833 | 7 | HY | OP | NA | WAT |  | 1204661.5 |  |  | EIA Prime Mover-level Data
2020 | VA | John H Kerr | 3833 | A | HY | OP | NA | WAT |  | 28314.6934 |  |  | EIA Prime Mover-level Data
2020 | VA | John H Kerr | 3833 | B | HY | OP | NA | WAT |  | 28314.6934 |  |  | EIA Prime Mover-level Data
2020 | VA | King & Queen | 56686 | 1 | IC | OP | NA | LFG |  | 19029.084 | 0.13986 | 0.0147 | EIA Prime Mover-level Data | Estimated using an emission factor
2020 | VA | King & Queen | 56686 | 10 | IC | OP | NA | LFG |  | 19029.084 | 0.13986 | 0.0147 | EIA Prime Mover-level Data | Estimated using an emission factor
2020 | VA | King & Queen | 56686 | 11 | IC | OP | NA | LFG |  | 19029.084 | 0.13986 | 0.0147 | EIA Prime Mover-level Data | Estimated using an emission factor
2020 | VA | King & Queen | 56686 | 12 | IC | OP | NA | LFG |  | 19029.084 | 0.13986 | 0.0147 | EIA Prime Mover-level Data | Estimated using an emission factor
2020 | VA | King & Queen | 56686 | 13 | IC | OP | NA | LFG |  | 19029.084 | 0.13986 | 0.0147 | EIA Prime Mover-level Data | Estimated using an emission factor
2020 | VA | King & Queen | 56686 | 14 | IC | OP | NA | LFG |  | 19029.084 | 0.13986 | 0.0147 | EIA Prime Mover-level Data | Estimated using an emission factor
2020 | VA | King & Queen | 56686 | 15 | IC | OP | NA | LFG |  | 19029.084 | 0.13986 | 0.0147 | EIA Prime Mover-level Data | Estimated using an emission factor
2020 | VA | King & Queen | 56686 | 16 | IC | OP | NA | LFG |  | 19029.084 | 0.13986 | 0.0147 | EIA Prime Mover-level Data | Estimated using an emission factor
2020 | VA | King & Queen | 56686 | 17 | IC | OP | NA | LFG |  | 19029.084 | 0.13986 | 0.0147 | EIA Prime Mover-level Data | Estimated using an emission factor
2020 | VA | King & Queen | 56686 | 18 | IC | OP | NA | LFG |  | 19029.084 | 0.13986 | 0.0147 | EIA Prime Mover-level Data | Estimated using an emission factor
2020 | VA | King & Queen | 56686 | 19 | IC | OP | NA | LFG |  | 19029.084 | 0.13986 | 0.0147 | EIA Prime Mover-level Data | Estimated using an emission factor
2020 | VA | King & Queen | 56686 | 2 | IC | OP | NA | LFG |  | 19029.084 | 0.13986 | 0.0147 | EIA Prime Mover-level Data | Estimated using an emission factor
2020 | VA | King & Queen | 56686 | 20 | IC | OP | NA | LFG |  | 19029.084 | 0.13986 | 0.0147 | EIA Prime Mover-level Data | Estimated using an emission factor
2020 | VA | King & Queen | 56686 | 21 | IC | OP | NA | LFG |  | 19029.084 | 0.13986 | 0.0147 | EIA Prime Mover-level Data | Estimated using an emission factor
2020 | VA | King & Queen | 56686 | 22 | IC | OP | NA | LFG |  | 19029.084 | 0.13986 | 0.0147 | EIA Prime Mover-level Data | Estimated using an emission factor
2020 | VA | King & Queen | 56686 | 23 | IC | OP | NA | LFG |  | 19029.084 | 0.13986 | 0.0147 | EIA Prime Mover-level Data | Estimated using an emission factor
2020 | VA | King & Queen | 56686 | 24 | IC | OP | NA | LFG |  | 19029.084 | 0.13986 | 0.0147 | EIA Prime Mover-level Data | Estimated using an emission factor
2020 | VA | King & Queen | 56686 | 25 | IC | OP | NA | LFG |  | 19029.084 | 0.13986 | 0.0147 | EIA Prime Mover-level Data | Estimated using an emission factor
2020 | VA | King & Queen | 56686 | 26 | IC | OP | NA | LFG |  | 19029.084 | 0.13986 | 0.0147 | EIA Prime Mover-level Data | Estimated using an emission factor
2020 | VA | King & Queen | 56686 | 27 | IC | OP | NA | LFG |  | 19029.084 | 0.13986 | 0.0147 | EIA Prime Mover-level Data | Estimated using an emission factor
2020 | VA | King & Queen | 56686 | 28 | IC | OP | NA | LFG |  | 19029.084 | 0.13986 | 0.0147 | EIA Prime Mover-level Data | Estimated using an emission factor
2020 | VA | King & Queen | 56686 | 29 | IC | OP | NA | LFG |  | 19029.084 | 0.13986 | 0.0147 | EIA Prime Mover-level Data | Estimated using an emission factor
2020 | VA | King & Queen | 56686 | 3 | IC | OP | NA | LFG |  | 19029.084 | 0.13986 | 0.0147 | EIA Prime Mover-level Data | Estimated using an emission factor
2020 | VA | King & Queen | 56686 | 30 | IC | OP | NA | LFG |  | 19029.084 | 0.13986 | 0.0147 | EIA Prime Mover-level Data | Estimated using an emission factor
2020 | VA | King & Queen | 56686 | 31 | IC | OP | NA | LFG |  | 19029.084 | 0.13986 | 0.0147 | EIA Prime Mover-level Data | Estimated using an emission factor
2020 | VA | King & Queen | 56686 | 32 | IC | OP | NA | LFG |  | 19029.084 | 0.13986 | 0.0147 | EIA Prime Mover-level Data | Estimated using an emission factor
2020 | VA | King & Queen | 56686 | 33 | IC | OP | NA | LFG |  | 19029.084 | 0.13986 | 0.0147 | EIA Prime Mover-level Data | Estimated using an emission factor
2020 | VA | King & Queen | 56686 | 34 | IC | OP | NA | LFG |  | 19029.084 | 0.13986 | 0.0147 | EIA Prime Mover-level Data | Estimated using an emission factor
2020 | VA | King & Queen | 56686 | 35 | IC | OP | NA | LFG |  | 19029.084 | 0.13986 | 0.0147 | EIA Prime Mover-level Data | Estimated using an emission factor
2020 | VA | King & Queen | 56686 | 36 | IC | OP | NA | LFG |  | 19029.084 | 0.13986 | 0.0147 | EIA Prime Mover-level Data | Estimated using an emission factor
2020 | VA | King & Queen | 56686 | 4 | IC | OP | NA | LFG |  | 19029.084 | 0.13986 | 0.0147 | EIA Prime Mover-level Data | Estimated using an emission factor
2020 | VA | King & Queen | 56686 | 5 | IC | OP | NA | LFG |  | 19029.084 | 0.13986 | 0.0147 | EIA Prime Mover-level Data | Estimated using an emission factor
2020 | VA | King & Queen | 56686 | 6 | IC | OP | NA | LFG |  | 19029.084 | 0.13986 | 0.0147 | EIA Prime Mover-level Data | Estimated using an emission factor
2020 | VA | King & Queen | 56686 | 7 | IC | OP | NA | LFG |  | 19029.084 | 0.13986 | 0.0147 | EIA Prime Mover-level Data | Estimated using an emission factor
2020 | VA | King & Queen | 56686 | 8 | IC | OP | NA | LFG |  | 19029.084 | 0.13986 | 0.0147 | EIA Prime Mover-level Data | Estimated using an emission factor
2020 | VA | King & Queen | 56686 | 9 | IC | OP | NA | LFG |  | 19029.084 | 0.13986 | 0.0147 | EIA Prime Mover-level Data | Estimated using an emission factor
2020 | VA | Kruger Energy Mantura Solar, LLC | 63822 | KEMS | PV | P | NA | SUN
2020 | VA | Ladysmith Combustion Turbine Sta | 7839 | 1 | GT | OP | CT | NG | 1051 | 1460445.75 | 4.73 | 0.0064775 | EPA/CAMD | EPA/NEI | 2001
2020 | VA | Ladysmith Combustion Turbine Sta | 7839 | 2 | GT | OP | CT | NG | 1803 | 2452012.75 | 7.9401 | 0.0064764 | EPA/CAMD | EPA/NEI | 2001
2020 | VA | Ladysmith Combustion Turbine Sta | 7839 | 3 | GT | OP | CT | NG | 1894 | 2746840.5 | 8.9547 | 0.00652 | EPA/CAMD | EPA/NEI | 2008
2020 | VA | Ladysmith Combustion Turbine Sta | 7839 | 4 | GT | OP | CT | NG | 2245 | 3342576.25 | 10.7713 | 0.0064449 | EPA/CAMD | EPA/NEI | 2008
2020 | VA | Ladysmith Combustion Turbine Sta | 7839 | 5 | GT | OP | CT | NG | 1020 | 1433956.375 | 4.8093 | 0.0067077 | EPA/CAMD | EPA/NEI | 2009
2020 | VA | Leesville | 3777 | 1 | HY | OP | NA | WAT |  | 469039.5 |  |  | EIA Prime Mover-level Data
2020 | VA | Leesville | 3777 | 2 | HY | OP | NA | WAT |  | 469039.5 |  |  | EIA Prime Mover-level Data
2020 | VA | Lily Pond Solar, LLC | 64134 | ENX09 | PV | L | NA | SUN
2020 | VA | Louisa Generation Facility | 7837 | EU1 | GT | OP | CT | NG | 757 | 606054.25 | 3.3093 | 0.010921 | EPA/CAMD | EPA/NEI | 2003
2020 | VA | Louisa Generation Facility | 7837 | EU2 | GT | OP | CT | NG | 777 | 599748.5 | 3.3877 | 0.011297 | EPA/CAMD | EPA/NEI | 2003
2020 | VA | Louisa Generation Facility | 7837 | EU3 | GT | OP | CT | NG | 745 | 569173.625 | 3.2603 | 0.011456 | EPA/CAMD | EPA/NEI | 2003
2020 | VA | Louisa Generation Facility | 7837 | EU4 | GT | OP | CT | NG | 695 | 532554.25 | 3.0286 | 0.011374 | EPA/CAMD | EPA/NEI | 2003
2020 | VA | Louisa Generation Facility | 7837 | EU5 | GT | OP | CT | NG | 1196 | 1697603.125 | 9.4735 | 0.011161 | EPA/CAMD | EPA/NEI | 2003
2020 | VA | Low Moor | 3799 | GT1 | GT | OP | NA | DFO |  | 515.5 | 0.0046508 | 0.018044 | EIA Prime Mover-level Data | NEI avg EF - PM, fuel type, firing type
2020 | VA | Low Moor | 3799 | GT2 | GT | OP | NA | DFO |  | 515.5 | 0.0046508 | 0.018044 | EIA Prime Mover-level Data | NEI avg EF - PM, fuel type, firing type
2020 | VA | Low Moor | 3799 | GT3 | GT | OP | NA | DFO |  | 515.5 | 0.0046508 | 0.018044 | EIA Prime Mover-level Data | NEI avg EF - PM, fuel type, firing type
2020 | VA | Low Moor | 3799 | GT4 | GT | OP | NA | DFO |  | 515.5 | 0.0046508 | 0.018044 | EIA Prime Mover-level Data | NEI avg EF - PM, fuel type, firing type
2020 | VA | Luray Hydro Station | 3789 | 1 | HY | OP | NA | WAT |  | 18798 |  |  | EIA Prime Mover-level Data
2020 | VA | Luray Hydro Station | 3789 | 2 | HY | OP | NA | WAT |  | 12532 |  |  | EIA Prime Mover-level Data
2020 | VA | Luray Hydro Station | 3789 | 3 | HY | OP | NA | WAT |  | 18798 |  |  | EIA Prime Mover-level Data
2020 | VA | Marsh Run Generation Facility | 7836 | EU1 | GT | OP | CT | NG | 1459 | 2099560.25 | 11.889 | 0.011325 | EPA/CAMD | EPA/NEI | 2004
2020 | VA | Marsh Run Generation Facility | 7836 | EU2 | GT | OP | CT | NG | 1367 | 1983987.25 | 11.232 | 0.011323 | EPA/CAMD | EPA/NEI | 2004
2020 | VA | Marsh Run Generation Facility | 7836 | EU3 | GT | OP | CT | NG | 1333 | 1897519.625 | 10.881 | 0.011469 | EPA/CAMD | EPA/NEI | 2004
2020 | VA | Martin Solar Center | 61458 | MARTN | PV | OP | NA | SUN |  | 80160 |  |  | EIA Prime Mover-level Data
2020 | VA | Martinsville | 3826 | 1 | HY | OP | NA | WAT |  | 866.769 |  |  | EIA Prime Mover-level Data
2020 | VA | Martinsville | 3826 | 2 | HY | OP | NA | WAT |  | 2889.231 |  |  | EIA Prime Mover-level Data
2020 | VA | Martinsville LFG Generator | 57893 | LFG1 | IC | OP | NA | LFG |  | 63380 | 0.46584 | 0.0147 | EIA Prime Mover-level Data | Estimated using an emission factor
2020 | VA | Mas Suffolk RNG, LLC | 54781 | SU1 | IC | OP | NA | LFG |  | 52219.25 | 0.38381 | 0.0147 | EIA Prime Mover-level Data | Estimated using an emission factor
2020 | VA | Mas Suffolk RNG, LLC | 54781 | SU2 | IC | OP | NA | LFG |  | 52219.25 | 0.38381 | 0.0147 | EIA Prime Mover-level Data | Estimated using an emission factor
2020 | VA | Mas Suffolk RNG, LLC | 54781 | SU3 | IC | OP | NA | LFG |  | 52219.25 | 0.38381 | 0.0147 | EIA Prime Mover-level Data | Estimated using an emission factor
2020 | VA | Mas Suffolk RNG, LLC | 54781 | SU4 | IC | OP | NA | LFG |  | 52219.25 | 0.38381 | 0.0147 | EIA Prime Mover-level Data | Estimated using an emission factor
2020 | VA | Mechanicsville Solar | 64158 | MECH | PV | OP | NA | SUN |  | 99056 |  |  | EIA Prime Mover-level Data
2020 | VA | Mecklenburg Power Station | 52007 | GEN1 | ST | RE | NA | BIT
2020 | VA | Mecklenburg Power Station | 52007 | GEN2 | ST | RE | NA | BIT
2020 | VA | Meherrin Solar | 62758 | MEHER | PV | L | NA | SUN
2020 | VA | Merck | 59905 | 1 | PV | OP | NA | SUN |  | 16702 |  |  | EIA Prime Mover-level Data
2020 | VA | MM Prince William Energy | 55156 | UNT1 | IC | OP | NA | LFG |  | 81624.6797 | 0.59994 | 0.0147 | EIA Prime Mover-level Data | Estimated using an emission factor
2020 | VA | MM Prince William Energy | 55156 | UNT2 | IC | OP | NA | LFG |  | 81624.6797 | 0.59994 | 0.0147 | EIA Prime Mover-level Data | Estimated using an emission factor
2020 | VA | MM Prince William Energy | 55156 | UNT3 | IC | OP | NA | LFG |  | 145110.5469 | 1.0666 | 0.0147 | EIA Prime Mover-level Data | Estimated using an emission factor
2020 | VA | MM Prince William Energy | 55156 | UNT4 | IC | OP | NA | LFG |  | 145110.5469 | 1.0666 | 0.0147 | EIA Prime Mover-level Data | Estimated using an emission factor
2020 | VA | MM Prince William Energy | 55156 | UNT5 | IC | OP | NA | LFG |  | 145110.5469 | 1.0666 | 0.0147 | EIA Prime Mover-level Data | Estimated using an emission factor
2020 | VA | Molson Coors Shenandoah Brewery | 58057 | WWTP | GT | OP | NA | OBG |  | 40759 | 0.4402 | 0.0216 | EIA Prime Mover-level Data | Estimated using an emission factor
2020 | VA | Monterey Diesel Generation Facility | 59614 | MDG1 | IC | OP | NA | DFO |  | 193.5 | 0.029992 | 0.31 | EIA Prime Mover-level Data | Estimated using an emission factor
2020 | VA | Monterey Diesel Generation Facility | 59614 | MDG10 | IC | OP | NA | DFO |  | 193.5 | 0.029992 | 0.31 | EIA Prime Mover-level Data | Estimated using an emission factor
2020 | VA | Monterey Diesel Generation Facility | 59614 | MDG2 | IC | OP | NA | DFO |  | 193.5 | 0.029992 | 0.31 | EIA Prime Mover-level Data | Estimated using an emission factor
2020 | VA | Monterey Diesel Generation Facility | 59614 | MDG3 | IC | OP | NA | DFO |  | 193.5 | 0.029992 | 0.31 | EIA Prime Mover-level Data | Estimated using an emission factor
2020 | VA | Monterey Diesel Generation Facility | 59614 | MDG4 | IC | OP | NA | DFO |  | 193.5 | 0.029992 | 0.31 | EIA Prime Mover-level Data | Estimated using an emission factor
2020 | VA | Monterey Diesel Generation Facility | 59614 | MDG5 | IC | OP | NA | DFO |  | 193.5 | 0.029992 | 0.31 | EIA Prime Mover-level Data | Estimated using an emission factor
2020 | VA | Monterey Diesel Generation Facility | 59614 | MDG6 | IC | OP | NA | DFO |  | 193.5 | 0.029992 | 0.31 | EIA Prime Mover-level Data | Estimated using an emission factor
2020 | VA | Monterey Diesel Generation Facility | 59614 | MDG7 | IC | OP | NA | DFO |  | 193.5 | 0.029992 | 0.31 | EIA Prime Mover-level Data | Estimated using an emission factor
2020 | VA | Monterey Diesel Generation Facility | 59614 | MDG8 | IC | OP | NA | DFO |  | 193.5 | 0.029992 | 0.31 | EIA Prime Mover-level Data | Estimated using an emission factor
2020 | VA | Monterey Diesel Generation Facility | 59614 | MDG9 | IC | OP | NA | DFO |  | 193.5 | 0.029992 | 0.31 | EIA Prime Mover-level Data | Estimated using an emission factor
2020 | VA | Montross Solar | 64093 | MOSO | PV | OP | NA | SUN |  | 345403 |  |  | EIA Prime Mover-level Data
2020 | VA | Mount Clinton | 56004 | D-2 | IC | OP | NA | DFO |  | 1846.6 | 0.28622 | 0.31 | EIA Prime Mover-level Data | Estimated using an emission factor
2020 | VA | Mount Clinton | 56004 | D-3 | IC | OP | NA | DFO |  | 1846.6 | 0.28622 | 0.31 | EIA Prime Mover-level Data | Estimated using an emission factor
2020 | VA | Mount Clinton | 56004 | D-5 | IC | OP | NA | DFO |  | 1846.6 | 0.28622 | 0.31 | EIA Prime Mover-level Data | Estimated using an emission factor
2020 | VA | Mount Clinton | 56004 | D-7 | IC | OP | NA | DFO |  | 1846.6 | 0.28622 | 0.31 | EIA Prime Mover-level Data | Estimated using an emission factor
2020 | VA | Mount Clinton | 56004 | D-8 | IC | OP | NA | DFO |  | 1846.6 | 0.28622 | 0.31 | EIA Prime Mover-level Data | Estimated using an emission factor
2020 | VA | Mount Clinton | 56004 | MC-1 | GT | OP | NA | DFO |  | 14848 | 0.13396 | 0.018044 | EIA Prime Mover-level Data | NEI avg EF - PM, fuel type, firing type
2020 | VA | Mt. Jackson Solar | 61318 | SOLAR | PV | V | NA | SUN
2020 | VA | Multitrade of Pittsylvania LP | 52118 | GEN1 | ST | RE | NA | WDS
2020 | VA | Multitrade of Pittsylvania LP | 52118 | GEN2 | ST | RE | NA | WDS
2020 | VA | NASA Wallops Flight Facility Solar | 62948 | CRPT5 | PV | OP | NA | SUN |  | 900.767 |  |  | EIA Prime Mover-level Data
2020 | VA | NASA Wallops Flight Facility Solar | 62948 | CRPT6 | PV | OP | NA | SUN |  | 900.767 |  |  | EIA Prime Mover-level Data
2020 | VA | NASA Wallops Flight Facility Solar | 62948 | CRPT7 | PV | OP | NA | SUN |  | 900.767 |  |  | EIA Prime Mover-level Data
2020 | VA | NASA Wallops Flight Facility Solar | 62948 | TRCK1 | PV | OP | NA | SUN |  | 36030.6992 |  |  | EIA Prime Mover-level Data
2020 | VA | New River | 59845 | E1 | IC | OP | NA | LFG |  | 12687 | 0.093249 | 0.0147 | EIA Prime Mover-level Data | Estimated using an emission factor
2020 | VA | New River | 59845 | E10 | IC | OP | NA | LFG |  | 12687 | 0.093249 | 0.0147 | EIA Prime Mover-level Data | Estimated using an emission factor
2020 | VA | New River | 59845 | E11 | IC | OP | NA | LFG |  | 12687 | 0.093249 | 0.0147 | EIA Prime Mover-level Data | Estimated using an emission factor
2020 | VA | New River | 59845 | E12 | IC | OP | NA | LFG |  | 12687 | 0.093249 | 0.0147 | EIA Prime Mover-level Data | Estimated using an emission factor
2020 | VA | New River | 59845 | E13 | IC | OP | NA | LFG |  | 12687 | 0.093249 | 0.0147 | EIA Prime Mover-level Data | Estimated using an emission factor
2020 | VA | New River | 59845 | E14 | IC | OP | NA | LFG |  | 12687 | 0.093249 | 0.0147 | EIA Prime Mover-level Data | Estimated using an emission factor
2020 | VA | New River | 59845 | E15 | IC | OP | NA | LFG |  | 12687 | 0.093249 | 0.0147 | EIA Prime Mover-level Data | Estimated using an emission factor
2020 | VA | New River | 59845 | E16 | IC | OP | NA | LFG |  | 12687 | 0.093249 | 0.0147 | EIA Prime Mover-level Data | Estimated using an emission factor
2020 | VA | New River | 59845 | E17 | IC | OP | NA | LFG |  | 12687 | 0.093249 | 0.0147 | EIA Prime Mover-level Data | Estimated using an emission factor
2020 | VA | New River | 59845 | E18 | IC | OP | NA | LFG |  | 12687 | 0.093249 | 0.0147 | EIA Prime Mover-level Data | Estimated using an emission factor
2020 | VA | New River | 59845 | E2 | IC | OP | NA | LFG |  | 12687 | 0.093249 | 0.0147 | EIA Prime Mover-level Data | Estimated using an emission factor
2020 | VA | New River | 59845 | E3 | IC | OP | NA | LFG |  | 12687 | 0.093249 | 0.0147 | EIA Prime Mover-level Data | Estimated using an emission factor
2020 | VA | New River | 59845 | E4 | IC | OP | NA | LFG |  | 12687 | 0.093249 | 0.0147 | EIA Prime Mover-level Data | Estimated using an emission factor
2020 | VA | New River | 59845 | E5 | IC | OP | NA | LFG |  | 12687 | 0.093249 | 0.0147 | EIA Prime Mover-level Data | Estimated using an emission factor
2020 | VA | New River | 59845 | E6 | IC | OP | NA | LFG |  | 12687 | 0.093249 | 0.0147 | EIA Prime Mover-level Data | Estimated using an emission factor
2020 | VA | New River | 59845 | E7 | IC | OP | NA | LFG |  | 12687 | 0.093249 | 0.0147 | EIA Prime Mover-level Data | Estimated using an emission factor
2020 | VA | New River | 59845 | E8 | IC | OP | NA | LFG |  | 12687 | 0.093249 | 0.0147 | EIA Prime Mover-level Data | Estimated using an emission factor
2020 | VA | New River | 59845 | E9 | IC | OP | NA | LFG |  | 12687 | 0.093249 | 0.0147 | EIA Prime Mover-level Data | Estimated using an emission factor
2020 | VA | Newport Hydro Station | 3790 | 1 | HY | OP | NA | WAT |  | 12214.5713 |  |  | EIA Prime Mover-level Data
2020 | VA | Newport Hydro Station | 3790 | 2 | HY | OP | NA | WAT |  | 12214.5713 |  |  | EIA Prime Mover-level Data
2020 | VA | Newport Hydro Station | 3790 | 3 | HY | OP | NA | WAT |  | 18321.8574 |  |  | EIA Prime Mover-level Data
2020 | VA | Niagara | 3778 | 1 | HY | OP | NA | WAT |  | 47082 |  |  | EIA Prime Mover-level Data
2020 | VA | Niagara | 3778 | 2 | HY | OP | NA | WAT |  | 23541 |  |  | EIA Prime Mover-level Data
2020 | VA | Norge Solar Farm | 64086 | NORG | PV | L | NA | SUN
2020 | VA | North Anna | 6168 | 1 | ST | OP | NA | NUC |  | 88465248 |  |  | EIA Prime Mover-level Data
2020 | VA | North Anna | 6168 | 2 | ST | OP | NA | NUC |  | 76580200 |  |  | EIA Prime Mover-level Data
2020 | VA | North Anna | 6168 | HC1 | HY | OP | NA | WAT |  | 1228 |  |  | EIA Prime Mover-level Data
2020 | VA | Northern Neck | 3800 | GT1 | GT | OP | NA | DFO |  | 34519 | 0.31142 | 0.018044 | EIA Prime Mover-level Data | NEI avg EF - PM, fuel type, firing type
2020 | VA | Northern Neck | 3800 | GT2 | GT | OP | NA | DFO |  | 34519 | 0.31142 | 0.018044 | EIA Prime Mover-level Data | NEI avg EF - PM, fuel type, firing type
2020 | VA | Northern Neck | 3800 | GT3 | GT | OP | NA | DFO |  | 34519 | 0.31142 | 0.018044 | EIA Prime Mover-level Data | NEI avg EF - PM, fuel type, firing type
2020 | VA | Northern Neck | 3800 | GT4 | GT | OP | NA | DFO |  | 34519 | 0.31142 | 0.018044 | EIA Prime Mover-level Data | NEI avg EF - PM, fuel type, firing type
2020 | VA | Nottoway Diesel Generating Facility | 7941 | 1 | IC | SB | NA | DFO |  | 3309.5 | 0.51297 | 0.31 | EIA Prime Mover-level Data | Estimated using an emission factor
2020 | VA | Nottoway Diesel Generating Facility | 7941 | 2 | IC | SB | NA | DFO |  | 3309.5 | 0.51297 | 0.31 | EIA Prime Mover-level Data | Estimated using an emission factor
2020 | VA | Oceana Solar | 60584 | 1 | PV | OP | NA | SUN |  | 263411 |  |  | EIA Prime Mover-level Data
2020 | VA | Onancock Diesel Generation Facility | 60236 | ODG7 | IC | SB | NA | DFO |  | 1187 | 0.18399 | 0.31 | EIA Prime Mover-level Data | Estimated using an emission factor
2020 | VA | Onancock Diesel Generation Facility | 60236 | ODG8 | IC | SB | NA | DFO |  | 1187 | 0.18399 | 0.31 | EIA Prime Mover-level Data | Estimated using an emission factor
2020 | VA | Orange Street G1 | 63173 | 1 | IC | OP | NA | DFO |  | 1076 | 0.16678 | 0.31 | EIA Prime Mover-level Data | Estimated using an emission factor
2020 | VA | Otter Creek Solar | 63909 | OTTER | PV | L | NA | SUN
2020 | VA | Palmer Solar Center | 61457 | PALM | PV | OP | NA | SUN |  | 91861 |  |  | EIA Prime Mover-level Data
2020 | VA | Panda Stonewall Power Project | 59004 | CT1 | CT | OP | CC | NG | 7660 | 16757387 | 19.3571 | 0.0023103 | EPA/CAMD | EPA/NEI | 2017
2020 | VA | Panda Stonewall Power Project | 59004 | CT2 | CT | OP | CC | NG | 7862 | 17111018 | 14.1183 | 0.0016502 | EPA/CAMD | EPA/NEI | 2017
2020 | VA | Park 500 Philip Morris USA | 50275 | 3 | ST | OP | NA | NG |  | 622288.75 | 2.3102 | 0.0074247 | EIA Unit-level Data | NEI avg EF - PM, fuel type
2020 | VA | Park 500 Philip Morris USA | 50275 | TG2 | ST | RE | NA | BIT
2020 | VA | Perdue Diesel Generation Facility | 60235 | PDG5 | IC | SB | NA | DFO |  | 1354.5 | 0.20995 | 0.31 | EIA Prime Mover-level Data | Estimated using an emission factor
2020 | VA | Perdue Diesel Generation Facility | 60235 | PDG6 | IC | SB | NA | DFO |  | 1354.5 | 0.20995 | 0.31 | EIA Prime Mover-level Data | Estimated using an emission factor
2020 | VA | Philip Morris | 59911 | 1 | PV | OP | NA | SUN |  | 25478 |  |  | EIA Prime Mover-level Data
2020 | VA | Philpott Lake | 3834 | 1 | HY | OS | NA | WAT |  | 60454.1016 |  |  | EIA Prime Mover-level Data
2020 | VA | Philpott Lake | 3834 | 2 | HY | OS | NA | WAT |  | 60454.1016 |  |  | EIA Prime Mover-level Data
2020 | VA | Philpott Lake | 3834 | 3 | HY | OS | NA | WAT |  | 5413.7998 |  |  | EIA Prime Mover-level Data
2020 | VA | Pigeon Run Solar Project | 64767 | TC001 | PV | P | NA | SUN
2020 | VA | Piney Creek Solar | 62768 | PCSOL | PV | P | NA | SUN
2020 | VA | Pinnacles | 3825 | 1 | HY | OP | NA | WAT |  | 112233 |  |  | EIA Prime Mover-level Data
2020 | VA | Pinnacles | 3825 | 2 | HY | OP | NA | WAT |  | 112233 |  |  | EIA Prime Mover-level Data
2020 | VA | Pinnacles | 3825 | 3 | HY | OP | NA | WAT |  | 112233 |  |  | EIA Prime Mover-level Data
2020 | VA | Pleasant Valley (VA) | 56005 | D-4 | IC | OP | NA | DFO |  | 1893.5 | 0.29349 | 0.31 | EIA Prime Mover-level Data | Estimated using an emission factor
2020 | VA | Pleasant Valley (VA) | 56005 | D-6 | IC | OP | NA | DFO |  | 1893.5 | 0.29349 | 0.31 | EIA Prime Mover-level Data | Estimated using an emission factor
2020 | VA | Pleasant Valley (VA) | 56005 | PV-1 | GT | OP | NA | DFO |  | 14541 | 0.13119 | 0.018044 | EIA Prime Mover-level Data | NEI avg EF - PM, fuel type, firing type
2020 | VA | Pleinmont Solar 1 | 62012 | PLNM1 | PV | OP | NA | SUN |  | 175197 |  |  | EIA Prime Mover-level Data
2020 | VA | Pleinmont Solar 2 | 62013 | PLNM2 | PV | U | NA | SUN
2020 | VA | Ponton Diesel Generating Facility | 7940 | 1 | IC | SB | NA | DFO |  | 2424 | 0.37572 | 0.31 | EIA Prime Mover-level Data | Estimated using an emission factor
2020 | VA | Ponton Diesel Generating Facility | 7940 | 2 | IC | SB | NA | DFO |  | 2424 | 0.37572 | 0.31 | EIA Prime Mover-level Data | Estimated using an emission factor
2020 | VA | Poplar Camp Wind Farm | 61111 | PC1 | WT | P | NA | WND
2020 | VA | Possum Point Power Station | 3804 | 5 | ST | OP | TANGENTIAL | RFO | 194 | 245137.5938 | 2.7898 | 0.022761 | EPA/CAMD | EPA/NEI | 1975
2020 | VA | Possum Point Power Station | 3804 | 6A | CT | OP | CC | NG | 7803 | 13647460 | 49.43 | 0.0072438 | EPA/CAMD | EPA/NEI | 2003
2020 | VA | Possum Point Power Station | 3804 | 6B | CT | OP | CC | NG | 7626 | 13008946 | 32.63 | 0.0050165 | EPA/CAMD | EPA/NEI | 2003
2020 | VA | Pretlow | 55953 | 1 | IC | OP | NA | DFO |  | 1127 | 0.17469 | 0.31 | EIA Prime Mover-level Data | Estimated using an emission factor
2020 | VA | Pretlow | 55953 | 2 | IC | OP | NA | DFO |  | 1127 | 0.17469 | 0.31 | EIA Prime Mover-level Data | Estimated using an emission factor
2020 | VA | Puller Solar | 62140 | PULL | PV | OP | NA | SUN |  | 251504 |  |  | EIA Prime Mover-level Data
2020 | VA | Radford | 3827 | 1 | HY | OP | NA | WAT |  | 34428 |  |  | EIA Prime Mover-level Data
2020 | VA | Radford Army Ammunition Plant | 52072 | 1 | ST | RE | NA | DFO |  | 0 | 0 |  | EIA Unit-level Data | NEI avg EF - PM, fuel type
2020 | VA | Radford Army Ammunition Plant | 52072 | 2 | ST | RE | NA | DFO |  | 0 | 0 |  | EIA Unit-level Data | NEI avg EF - PM, fuel type
2020 | VA | Radford Army Ammunition Plant | 52072 | 3 | ST | RE | NA | DFO |  | 0 | 0 |  | EIA Unit-level Data | NEI avg EF - PM, fuel type
2020 | VA | Radford Army Ammunition Plant | 52072 | 4 | ST | RE | NA | DFO |  | 0 | 0 |  | EIA Unit-level Data | NEI avg EF - PM, fuel type
2020 | VA | Radford Army Ammunition Plant | 52072 | 481-1 | ST | OP | NA | NG |  | 325238.9062 | 1.2074 | 0.0074247 | EIA Unit-level Data | NEI avg EF - PM, fuel type
2020 | VA | Radford Army Ammunition Plant | 52072 | 481-2 | ST | OP | NA | NG |  | 687885.0625 | 2.5537 | 0.0074247 | EIA Unit-level Data | NEI avg EF - PM, fuel type
2020 | VA | Radford Army Ammunition Plant | 52072 | 481-3 | ST | OP | NA | NG |  | 785284.5625 | 2.9153 | 0.0074247 | EIA Unit-level Data | NEI avg EF - PM, fuel type
2020 | VA | Radford Army Ammunition Plant | 52072 | 481-4 | ST | OP | NA | NG |  | 718089.0625 | 2.6658 | 0.0074247 | EIA Unit-level Data | NEI avg EF - PM, fuel type
2020 | VA | Radford Army Ammunition Plant | 52072 | 481-5 | ST | OP | NA | NG |  | 189722.0938 | 0.70432 | 0.0074247 | EIA Unit-level Data | NEI avg EF - PM, fuel type
2020 | VA | Radford Army Ammunition Plant | 52072 | 481-6 | ST | OP | NA | NG |  | 206781.5469 | 0.76765 | 0.0074247 | EIA Unit-level Data | NEI avg EF - PM, fuel type
2020 | VA | Radford Army Ammunition Plant | 52072 | 5 | ST | RE | NA | DFO |  | 0 | 0 |  | EIA Unit-level Data | NEI avg EF - PM, fuel type
2020 | VA | Rappahannock Solar, LLC | 62780 | 100 | PV | T | NA | SUN
2020 | VA | Remington Combustion Turbine Station | 7838 | 1 | GT | OP | CT | NG | 1648 | 2126260.75 | 6.9345 | 0.0065227 | EPA/CAMD | EPA/NEI | 2000
2020 | VA | Remington Combustion Turbine Station | 7838 | 2 | GT | OP | CT | NG | 1264 | 1594996.5 | 5.2318 | 0.0065603 | EPA/CAMD | EPA/NEI | 2000
2020 | VA | Remington Combustion Turbine Station | 7838 | 3 | GT | OP | CT | NG | 1490 | 1933586.125 | 3.5255 | 0.0036466 | EPA/CAMD | EPA/NEI | 2000
2020 | VA | Remington Combustion Turbine Station | 7838 | 4 | GT | OP | CT | NG | 1131 | 1401106.75 | 4.6101 | 0.0065806 | EPA/CAMD | EPA/NEI | 2000
2020 | VA | Remington Solar Facility | 59685 | 1 | PV | OP | NA | SUN |  | 292534 |  |  | EIA Prime Mover-level Data
2020 | VA | Reusens | 3779 | 1 | HY | OP | NA | WAT |  | 38773.6016 |  |  | EIA Prime Mover-level Data
2020 | VA | Reusens | 3779 | 2 | HY | OA | NA | WAT |  | 38773.6016 |  |  | EIA Prime Mover-level Data
2020 | VA | Reusens | 3779 | 3 | HY | OP | NA | WAT |  | 38773.6016 |  |  | EIA Prime Mover-level Data
2020 | VA | Reusens | 3779 | 4 | HY | OS | NA | WAT |  | 38773.6016 |  |  | EIA Prime Mover-level Data
2020 | VA | Reusens | 3779 | 5 | HY | OP | NA | WAT |  | 38773.6016 |  |  | EIA Prime Mover-level Data
2020 | VA | Richmond Energy | 57897 | UNT1 | IC | OP | NA | LFG |  | 16459.5 | 0.12098 | 0.0147 | EIA Prime Mover-level Data | Estimated using an emission factor
2020 | VA | Richmond Energy | 57897 | UNT2 | IC | OP | NA | LFG |  | 16459.5 | 0.12098 | 0.0147 | EIA Prime Mover-level Data | Estimated using an emission factor
2020 | VA | Richmond Energy | 57897 | UNT3 | IC | OP | NA | LFG |  | 16459.5 | 0.12098 | 0.0147 | EIA Prime Mover-level Data | Estimated using an emission factor
2020 | VA | Richmond Energy | 57897 | UNT4 | IC | OP | NA | LFG |  | 16459.5 | 0.12098 | 0.0147 | EIA Prime Mover-level Data | Estimated using an emission factor
2020 | VA | Richmond Spider Solar | 62011 | RMDSS | PV | OP | NA | SUN |  | 1123 |  |  | EIA Prime Mover-level Data
2020 | VA | RockTenn West Point Mill | 10017 | 2 | ST | OP | TANGENTIAL | BIT | 3500 | 12034852 | 66.8256 | 0.011105 | EIA non-ozone season distributed and EPA/CAMD ozone season | NEI avg EF - PM, fuel type, firing type
2020 | VA | Rockville 1 & 2 | 56692 | 1A | IC | OP | NA | DFO |  | 21.806 | 0.0033799 | 0.31 | EIA Prime Mover-level Data | Estimated using an emission factor
2020 | VA | Rockville 1 & 2 | 56692 | 1B | IC | OP | NA | DFO |  | 21.806 | 0.0033799 | 0.31 | EIA Prime Mover-level Data | Estimated using an emission factor
2020 | VA | Rockville 1 & 2 | 56692 | 1C | IC | OP | NA | DFO |  | 21.806 | 0.0033799 | 0.31 | EIA Prime Mover-level Data | Estimated using an emission factor
2020 | VA | Rockville 1 & 2 | 56692 | 1D | IC | OP | NA | DFO |  | 21.806 | 0.0033799 | 0.31 | EIA Prime Mover-level Data | Estimated using an emission factor
2020 | VA | Rockville 1 & 2 | 56692 | 1E | IC | OP | NA | DFO |  | 21.806 | 0.0033799 | 0.31 | EIA Prime Mover-level Data | Estimated using an emission factor
2020 | VA | Rockville 1 & 2 | 56692 | 1F | IC | OP | NA | DFO |  | 21.806 | 0.0033799 | 0.31 | EIA Prime Mover-level Data | Estimated using an emission factor
2020 | VA | Rockville 1 & 2 | 56692 | 1G | IC | OP | NA | DFO |  | 21.806 | 0.0033799 | 0.31 | EIA Prime Mover-level Data | Estimated using an emission factor
2020 | VA | Rockville 1 & 2 | 56692 | 1H | IC | OP | NA | DFO |  | 21.806 | 0.0033799 | 0.31 | EIA Prime Mover-level Data | Estimated using an emission factor
2020 | VA | Rockville 1 & 2 | 56692 | 1I | IC | OP | NA | DFO |  | 21.806 | 0.0033799 | 0.31 | EIA Prime Mover-level Data | Estimated using an emission factor
2020 | VA | Rockville 1 & 2 | 56692 | 1J | IC | OP | NA | DFO |  | 21.806 | 0.0033799 | 0.31 | EIA Prime Mover-level Data | Estimated using an emission factor
2020 | VA | Rockville 1 & 2 | 56692 | 1K | IC | OP | NA | DFO |  | 21.806 | 0.0033799 | 0.31 | EIA Prime Mover-level Data | Estimated using an emission factor
2020 | VA | Rockville 1 & 2 | 56692 | 1L | IC | OP | NA | DFO |  | 21.806 | 0.0033799 | 0.31 | EIA Prime Mover-level Data | Estimated using an emission factor
2020 | VA | Rockville 1 & 2 | 56692 | 1M | IC | OP | NA | DFO |  | 21.806 | 0.0033799 | 0.31 | EIA Prime Mover-level Data | Estimated using an emission factor
2020 | VA | Rockville 1 & 2 | 56692 | 1N | IC | OP | NA | DFO |  | 21.806 | 0.0033799 | 0.31 | EIA Prime Mover-level Data | Estimated using an emission factor
2020 | VA | Rockville 1 & 2 | 56692 | 1O | IC | OP | NA | DFO |  | 21.806 | 0.0033799 | 0.31 | EIA Prime Mover-level Data | Estimated using an emission factor
2020 | VA | Rockville 1 & 2 | 56692 | 2A | IC | OP | NA | DFO |  | 21.806 | 0.0033799 | 0.31 | EIA Prime Mover-level Data | Estimated using an emission factor
2020 | VA | Rockville 1 & 2 | 56692 | 2B | IC | OP | NA | DFO |  | 21.806 | 0.0033799 | 0.31 | EIA Prime Mover-level Data | Estimated using an emission factor
2020 | VA | Rockville 1 & 2 | 56692 | 2C | IC | OP | NA | DFO |  | 21.806 | 0.0033799 | 0.31 | EIA Prime Mover-level Data | Estimated using an emission factor
2020 | VA | Rockville 1 & 2 | 56692 | 2D | IC | OP | NA | DFO |  | 21.806 | 0.0033799 | 0.31 | EIA Prime Mover-level Data | Estimated using an emission factor
2020 | VA | Rockville 1 & 2 | 56692 | 2E | IC | OP | NA | DFO |  | 21.806 | 0.0033799 | 0.31 | EIA Prime Mover-level Data | Estimated using an emission factor
2020 | VA | Rockville 1 & 2 | 56692 | 2F | IC | OP | NA | DFO |  | 21.806 | 0.0033799 | 0.31 | EIA Prime Mover-level Data | Estimated using an emission factor
2020 | VA | Rockville 1 & 2 | 56692 | 2G | IC | OP | NA | DFO |  | 21.806 | 0.0033799 | 0.31 | EIA Prime Mover-level Data | Estimated using an emission factor
2020 | VA | Rockville 1 & 2 | 56692 | 2H | IC | OP | NA | DFO |  | 21.806 | 0.0033799 | 0.31 | EIA Prime Mover-level Data | Estimated using an emission factor
2020 | VA | Rockville 1 & 2 | 56692 | 2I | IC | OP | NA | DFO |  | 21.806 | 0.0033799 | 0.31 | EIA Prime Mover-level Data | Estimated using an emission factor
2020 | VA | Rockville 1 & 2 | 56692 | 2J | IC | OP | NA | DFO |  | 21.806 | 0.0033799 | 0.31 | EIA Prime Mover-level Data | Estimated using an emission factor
2020 | VA | Rockville 1 & 2 | 56692 | 2K | IC | OP | NA | DFO |  | 21.806 | 0.0033799 | 0.31 | EIA Prime Mover-level Data | Estimated using an emission factor
2020 | VA | Rockville 1 & 2 | 56692 | 2L | IC | OP | NA | DFO |  | 21.806 | 0.0033799 | 0.31 | EIA Prime Mover-level Data | Estimated using an emission factor
2020 | VA | Rockville 1 & 2 | 56692 | 2M | IC | OP | NA | DFO |  | 21.806 | 0.0033799 | 0.31 | EIA Prime Mover-level Data | Estimated using an emission factor
2020 | VA | Rockville 1 & 2 | 56692 | 2N | IC | OP | NA | DFO |  | 21.806 | 0.0033799 | 0.31 | EIA Prime Mover-level Data | Estimated using an emission factor
2020 | VA | Rockville 1 & 2 | 56692 | 2O | IC | OP | NA | DFO |  | 21.806 | 0.0033799 | 0.31 | EIA Prime Mover-level Data | Estimated using an emission factor
2020 | VA | Rockville 1 & 2 | 56692 | 2P | IC | OP | NA | DFO |  | 21.806 | 0.0033799 | 0.31 | EIA Prime Mover-level Data | Estimated using an emission factor
2020 | VA | Rockville 1 & 2 | 56692 | 2Q | IC | OP | NA | DFO |  | 21.806 | 0.0033799 | 0.31 | EIA Prime Mover-level Data | Estimated using an emission factor
2020 | VA | Rockville 1 & 2 | 56692 | 2R | IC | OP | NA | DFO |  | 21.806 | 0.0033799 | 0.31 | EIA Prime Mover-level Data | Estimated using an emission factor
2020 | VA | Rockville 1 & 2 | 56692 | 2S | IC | OP | NA | DFO |  | 21.806 | 0.0033799 | 0.31 | EIA Prime Mover-level Data | Estimated using an emission factor
2020 | VA | Rockville 1 & 2 | 56692 | 2T | IC | OP | NA | DFO |  | 21.806 | 0.0033799 | 0.31 | EIA Prime Mover-level Data | Estimated using an emission factor
2020 | VA | Rockville 1 & 2 | 56692 | 2U | IC | OP | NA | DFO |  | 21.806 | 0.0033799 | 0.31 | EIA Prime Mover-level Data | Estimated using an emission factor
2020 | VA | Sadler Solar | 62814 | SADL | PV | U | NA | SUN
2020 | VA | Salem Electric Department | 56519 | 1 | IC | SB | NA | DFO |  | 462 | 0.07161 | 0.31 | EIA Prime Mover-level Data | Estimated using an emission factor
2020 | VA | Salem Street Dept | 56289 | 1 | IC | SB | NA | DFO |  | 516 | 0.07998 | 0.31 | EIA Prime Mover-level Data | Estimated using an emission factor
2020 | VA | Salem Water Plant | 56288 | 1 | IC | SB | NA | DFO |  | 486 | 0.07533 | 0.31 | EIA Prime Mover-level Data | Estimated using an emission factor
2020 | VA | Sappony Solar LLC | 60916 | PV1 | PV | OP | NA | SUN |  | 351709 |  |  | EIA Prime Mover-level Data
2020 | VA | Schoolfield Dam | 54655 | SCH1 | HY | OP | NA | WAT |  | 52609.332 |  |  | EIA Prime Mover-level Data
2020 | VA | Schoolfield Dam | 54655 | SCH2 | HY | OP | NA | WAT |  | 52609.332 |  |  | EIA Prime Mover-level Data
2020 | VA | Schoolfield Dam | 54655 | SCH3 | HY | OP | NA | WAT |  | 52609.332 |  |  | EIA Prime Mover-level Data
2020 | VA | Scott Solar Farm | 60316 | 1 | PV | OP | NA | SUN |  | 279334 |  |  | EIA Prime Mover-level Data
2020 | VA | Scott-II Solar LLC | 60968 | PV1 | PV | OP | NA | SUN |  | 350614 |  |  | EIA Prime Mover-level Data
2020 | VA | Shockoe Solar Project | 64768 | TC001 | PV | P | NA | SUN
2020 | VA | Skipjack Solar Center | 62675 | SKIPJ | PV | T | NA | SUN
2020 | VA | Smith Mountain | 3780 | 1 | PS | OP | NA | WAT |  | 0 |  |  | EIA Prime Mover-level Data
2020 | VA | Smith Mountain | 3780 | 2 | HY | OP | NA | WAT |  | 1693092.5 |  |  | EIA Prime Mover-level Data
2020 | VA | Smith Mountain | 3780 | 3 | PS | OP | NA | WAT |  | 0 |  |  | EIA Prime Mover-level Data
2020 | VA | Smith Mountain | 3780 | 4 | HY | OP | NA | WAT |  | 1693092.5 |  |  | EIA Prime Mover-level Data
2020 | VA | Smith Mountain | 3780 | 5 | PS | OP | NA | WAT |  | 0 |  |  | EIA Prime Mover-level Data
2020 | VA | Snowden | 3821 | 4 | HY | OP | NA | WAT |  | 47865 |  |  | EIA Prime Mover-level Data
2020 | VA | Snowden | 3821 | 5 | HY | OP | NA | WAT |  | 47865 |  |  | EIA Prime Mover-level Data
2020 | VA | Southampton Power Station | 10774 | 1 | ST | OP | STOKER | WDS | 6024 | 2137023.5 | 6.1075 | 0.0057159 | EPA/CAMD | EPA/NEI | 1992
2020 | VA | Southampton Power Station | 10774 | 2 | ST | OP | STOKER | WDS | 6099 | 2127235.5 | 6.1997 | 0.0058289 | EPA/CAMD | EPA/NEI | 1992
2020 | VA | Southampton Solar, LLC | 61422 | PV1 | PV | OP | NA | SUN |  | 1745705 |  |  | EIA Prime Mover-level Data
2020 | VA | Spring Grove I | 61986 | SGIS | PV | OP | NA | SUN |  | 171363 |  |  | EIA Prime Mover-level Data
2020 | VA | Spruance Genco, LLC | 54081 | BLR01A | ST | OP | STOKER | BIT | 0 | [5 empty] | 1992
2020 | VA | Spruance Genco, LLC | 54081 | BLR01B | ST | OP | STOKER | BIT | 0 | [5 empty] | 1992
2020 | VA | Spruance Genco, LLC | 54081 | BLR02A | ST | OP | STOKER | NG | 0 | [5 empty] | 1992
2020 | VA | Spruance Genco, LLC | 54081 | BLR02B | ST | OP | STOKER | NG | 0 | [5 empty] | 1992
2020 | VA | Spruance Genco, LLC | 54081 | BLR03A | ST | OP | STOKER | NG | 7624 | 1354226.875 | 8.678 | 0.012816 | EPA/CAMD | EPA/NEI | 1992
2020 | VA | Spruance Genco, LLC | 54081 | BLR03B | ST | OP | STOKER | NG | 7722 | 1385709.125 | 8.678 | 0.012525 | EPA/CAMD | EPA/NEI | 1992
2020 | VA | Spruance Genco, LLC | 54081 | BLR04A | ST | OP | STOKER | NG | 7812 | 1497325.875 | 5.289 | 0.0070646 | EPA/CAMD | EPA/NEI | 1992
2020 | VA | Spruance Genco, LLC | 54081 | BLR04B | ST | OP | STOKER | NG | 7711 | 1449596.625 | 5.289 | 0.0072972 | EPA/CAMD | EPA/NEI | 1992
2020 | VA | Stratford Solar Center, LLC | 61908 | STRAT | PV | P | NA | SUN
2020 | VA | Surry | 3806 | 1 | ST | OP | NA | NUC |  | 78878312 |  |  | EIA Prime Mover-level Data
2020 | VA | Surry | 3806 | 2 | ST | OP | NA | NUC |  | 70918592 |  |  | EIA Prime Mover-level Data
2020 | VA | Sycamore Solar | 64136 | SYSO | PV | L | NA | SUN
2020 | VA | Tangier | 6390 | 3 | IC | RE | NA | DFO
2020 | VA | Tangier | 6390 | 4 | IC | RE | NA | DFO
2020 | VA | Tangier | 6390 | 5 | IC | OP | NA | DFO |  | 1749 | 0.27109 | 0.31 | EIA Prime Mover-level Data | Estimated using an emission factor
2020 | VA | Tangier | 6390 | 6 | IC | OP | NA | DFO |  | 1749 | 0.27109 | 0.31 | EIA Prime Mover-level Data | Estimated using an emission factor
2020 | VA | Tasley Energy Center | 3785 | TA10 | GT | OP | CT | DFO | 26 | 12339.5996 | 0.018038 | 0.0029236 | EPA/CAMD | EPA/NEI | 1972
2020 | VA | Tenaska Virginia Generating Station | 55439 | CTGDB1 | CT | OP | CC | NG | 5777 | 11021159 | 8.8983 | 0.0016148 | EPA/CAMD | EPA/NEI | 2003
2020 | VA | Tenaska Virginia Generating Station | 55439 | CTGDB2 | CT | OP | CC | NG | 5707 | 10776271 | 8.6978 | 0.0016143 | EPA/CAMD | EPA/NEI | 2004
2020 | VA | Tenaska Virginia Generating Station | 55439 | CTGDB3 | CT | OP | CC | NG | 5651 | 10598181 | 6.4318 | 0.0012138 | EPA/CAMD | EPA/NEI | 2004
2020 | VA | TWE Myrtle Solar Farm, LLC | 63746 | MYSO | PV | OP | NA | SUN |  | 125531 |  |  | EIA Prime Mover-level Data
2020 | VA | Twittys Creek Solar, LLC | 63077 | VATC | PV | OP | NA | SUN |  | 7027 |  |  | EIA Prime Mover-level Data
2020 | VA | Virginia Beach | 56693 | 1 | IC | OP | NA | LFG |  | 308.361 | 0.0022665 | 0.0147 | EIA Prime Mover-level Data | Estimated using an emission factor
2020 | VA | Virginia Beach | 56693 | 10 | IC | OP | NA | LFG |  | 308.361 | 0.0022665 | 0.0147 | EIA Prime Mover-level Data | Estimated using an emission factor
2020 | VA | Virginia Beach | 56693 | 11 | IC | OP | NA | LFG |  | 308.361 | 0.0022665 | 0.0147 | EIA Prime Mover-level Data | Estimated using an emission factor
2020 | VA | Virginia Beach | 56693 | 12 | IC | OP | NA | LFG |  | 308.361 | 0.0022665 | 0.0147 | EIA Prime Mover-level Data | Estimated using an emission factor
2020 | VA | Virginia Beach | 56693 | 13 | IC | OP | NA | LFG |  | 308.361 | 0.0022665 | 0.0147 | EIA Prime Mover-level Data | Estimated using an emission factor
2020 | VA | Virginia Beach | 56693 | 14 | IC | OP | NA | LFG |  | 308.361 | 0.0022665 | 0.0147 | EIA Prime Mover-level Data | Estimated using an emission factor
2020 | VA | Virginia Beach | 56693 | 15 | IC | OP | NA | LFG |  | 308.361 | 0.0022665 | 0.0147 | EIA Prime Mover-level Data | Estimated using an emission factor
2020 | VA | Virginia Beach | 56693 | 16 | IC | OP | NA | LFG |  | 308.361 | 0.0022665 | 0.0147 | EIA Prime Mover-level Data | Estimated using an emission factor
2020 | VA | Virginia Beach | 56693 | 17 | IC | OP | NA | LFG |  | 308.361 | 0.0022665 | 0.0147 | EIA Prime Mover-level Data | Estimated using an emission factor
2020 | VA | Virginia Beach | 56693 | 18 | IC | OP | NA | LFG |  | 308.361 | 0.0022665 | 0.0147 | EIA Prime Mover-level Data | Estimated using an emission factor
2020 | VA | Virginia Beach | 56693 | 19 | IC | OP | NA | LFG |  | 308.361 | 0.0022665 | 0.0147 | EIA Prime Mover-level Data | Estimated using an emission factor
2020 | VA | Virginia Beach | 56693 | 2 | IC | OP | NA | LFG |  | 308.361 | 0.0022665 | 0.0147 | EIA Prime Mover-level Data | Estimated using an emission factor
2020 | VA | Virginia Beach | 56693 | 20 | IC | OP | NA | LFG |  | 308.361 | 0.0022665 | 0.0147 | EIA Prime Mover-level Data | Estimated using an emission factor
2020 | VA | Virginia Beach | 56693 | 21 | IC | OP | NA | LFG |  | 308.361 | 0.0022665 | 0.0147 | EIA Prime Mover-level Data | Estimated using an emission factor
2020 | VA | Virginia Beach | 56693 | 22 | IC | OP | NA | LFG |  | 308.361 | 0.0022665 | 0.0147 | EIA Prime Mover-level Data | Estimated using an emission factor
2020 | VA | Virginia Beach | 56693 | 23 | IC | OP | NA | LFG |  | 308.361 | 0.0022665 | 0.0147 | EIA Prime Mover-level Data | Estimated using an emission factor
2020 | VA | Virginia Beach | 56693 | 24 | IC | OP | NA | LFG |  | 308.361 | 0.0022665 | 0.0147 | EIA Prime Mover-level Data | Estimated using an emission factor
2020 | VA | Virginia Beach | 56693 | 25 | IC | OP | NA | LFG |  | 308.361 | 0.0022665 | 0.0147 | EIA Prime Mover-level Data | Estimated using an emission factor
2020 | VA | Virginia Beach | 56693 | 26 | IC | OP | NA | LFG |  | 308.361 | 0.0022665 | 0.0147 | EIA Prime Mover-level Data | Estimated using an emission factor
2020 | VA | Virginia Beach | 56693 | 27 | IC | OP | NA | LFG |  | 308.361 | 0.0022665 | 0.0147 | EIA Prime Mover-level Data | Estimated using an emission factor
2020 | VA | Virginia Beach | 56693 | 28 | IC | OP | NA | LFG |  | 308.361 | 0.0022665 | 0.0147 | EIA Prime Mover-level Data | Estimated using an emission factor
2020 | VA | Virginia Beach | 56693 | 29 | IC | OP | NA | LFG |  | 308.361 | 0.0022665 | 0.0147 | EIA Prime Mover-level Data | Estimated using an emission factor
2020 | VA | Virginia Beach | 56693 | 3 | IC | OP | NA | LFG |  | 308.361 | 0.0022665 | 0.0147 | EIA Prime Mover-level Data | Estimated using an emission factor
2020 | VA | Virginia Beach | 56693 | 30 | IC | OP | NA | LFG |  | 308.361 | 0.0022665 | 0.0147 | EIA Prime Mover-level Data | Estimated using an emission factor
2020 | VA | Virginia Beach | 56693 | 31 | IC | OP | NA | LFG |  | 308.361 | 0.0022665 | 0.0147 | EIA Prime Mover-level Data | Estimated using an emission factor
2020 | VA | Virginia Beach | 56693 | 32 | IC | OP | NA | LFG |  | 308.361 | 0.0022665 | 0.0147 | EIA Prime Mover-level Data | Estimated using an emission factor
2020 | VA | Virginia Beach | 56693 | 33 | IC | OP | NA | LFG |  | 308.361 | 0.0022665 | 0.0147 | EIA Prime Mover-level Data | Estimated using an emission factor
2020 | VA | Virginia Beach | 56693 | 34 | IC | OP | NA | LFG |  | 308.361 | 0.0022665 | 0.0147 | EIA Prime Mover-level Data | Estimated using an emission factor
2020 | VA | Virginia Beach | 56693 | 35 | IC | OP | NA | LFG |  | 308.361 | 0.0022665 | 0.0147 | EIA Prime Mover-level Data | Estimated using an emission factor
2020 | VA | Virginia Beach | 56693 | 36 | IC | OP | NA | LFG |  | 308.361 | 0.0022665 | 0.0147 | EIA Prime Mover-level Data | Estimated using an emission factor
2020 | VA | Virginia Beach | 56693 | 4 | IC | OP | NA | LFG |  | 308.361 | 0.0022665 | 0.0147 | EIA Prime Mover-level Data | Estimated using an emission factor
2020 | VA | Virginia Beach | 56693 | 5 | IC | OP | NA | LFG |  | 308.361 | 0.0022665 | 0.0147 | EIA Prime Mover-level Data | Estimated using an emission factor
2020 | VA | Virginia Beach | 56693 | 6 | IC | OP | NA | LFG |  | 308.361 | 0.0022665 | 0.0147 | EIA Prime Mover-level Data | Estimated using an emission factor
2020 | VA | Virginia Beach | 56693 | 7 | IC | OP | NA | LFG |  | 308.361 | 0.0022665 | 0.0147 | EIA Prime Mover-level Data | Estimated using an emission factor
2020 | VA | Virginia Beach | 56693 | 8 | IC | OP | NA | LFG |  | 308.361 | 0.0022665 | 0.0147 | EIA Prime Mover-level Data | Estimated using an emission factor
2020 | VA | Virginia Beach | 56693 | 9 | IC | OP | NA | LFG |  | 308.361 | 0.0022665 | 0.0147 | EIA Prime Mover-level Data | Estimated using an emission factor
2020 | VA | Virginia City Hybrid Energy Center | 56808 | 1 | ST | OP | FLUIDIZED | BIT | 1596 | 3485194 | 28.8786 | 0.016572 | EPA/CAMD | EPA/NEI | 2012
2020 | VA | Virginia City Hybrid Energy Center | 56808 | 2 | ST | OP | FLUIDIZED | BIT | 3563 | 7308040 | 83.9289 | 0.022969 | EPA/CAMD | EPA/NEI | 2012
2020 | VA | Virginia Tech Power Plant | 56785 | WG01 | ST | OA | NA | NG |  | 1036985 | 3.8497 | 0.0074247 | EIA Prime Mover-level Data | NEI avg EF - PM, fuel type
2020 | VA | VMEA 1 Credit Gen | 7440 | V10 | IC | OP | NA | DFO |  | 679.394 | 0.10531 | 0.31 | EIA Prime Mover-level Data | Estimated using an emission factor
2020 | VA | VMEA 1 Credit Gen | 7440 | V3 | IC | OP | NA | DFO |  | 679.394 | 0.10531 | 0.31 | EIA Prime Mover-level Data | Estimated using an emission factor
2020 | VA | VMEA 1 Credit Gen | 7440 | V4 | IC | OP | NA | DFO |  | 679.394 | 0.10531 | 0.31 | EIA Prime Mover-level Data | Estimated using an emission factor
2020 | VA | VMEA 1 Credit Gen | 7440 | V5 | IC | OP | NA | DFO |  | 679.394 | 0.10531 | 0.31 | EIA Prime Mover-level Data | Estimated using an emission factor
2020 | VA | VMEA 1 Credit Gen | 7440 | V6 | IC | OP | NA | DFO |  | 679.394 | 0.10531 | 0.31 | EIA Prime Mover-level Data | Estimated using an emission factor
2020 | VA | VMEA 1 Credit Gen | 7440 | V7 | IC | OP | NA | DFO |  | 679.394 | 0.10531 | 0.31 | EIA Prime Mover-level Data | Estimated using an emission factor
2020 | VA | VMEA 1 Credit Gen | 7440 | V8 | IC | OP | NA | DFO |  | 679.394 | 0.10531 | 0.31 | EIA Prime Mover-level Data | Estimated using an emission factor
2020 | VA | VMEA 1 Credit Gen | 7440 | V9 | IC | RE | NA | DFO
2020 | VA | VMEA 1 Credit Gen | 7440 | V9-1 | IC | OP | NA | DFO |  | 849.242 | 0.13163 | 0.31 | EIA Prime Mover-level Data | Estimated using an emission factor
2020 | VA | VMEA Peaking Gen | 7441 | V1 | IC | OP | NA | DFO |  | 467.25 | 0.072424 | 0.31 | EIA Prime Mover-level Data | Estimated using an emission factor
2020 | VA | VMEA Peaking Gen | 7441 | V11 | IC | OP | NA | DFO |  | 467.25 | 0.072424 | 0.31 | EIA Prime Mover-level Data | Estimated using an emission factor
2020 | VA | VMEA Peaking Gen | 7441 | V12 | IC | OP | NA | DFO |  | 467.25 | 0.072424 | 0.31 | EIA Prime Mover-level Data | Estimated using an emission factor
2020 | VA | VMEA Peaking Gen | 7441 | V2 | IC | OP | NA | DFO |  | 467.25 | 0.072424 | 0.31 | EIA Prime Mover-level Data | Estimated using an emission factor
2020 | VA | Warren County Power Station | 55939 | 1A | CT | OP | CC | NG | 7369 | 21064406 | 23.3291 | 0.002215 | EPA/CAMD | EPA/NEI | 2014
2020 | VA | Warren County Power Station | 55939 | 1B | CT | OP | CC | NG | 7364 | 21080776 | 13.7544 | 0.0013049 | EPA/CAMD | EPA/NEI | 2014
2020 | VA | Warren County Power Station | 55939 | 1C | CT | OP | CC | NG | 7350 | 20918892 | 10.5816 | 0.0010117 | EPA/CAMD | EPA/NEI | 2014
2020 | VA | Waste Management Bethel LFGTE | 56531 | GEN1 | IC | OP | NA | LFG |  | 75260.6641 | 0.55317 | 0.0147 | EIA Prime Mover-level Data | Estimated using an emission factor
2020 | VA | Waste Management Bethel LFGTE | 56531 | GEN2 | IC | OP | NA | LFG |  | 75260.6641 | 0.55317 | 0.0147 | EIA Prime Mover-level Data | Estimated using an emission factor
2020 | VA | Waste Management Bethel LFGTE | 56531 | GEN3 | IC | OP | NA | LFG |  | 75260.6641 | 0.55317 | 0.0147 | EIA Prime Mover-level Data | Estimated using an emission factor
2020 | VA | Waste Management Bethel LFGTE | 56531 | GEN4 | IC | OP | NA | LFG |  | 75260.6641 | 0.55317 | 0.0147 | EIA Prime Mover-level Data | Estimated using an emission factor
2020 | VA | Waste Management Bethel LFGTE | 56531 | GEN5 | IC | OP | NA | LFG |  | 75260.6641 | 0.55317 | 0.0147 | EIA Prime Mover-level Data | Estimated using an emission factor
2020 | VA | Waste Management Bethel LFGTE | 56531 | GEN6 | IC | OP | NA | LFG |  | 75260.6641 | 0.55317 | 0.0147 | EIA Prime Mover-level Data | Estimated using an emission factor
2020 | VA | Waste Management King George LFGTE | 57022 | GEN1 | GT | OP | NA | LFG |  | 342501.25 | 3.699 | 0.0216 | EIA Prime Mover-level Data | Estimated using an emission factor
2020 | VA | Waste Management King George LFGTE | 57022 | GEN2 | GT | OP | NA | LFG |  | 342501.25 | 3.699 | 0.0216 | EIA Prime Mover-level Data | Estimated using an emission factor
2020 | VA | Waste Management King George LFGTE | 57022 | GEN3 | GT | OP | NA | LFG |  | 342501.25 | 3.699 | 0.0216 | EIA Prime Mover-level Data | Estimated using an emission factor
2020 | VA | Waste Management King George LFGTE | 57022 | GEN4 | GT | OP | NA | LFG |  | 342501.25 | 3.699 | 0.0216 | EIA Prime Mover-level Data | Estimated using an emission factor
2020 | VA | Waste Management Middle Peninsula LFGTE | 57018 | GEN1 | IC | OP | NA | LFG |  | 72682.125 | 0.53421 | 0.0147 | EIA Prime Mover-level Data | Estimated using an emission factor
2020 | VA | Waste Management Middle Peninsula LFGTE | 57018 | GEN2 | IC | OP | NA | LFG |  | 72682.125 | 0.53421 | 0.0147 | EIA Prime Mover-level Data | Estimated using an emission factor
2020 | VA | Waste Management Middle Peninsula LFGTE | 57018 | GEN3 | IC | OP | NA | LFG |  | 72682.125 | 0.53421 | 0.0147 | EIA Prime Mover-level Data | Estimated using an emission factor
2020 | VA | Waste Management Middle Peninsula LFGTE | 57018 | GEN4 | IC | OP | NA | LFG |  | 72682.125 | 0.53421 | 0.0147 | EIA Prime Mover-level Data | Estimated using an emission factor
2020 | VA | Waste Management Middle Peninsula LFGTE | 57018 | GEN5 | IC | OP | NA | LFG |  | 72682.125 | 0.53421 | 0.0147 | EIA Prime Mover-level Data | Estimated using an emission factor
2020 | VA | Waste Management Middle Peninsula LFGTE | 57018 | GEN6 | IC | OP | NA | LFG |  | 72682.125 | 0.53421 | 0.0147 | EIA Prime Mover-level Data | Estimated using an emission factor
2020 | VA | Waste Management Middle Peninsula LFGTE | 57018 | GEN7 | IC | OP | NA | LFG |  | 72682.125 | 0.53421 | 0.0147 | EIA Prime Mover-level Data | Estimated using an emission factor
2020 | VA | Waste Management Middle Peninsula LFGTE | 57018 | GEN8 | IC | OP | NA | LFG |  | 72682.125 | 0.53421 | 0.0147 | EIA Prime Mover-level Data | Estimated using an emission factor
2020 | VA | Water Strider Solar | 63549 | WSS | PV | U | NA | SUN
2020 | VA | Water Treatment Plant Generators | 56368 | WP1 | IC | OP | NA | DFO |  | 78 | 0.01209 | 0.31 | EIA Prime Mover-level Data | Estimated using an emission factor
2020 | VA | Waynesboro Virginia Plant | 10796 | GEN1 | ST | RE | NA | BIT
2020 | VA | Waynesboro Virginia Plant | 10796 | GEN2 | ST | RE | NA | BIT
2020 | VA | Waynesboro Virginia Plant | 10796 | GEN3 | ST | RE | NA | BIT
2020 | VA | Waynesboro Virginia Plant | 10796 | GEN4 | ST | RE | NA | BIT
2020 | VA | Western Branch High School | 59904 | 1 | PV | OP | NA | SUN |  | 1035 |  |  | EIA Prime Mover-level Data
2020 | VA | Westmoreland County Solar Project | 63696 | WEST | PV | P | NA | SUN
2020 | VA | WestRock Virginia Corp Covington Ops | 50900 | 1 | ST | OP | WALL | BIT | 8492 | 2676455.25 | 0.45191 | 0.0003377 | EPA/CAMD | EPA/NEI | 1977
2020 | VA | WestRock Virginia Corp Covington Ops | 50900 | 4 | ST | OP | TANGENTIAL | BIT | 7576 | 3618092.5 | 0.40328 | 0.00022293 | EPA/CAMD | EPA/NEI | 1963
2020 | VA | WestRock Virginia Corp Covington Ops | 50900 | 5 | ST | OP | WALL | NG | 3648 | 2958778.25 | 3.8276 | 0.0025873 | EIA non-ozone season distributed and EPA/CAMD ozone season | EPA/NEI | 1969
2020 | VA | WestRock Virginia Corp Covington Ops | 50900 | 11 | ST | OP | WALL | NG | 2955 | 2761784 | 4.5304 | 0.0032808 | EIA non-ozone season distributed and EPA/CAMD ozone season | EPA/NEI | 1994
2020 | VA | WestRock Virginia Corp Covington Ops | 50900 | 1PB | ST | OP | FLUIDIZED | WDS |  | 5646555 | 15.0133 | 0.0053177 | EIA Unit-level Data | NEI avg EF - PM, fuel type, firing type
2020 | VA | WestRock Virginia Corp Covington Ops | 50900 | 1RB | ST | OP | TANGENTIAL | NG |  | 1226183.625 | 4.6442 | 0.0075751 | EIA Unit-level Data | NEI avg EF - PM, fuel type, firing type
2020 | VA | WestRock Virginia Corp Covington Ops | 50900 | 2RB | ST | OP | TANGENTIAL | BLQ |  | 9906017 | 33.078 | 0.0066784 | EIA Unit-level Data | NEI avg EF - PM, fuel type
2020 | VA | Wheelabrator Portsmouth | 54998 | 12300 | ST | OP | NA | MSW |  | 1894246.875 |  |  | EIA Unit-level Data
2020 | VA | Wheelabrator Portsmouth | 54998 | 12400 | ST | OP | NA | MSW |  | 1917020.625 |  |  | EIA Unit-level Data
2020 | VA | Wheelabrator Portsmouth | 54998 | 12500 | ST | OP | NA | MSW |  | 1741392.75 |  |  | EIA Unit-level Data
2020 | VA | Wheelabrator Portsmouth | 54998 | 12600 | ST | OP | NA | MSW |  | 1972824.875 |  |  | EIA Unit-level Data
2020 | VA | Whitehorn Solar | 62959 | WHIT1 | PV | U | NA | SUN
2020 | VA | Whitehouse Solar Farm | 60319 | 1 | PV | OP | NA | SUN |  | 274447 |  |  | EIA Prime Mover-level Data
2020 | VA | Wolf Hills Energy | 55285 | WH01 | GT | OP | CT | NG | 833 | 122503.8984 | 0.82 | 0.013387 | EPA/CAMD | EPA/NEI | 2001
2020 | VA | Wolf Hills Energy | 55285 | WH02 | GT | OP | CT | NG | 923 | 126287.6016 | 0.82 | 0.012986 | EPA/CAMD | EPA/NEI | 2001
2020 | VA | Wolf Hills Energy | 55285 | WH03 | GT | OP | CT | NG | 808 | 112824.7031 | 0.76 | 0.013472 | EPA/CAMD | EPA/NEI | 2001
2020 | VA | Wolf Hills Energy | 55285 | WH04 | GT | OP | CT | NG | 883 | 119592.1016 | 0.76 | 0.01271 | EPA/CAMD | EPA/NEI | 2001
2020 | VA | Wolf Hills Energy | 55285 | WH05 | GT | OP | CT | NG | 806 | 117094.5 | 0.76 | 0.012981 | EPA/CAMD | EPA/NEI | 2001
2020 | VA | Wolf Hills Energy | 55285 | WH06 | GT | OP | CT | NG | 909 | 111764 | 0.76 | 0.0136 | EPA/CAMD | EPA/NEI | 2001
2020 | VA | Wolf Hills Energy | 55285 | WH07 | GT | OP | CT | NG | 546 | 106758.2031 | 0.72 | 0.013488 | EPA/CAMD | EPA/NEI | 2001
2020 | VA | Wolf Hills Energy | 55285 | WH08 | GT | OP | CT | NG | 688 | 110783.2969 | 0.72 | 0.012998 | EPA/CAMD | EPA/NEI | 2001
2020 | VA | Wolf Hills Energy | 55285 | WH09 | GT | OP | CT | NG | 804 | 116601.7969 | 0.76 | 0.013036 | EPA/CAMD | EPA/NEI | 2001
2020 | VA | Wolf Hills Energy | 55285 | WH10 | GT | OP | CT | NG | 791 | 113670.1016 | 0.76 | 0.013372 | EPA/CAMD | EPA/NEI | 2001
2020 | VA | Woodland Solar Farm | 60318 | 1 | PV | OP | NA | SUN |  | 280955 |  |  | EIA Prime Mover-level Data
2020 | VA | Wythe County Solar | 64448 | GEN1 | PV | P | NA | SUN
2020 | VA | Yorktown Power Station | 3809 | 3 | ST | OP | TANGENTIAL | RFO | 627 | 770932 | 5.2202 | 0.013543 | EPA/CAMD | EPA/NEI | 1974
2020 | VT | 158th Fighter Wing Solar Farm | 60542 | 900 | PV | OP | NA | SUN |  | 11337 |  |  | EIA Prime Mover-level Data
2020 | VT | Apple Hill Solar | 61037 | APPL | PV | U | NA | SUN
2020 | VT | Ascutney | 3708 | GT4 | GT | OP | NA | DFO |  | 4174 | 0.037657 | 0.018044 | EIA Prime Mover-level Data | NEI avg EF - PM, fuel type, firing type
2020 | VT | Ball Mountain Hydro | 59040 | GEN 1 | HY | OA | NA | WAT |  | 1691.083 |  |  | EIA Prime Mover-level Data
2020 | VT | Ball Mountain Hydro | 59040 | GEN 2 | HY | OA | NA | WAT |  | 1691.083 |  |  | EIA Prime Mover-level Data
2020 | VT | Ball Mountain Hydro | 59040 | GEN 3 | HY | OA | NA | WAT |  | 1691.083 |  |  | EIA Prime Mover-level Data
2020 | VT | Ball Mountain Hydro | 59040 | GEN 5 | HY | OA | NA | WAT |  | 1691.083 |  |  | EIA Prime Mover-level Data
2020 | VT | Ball Mountain Hydro | 59040 | GEN 6 | HY | OA | NA | WAT |  | 1691.083 |  |  | EIA Prime Mover-level Data
2020 | VT | Ball Mountain Hydro | 59040 | GEN 7 | HY | OP | NA | WAT |  | 1691.083 |  |  | EIA Prime Mover-level Data
2020 | VT | Ball Mountain Hydro | 59040 | GEN 8 | HY | OP | NA | WAT |  | 1691.083 |  |  | EIA Prime Mover-level Data
2020 | VT | Ball Mountain Hydro | 59040 | GEN 9 | HY | OP | NA | WAT |  | 1691.083 |  |  | EIA Prime Mover-level Data
2020 | VT | Ball Mountain Hydro | 59040 | GEN10 | HY | OP | NA | WAT |  | 1691.083 |  |  | EIA Prime Mover-level Data
2020 | VT | Ball Mountain Hydro | 59040 | GEN11 | HY | OP | NA | WAT |  | 1691.083 |  |  | EIA Prime Mover-level Data
2020 | VT | Ball Mountain Hydro | 59040 | GEN12 | HY | OP | NA | WAT |  | 1691.083 |  |  | EIA Prime Mover-level Data
2020 | VT | Ball Mountain Hydro | 59040 | GEN4 | HY | OA | NA | WAT |  | 1691.083 |  |  | EIA Prime Mover-level Data
2020 | VT | Barton Solar Farm | 59741 | BARTN | PV | OP | NA | SUN |  | 23897 |  |  | EIA Prime Mover-level Data
2020 | VT | Battle Creek Solar | 63212 | BC1 | PV | OP | NA | SUN |  | 32714 |  |  | EIA Prime Mover-level Data
2020 | VT | Beldens | 6451 | 1 | HY | OP | NA | WAT |  | 14860.4912 |  |  | EIA Prime Mover-level Data
2020 | VT | Beldens | 6451 | 2 | HY | OP | NA | WAT |  | 14860.4912 |  |  | EIA Prime Mover-level Data
2020 | VT | Beldens | 6451 | HC3 | HY | OP | NA | WAT |  | 76160.0156 |  |  | EIA Prime Mover-level Data
2020 | VT | Bellows Falls | 3745 | GEN1 | HY | OP | NA | WAT |  | 651026.3125 |  |  | EIA Prime Mover-level Data
2020 | VT | Bellows Falls | 3745 | GEN2 | HY | OP | NA | WAT |  | 651026.3125 |  |  | EIA Prime Mover-level Data
2020 | VT | Bellows Falls | 3745 | GEN3 | HY | OP | NA | WAT |  | 651026.3125 |  |  | EIA Prime Mover-level Data
2020 | VT | Berlin 5 | 3734 | A | GT | OP | CT | DFO | 16 | 2599.2 | 0.074824 | 0.057574 | EPA/CAMD | NEI avg EF - PM, fuel type, firing type | 1972
2020 | VT | Berlin 5 | 3734 | B | GT | OP | CT | DFO | 16 | 1652.8 | 0.047579 | 0.057574 | EPA/CAMD | NEI avg EF - PM, fuel type, firing type | 1972
2020 | VT | Billings Road | 64860 | 286 | PV | U | NA | SUN
2020 | VT | Bolton Falls | 7056 | 1 | HY | OP | NA | WAT |  | 96695 |  |  | EIA Prime Mover-level Data
2020 | VT | Bolton Falls | 7056 | 2 | HY | OP | NA | WAT |  | 96695 |  |  | EIA Prime Mover-level Data
2020 | VT | Boltonville Hydro Associates | 50539 | 1 | HY | OP | NA | WAT |  | 11764.0908 |  |  | EIA Prime Mover-level Data
2020 | VT | Boltonville Hydro Associates | 50539 | 2 | HY | OP | NA | WAT |  | 7058.4551 |  |  | EIA Prime Mover-level Data
2020 | VT | Boltonville Hydro Associates | 50539 | 3 | HY | OP | NA | WAT |  | 7058.4551 |  |  | EIA Prime Mover-level Data
2020 | VT | Cadys Falls | 3765 | 1 | HY | OP | NA | WAT |  | 7921.5 |  |  | EIA Prime Mover-level Data
2020 | VT | Cadys Falls | 3765 | 2 | HY | OP | NA | WAT |  | 7921.5 |  |  | EIA Prime Mover-level Data
2020 | VT | Canaan | 3750 | 1 | HY | OP | NA | WAT |  | 50777 |  |  | EIA Prime Mover-level Data
2020 | VT | Cavendish | 3710 | 1 | HY | OP | NA | WAT |  | 16519.0586 |  |  | EIA Prime Mover-level Data
2020 | VT | Cavendish | 3710 | 2 | HY | OP | NA | WAT |  | 16519.0586 |  |  | EIA Prime Mover-level Data
2020 | VT | Cavendish | 3710 | 3 | HY | OP | NA | WAT |  | 13765.8828 |  |  | EIA Prime Mover-level Data
2020 | VT | Chace Mill Winooski One | 54355 | GEN1 | HY | OP | NA | WAT |  | 72915.6641 |  |  | EIA Prime Mover-level Data
2020 | VT | Chace Mill Winooski One | 54355 | GEN2 | HY | OP | NA | WAT |  | 72915.6641 |  |  | EIA Prime Mover-level Data
2020 | VT | Chace Mill Winooski One | 54355 | GEN3 | HY | OP | NA | WAT |  | 72915.6641 |  |  | EIA Prime Mover-level Data
2020 | VT | Charlotte Solar LLC VT | 59719 | CS001 | PV | OP | NA | SUN |  | 26065 |  |  | EIA Prime Mover-level Data
2020 | VT | Chester Power Partners | 59755 | PVS1 | PV | OP | NA | SUN |  | 24380 |  |  | EIA Prime Mover-level Data
2020 | VT | Chittenden County Solar Partners | 57481 | 1 | PV | OP | NA | SUN |  | 27391 |  |  | EIA Prime Mover-level Data
2020 | VT | Claire Solar Farm | 59477 | CSF1 | PV | OP | NA | SUN |  | 29477 |  |  | EIA Prime Mover-level Data
2020 | VT | Clarendon Solar Farm | 59476 | VT001 | PV | OP | NA | SUN |  | 25470 |  |  | EIA Prime Mover-level Data
2020 | VT | Clark Falls | 3711 | 1 | HY | OP | NA | WAT |  | 128953 |  |  | EIA Prime Mover-level Data
2020 | VT | Colchester 16 | 3735 | GT1 | GT | OP | NA | DFO |  | 924 | 0.0083362 | 0.018044 | EIA Prime Mover-level Data | NEI avg EF - PM, fuel type, firing type
2020 | VT | Cold River Road Solar | 60912 | PV1 | PV | OP | NA | SUN |  | 30892 |  |  | EIA Prime Mover-level Data
2020 | VT | Coolidge Solar 1, LLC | 61959 | COLS | PV | OP | NA | SUN |  | 257550 |  |  | EIA Prime Mover-level Data
2020 | VT | Coventry Clean Energy Corporation | 62859 | COV-1 | IC | OP | NA | LFG |  | 119625.2031 | 0.87925 | 0.0147 | EIA Prime Mover-level Data | Estimated using an emission factor
2020 | VT | Coventry Clean Energy Corporation | 62859 | COV-2 | IC | OP | NA | LFG |  | 119625.2031 | 0.87925 | 0.0147 | EIA Prime Mover-level Data | Estimated using an emission factor
2020 | VT | Coventry Clean Energy Corporation | 62859 | COV-3 | IC | OP | NA | LFG |  | 119625.2031 | 0.87925 | 0.0147 | EIA Prime Mover-level Data | Estimated using an emission factor
2020 | VT | Coventry Clean Energy Corporation | 62859 | COV-4 | IC | OP | NA | LFG |  | 119625.2031 | 0.87925 | 0.0147 | EIA Prime Mover-level Data | Estimated using an emission factor
2020 | VT | Coventry Clean Energy Corporation | 62859 | COV-5 | IC | OP | NA | LFG |  | 119625.2031 | 0.87925 | 0.0147 | EIA Prime Mover-level Data | Estimated using an emission factor
2020 | VT | Coventry Photovoltaic, LLC | 60411 | COVEN | PV | OP | NA | SUN |  | 24740 |  |  | EIA Prime Mover-level Data
2020 | VT | Deerfield Wind LLC | 61039 | WT1 | WT | OP | NA | WND |  | 913366 |  |  | EIA Prime Mover-level Data
2020 | VT | Deweys Mill | 10137 | GEN1 | HY | OP | NA | WAT |  | 12201.667 |  |  | EIA Prime Mover-level Data
2020 | VT | Deweys Mill | 10137 | GEN2 | HY | OP | NA | WAT |  | 2440.333 |  |  | EIA Prime Mover-level Data
2020 | VT | East Barnet | 788 | 1 | HY | OP | NA | WAT |  | 49673 |  |  | EIA Prime Mover-level Data
2020 | VT | Elizabeth Mines Solar 1 | 61124 | EMS1 | PV | OP | NA | SUN |  | 68017 |  |  | EIA Prime Mover-level Data
2020 | VT | ER Salvage Yard | 64863 | 284 | PV | U | NA | SUN
2020 | VT | Essex Junction 19 | 3737 | H1 | HY | OP | NA | WAT |  | 70218.2266 |  |  | EIA Prime Mover-level Data
2020 | VT | Essex Junction 19 | 3737 | H2 | HY | OP | NA | WAT |  | 70218.2266 |  |  | EIA Prime Mover-level Data
2020 | VT | Essex Junction 19 | 3737 | H3 | HY | OP | NA | WAT |  | 70218.2266 |  |  | EIA Prime Mover-level Data
2020 | VT | Essex Junction 19 | 3737 | H4 | HY | OP | NA | WAT |  | 70218.2266 |  |  | EIA Prime Mover-level Data
2020 | VT | Essex Junction 19 | 3737 | H9 | HY | OP | NA | WAT |  | 31208.0996 |  |  | EIA Prime Mover-level Data
2020 | VT | Essex Junction 19 | 3737 | IC5 | IC | RE | NA | DFO
2020 | VT | Essex Junction 19 | 3737 | IC-5 | IC | OP | NA | DFO |  | 219.25 | 0.033984 | 0.31 | EIA Prime Mover-level Data | Estimated using an emission factor
2020 | VT | Essex Junction 19 | 3737 | IC6 | IC | RE | NA | DFO
2020 | VT | Essex Junction 19 | 3737 | IC-6 | IC | OP | NA | DFO |  | 219.25 | 0.033984 | 0.31 | EIA Prime Mover-level Data | Estimated using an emission factor
2020 | VT | Essex Junction 19 | 3737 | IC7 | IC | RE | NA | DFO
2020 | VT | Essex Junction 19 | 3737 | IC-7 | IC | OP | NA | DFO |  | 219.25 | 0.033984 | 0.31 | EIA Prime Mover-level Data | Estimated using an emission factor
2020 | VT | Essex Junction 19 | 3737 | IC8 | IC | RE | NA | DFO
2020 | VT | Essex Junction 19 | 3737 | IC-8 | IC | OP | NA | DFO |  | 219.25 | 0.033984 | 0.31 | EIA Prime Mover-level Data | Estimated using an emission factor
2020 | VT | Fairfax Falls | 3712 | 1 | HY | OP | NA | WAT |  | 65369.6016 |  |  | EIA Prime Mover-level Data
2020 | VT | Fairfax Falls | 3712 | 2 | HY | OP | NA | WAT |  | 98054.3984 |  |  | EIA Prime Mover-level Data
2020 | VT | Florence | 7337 | 1 | GT | RE | NA | DFO
2020 | VT | Florence | 7337 | 2 | GT | RE | NA | DFO
2020 | VT | Georgia Mountain Community Wind Farm | 58238 | GMCW | WT | OP | NA | WND |  | 253997 |  |  | EIA Prime Mover-level Data
2020 | VT | Gilman Mill | 10608 | GEN1 | HY | OP | NA | WAT |  | 90017.5859 |  |  | EIA Prime Mover-level Data
2020 | VT | Gilman Mill | 10608 | GEN2 | HY | OP | NA | WAT |  | 40917.082 |  |  | EIA Prime Mover-level Data
2020 | VT | Gilman Mill | 10608 | GEN3 | HY | OP | NA | WAT |  | 32733.666 |  |  | EIA Prime Mover-level Data
2020 | VT | Gilman Mill | 10608 | GEN4 | HY | OP | NA | WAT |  | 32733.666 |  |  | EIA Prime Mover-level Data
2020 | VT | Gilman Mill | 10608 | GEN5 | ST | RE | NA | WDS
2020 | VT | Glen | 3714 | 1 | HY | OP | NA | WAT |  | 24064.5 |  |  | EIA Prime Mover-level Data
2020 | VT | Glen | 3714 | 2 | HY | OP | NA | WAT |  | 24064.5 |  |  | EIA Prime Mover-level Data
2020 | VT | GMP Solar - Hartford | 60874 | GMPSH | PV | OP | NA | SUN |  | 69184 |  |  | EIA Prime Mover-level Data
2020 | VT | GMP Solar - Panton Hybrid | 60562 | GMPBP | BA | OP | NA | MWH |  | 0 |  |  | EIA Prime Mover-level Data
2020 | VT | GMP Solar - Panton Hybrid | 60562 | GMPSP | PV | OP | NA | SUN |  | 72763 |  |  | EIA Prime Mover-level Data
2020 | VT | GMP Solar - Richmond | 60547 | PV1 | PV | OP | NA | SUN |  | 26134 |  |  | EIA Prime Mover-level Data
2020 | VT | GMP Solar - Williamstown | 60877 | GMPSN | PV | OP | NA | SUN |  | 64358 |  |  | EIA Prime Mover-level Data
2020 | VT | GMP Solar - Williston | 60875 | GMPSW | PV | OP | NA | SUN |  | 63148 |  |  | EIA Prime Mover-level Data
2020 | VT | GMP Solar/Storage-Essex Hybrid | 62383 | GMPBE | BA | OP | NA | MWH |  | 0 |  |  | EIA Prime Mover-level Data
2020 | VT | GMP Solar/Storage-Essex Hybrid | 62383 | GMPSE | PV | OP | NA | SUN |  | 62605 |  |  | EIA Prime Mover-level Data
2020 | VT | GMP Solar/Storage-Ferrisburgh Hybrid | 62382 | GMPBF | BA | OP | NA | MWH |  | 0 |  |  | EIA Prime Mover-level Data
2020 | VT | GMP Solar/Storage-Ferrisburgh Hybrid | 62382 | GMPSF | PV | OP | NA | SUN |  | 73421 |  |  | EIA Prime Mover-level Data
2020 | VT | GMP Solar/Storage-Milton Hybrid | 62381 | GMPBM | BA | OP | NA | MWH |  | 0 |  |  | EIA Prime Mover-level Data
2020 | VT | GMP Solar/Storage-Milton Hybrid | 62381 | GMPSM | PV | OP | NA | SUN |  | 65262 |  |  | EIA Prime Mover-level Data
2020 | VT | Golden Solar | 64443 | GOLD | PV | T | NA | SUN
2020 | VT | Gorge 18 | 6475 | 1 | HY | OP | NA | WAT |  | 44338 |  |  | EIA Prime Mover-level Data
2020 | VT | Great Falls (VT) | 3762 | 1 | HY | OP | NA | WAT |  | 3596.053 |  |  | EIA Prime Mover-level Data
2020 | VT | Great Falls (VT) | 3762 | 2 | HY | OP | NA | WAT |  | 3596.053 |  |  | EIA Prime Mover-level Data
2020 | VT | Great Falls (VT) | 3762 | 3 | HY | OP | NA | WAT |  | 15582.8945 |  |  | EIA Prime Mover-level Data
2020 | VT | GSPP Gilman, LLC | 63368 | GILMA | PV | OP | NA | SUN |  | 28152 |  |  | EIA Prime Mover-level Data
2020 | VT | Harriman | 3746 | GEN1 | HY | OP | NA | WAT |  | 259844.6719 |  |  | EIA Prime Mover-level Data
2020 | VT | Harriman | 3746 | GEN2 | HY | OP | NA | WAT |  | 259844.6719 |  |  | EIA Prime Mover-level Data
2020 | VT | Harriman | 3746 | GEN3 | HY | OP | NA | WAT |  | 259844.6719 |  |  | EIA Prime Mover-level Data
2020 | VT | Highgate Falls | 6618 | 1 | HY | OP | NA | WAT |  | 33921.5352 |  |  | EIA Prime Mover-level Data
2020 | VT | Highgate Falls | 6618 | 2 | HY | OP | NA | WAT |  | 30837.7578 |  |  | EIA Prime Mover-level Data
2020 | VT | Highgate Falls | 6618 | 3 | HY | OP | NA | WAT |  | 98680.8281 |  |  | EIA Prime Mover-level Data
2020 | VT | Highgate Falls | 6618 | 4 | HY | OP | NA | WAT |  | 178859 |  |  | EIA Prime Mover-level Data
2020 | VT | Highgate Falls | 6618 | 5 | HY | OP | NA | WAT |  | 15418.8789 |  |  | EIA Prime Mover-level Data
2020 | VT | Hinesburg | 62907 | VEC | BA | OP | NA | MWH |  | 0 |  |  | EIA Prime Mover-level Data
2020 | VT | Huntington Falls | 50713 | GEN1 | HY | OP | NA | WAT |  | 23878.457 |  |  | EIA Prime Mover-level Data
2020 | VT | Huntington Falls | 50713 | GEN2 | HY | OP | NA | WAT |  | 23878.457 |  |  | EIA Prime Mover-level Data
2020 | VT | Huntington Falls | 50713 | GEN3 | HY | OP | NA | WAT |  | 122377.0859 |  |  | EIA Prime Mover-level Data
2020 | VT | J C McNeil | 589 | 1 | ST | OP | OTHER BOILER | WDS | 5204 | 3675110.25 | 0.74 | 0.00040271 | EPA/CAMD | EPA/NEI | 1984
2020 | VT | Kingdom Community Wind | 57979 | KCW | WT | OP | NA | WND |  | 1480654 |  |  | EIA Prime Mover-level Data
2020 | VT | Lawrence Brook | 64268 | 280 | PV | OP | NA | SUN |  | 377 |  |  | EIA Prime Mover-level Data
2020 | VT | Limerick Road Solar Farm | 60537 | 8027 | PV | OP | NA | SUN |  | 29414 |  |  | EIA Prime Mover-level Data
2020 | VT | Lower Middlebury | 3716 | 1 | HY | OP | NA | WAT |  | 6021 |  |  | EIA Prime Mover-level Data
2020 | VT | Lower Middlebury | 3716 | 2 | HY | OP | NA | WAT |  | 6021 |  |  | EIA Prime Mover-level Data
2020 | VT | Lower Middlebury | 3716 | 3 | HY | OP | NA | WAT |  | 6021 |  |  | EIA Prime Mover-level Data
2020 | VT | Main Street Solar Project | 59682 | MS258 | PV | OP | NA | SUN |  | 20466 |  |  | EIA Prime Mover-level Data
2020 | VT | Marshfield 6 | 3739 | 1 | HY | OP | NA | WAT |  | 67501 |  |  | EIA Prime Mover-level Data
2020 | VT | Mcindoes | 6483 | GEN1 | HY | OP | NA | WAT |  | 97307.75 |  |  | EIA Prime Mover-level Data
2020 | VT | Mcindoes | 6483 | GEN2 | HY | OP | NA | WAT |  | 97307.75 |  |  | EIA Prime Mover-level Data
2020 | VT | Mcindoes | 6483 | GEN3 | HY | OP | NA | WAT |  | 97307.75 |  |  | EIA Prime Mover-level Data
2020 | VT | Mcindoes | 6483 | GEN4 | HY | OP | NA | WAT |  | 97307.75 |  |  | EIA Prime Mover-level Data
2020 | VT | MHG Wallingford | 62728 | X0041 | PV | OP | NA | SUN |  | 31275 |  |  | EIA Prime Mover-level Data
2020 | VT | Middlebury College | 57804 | 1 | ST | RE | NA | WDS
2020 | VT | Middlebury College | 57804 | 2 | ST | OP | NA | WDS |  | 92788.2891 | 0.86752 | 0.018699 | EIA Prime Mover-level Data | NEI avg EF - PM, fuel type
2020 | VT | Middlebury College | 57804 | 3 | ST | OP | NA | WDS |  | 123717.7109 | 1.1567 | 0.018699 | EIA Prime Mover-level Data | NEI avg EF - PM, fuel type
2020 | VT | Middlesex 2 | 3740 | 1 | HY | OP | NA | WAT |  | 37509 |  |  | EIA Prime Mover-level Data
2020 | VT | Middlesex 2 | 3740 | 2 | HY | OP | NA | WAT |  | 37509 |  |  | EIA Prime Mover-level Data
2020 | VT | Milton | 3717 | 1 | HY | OP | NA | WAT |  | 159304.5 |  |  | EIA Prime Mover-level Data
2020 | VT | Milton | 3717 | 2 | HY | OP | NA | WAT |  | 159304.5 |  |  | EIA Prime Mover-level Data
2020 | VT | Moretown | 56891 | GEN 1 | IC | RE | NA | LFG
2020 | VT | Moretown | 56891 | GEN 2 | IC | OP | NA | LFG |  | 101965 | 0.74944 | 0.0147 | EIA Prime Mover-level Data | Estimated using an emission factor
2020 | VT | Moretown Generating Station | 52033 | 1 | HY | OS | NA | WAT
2020 | VT | Morrisville | 3764 | 1 | HY | OP | NA | WAT |  | 9763.667 |  |  | EIA Prime Mover-level Data
2020 | VT | Morrisville | 3764 | 2 | HY | OP | NA | WAT |  | 19527.334 |  |  | EIA Prime Mover-level Data
2020 | VT | Nebraska Valley Solar Farm | 61125 | NVSF | PV | OP | NA | SUN |  | 11149 |  |  | EIA Prime Mover-level Data
2020 | VT | Newport | 3731 | 1 | HY | OP | NA | WAT |  | 57468.0742 |  |  | EIA Prime Mover-level Data
2020 | VT | Newport | 3731 | 2 | HY | OP | NA | WAT |  | 57468.0742 |  |  | EIA Prime Mover-level Data
2020 | VT | Newport | 3731 | 3 | HY | OP | NA | WAT |  | 20282.8496 |  |  | EIA Prime Mover-level Data
2020 | VT | Newport Diesels | 3730 | 10 | IC | RE | NA | DFO
2020 | VT | Newport Diesels | 3730 | 4 | IC | RE | NA | DFO
2020 | VT | Newport Diesels | 3730 | 5 | IC | RE | NA | DFO
2020 | VT | Newport Diesels | 3730 | 6 | IC | RE | NA | DFO
2020 | VT | Newport Diesels | 3730 | 7 | IC | RE | NA | DFO
2020 | VT | Newport Diesels | 3730 | 8 | IC | RE | NA | DFO
2020 | VT | Newport Diesels | 3730 | 9 | IC | RE | NA | DFO
2020 | VT | Next Generation Solar Farm | 61340 | NGSF1 | PV | OP | NA | SUN |  | 34836 |  |  | EIA Prime Mover-level Data
2020 | VT | Open View Solar Farm | 58935 | PV | PV | OP | NA | SUN |  | 26046 |  |  | EIA Prime Mover-level Data
2020 | VT | Ottauquechee Hydro | 50126 | 1 | HY | OP | NA | WAT |  | 9767.333 |  |  | EIA Prime Mover-level Data
2020 | VT | Ottauquechee Hydro | 50126 | 2 | HY | OP | NA | WAT |  | 4883.667 |  |  | EIA Prime Mover-level Data
2020 | VT | Penny Lane Gas Turbine | 3754 | CT1 | GT | OP | CT | DFO | 59 | 4566 | 0.13144 | 0.057574 | EPA/CAMD | NEI avg EF - PM, fuel type, firing type | 1971
2020 | VT | Penny Lane Gas Turbine | 3754 | CT2 | GT | OP | CT | DFO | 59 | 4559.7998 | 0.13126 | 0.057574 | EPA/CAMD | NEI avg EF - PM, fuel type, firing type | 1971
2020 | VT | Peterson | 3720 | 1 | HY | OP | NA | WAT |  | 46304 |  |  | EIA Prime Mover-level Data
2020 | VT | Pittsford | 3722 | 1 | HY | OP | NA | WAT |  | 22797.3047 |  |  | EIA Prime Mover-level Data
2020 | VT | Pittsford | 3722 | 2 | HY | OP | NA | WAT |  | 22797.3047 |  |  | EIA Prime Mover-level Data
2020 | VT | Pittsford | 3722 | 3 | HY | OP | NA | WAT |  | 17536.3887 |  |  | EIA Prime Mover-level Data
2020 | VT | Proctor | 6450 | 1 | HY | OP | NA | WAT |  | 55270.7266 |  |  | EIA Prime Mover-level Data
2020 | VT | Proctor | 6450 | 2 | HY | OP | NA | WAT |  | 27635.3633 |  |  | EIA Prime Mover-level Data
2020 | VT | Proctor | 6450 | 3 | HY | OP | NA | WAT |  | 27635.3633 |  |  | EIA Prime Mover-level Data
2020 | VT | Proctor | 6450 | 4 | HY | OP | NA | WAT |  | 27635.3633 |  |  | EIA Prime Mover-level Data
2020 | VT | Proctor | 6450 | 5 | HY | OP | NA | WAT |  | 100178.1875 |  |  | EIA Prime Mover-level Data
2020 | VT | Rutland | 3723 | GT5 | GT | OP | NA | DFO |  | 3920 | 0.035366 | 0.018044 | EIA Prime Mover-level Data | NEI avg EF - PM, fuel type, firing type
2020 | VT | Ryegate Associates | 51026 | 1 | ST | OP | STOKER | WDS |  |  | 0.6828 |  |  | EPA/NEI | 1992
2020 | VT | Saint Albans Solar | 61928 | GEN1 | PV | OP | NA | SUN |  | 66666 |  |  | EIA Prime Mover-level Data
2020 | VT | Salisbury | 3724 | 1 | HY | OP | NA | WAT |  | 20775 |  |  | EIA Prime Mover-level Data
2020 | VT | Searsburg | 6529 | GEN1 | HY | OP | NA | WAT |  | 157631 |  |  | EIA Prime Mover-level Data
2020 | VT | Searsburg Wind Turbine | 7381 | 1 | WT | OP | NA | WND |  | 107468 |  |  | EIA Prime Mover-level Data
2020 | VT | Shaftsbury Solar | 64064 | SHAFT | PV | P | NA | SUN
2020 | VT | Sheffield Wind | 57080 | 1 | WT | OP | NA | WND |  | 609713 |  |  | EIA Prime Mover-level Data
2020 | VT | Sheldon Solar | 58824 | I402 | PV | OP | NA | SUN |  | 18547 |  |  | EIA Prime Mover-level Data
2020 | VT | Sheldon Springs Hydroelectric | 10494 | IG-1 | HY | OP | NA | WAT |  | 30311.5 |  |  | EIA Prime Mover-level Data
2020 | VT | Sheldon Springs Hydroelectric | 10494 | IG-2 | HY | OP | NA | WAT |  | 30311.5 |  |  | EIA Prime Mover-level Data
2020 | VT | Sheldon Springs Hydroelectric | 10494 | IG-3 | HY | OP | NA | WAT |  | 3367.9441 |  |  | EIA Prime Mover-level Data
2020 | VT | Sheldon Springs Hydroelectric | 10494 | SG-1 | HY | OP | NA | WAT |  | 171765.1719 |  |  | EIA Prime Mover-level Data
2020 | VT | Sheldon Springs Hydroelectric | 10494 | SG-2 | HY | OP | NA | WAT |  | 171765.1719 |  |  | EIA Prime Mover-level Data
2020 | VT | Sheldon Springs Hydroelectric | 10494 | SG-3 | HY | OP | NA | WAT |  | 16839.7227 |  |  | EIA Prime Mover-level Data
2020 | VT | Silver Lake (VT) | 3725 | 1 | HY | OP | NA | WAT |  | 36617 |  |  | EIA Prime Mover-level Data
2020 | VT | Smith (VT) | 3709 | 1 | HY | OP | NA | WAT |  | 18552.666 |  |  | EIA Prime Mover-level Data
2020 | VT | Smith (VT) | 3709 | HC2 | HY | OP | NA | WAT |  | 9276.333 |  |  | EIA Prime Mover-level Data
2020 | VT | St. Albans SPEED Project | 59445 | PV1 | PV | OP | NA | SUN |  | 24986 |  |  | EIA Prime Mover-level Data
2020 | VT | Stafford Hill Solar Hybrid | 60518 | BA1 | BA | OP | NA | MWH |  | 0 |  |  | EIA Prime Mover-level Data
2020 | VT | Stafford Hill Solar Hybrid | 60518 | PV1 | PV | OP | NA | SUN |  | 13643 |  |  | EIA Prime Mover-level Data
2020 | VT | Sudbury Solar | 60344 | SUD | PV | OP | NA | SUN |  | 27257 |  |  | EIA Prime Mover-level Data
2020 | VT | SunGen Sharon 1 LLC | 58541 | 1 | PV | OP | NA | SUN |  | 25521 |  |  | EIA Prime Mover-level Data
2020 | VT | SVEP Solar Project Company | 58144 | SVEP1 | PV | OP | NA | SUN |  | 23133 |  |  | EIA Prime Mover-level Data
2020 | VT | Technology Drive Solar | 58964 | PV1 | PV | OP | NA | SUN |  | 21915 |  |  | EIA Prime Mover-level Data
2020 | VT | VEC Alburgh Array | 60860 | PV1 | PV | OP | NA | SUN |  | 12484 |  |  | EIA Prime Mover-level Data
2020 | VT | VEC Magee Hill Solar | 60954 | PV1 | PV | OP | NA | SUN |  | 15064 |  |  | EIA Prime Mover-level Data
2020 | VT | Vergennes 9 | 6519 | 1 | HY | OP | NA | WAT |  | 11350.5 |  |  | EIA Prime Mover-level Data
2020 | VT | Vergennes 9 | 6519 | 2 | HY | OP | NA | WAT |  | 11350.5 |  |  | EIA Prime Mover-level Data
2020 | VT | Vergennes 9 | 6519 | 4 | HY | OP | NA | WAT |  | 16215 |  |  | EIA Prime Mover-level Data
2020 | VT | Vergennes 9 | 6519 | 5 | IC | OP | NA | DFO |  | 542.5 | 0.084087 | 0.31 | EIA Prime Mover-level Data | Estimated using an emission factor
2020 | VT | Vergennes 9 | 6519 | 6 | IC | OP | NA | DFO |  | 542.5 | 0.084087 | 0.31 | EIA Prime Mover-level Data | Estimated using an emission factor
2020 | VT | Vernon Dam | 2352 | 1 | HY | OP | NA | WAT |  | 69586.7422 |  |  | EIA Prime Mover-level Data
2020 | VT | Vernon Dam | 2352 | 10 | HY | OP | NA | WAT |  | 146132.1562 |  |  | EIA Prime Mover-level Data
2020 | VT | Vernon Dam | 2352 | 2 | HY | OP | NA | WAT |  | 69586.7422 |  |  | EIA Prime Mover-level Data
2020 | VT | Vernon Dam | 2352 | 3 | HY | OP | NA | WAT |  | 69586.7422 |  |  | EIA Prime Mover-level Data
2020 | VT | Vernon Dam | 2352 | 4 | HY | OP | NA | WAT |  | 86983.4297 |  |  | EIA Prime Mover-level Data
2020 | VT | Vernon Dam | 2352 | 5 | HY | OP | NA | WAT |  | 156570.1719 |  |  | EIA Prime Mover-level Data
2020 | VT | Vernon Dam | 2352 | 6 | HY | RE | NA | WAT
2020 | VT | Vernon Dam | 2352 | 6A | HY | OP | NA | WAT |  | 173966.8594 |  |  | EIA Prime Mover-level Data
2020 | VT | Vernon Dam | 2352 | 7 | HY | RE | NA | WAT
2020 | VT | Vernon Dam | 2352 | 7A | HY | OP | NA | WAT |  | 173966.8594 |  |  | EIA Prime Mover-level Data
2020 | VT | Vernon Dam | 2352 | 8 | HY | OP | NA | WAT |  | 156570.1719 |  |  | EIA Prime Mover-level Data
2020 | VT | Vernon Dam | 2352 | 9 | HY | OP | NA | WAT |  | 146132.1562 |  |  | EIA Prime Mover-level Data
2020 | VT | VPPSA Project 10 | 63203 | 12510 | GT | OP | NA | DFO |  | 3807 | 0.034346 | 0.018044 | EIA Prime Mover-level Data | NEI avg EF - PM, fuel type, firing type
2020 | VT | VPPSA Project 10 | 63203 | 12511 | GT | OP | NA | DFO |  | 3807 | 0.034346 | 0.018044 | EIA Prime Mover-level Data | NEI avg EF - PM, fuel type, firing type
2020 | VT | W K Sanders | 678 | 1 | HY | OP | NA | WAT |  | 3764.5 |  |  | EIA Prime Mover-level Data
2020 | VT | W K Sanders | 678 | 2 | HY | OP | NA | WAT |  | 3764.5 |  |  | EIA Prime Mover-level Data
2020 | VT | Waterbury 22 | 6520 | 1 | HY | OP | NA | WAT |  | 122893 |  |  | EIA Prime Mover-level Data
2020 | VT | West Charleston | 3753 | 1 | HY | OP | NA | WAT |  | 22524.5 |  |  | EIA Prime Mover-level Data
2020 | VT | West Charleston | 3753 | 2 | HY | OP | NA | WAT |  | 22524.5 |  |  | EIA Prime Mover-level Data
2020 | VT | West Charleston | 3753 | IC3 | IC | RE | NA | DFO
2020 | VT | West Charleston | 3753 | IC4 | IC | RE | NA | DFO
2020 | VT | West Danville 15 | 3743 | 1 | HY | OP | NA | WAT |  | 29302 |  |  | EIA Prime Mover-level Data
2020 | VT | Westminster | 62443 | A | PV | OP | NA | SUN |  | 26170 |  |  | EIA Prime Mover-level Data
2020 | VT | Weybridge | 3728 | 1 | HY | OP | NA | WAT |  | 88099 |  |  | EIA Prime Mover-level Data
2020 | VT | Weybridge 1 Solar | 61038 | WEY1 | PV | CN | NA | SUN
2020 | VT | Whitcomb Solar Farm | 59049 | PS01 | PV | OP | NA | SUN |  | 32118 |  |  | EIA Prime Mover-level Data
2020 | VT | Wilder | 2353 | GEN1 | HY | OP | NA | WAT |  | 605110.5 |  |  | EIA Prime Mover-level Data
2020 | VT | Wilder | 2353 | GEN2 | HY | OP | NA | WAT |  | 605110.5 |  |  | EIA Prime Mover-level Data
2020 | VT | Wilder | 2353 | GEN3 | HY | OP | NA | WAT |  | 119528 |  |  | EIA Prime Mover-level Data
2020 | VT | Williamstown Solar | 58145 | WTS_1 | PV | OP | NA | SUN |  | 23065 |  |  | EIA Prime Mover-level Data
2020 | VT | Wrightsville Hydro Plant | 7051 | 1 | HY | OP | NA | WAT |  | 1891.4 |  |  | EIA Prime Mover-level Data
2020 | VT | Wrightsville Hydro Plant | 7051 | 2 | HY | OP | NA | WAT |  | 5674.2002 |  |  | EIA Prime Mover-level Data
2020 | VT | Wrightsville Hydro Plant | 7051 | 3 | HY | OP | NA | WAT |  | 11348.4004 |  |  | EIA Prime Mover-level Data
2020 | WA | Adams Nielson Solar | 61933 | ADAMS | PV | OP | NA | SUN |  | 398154 |  |  | EIA Prime Mover-level Data
2020 | WA | Alder | 3913 | 11 | HY | OP | NA | WAT |  | 928832.5 |  |  | EIA Prime Mover-level Data
2020 | WA | Alder | 3913 | 12 | HY | OP | NA | WAT |  | 928832.5 |  |  | EIA Prime Mover-level Data
2020 | WA | Arlington Microgrid | 64446 | AMGB | BA | V | NA | MWH
2020 | WA | Arlington Microgrid | 64446 | AMGPV | PV | OP | NA | SUN
2020 | WA | Big Horn Wind II | 57319 | 1 | WT | OP | NA | WND |  | 1270630 |  |  | EIA Prime Mover-level Data
2020 | WA | Big Horn Wind Project | 56361 | 1 | WT | OP | NA | WND |  | 5268115 |  |  | EIA Prime Mover-level Data
2020 | WA | Biotech LS 0836 | 56932 | BLS1 | IC | SB | NA | DFO
2020 | WA | Black Creek | 54860 | GEN1 | HY | OP | NA | WAT |  | 113882 |  |  | EIA Prime Mover-level Data
2020 | WA | Black Rock Solar LLC | 64671 | KOV4A | PV | T | NA | SUN
2020 | WA | Boulder Park | 8022 | 1 | IC | OP | NA | NG |  | 73550.8359 | 0.015519 | 0.000422 | EIA Prime Mover-level Data | Estimated using an emission factor
2020 | WA | Boulder Park | 8022 | 2 | IC | OP | NA | NG |  | 73550.8359 | 0.015519 | 0.000422 | EIA Prime Mover-level Data | Estimated using an emission factor
2020 | WA | Boulder Park | 8022 | 3 | IC | OP | NA | NG |  | 73550.8359 | 0.015519 | 0.000422 | EIA Prime Mover-level Data | Estimated using an emission factor
2020 | WA | Boulder Park | 8022 | 4 | IC | OP | NA | NG |  | 73550.8359 | 0.015519 | 0.000422 | EIA Prime Mover-level Data | Estimated using an emission factor
2020 | WA | Boulder Park | 8022 | 5 | IC | OP | NA | NG |  | 73550.8359 | 0.015519 | 0.000422 | EIA Prime Mover-level Data | Estimated using an emission factor
2020 | WA | Boulder Park | 8022 | 6 | IC | OP | NA | NG |  | 73550.8359 | 0.015519 | 0.000422 | EIA Prime Mover-level Data | Estimated using an emission factor
2020 | WA | Boundary | 6433 | 51 | HY | OP | NA | WAT |  | 4435064 |  |  | EIA Prime Mover-level Data
2020 | WA | Boundary | 6433 | 52 | HY | OP | NA | WAT |  | 4521861 |  |  | EIA Prime Mover-level Data
2020 | WA | Boundary | 6433 | 53 | HY | OP | NA | WAT |  | 4435064 |  |  | EIA Prime Mover-level Data
2020 | WA | Boundary | 6433 | 54 | HY | OP | NA | WAT |  | 4521861 |  |  | EIA Prime Mover-level Data
2020 | WA | Boundary | 6433 | 55 | HY | OP | NA | WAT |  | 6702994 |  |  | EIA Prime Mover-level Data
2020 | WA | Boundary | 6433 | 56 | HY | OP | NA | WAT |  | 6702994 |  |  | EIA Prime Mover-level Data
2020 | WA | Box Canyon | 3891 | 1 | HY | OP | NA | WAT |  | 984041 |  |  | EIA Prime Mover-level Data
2020 | WA | Box Canyon | 3891 | 2 | HY | OP | NA | WAT |  | 984041 |  |  | EIA Prime Mover-level Data
2020 | WA | Box Canyon | 3891 | 3 | HY | OP | NA | WAT |  | 984041 |  |  | EIA Prime Mover-level Data
2020 | WA | Box Canyon | 3891 | 4 | HY | OP | NA | WAT |  | 984041 |  |  | EIA Prime Mover-level Data
2020 | WA | Calligan Creek Hydroelectric Project | 60418 | CC6MW | HY | OP | NA | WAT |  | 169004 |  |  | EIA Prime Mover-level Data
2020 | WA | Camas Solar Project | 62071 | CAMAS | PV | T | NA | SUN
2020 | WA | Cedar Falls (WA) | 6430 | 5 | HY | OP | NA | WAT |  | 353652.5 |  |  | EIA Prime Mover-level Data
2020 | WA | Cedar Falls (WA) | 6430 | 6 | HY | OP | NA | WAT |  | 353652.5 |  |  | EIA Prime Mover-level Data
2020 | WA | Cedar Hills | 57298 | 1 | IC | OP | NA | LFG
2020 | WA | Cedar Hills | 57298 | 10 | IC | OP | NA | LFG
2020 | WA | Cedar Hills | 57298 | 11 | IC | OP | NA | LFG
2020 | WA | Cedar Hills | 57298 | 12 | IC | OP | NA | LFG
2020 | WA | Cedar Hills | 57298 | 13 | IC | OP | NA | LFG
2020 | WA | Cedar Hills | 57298 | 14 | IC | OP | NA | LFG
2020 | WA | Cedar Hills | 57298 | 15 | IC | OP | NA | LFG
2020 | WA | Cedar Hills | 57298 | 16 | IC | OP | NA | LFG
2020 | WA | Cedar Hills | 57298 | 17 | IC | OP | NA | LFG
2020 | WA | Cedar Hills | 57298 | 18 | IC | OP | NA | LFG
2020 | WA | Cedar Hills | 57298 | 2 | IC | OP | NA | LFG
2020 | WA | Cedar Hills | 57298 | 3 | IC | OP | NA | LFG
2020 | WA | Cedar Hills | 57298 | 4 | IC | OP | NA | LFG
2020 | WA | Cedar Hills | 57298 | 5 | IC | OP | NA | LFG
2020 | WA | Cedar Hills | 57298 | 6 | IC | OP | NA | LFG
2020 | WA | Cedar Hills | 57298 | 7 | IC | OP | NA | LFG
2020 | WA | Cedar Hills | 57298 | 8 | IC | OP | NA | LFG
2020 | WA | Cedar Hills | 57298 | 9 | IC | OP | NA | LFG
2020 | WA | Centralia | 3845 | BW21 | ST | OP | TANGENTIAL | RC | 5701 | 33360982 | 220.6 | 0.013225 | EPA/CAMD | EPA/NEI | 1972
2020 | WA | Centralia | 3845 | BW22 | ST | OP | TANGENTIAL | RC | 4678 | 27568496 | 114 | 0.0082703 | EPA/CAMD | EPA/NEI | 1973
2020 | WA | Chandler | 6406 | 1 | HY | OP | NA | WAT |  | 198384.5 |  |  | EIA Prime Mover-level Data
2020 | WA | Chandler | 6406 | 2 | HY | OP | NA | WAT |  | 198384.5 |  |  | EIA Prime Mover-level Data
2020 | WA | Chehalis Generation Facility | 55662 | CT1 | CT | OP | CC | NG | 6092 | 8543230 | 40.18 | 0.0094063 | EPA/CAMD | EPA/NEI | 2003
2020 | WA | Chehalis Generation Facility | 55662 | CT2 | CT | OP | CC | NG | 6650 | 9308182 | 19.91 | 0.004278 | EPA/CAMD | EPA/NEI | 2003
2020 | WA | Chelan | 6424 | A-1 | HY | OP | NA | WAT |  | 1655943 |  |  | EIA Prime Mover-level Data
2020 | WA | Chelan | 6424 | A-2 | HY | OP | NA | WAT |  | 1655943 |  |  | EIA Prime Mover-level Data
2020 | WA | Chief Joseph | 3921 | 1 | HY | OP | NA | WAT |  | 3737274 |  |  | EIA Prime Mover-level Data
2020 | WA | Chief Joseph | 3921 | 10 | HY | OP | NA | WAT |  | 3737274 |  |  | EIA Prime Mover-level Data
2020 | WA | Chief Joseph | 3921 | 11 | HY | OP | NA | WAT |  | 3737274 |  |  | EIA Prime Mover-level Data
2020 | WA | Chief Joseph | 3921 | 12 | HY | OP | NA | WAT |  | 3737274 |  |  | EIA Prime Mover-level Data
2020 | WA | Chief Joseph | 3921 | 13 | HY | OP | NA | WAT |  | 3737274 |  |  | EIA Prime Mover-level Data
2020 | WA | Chief Joseph | 3921 | 14 | HY | OP | NA | WAT |  | 3737274 |  |  | EIA Prime Mover-level Data
2020 | WA | Chief Joseph | 3921 | 15 | HY | OP | NA | WAT |  | 3737274 |  |  | EIA Prime Mover-level Data
2020 | WA | Chief Joseph | 3921 | 16 | HY | OP | NA | WAT |  | 3737274 |  |  | EIA Prime Mover-level Data
2020 | WA | Chief Joseph | 3921 | 17 | HY | OP | NA | WAT |  | 4025408.5 |  |  | EIA Prime Mover-level Data
2020 | WA | Chief Joseph | 3921 | 18 | HY | OP | NA | WAT |  | 4025408.5 |  |  | EIA Prime Mover-level Data
2020 | WA | Chief Joseph | 3921 | 19 | HY | OP | NA | WAT |  | 4025408.5 |  |  | EIA Prime Mover-level Data
2020 | WA | Chief Joseph | 3921 | 2 | HY | OP | NA | WAT |  | 3737274 |  |  | EIA Prime Mover-level Data
2020 | WA | Chief Joseph | 3921 | 20 | HY | OP | NA | WAT |  | 4025408.5 |  |  | EIA Prime Mover-level Data
2020 | WA | Chief Joseph | 3921 | 21 | HY | OP | NA | WAT |  | 4025408.5 |  |  | EIA Prime Mover-level Data
2020 | WA | Chief Joseph | 3921 | 22 | HY | OA | NA | WAT |  | 4025408.5 |  |  | EIA Prime Mover-level Data
2020 | WA | Chief Joseph | 3921 | 23 | HY | OA | NA | WAT |  | 4025408.5 |  |  | EIA Prime Mover-level Data
2020 | WA | Chief Joseph | 3921 | 24 | HY | OA | NA | WAT |  | 4025408.5 |  |  | EIA Prime Mover-level Data
2020 | WA | Chief Joseph | 3921 | 25 | HY | OA | NA | WAT |  | 4025408.5 |  |  | EIA Prime Mover-level Data
2020 | WA | Chief Joseph | 3921 | 26 | HY | OA | NA | WAT |  | 4025408.5 |  |  | EIA Prime Mover-level Data
2020 | WA | Chief Joseph | 3921 | 27 | HY | OA | NA | WAT |  | 4025408.5 |  |  | EIA Prime Mover-level Data
2020 | WA | Chief Joseph | 3921 | 3 | HY | OP | NA | WAT |  | 3737274 |  |  | EIA Prime Mover-level Data
2020 | WA | Chief Joseph | 3921 | 4 | HY | OP | NA | WAT |  | 3737274 |  |  | EIA Prime Mover-level Data
2020 | WA | Chief Joseph | 3921 | 5 | HY | OP | NA | WAT |  | 3737274 |  |  | EIA Prime Mover-level Data
2020 | WA | Chief Joseph | 3921 | 6 | HY | OP | NA | WAT |  | 3737274 |  |  | EIA Prime Mover-level Data
2020 | WA | Chief Joseph | 3921 | 7 | HY | OP | NA | WAT |  | 3737274 |  |  | EIA Prime Mover-level Data
2020 | WA | Chief Joseph | 3921 | 8 | HY | OP | NA | WAT |  | 3737274 |  |  | EIA Prime Mover-level Data
2020 | WA | Chief Joseph | 3921 | 9 | HY | OP | NA | WAT |  | 3737274 |  |  | EIA Prime Mover-level Data
2020 | WA | Coastal Energy Project | 57756 | 1 | WT | OP | NA | WND |  | 120717 |  |  | EIA Prime Mover-level Data
2020 | WA | Columbia Generating Station | 371 | 2 | ST | OP | NA | NUC |  | 98474760 |  |  | EIA Prime Mover-level Data
2020 | WA | Condit | 3846 | 1 | HY | RE | NA | WAT
2020 | WA | Condit | 3846 | 2 | HY | RE | NA | WAT
2020 | WA | Cosmo Specialty Fibers Plant | 50185 | 1RB | ST | OP | NA | WDL |  | 624069.625 |  |  | EIA Unit-level Data
2020 | WA | Cosmo Specialty Fibers Plant | 50185 | 2RB | ST | OP | NA | WDL |  | 624069.625 |  |  | EIA Unit-level Data
2020 | WA | Cosmo Specialty Fibers Plant | 50185 | 3RB | ST | OP | NA | WDL |  | 471518.625 |  |  | EIA Unit-level Data
2020 | WA | Cosmo Specialty Fibers Plant | 50185 | PB | ST | OP | NA | WDS |  | 743252.125 | 6.949 | 0.018699 | EIA Unit-level Data | NEI avg EF - PM, fuel type
2020 | WA | Cowiche | 50423 | 983 | HY | OP | NA | WAT |  | 31523 |  |  | EIA Prime Mover-level Data
2020 | WA | Cowlitz Falls | 7427 | U#1 | HY | OP | NA | WAT |  | 1068695.5 |  |  | EIA Prime Mover-level Data
2020 | WA | Cowlitz Falls | 7427 | U#2 | HY | OP | NA | WAT |  | 1068695.5 |  |  | EIA Prime Mover-level Data
2020 | WA | Coyote Crest Wind Farm | 58778 | 1 | WT | CN | NA | WND
2020 | WA | Crystal Mountain | 3853 | 1 | IC | SB | NA | DFO |  | 6911 | 1.0712 | 0.31 | EIA Prime Mover-level Data | Estimated using an emission factor
2020 | WA | Cushman 1 | 3914 | 21 | HY | OP | NA | WAT |  | 460105 |  |  | EIA Prime Mover-level Data
2020 | WA | Cushman 1 | 3914 | 22 | HY | OP | NA | WAT |  | 460105 |  |  | EIA Prime Mover-level Data
2020 | WA | Cushman 2 | 3915 | 31 | HY | OP | NA | WAT |  | 425681.8125 |  |  | EIA Prime Mover-level Data
2020 | WA | Cushman 2 | 3915 | 32 | HY | OP | NA | WAT |  | 425681.8125 |  |  | EIA Prime Mover-level Data
2020 | WA | Cushman 2 | 3915 | 33 | HY | OP | NA | WAT |  | 425681.8125 |  |  | EIA Prime Mover-level Data
2020 | WA | Cushman 2 | 3915 | 34 | HY | OP | NA | WAT |  | 28378.7871 |  |  | EIA Prime Mover-level Data
2020 | WA | Cushman 2 | 3915 | 35 | HY | OP | NA | WAT |  | 28378.7871 |  |  | EIA Prime Mover-level Data
2020 | WA | Darrington | 57969 | GEN1 | ST | OP | NA | WDS |  | 621168 | 5.8076 | 0.018699 | EIA Prime Mover-level Data | NEI avg EF - PM, fuel type
2020 | WA | Diablo | 6432 | 31 | HY | OP | NA | WAT |  | 3041013.75 |  |  | EIA Prime Mover-level Data
2020 | WA | Diablo | 6432 | 32 | HY | OP | NA | WAT |  | 3041013.75 |  |  | EIA Prime Mover-level Data
2020 | WA | Diablo | 6432 | 35 | HY | OP | NA | WAT |  | 40546.8477 |  |  | EIA Prime Mover-level Data
2020 | WA | Diablo | 6432 | 36 | HY | OP | NA | WAT |  | 40546.8477 |  |  | EIA Prime Mover-level Data
2020 | WA | Diesel Generator Farm | 8021 | E-1 | IC | RE | NA | DFO
2020 | WA | Diesel Generator Farm | 8021 | E-10 | IC | RE | NA | DFO
2020 | WA | Diesel Generator Farm | 8021 | E-11 | IC | RE | NA | DFO
2020 | WA | Diesel Generator Farm | 8021 | E-12 | IC | RE | NA | DFO
2020 | WA | Diesel Generator Farm | 8021 | E-13 | IC | RE | NA | DFO
2020 | WA | Diesel Generator Farm | 8021 | E-14 | IC | RE | NA | DFO
2020 | WA | Diesel Generator Farm | 8021 | E-15 | IC | RE | NA | DFO
2020 | WA | Diesel Generator Farm | 8021 | E-16 | IC | RE | NA | DFO
2020 | WA | Diesel Generator Farm | 8021 | E-17 | IC | RE | NA | DFO
2020 | WA | Diesel Generator Farm | 8021 | E-18 | IC | RE | NA | DFO
2020 | WA | Diesel Generator Farm | 8021 | E-19 | IC | RE | NA | DFO
2020 | WA | Diesel Generator Farm | 8021 | E-2 | IC | RE | NA | DFO
2020 | WA | Diesel Generator Farm | 8021 | E-20 | IC | RE | NA | DFO
2020 | WA | Diesel Generator Farm | 8021 | E-21 | IC | RE | NA | DFO
2020 | WA | Diesel Generator Farm | 8021 | E-22 | IC | RE | NA | DFO
2020 | WA | Diesel Generator Farm | 8021 | E-23 | IC | RE | NA | DFO
2020 | WA | Diesel Generator Farm | 8021 | E-24 | IC | RE | NA | DFO
2020 | WA | Diesel Generator Farm | 8021 | E-25 | IC | RE | NA | DFO
2020 | WA | Diesel Generator Farm | 8021 | E-26 | IC | RE | NA | DFO
2020 | WA | Diesel Generator Farm | 8021 | E-3 | IC | RE | NA | DFO
2020 | WA | Diesel Generator Farm | 8021 | E-4 | IC | RE | NA | DFO
2020 | WA | Diesel Generator Farm | 8021 | E-5 | IC | RE | NA | DFO
2020 | WA | Diesel Generator Farm | 8021 | E-6 | IC | RE | NA | DFO
2020 | WA | Diesel Generator Farm | 8021 | E-7 | IC | RE | NA | DFO
2020 | WA | Diesel Generator Farm | 8021 | E-8 | IC | RE | NA | DFO
2020 | WA | Diesel Generator Farm | 8021 | E-9 | IC | RE | NA | DFO
2020 | WA | Drop 2 (WA) | 6507 | 1 | HY | OS | NA | WAT
2020 | WA | Drop 3 (WA) | 6508 | 1 | HY | OS | NA | WAT
2020 | WA | Drop 3 (WA) | 6508 | 2 | HY | OS | NA | WAT
2020 | WA | Electron | 3854 | 1 | HY | OP | NA | WAT |  | 99997.1328 |  |  | EIA Prime Mover-level Data
2020 | WA | Electron | 3854 | 2 | HY | OP | NA | WAT |  | 99997.1328 |  |  | EIA Prime Mover-level Data
2020 | WA | Electron | 3854 | 3 | HY | OP | NA | WAT |  | 99997.1328 |  |  | EIA Prime Mover-level Data
2020 | WA | Electron | 3854 | 4 | HY | OP | NA | WAT |  | 147054.6094 |  |  | EIA Prime Mover-level Data
2020 | WA | Eltopia Branch Canal 4.6 | 56696 | 1 | HY | OP | NA | WAT |  | 60946 |  |  | EIA Prime Mover-level Data
2020 | WA | Elwha Hydroelectric Project | 54051 | GEN1 | HY | RE | NA | WAT
2020 | WA | Elwha Hydroelectric Project | 54051 | GEN2 | HY | RE | NA | WAT
2020 | WA | Elwha Hydroelectric Project | 54051 | GEN3 | HY | RE | NA | WAT
2020 | WA | Elwha Hydroelectric Project | 54051 | GEN4 | HY | RE | NA | WAT
2020 | WA | Encogen Generating Station | 7870 | CT1 | CT | OP | CC | NG | 2673 | 1019680.75 | 4 | 0.0078456 | EPA/CAMD | EPA/NEI | 1993
2020 | WA | Encogen Generating Station | 7870 | CT2 | CT | OP | CC | NG | 2780 | 1151672.875 | 3.5 | 0.0060781 | EPA/CAMD | EPA/NEI | 1993
2020 | WA | Encogen Generating Station | 7870 | CT3 | CT | OP | CC | NG | 2718 | 1132670.375 | 3.7 | 0.0065332 | EPA/CAMD | EPA/NEI | 1993
2020 | WA | Everett Cogen | 7627 | 1 | ST | RE | NA | WDS
2020 | WA | Ferndale Generating Station | 54537 | CT-1A | CT | OP | CC | NG | 5088 | 4696529 | 15.9 | 0.006771 | EPA/CAMD | EPA/NEI | 1994
2020 | WA | Ferndale Generating Station | 54537 | CT-1B | CT | OP | CC | NG | 5129 | 4737933 | 15.8 | 0.0066696 | EPA/CAMD | EPA/NEI | 1994
2020 | WA | FPL Energy Vansycle LLC (WA) | 55560 | V-47 | WT | OP | NA | WND |  | 3825923 |  |  | EIA Prime Mover-level Data
2020 | WA | Frederickson | 99 | 1 | GT | OP | NA | NG |  | 233858 | 0.11625 | 0.00099423 | EIA Prime Mover-level Data | NEI avg EF - PM, fuel type, firing type
2020 | WA | Frederickson | 99 | 2 | GT | OP | NA | NG |  | 233858 | 0.11625 | 0.00099423 | EIA Prime Mover-level Data | NEI avg EF - PM, fuel type, firing type
2020 | WA | Frederickson Power LP | 55818 | F1CT | CT | OP | CC | NG | 3815 | 6846774.5 | 32.0712 | 0.0093683 | EPA/CAMD | EPA/NEI | 2002
2020 | WA | Fredonia Generating Station | 607 | CT3 | GT | OP | CT | NG | 454 | 193444 | 1.5 | 0.015508 | EPA/CAMD | EPA/NEI | 2001
2020 | WA | Fredonia Generating Station | 607 | CT4 | GT | OP | CT | NG | 352 | 128077.2656 | 0.4 | 0.0062462 | EPA/CAMD | EPA/NEI | 2001
2020 | WA | Fumaria Solar Project | 62070 | FUMAR | PV | T | NA | SUN
2020 | WA | Glacier Battery Storage | 60444 | GLA | BA | OP | NA | MWH |  | 0 |  |  | EIA Prime Mover-level Data
2020 | WA | Glines Hydroelectric Project | 54050 | GEN1 | HY | RE | NA | WAT
2020 | WA | Goldendale Generating Station | 55482 | CT-1 | CT | OP | CC | NG | 7358 | 13530401 | 7.79 | 0.0011515 | EPA/CAMD | EPA/NEI | 2004
2020 | WA | Goodnoe Hills | 56666 | 1 | WT | OP | NA | WND |  | 2867298 |  |  | EIA Prime Mover-level Data
2020 | WA | Gorge | 6431 | 21 | HY | OP | NA | WAT |  | 1490764.125 |  |  | EIA Prime Mover-level Data
2020 | WA | Gorge | 6431 | 22 | HY | OP | NA | WAT |  | 1490764.125 |  |  | EIA Prime Mover-level Data
2020 | WA | Gorge | 6431 | 23 | HY | OP | NA | WAT |  | 1490764.125 |  |  | EIA Prime Mover-level Data
2020 | WA | Gorge | 6431 | 24 | HY | OP | NA | WAT |  | 3925408.75 |  |  | EIA Prime Mover-level Data
2020 | WA | Grand Coulee | 6163 | 1 | HY | OP | NA | WAT |  | 3423513.75 |  |  | EIA Prime Mover-level Data
2020 | WA | Grand Coulee | 6163 | 10 | HY | OP | NA | WAT |  | 3423513.75 |  |  | EIA Prime Mover-level Data
2020 | WA | Grand Coulee | 6163 | 11 | HY | OP | NA | WAT |  | 3423513.75 |  |  | EIA Prime Mover-level Data
2020 | WA | Grand Coulee | 6163 | 12 | HY | OP | NA | WAT |  | 3423513.75 |  |  | EIA Prime Mover-level Data
2020 | WA | Grand Coulee | 6163 | 13 | HY | OP | NA | WAT |  | 3423513.75 |  |  | EIA Prime Mover-level Data
2020 | WA | Grand Coulee | 6163 | 14 | HY | OP | NA | WAT |  | 3423513.75 |  |  | EIA Prime Mover-level Data
2020 | WA | Grand Coulee | 6163 | 15 | HY | OP | NA | WAT |  | 3423513.75 |  |  | EIA Prime Mover-level Data
2020 | WA | Grand Coulee | 6163 | 16 | HY | OP | NA | WAT |  | 3423513.75 |  |  | EIA Prime Mover-level Data
2020 | WA | Grand Coulee | 6163 | 17 | HY | OP | NA | WAT |  | 3423513.75 |  |  | EIA Prime Mover-level Data
2020 | WA | Grand Coulee | 6163 | 18 | HY | OP | NA | WAT |  | 3423513.75 |  |  | EIA Prime Mover-level Data
2020 | WA | Grand Coulee | 6163 | 19 | HY | OP | NA | WAT |  | 16432866 |  |  | EIA Prime Mover-level Data
2020 | WA | Grand Coulee | 6163 | 2 | HY | OP | NA | WAT |  | 3423513.75 |  |  | EIA Prime Mover-level Data
2020 | WA | Grand Coulee | 6163 | 20 | HY | OP | NA | WAT |  | 16432866 |  |  | EIA Prime Mover-level Data
2020 | WA | Grand Coulee | 6163 | 21 | HY | OP | NA | WAT |  | 16432866 |  |  | EIA Prime Mover-level Data
2020 | WA | Grand Coulee | 6163 | 22 | HY | OP | NA | WAT |  | 22047430 |  |  | EIA Prime Mover-level Data
2020 | WA | Grand Coulee | 6163 | 23 | HY | OP | NA | WAT |  | 22047430 |  |  | EIA Prime Mover-level Data
2020 | WA | Grand Coulee | 6163 | 24 | HY | OP | NA | WAT |  | 22047430 |  |  | EIA Prime Mover-level Data
2020 | WA | Grand Coulee | 6163 | 3 | HY | OP | NA | WAT |  | 3423513.75 |  |  | EIA Prime Mover-level Data
2020 | WA | Grand Coulee | 6163 | 4 | HY | OP | NA | WAT |  | 3423513.75 |  |  | EIA Prime Mover-level Data
2020 | WA | Grand Coulee | 6163 | 5 | HY | OP | NA | WAT |  | 3423513.75 |  |  | EIA Prime Mover-level Data
2020 | WA | Grand Coulee | 6163 | 6 | HY | OP | NA | WAT |  | 3423513.75 |  |  | EIA Prime Mover-level Data
2020 | WA | Grand Coulee | 6163 | 7 | HY | OP | NA | WAT |  | 3423513.75 |  |  | EIA Prime Mover-level Data
2020 | WA | Grand Coulee | 6163 | 8 | HY | OP | NA | WAT |  | 3423513.75 |  |  | EIA Prime Mover-level Data
2020 | WA | Grand Coulee | 6163 | 9 | HY | OP | NA | WAT |  | 3423513.75 |  |  | EIA Prime Mover-level Data
2020 | WA | Grand Coulee | 6163 | LS1 | HY | OP | NA | WAT |  | 273881.0938 |  |  | EIA Prime Mover-level Data
2020 | WA | Grand Coulee | 6163 | LS2 | HY | OP | NA | WAT |  | 273881.0938 |  |  | EIA Prime Mover-level Data
2020 | WA | Grand Coulee | 6163 | LS3 | HY | OP | NA | WAT |  | 273881.0938 |  |  | EIA Prime Mover-level Data
2020 | WA | Grand Coulee | 6163 | PG10 | PS | OP | NA | WAT |  | 0 |  |  | EIA Prime Mover-level Data
2020 | WA | Grand Coulee | 6163 | PG11 | PS | OP | NA | WAT |  | 0 |  |  | EIA Prime Mover-level Data
2020 | WA | Grand Coulee | 6163 | PG12 | PS | OP | NA | WAT |  | 0 |  |  | EIA Prime Mover-level Data
2020 | WA | Grand Coulee | 6163 | PG7 | PS | OP | NA | WAT |  | 0 |  |  | EIA Prime Mover-level Data
2020 | WA | Grand Coulee | 6163 | PG8 | PS | OP | NA | WAT |  | 0 |  |  | EIA Prime Mover-level Data
2020 | WA | Grand Coulee | 6163 | PG9 | PS | OP | NA | WAT |  | 0 |  |  | EIA Prime Mover-level Data
2020 | WA | Grays Harbor Energy Center | 7999 | 1 | CT | OP | CC | NG | 5919 | 11085561 | 40.4 | 0.0072888 | EPA/CAMD | EPA/NEI | 2008
2020 | WA | Grays Harbor Energy Center | 7999 | 2 | CT | OP | CC | NG | 4061 | 7077202 | 24 | 0.0067823 | EPA/CAMD | EPA/NEI | 2008
2020 | WA | Grimes Way | 56016 | 1 | IC | SB | NA | NG |  | 1372.525 | 0.0002896 | 0.000422 | EIA Prime Mover-level Data | Estimated using an emission factor
2020 | WA | Grimes Way | 56016 | 2 | IC | SB | NA | NG |  | 1372.525 | 0.0002896 | 0.000422 | EIA Prime Mover-level Data | Estimated using an emission factor
2020 | WA | Grimes Way | 56016 | 3 | IC | SB | NA | DFO |  | 2245.95 | 0.34812 | 0.31 | EIA Prime Mover-level Data | Estimated using an emission factor
2020 | WA | H M Jackson | 7588 | 1 | HY | OP | NA | WAT |  | 1813041.375 |  |  | EIA Prime Mover-level Data
2020 | WA | H M Jackson | 7588 | 2 | HY | OP | NA | WAT |  | 1813041.375 |  |  | EIA Prime Mover-level Data
2020 | WA | H M Jackson | 7588 | 3 | HY | OP | NA | WAT |  | 320622.0625 |  |  | EIA Prime Mover-level Data
2020 | WA | H M Jackson | 7588 | 4 | HY | OP | NA | WAT |  | 320622.0625 |  |  | EIA Prime Mover-level Data
2020 | WA | Hancock Creek Hydroelectric Project | 60517 | HY1 | HY | OP | NA | WAT |  | 189673 |  |  | EIA Prime Mover-level Data
2020 | WA | Harvest Wind Project | 57152 | HWP1 | WT | OP | NA | WND |  | 2599432 |  |  | EIA Prime Mover-level Data
2020 | WA | Hopkins Ridge Wind | 56255 | 1 | WT | OP | NA | WND |  | 3470664 |  |  | EIA Prime Mover-level Data
2020 | WA | Hopkins Ridge Wind | 56255 | 2 | WT | OP | NA | WND |  | 167260.9219 |  |  | EIA Prime Mover-level Data
2020 | WA | Horn Rapids Solar, Storage and Training | 64198 | HRBE | BA | OP | NA | MWH |  | 0 |  |  | EIA Prime Mover-level Data
2020 | WA | Horn Rapids Solar, Storage and Training | 64198 | HRPV | PV | OP | NA | SUN |  | 3448 |  |  | EIA Prime Mover-level Data
2020 | WA | Ice Harbor | 3925 | 1 | HY | OP | NA | WAT |  | 2060793.625 |  |  | EIA Prime Mover-level Data
2020 | WA | Ice Harbor | 3925 | 2 | HY | OP | NA | WAT |  | 2060793.625 |  |  | EIA Prime Mover-level Data
2020 | WA | Ice Harbor | 3925 | 3 | HY | OA | NA | WAT |  | 2060793.625 |  |  | EIA Prime Mover-level Data
2020 | WA | Ice Harbor | 3925 | 4 | HY | OP | NA | WAT |  | 2541645.5 |  |  | EIA Prime Mover-level Data
2020 | WA | Ice Harbor | 3925 | 5 | HY | OP | NA | WAT |  | 2541645.5 |  |  | EIA Prime Mover-level Data
2020 | WA | Ice Harbor | 3925 | 6 | HY | OP | NA | WAT |  | 2541645.5 |  |  | EIA Prime Mover-level Data
2020 | WA | Juniper Canyon I Wind Project | 57320 | 1 | WT | OP | NA | WND |  | 3445209 |  |  | EIA Prime Mover-level Data
2020 | WA | Kettle Falls Generating Station | 550 | 1 | ST | OP | NA | WDS |  | 4100053 | 38.3333 | 0.018699 | EIA Unit-level Data | NEI avg EF - PM, fuel type
2020 | WA | Kettle Falls Generating Station | 550 | 2 | GT | OP | NA | NG |  | 13962 | 0.0069407 | 0.00099423 | EIA Prime Mover-level Data | NEI avg EF - PM, fuel type, firing type
2020 | WA | Koma Kulshan Associates | 54267 | GEN1 | HY | OP | NA | WAT |  | 360421 |  |  | EIA Prime Mover-level Data
2020 | WA | LaGrande | 3916 | 1 | HY | OP | NA | WAT |  | 285404.1562 |  |  | EIA Prime Mover-level Data
2020 | WA | LaGrande | 3916 | 2 | HY | OP | NA | WAT |  | 285404.1562 |  |  | EIA Prime Mover-level Data
2020 | WA | LaGrande | 3916 | 3 | HY | OP | NA | WAT |  | 285404.1562 |  |  | EIA Prime Mover-level Data
2020 | WA | LaGrande | 3916 | 4 | HY | OP | NA | WAT |  | 285404.1562 |  |  | EIA Prime Mover-level Data
2020 | WA | LaGrande | 3916 | 5 | HY | OP | NA | WAT |  | 1902694.375 |  |  | EIA Prime Mover-level Data
2020 | WA | Lilliwaup Falls Generating | 50700 | 4735 | HY | OP | NA | WAT |  | 6252.7139 |  |  | EIA Prime Mover-level Data
2020 | WA | Lilliwaup Falls Generating | 50700 | 4736 | HY | OP | NA | WAT |  | 6252.7139 |  |  | EIA Prime Mover-level Data
2020 | WA | Lilliwaup Falls Generating | 50700 | 4737 | HY | OP | NA | WAT |  | 6252.7139 |  |  | EIA Prime Mover-level Data
2020 | WA | Lilliwaup Falls Generating | 50700 | 4738 | HY | OP | NA | WAT |  | 6252.7139 |  |  | EIA Prime Mover-level Data
2020 | WA | Lilliwaup Falls Generating | 50700 | 4739 | HY | OP | NA | WAT |  | 6252.7139 |  |  | EIA Prime Mover-level Data
2020 | WA | Lilliwaup Falls Generating | 50700 | 4740 | HY | OP | NA | WAT |  | 6252.7139 |  |  | EIA Prime Mover-level Data
2020 | WA | Lilliwaup Falls Generating | 50700 | 4741 | HY | OP | NA | WAT |  | 6252.7139 |  |  | EIA Prime Mover-level Data
2020 | WA | Linden Wind Energy Project | 57635 | LW1 | WT | OP | NA | WND |  | 922824 |  |  | EIA Prime Mover-level Data
2020 | WA | Little Falls (WA) | 3866 | 1 | HY | OP | NA | WAT |  | 466137.75 |  |  | EIA Prime Mover-level Data
2020 | WA | Little Falls (WA) | 3866 | 2 | HY | OP | NA | WAT |  | 466137.75 |  |  | EIA Prime Mover-level Data
2020 | WA | Little Falls (WA) | 3866 | 3 | HY | OP | NA | WAT |  | 466137.75 |  |  | EIA Prime Mover-level Data
2020 | WA | Little Falls (WA) | 3866 | 4 | HY | OP | NA | WAT |  | 466137.75 |  |  | EIA Prime Mover-level Data
2020 | WA | Little Goose | 3926 | 1 | HY | OA | NA | WAT |  | 2464546.25 |  |  | EIA Prime Mover-level Data
2020 | WA | Little Goose | 3926 | 2 | HY | OP | NA | WAT |  | 2464546.25 |  |  | EIA Prime Mover-level Data
2020 | WA | Little Goose | 3926 | 3 | HY | OP | NA | WAT |  | 2464546.25 |  |  | EIA Prime Mover-level Data
2020 | WA | Little Goose | 3926 | 4 | HY | OP | NA | WAT |  | 2464546.25 |  |  | EIA Prime Mover-level Data
2020 | WA | Little Goose | 3926 | 5 | HY | OS | NA | WAT |  | 2464546.25 |  |  | EIA Prime Mover-level Data
2020 | WA | Little Goose | 3926 | 6 | HY | OP | NA | WAT |  | 2464546.25 |  |  | EIA Prime Mover-level Data
2020 | WA | Long Lake | 3867 | 1 | HY | OP | NA | WAT |  | 1102487.5 |  |  | EIA Prime Mover-level Data
2020 | WA | Long Lake | 3867 | 2 | HY | OP | NA | WAT |  | 1102487.5 |  |  | EIA Prime Mover-level Data
2020 | WA | Long Lake | 3867 | 3 | HY | OP | NA | WAT |  | 1102487.5 |  |  | EIA Prime Mover-level Data
2020 | WA | Long Lake | 3867 | 4 | HY | OP | NA | WAT |  | 1102487.5 |  |  | EIA Prime Mover-level Data
2020 | WA | Longview Fibre | 54562 | PB20 | ST | OP | NA | WDS |  | 6172232.5 | 57.7071 | 0.018699 | EIA Unit-level Data | NEI avg EF - PM, fuel type
2020 | WA | Longview Fibre | 54562 | RF19 | ST | OP | NA | BLQ |  | 5632984.5 | 18.8096 | 0.0066784 | EIA Unit-level Data | NEI avg EF - PM, fuel type
2020 | WA | Longview Fibre | 54562 | RF22 | ST | OP | NA | BLQ |  | 6304180 | 21.0508 | 0.0066784 | EIA Unit-level Data | NEI avg EF - PM, fuel type
2020 | WA | Longview Fibre | 54562 | 8 | GT | RE | NA | NG
2020 | WA | Lower Baker | 3855 | 3 | HY | OP | NA | WAT |  | 2445981 |  |  | EIA Prime Mover-level Data
2020 | WA | Lower Baker | 3855 | 4 | HY | OP | NA | WAT |  | 920270.0625 |  |  | EIA Prime Mover-level Data
2020 | WA | Lower Granite | 6175 | 1 | HY | OP | NA | WAT |  | 2500596 |  |  | EIA Prime Mover-level Data
2020 | WA | Lower Granite | 6175 | 2 | HY | OP | NA | WAT |  | 2500596 |  |  | EIA Prime Mover-level Data
2020 | WA | Lower Granite | 6175 | 3 | HY | OP | NA | WAT |  | 2500596 |  |  | EIA Prime Mover-level Data
2020 | WA | Lower Granite | 6175 | 4 | HY | OP | NA | WAT |  | 2500596 |  |  | EIA Prime Mover-level Data
2020 | WA | Lower Granite | 6175 | 5 | HY | OP | NA | WAT |  | 2500596 |  |  | EIA Prime Mover-level Data
2020 | WA | Lower Granite | 6175 | 6 | HY | OP | NA | WAT |  | 2500596 |  |  | EIA Prime Mover-level Data
2020 | WA | Lower Monumental | 3927 | 1 | HY | OA | NA | WAT |  | 2394021.25 |  |  | EIA Prime Mover-level Data
2020 | WA | Lower Monumental | 3927 | 2 | HY | OA | NA | WAT |  | 2394021.25 |  |  | EIA Prime Mover-level Data
2020 | WA | Lower Monumental | 3927 | 3 | HY | OP | NA | WAT |  | 2394021.25 |  |  | EIA Prime Mover-level Data
2020 | WA | Lower Monumental | 3927 | 4 | HY | OP | NA | WAT |  | 2394021.25 |  |  | EIA Prime Mover-level Data
2020 | WA | Lower Monumental | 3927 | 5 | HY | OP | NA | WAT |  | 2394021.25 |  |  | EIA Prime Mover-level Data
2020 | WA | Lower Monumental | 3927 | 6 | HY | OP | NA | WAT |  | 2394021.25 |  |  | EIA Prime Mover-level Data
2020 | WA | Lower Snake River Wind Energy Project | 57195 | LSR 1 | WT | OP | NA | WND |  | 8473735 |  |  | EIA Prime Mover-level Data
2020 | WA | LRI LFGTE Facility | 58688 | A | IC | OP | NA | LFG |  | 114957.3359 | 0.84494 | 0.0147 | EIA Prime Mover-level Data | Estimated using an emission factor
2020 | WA | LRI LFGTE Facility | 58688 | B | IC | OP | NA | LFG |  | 114957.3359 | 0.84494 | 0.0147 | EIA Prime Mover-level Data | Estimated using an emission factor
2020 | WA | LRI LFGTE Facility | 58688 | C | IC | OP | NA | LFG |  | 114957.3359 | 0.84494 | 0.0147 | EIA Prime Mover-level Data | Estimated using an emission factor
2020 | WA | Lund Hill | 61045 | WT1 | WT | U | NA | WND
2020 | WA | Lund Hill Solar | 63509 | LHS1 | PV | U | NA | SUN
2020 | WA | Main Canal Headworks | 56698 | 1 | HY | OP | NA | WAT |  | 853806 |  |  | EIA Prime Mover-level Data
2020 | WA | March Point Cogeneration | 54268 | GTG1 | GT | OP | NA | NG |  | 3493473.25 | 1.7367 | 0.00099423 | EIA Prime Mover-level Data | NEI avg EF - PM, fuel type, firing type
2020 | WA | March Point Cogeneration | 54268 | GTG2 | GT | OP | NA | NG |  | 3493473.25 | 1.7367 | 0.00099423 | EIA Prime Mover-level Data | NEI avg EF - PM, fuel type, firing type
2020 | WA | March Point Cogeneration | 54268 | GTG3 | GT | OP | NA | NG |  | 3493473.25 | 1.7367 | 0.00099423 | EIA Prime Mover-level Data | NEI avg EF - PM, fuel type, firing type
2020 | WA | March Point Cogeneration | 54268 | STG1 | CA | RE | NA | NG
2020 | WA | Marengo Wind Plant | 56466 | 1 | WT | OP | NA | WND |  | 3794790.75 |  |  | EIA Prime Mover-level Data
2020 | WA | Marengo Wind Plant | 56466 | 2 | WT | OP | NA | WND |  | 1897395.375 |  |  | EIA Prime Mover-level Data
2020 | WA | Mayfield | 3917 | 41 | HY | OP | NA | WAT |  | 1591369.75 |  |  | EIA Prime Mover-level Data
2020 | WA | Mayfield | 3917 | 42 | HY | OP | NA | WAT |  | 1591369.75 |  |  | EIA Prime Mover-level Data
2020 | WA | Mayfield | 3917 | 43 | HY | OP | NA | WAT |  | 1591369.75 |  |  | EIA Prime Mover-level Data
2020 | WA | Mayfield | 3917 | 44 | HY | OP | NA | WAT |  | 1591369.75 |  |  | EIA Prime Mover-level Data
2020 | WA | McKinley Paper Co. - Washington Mill | 58352 | B-11 | ST | OP | NA | WDS |  | 704270.5 | 6.5846 | 0.018699 | EIA Unit-level Data | NEI avg EF - PM, fuel type
2020 | WA | McNary Dam Fish Attraction Project | 7511 | 1 | HY | OP | NA | WAT |  | 362167 |  |  | EIA Prime Mover-level Data
2020 | WA | Merwin | 3847 | 1 | HY | OP | NA | WAT |  | 1369317.25 |  |  | EIA Prime Mover-level Data
2020 | WA | Merwin | 3847 | 2 | HY | OP | NA | WAT |  | 1369317.25 |  |  | EIA Prime Mover-level Data
2020 | WA | Merwin | 3847 | 3 | HY | OP | NA | WAT |  | 1369317.25 |  |  | EIA Prime Mover-level Data
2020 | WA | Merwin | 3847 | House | HY | OP | NA | WAT |  | 30429.2715 |  |  | EIA Prime Mover-level Data
2020 | WA | MESA 1 | 60016 | A | BA | OP | NA | MWH
2020 | WA | MESA 1 | 60016 | B | BA | OP | NA | MWH
2020 | WA | MESA 2 | 60021 | MESA2 | BA | RE | NA | MWH |  | 0 |  |  | EIA Prime Mover-level Data
2020 | WA | Meyers Falls | 3868 | UN1 | HY | OP | NA | WAT |  | 56472.75 |  |  | EIA Prime Mover-level Data
2020 | WA | Meyers Falls | 3868 | UN2 | HY | OP | NA | WAT |  | 18824.25 |  |  | EIA Prime Mover-level Data
2020 | WA | Meyers Falls | 3868 | UNA | HY | OP | NA | WAT |  | 12549.5 |  |  | EIA Prime Mover-level Data
2020 | WA | Meyers Falls | 3868 | UNB | HY | OP | NA | WAT |  | 12549.5 |  |  | EIA Prime Mover-level Data
2020 | WA | Mint Farm Generating Station | 55700 | CTG1 | CT | OP | CC | NG | 2967 | 6003060 | 24.81 | 0.0082658 | EPA/CAMD | EPA/NEI | 2008
2020 | WA | Monroe Street | 9095 | 6 | HY | OP | NA | WAT |  | 729035 |  |  | EIA Prime Mover-level Data
2020 | WA | Mossyrock | 3918 | 51 | HY | OP | NA | WAT |  | 4870238.5 |  |  | EIA Prime Mover-level Data
2020 | WA | Mossyrock | 3918 | 52 | HY | OP | NA | WAT |  | 4870238.5 |  |  | EIA Prime Mover-level Data
2020 | WA | Newhalem | 9842 | 20 | HY | OS | NA | WAT |  | 0 |  |  | EIA Prime Mover-level Data
2020 | WA | Nine Canyon | 7936 | 1 | WT | OP | NA | WND |  | 2345741 |  |  | EIA Prime Mover-level Data
2020 | WA | Nine Mile | 3869 | 1 | HY | OP | NA | WAT |  | 242134.3438 |  |  | EIA Prime Mover-level Data
2020 | WA | Nine Mile | 3869 | 2 | HY | OP | NA | WAT |  | 242134.3438 |  |  | EIA Prime Mover-level Data
2020 | WA | Nine Mile | 3869 | 3N | HY | OP | NA | WAT |  | 275152.6562 |  |  | EIA Prime Mover-level Data
2020 | WA | Nine Mile | 3869 | 4N | HY | OP | NA | WAT |  | 275152.6562 |  |  | EIA Prime Mover-level Data
2020 | WA | Nippon Dynawave Packaging Longview WA | 50187 | 10B | ST | OP | NA | BLQ |  | 8685297 | 29.0018 | 0.0066784 | EIA Unit-level Data | NEI avg EF - PM, fuel type
2020 | WA | Nippon Dynawave Packaging Longview WA | 50187 | 11B | ST | OP | NA | WDS |  | 4990399 | 46.6576 | 0.018699 | EIA Unit-level Data | NEI avg EF - PM, fuel type
2020 | WA | Nippon Dynawave Packaging Longview WA | 50187 | PB | ST | OP | NA | NG |  | 2965002 | 11.0072 | 0.0074247 | EIA Unit-level Data | NEI avg EF - PM, fuel type
2020 | WA | Nooksack Hydro | 58696 | GEN1 | HY | OP | NA | WAT |  | 209174 |  |  | EIA Prime Mover-level Data
2020 | WA | Northeast (WA) | 6210 | 1 | GT | OP | NA | NG |  | 8223 | 0.0040878 | 0.00099423 | EIA Prime Mover-level Data | NEI avg EF - PM, fuel type, firing type
2020 | WA | Orchard Avenue 1 | 50421 | 201 | HY | OP | NA | WAT |  | 13878.5 |  |  | EIA Prime Mover-level Data
2020 | WA | Orchard Avenue 1 | 50421 | 301 | HY | OP | NA | WAT |  | 13878.5 |  |  | EIA Prime Mover-level Data
2020 | WA | Packwood | 3929 | 1 | HY | OP | NA | WAT |  | 839979 |  |  | EIA Prime Mover-level Data
2020 | WA | Palouse | 57530 | 1 | WT | OP | NA | WND |  | 3231306 |  |  | EIA Prime Mover-level Data
2020 | WA | PEC Headworks | 7113 | 1 | HY | OP | NA | WAT |  | 169152 |  |  | EIA Prime Mover-level Data
2020 | WA | Penstemon Solar Project | 62069 | PENST | PV | T | NA | SUN
2020 | WA | Port Townsend Paper | 50544 | 10PB | ST | OP | NA | WDS |  | 2139709.5 | 20.0052 | 0.018699 | EIA Unit-level Data | NEI avg EF - PM, fuel type
2020 | WA | Port Townsend Paper | 50544 | 1RB | ST | OP | NA | BLQ |  | 3533303.25 | 11.7984 | 0.0066784 | EIA Unit-level Data | NEI avg EF - PM, fuel type
2020 | WA | Port Townsend Paper | 50544 | PKB | ST | OP | NA | NG |  | 463629.7188 | 1.7212 | 0.0074247 | EIA Unit-level Data | NEI avg EF - PM, fuel type
2020 | WA | Port Townsend Paper | 50544 | HDRO | HY | OS | NA | WAT
2020 | WA | Potholes East Canal 66.0 | 56697 | 1 | HY | OP | NA | WAT |  | 33091 |  |  | EIA Prime Mover-level Data
2020 | WA | Priest Rapids | 3887 | 1 | HY | OP | NA | WAT |  | 4170491.75 |  |  | EIA Prime Mover-level Data
2020 | WA | Priest Rapids | 3887 | 10 | HY | OP | NA | WAT |  | 4170491.75 |  |  | EIA Prime Mover-level Data
2020 | WA | Priest Rapids | 3887 | 2 | HY | OP | NA | WAT |  | 4293411.5 |  |  | EIA Prime Mover-level Data
2020 | WA | Priest Rapids | 3887 | 3 | HY | OP | NA | WAT |  | 4170491.75 |  |  | EIA Prime Mover-level Data
2020 | WA | Priest Rapids | 3887 | 4 | HY | OP | NA | WAT |  | 4170491.75 |  |  | EIA Prime Mover-level Data
2020 | WA | Priest Rapids | 3887 | 5 | HY | OP | NA | WAT |  | 4170491.75 |  |  | EIA Prime Mover-level Data
2020 | WA | Priest Rapids | 3887 | 6 | HY | OP | NA | WAT |  | 4170491.75 |  |  | EIA Prime Mover-level Data
2020 | WA | Priest Rapids | 3887 | 7 | HY | OP | NA | WAT |  | 4170491.75 |  |  | EIA Prime Mover-level Data
2020 | WA | Priest Rapids | 3887 | 8 | HY | OP | NA | WAT |  | 4170491.75 |  |  | EIA Prime Mover-level Data
2020 | WA | Priest Rapids | 3887 | 9 | HY | OP | NA | WAT |  | 4293411.5 |  |  | EIA Prime Mover-level Data
2020 | WA | Quincy Chute | 917 | 1 | HY | OP | NA | WAT |  | 295105 |  |  | EIA Prime Mover-level Data
2020 | WA | Randolph Road | 7994 | 1 | IC | RE | NA | DFO
2020 | WA | Randolph Road | 7994 | 10 | IC | RE | NA | DFO
2020 | WA | Randolph Road | 7994 | 11 | IC | RE | NA | DFO
2020 | WA | Randolph Road | 7994 | 12 | IC | RE | NA | DFO
2020 | WA | Randolph Road | 7994 | 13 | IC | RE | NA | DFO
2020 | WA | Randolph Road | 7994 | 14 | IC | RE | NA | DFO
2020 | WA | Randolph Road | 7994 | 15 | IC | RE | NA | DFO
2020 | WA | Randolph Road | 7994 | 16 | IC | RE | NA | DFO
2020 | WA | Randolph Road | 7994 | 17 | IC | RE | NA | DFO
2020 | WA | Randolph Road | 7994 | 18 | IC | RE | NA | DFO
2020 | WA | Randolph Road | 7994 | 19 | IC | RE | NA | DFO
2020 | WA | Randolph Road | 7994 | 2 | IC | RE | NA | DFO
2020 | WA | Randolph Road | 7994 | 20 | IC | RE | NA | DFO
2020 | WA | Randolph Road | 7994 | 3 | IC | RE | NA | DFO
2020 | WA | Randolph Road | 7994 | 4 | IC | RE | NA | DFO
2020 | WA | Randolph Road | 7994 | 5 | IC | RE | NA | DFO
2020 | WA | Randolph Road | 7994 | 6 | IC | RE | NA | DFO
2020 | WA | Randolph Road | 7994 | 7 | IC | RE | NA | DFO
2020 | WA | Randolph Road | 7994 | 8 | IC | RE | NA | DFO
2020 | WA | Randolph Road | 7994 | 9 | IC | RE | NA | DFO
2020 | WA | Rattlesnake Flat | 62936 | RAT | WT | OP | NA | WND |  | 27916 |  |  | EIA Prime Mover-level Data
2020 | WA | River Road | 7605 | 1 | CT | OP | CC | NG | 6557 | 11767963 | 30.6 | 0.0052006 | EPA/CAMD | EPA/NEI | 1997
2020 | WA | Rock Island | 6200 | A | HY | OP | NA | WAT |  | 41823.6094 |  |  | EIA Prime Mover-level Data
2020 | WA | Rock Island | 6200 | B-1 | HY | OS | NA | WAT |  | 721457.25 |  |  | EIA Prime Mover-level Data
2020 | WA | Rock Island | 6200 | B-10 | HY | OA | NA | WAT |  | 784192.6875 |  |  | EIA Prime Mover-level Data
2020 | WA | Rock Island | 6200 | B-2 | HY | OS | NA | WAT |  | 721457.25 |  |  | EIA Prime Mover-level Data
2020 | WA | Rock Island | 6200 | B-3 | HY | OS | NA | WAT |  | 721457.25 |  |  | EIA Prime Mover-level Data
2020 | WA | Rock Island | 6200 | B-4 | HY | OA | NA | WAT |  | 721457.25 |  |  | EIA Prime Mover-level Data
2020 | WA | Rock Island | 6200 | B-5 | HY | OA | NA | WAT |  | 784192.6875 |  |  | EIA Prime Mover-level Data
2020 | WA | Rock Island | 6200 | B-6 | HY | OP | NA | WAT |  | 784192.6875 |  |  | EIA Prime Mover-level Data
2020 | WA | Rock Island | 6200 | B-7 | HY | OA | NA | WAT |  | 784192.6875 |  |  | EIA Prime Mover-level Data
2020 | WA | Rock Island | 6200 | B-8 | HY | OP | NA | WAT |  | 784192.6875 |  |  | EIA Prime Mover-level Data
2020 | WA | Rock Island | 6200 | B-9 | HY | OP | NA | WAT |  | 784192.6875 |  |  | EIA Prime Mover-level Data
2020 | WA | Rock Island | 6200 | U-1 | HY | OP | NA | WAT |  | 1787959.25 |  |  | EIA Prime Mover-level Data
2020 | WA | Rock Island | 6200 | U-2 | HY | OP | NA | WAT |  | 1787959.25 |  |  | EIA Prime Mover-level Data
2020 | WA | Rock Island | 6200 | U-3 | HY | OP | NA | WAT |  | 1787959.25 |  |  | EIA Prime Mover-level Data
2020 | WA | Rock Island | 6200 | U-4 | HY | OP | NA | WAT |  | 1787959.25 |  |  | EIA Prime Mover-level Data
2020 | WA | Rock Island | 6200 | U-5 | HY | OP | NA | WAT |  | 1787959.25 |  |  | EIA Prime Mover-level Data
2020 | WA | Rock Island | 6200 | U-6 | HY | OP | NA | WAT |  | 1787959.25 |  |  | EIA Prime Mover-level Data
2020 | WA | Rock Island | 6200 | U-7 | HY | OP | NA | WAT |  | 1787959.25 |  |  | EIA Prime Mover-level Data
2020 | WA | Rock Island | 6200 | U-8 | HY | OP | NA | WAT |  | 1787959.25 |  |  | EIA Prime Mover-level Data
2020 | WA | Rocky Brook Hydroelectric | 50228 | GEN1 | HY | SB | NA | WAT |  | 3947 |  |  | EIA Prime Mover-level Data
2020 | WA | Rocky Reach | 3883 | C-1 | HY | OP | NA | WAT |  | 4537462.5 |  |  | EIA Prime Mover-level Data
2020 | WA | Rocky Reach | 3883 | C-10 | HY | OP | NA | WAT |  | 4991209 |  |  | EIA Prime Mover-level Data
2020 | WA | Rocky Reach | 3883 | C-11 | HY | OP | NA | WAT |  | 4991209 |  |  | EIA Prime Mover-level Data
2020 | WA | Rocky Reach | 3883 | C-2 | HY | OA | NA | WAT |  | 4537462.5 |  |  | EIA Prime Mover-level Data
2020 | WA | Rocky Reach | 3883 | C-3 | HY | OA | NA | WAT |  | 4537462.5 |  |  | EIA Prime Mover-level Data
2020 | WA | Rocky Reach | 3883 | C-4 | HY | OP | NA | WAT |  | 4537462.5 |  |  | EIA Prime Mover-level Data
2020 | WA | Rocky Reach | 3883 | C-5 | HY | OP | NA | WAT |  | 4537462.5 |  |  | EIA Prime Mover-level Data
2020 | WA | Rocky Reach | 3883 | C-6 | HY | OP | NA | WAT |  | 4537462.5 |  |  | EIA Prime Mover-level Data
2020 | WA | Rocky Reach | 3883 | C-7 | HY | OA | NA | WAT |  | 4537462.5 |  |  | EIA Prime Mover-level Data
2020 | WA | Rocky Reach | 3883 | C-8 | HY | OP | NA | WAT |  | 4991209 |  |  | EIA Prime Mover-level Data
2020 | WA | Rocky Reach | 3883 | C-9 | HY | OP | NA | WAT |  | 4991209 |  |  | EIA Prime Mover-level Data
2020 | WA | Roosevelt Biogas 1 | 7832 | 7 | CT |  | NA | LFG |  | 0 | 0 |  | EIA Unit-level Data | Estimated using an emission factor
2020 | WA | Roosevelt Biogas 1 | 7832 | 8 | CT |  | NA | LFG |  | 0 | 0 |  | EIA Unit-level Data | Estimated using an emission factor
2020 | WA | Roosevelt Biogas 1 | 7832 | 9 | CA | OP | NA | LFG |  | 0 | 0 |  | EIA Unit-level Data | Estimated using an emission factor
2020 | WA | Roosevelt Biogas 1 | 7832 | 1 | IC | OP | NA | LFG
2020 | WA | Roosevelt Biogas 1 | 7832 | 2 | IC | OP | NA | LFG
2020 | WA | Roosevelt Biogas 1 | 7832 | 3 | IC | OP | NA | LFG
2020 | WA | Roosevelt Biogas 1 | 7832 | 4 | IC | OP | NA | LFG
2020 | WA | Roosevelt Biogas 1 | 7832 | 5 | IC | OP | NA | LFG
2020 | WA | Roosevelt Biogas 1 | 7832 | 6 | IC | IP | NA | LFG
2020 | WA | Ross | 6202 | 41 | HY | OP | NA | WAT |  | 1434236.5 |  |  | EIA Prime Mover-level Data
2020 | WA | Ross | 6202 | 42 | HY | OP | NA | WAT |  | 1434236.5 |  |  | EIA Prime Mover-level Data
2020 | WA | Ross | 6202 | 43 | HY | OP | NA | WAT |  | 1434236.5 |  |  | EIA Prime Mover-level Data
2020 | WA | Ross | 6202 | 44 | HY | OP | NA | WAT |  | 1434236.5 |  |  | EIA Prime Mover-level Data
2020 | WA | Roza | 6407 | 1 | HY | OP | NA | WAT |  | 475498 |  |  | EIA Prime Mover-level Data
2020 | WA | Russell D Smith | 56694 | 1 | HY | OP | NA | WAT |  | 107828 |  |  | EIA Prime Mover-level Data
2020 | WA | Saddle Mountain East Wind Farm | 62263 | GEN1 | WT | P | NA | WND
2020 | WA | Sagebrush Power Partners | 56858 | GEN1 | WT | OP | NA | WND |  | 2628778 |  |  | EIA Prime Mover-level Data
2020 | WA | SDS Lumber Gorge Energy Division | 50231 | 821 | ST | OP | NA | WDS |  | 318441.0938 | 2.9773 | 0.018699 | EIA Unit-level Data | NEI avg EF - PM, fuel type
2020 | WA | SDS Lumber Gorge Energy Division | 50231 | TG1 | ST | RE | NA | WDS
2020 | WA | Sheep Creek Hydro | 50091 | TB1 | HY | OP | NA | WAT |  | 59611.5 |  |  | EIA Prime Mover-level Data
2020 | WA | Sheep Creek Hydro | 50091 | TB2 | HY | SB | NA | WAT |  | 13756.5 |  |  | EIA Prime Mover-level Data
2020 | WA | Sierra Pacific Aberdeen | 55882 | BLR1 | ST | OP | NA | WDS |  | 2396412 | 22.4052 | 0.018699 | EIA Unit-level Data | NEI avg EF - PM, fuel type
2020 | WA | Sierra Pacific Burlington Facility | 56406 | BLR1 | ST | OP | NA | WDS |  | 2230056 | 20.8499 | 0.018699 | EIA Unit-level Data | NEI avg EF - PM, fuel type
2020 | WA | Skookumchuck | 7259 | 1 | HY | OP | NA | WAT |  | 39267 |  |  | EIA Prime Mover-level Data
2020 | WA | Skookumchuck Wind Facility | 63205 | 1 | WT | OP | NA | WND |  | 669836 |  |  | EIA Prime Mover-level Data
2020 | WA | Snoqualmie | 3860 | 1 | HY | OP | NA | WAT |  | 54421.875 |  |  | EIA Prime Mover-level Data
2020 | WA | Snoqualmie | 3860 | 2 | HY | OP | NA | WAT |  | 54421.875 |  |  | EIA Prime Mover-level Data
2020 | WA | Snoqualmie | 3860 | 3 | HY | OP | NA | WAT |  | 54421.875 |  |  | EIA Prime Mover-level Data
2020 | WA | Snoqualmie | 3860 | 4 | HY | OP | NA | WAT |  | 54421.875 |  |  | EIA Prime Mover-level Data
2020 | WA | Snoqualmie | 3860 | 5 | HY | RE | NA | WAT
2020 | WA | Snoqualmie | 3860 | 5A | HY | OP | NA | WAT |  | 246712.5 |  |  | EIA Prime Mover-level Data
2020 | WA | Snoqualmie 2 | 7867 | 6 | HY | RE | NA | WAT
2020 | WA | Snoqualmie 2 | 7867 | 6A | HY | OP | NA | WAT |  | 592205.375 |  |  | EIA Prime Mover-level Data
2020 | WA | Snoqualmie 2 | 7867 | 7 | HY | OP | NA | WAT |  | 999346.625 |  |  | EIA Prime Mover-level Data
2020 | WA | South Fork Tolt | 622 | 1 | HY | OP | NA | WAT |  | 368275 |  |  | EIA Prime Mover-level Data
2020 | WA | SPI - Everett | 56281 | GEN1 | ST | CN | NA | WDS
2020 | WA | Spokane Waste to Energy | 50886 | 1-1A | ST | OP | NA | MSW |  | 1287301.75 | 100.4095 | 0.156 | EIA Unit-level Data | Estimated using an emission factor
2020 | WA | Spokane Waste to Energy | 50886 | 1-1B | ST | OP | NA | MSW |  | 1285203.125 | 100.2458 | 0.156 | EIA Unit-level Data | Estimated using an emission factor
2020 | WA | Steam plant | 3920 | 1 | ST | RE | NA | WDS
2020 | WA | Steam plant | 3920 | 2 | ST | RE | NA | WDS
2020 | WA | Sullivan CR | 773 | 1 | HY | CN | NA | WAT
2020 | WA | Sullivan CR | 773 | 2 | HY | CN | NA | WAT
2020 | WA | Sumas Generating Station | 54476 | CT-1 | CT | OP | CC | NG | 4428 | 4194253 | 11.3 | 0.0053883 | EPA/CAMD | EPA/NEI | 1993
2020 | WA | Summer Falls Power Plant | 56695 | 1 | HY | OP | NA | WAT |  | 1616175.5 |  |  | EIA Prime Mover-level Data
2020 | WA | Summer Falls Power Plant | 56695 | 2 | HY | OP | NA | WAT |  | 1616175.5 |  |  | EIA Prime Mover-level Data
2020 | WA | Swauk Wind LLC | 58441 | SW | WT | OP | NA | WND |  | 117789 |  |  | EIA Prime Mover-level Data
2020 | WA | Swift 1 | 3850 | HY11 | HY | OP | NA | WAT |  | 1665931.375 |  |  | EIA Prime Mover-level Data
2020 | WA | Swift 1 | 3850 | HY12 | HY | OP | NA | WAT |  | 1665931.375 |  |  | EIA Prime Mover-level Data
2020 | WA | Swift 1 | 3850 | HY13 | HY | OP | NA | WAT |  | 1665931.375 |  |  | EIA Prime Mover-level Data
2020 | WA | Swift 2 | 6265 | 21 | HY | OS | NA | WAT
2020 | WA | Swift 2 | 6265 | 22 | HY | OS | NA | WAT
2020 | WA | Tieton Dam Hydro Electric Project | 57496 | UNIT1 | HY | OP | NA | WAT |  | 163914.5 |  |  | EIA Prime Mover-level Data
2020 | WA | Tieton Dam Hydro Electric Project | 57496 | UNIT2 | HY | OP | NA | WAT |  | 163914.5 |  |  | EIA Prime Mover-level Data
2020 | WA | Tono Solar | 63902 | TSPV1 | PV | IP | NA | SUN
2020 | WA | Tucannon River Wind Farm | 58571 | 1 | WT | OP | NA | WND |  | 8261806 |  |  | EIA Prime Mover-level Data
2020 | WA | Tuolumne Wind Project | 56702 | WPT1 | WT | OP | NA | WND |  | 3705399 |  |  | EIA Prime Mover-level Data
2020 | WA | Turner Energy Storage Project | 60675 | TES | BA | RE | NA | MWH
2020 | WA | Twin Falls Hydro | 50827 | UNI1 | HY | OP | NA | WAT |  | 331106 |  |  | EIA Prime Mover-level Data
2020 | WA | Twin Falls Hydro | 50827 | UNI2 | HY | OP | NA | WAT |  | 331106 |  |  | EIA Prime Mover-level Data
2020 | WA | Twin Reservoirs | 50382 | GEN1 | HY | OP | NA | WAT |  | 74062 |  |  | EIA Prime Mover-level Data
2020 | WA | Typha Solar Project | 62068 | TYPHA | PV | T | NA | SUN
2020 | WA | University of Washington Power Plant | 54809 | DG3 | IC | SB | NA | DFO |  | 221.4 | 0.034317 | 0.31 | EIA Prime Mover-level Data | Estimated using an emission factor
2020 | WA | University of Washington Power Plant | 54809 | DG4 | IC | SB | NA | DFO |  | 221.4 | 0.034317 | 0.31 | EIA Prime Mover-level Data | Estimated using an emission factor
2020 | WA | University of Washington Power Plant | 54809 | DG5 | IC | SB | NA | DFO |  | 221.4 | 0.034317 | 0.31 | EIA Prime Mover-level Data | Estimated using an emission factor
2020 | WA | University of Washington Power Plant | 54809 | DG6 | IC | SB | NA | DFO |  | 221.4 | 0.034317 | 0.31 | EIA Prime Mover-level Data | Estimated using an emission factor
2020 | WA | University of Washington Power Plant | 54809 | DG7 | IC | SB | NA | DFO |  | 221.4 | 0.034317 | 0.31 | EIA Prime Mover-level Data | Estimated using an emission factor
2020 | WA | University of Washington Power Plant | 54809 | TG2 | ST | OP | NA | NG |  | 1554867 | 5.7722 | 0.0074247 | EIA Prime Mover-level Data | NEI avg EF - PM, fuel type
2020 | WA | Upper Baker | 3861 | 1 | HY | OP | NA | WAT |  | 1588325.5 |  |  | EIA Prime Mover-level Data
2020 | WA | Upper Baker | 3861 | 2 | HY | OP | NA | WAT |  | 1588325.5 |  |  | EIA Prime Mover-level Data
2020 | WA | Upper Falls | 9096 | 1 | HY | OP | NA | WAT |  | 510072 |  |  | EIA Prime Mover-level Data
2020 | WA | Upriver Dam Hydro Plant | 50380 | GEN1 | HY | OP | NA | WAT |  | 51101.5898 |  |  | EIA Prime Mover-level Data
2020 | WA | Upriver Dam Hydro Plant | 50380 | GEN2 | HY | OP | NA | WAT |  | 51101.5898 |  |  | EIA Prime Mover-level Data
2020 | WA | Upriver Dam Hydro Plant | 50380 | GEN3 | HY | OP | NA | WAT |  | 51101.5898 |  |  | EIA Prime Mover-level Data
2020 | WA | Upriver Dam Hydro Plant | 50380 | GEN4 | HY | OP | NA | WAT |  | 148194.6094 |  |  | EIA Prime Mover-level Data
2020 | WA | Upriver Dam Hydro Plant | 50380 | GEN5 | HY | OP | NA | WAT |  | 148194.6094 |  |  | EIA Prime Mover-level Data
2020 | WA | Urtica Solar Project | 62067 | URTIC | PV | T | NA | SUN
2020 | WA | Vantage Wind Energy LLC | 57188 | 1 | WT | OP | NA | WND |  | 2718455 |  |  | EIA Prime Mover-level Data
2020 | WA | Wanapum | 3888 | 1 | HY | RE | NA | WAT
2020 | WA | Wanapum | 3888 | 10 | HY | RE | NA | WAT
2020 | WA | Wanapum | 3888 | 10A | HY | OP | NA | WAT |  | 4501703 |  |  | EIA Prime Mover-level Data
2020 | WA | Wanapum | 3888 | 1A | HY | OP | NA | WAT |  | 4501703 |  |  | EIA Prime Mover-level Data
2020 | WA | Wanapum | 3888 | 2 | HY | RE | NA | WAT
2020 | WA | Wanapum | 3888 | 2A | HY | OP | NA | WAT |  | 4501703 |  |  | EIA Prime Mover-level Data
2020 | WA | Wanapum | 3888 | 3 | HY | RE | NA | WAT
2020 | WA | Wanapum | 3888 | 3A | HY | OP | NA | WAT |  | 4501703 |  |  | EIA Prime Mover-level Data
2020 | WA | Wanapum | 3888 | 4 | HY | RE | NA | WAT
2020 | WA | Wanapum | 3888 | 4A | HY | OP | NA | WAT |  | 4501703 |  |  | EIA Prime Mover-level Data
2020 | WA | Wanapum | 3888 | 5 | HY | RE | NA | WAT
2020 | WA | Wanapum | 3888 | 5A | HY | OP | NA | WAT |  | 4501703 |  |  | EIA Prime Mover-level Data
2020 | WA | Wanapum | 3888 | 6 | HY | RE | NA | WAT
2020 | WA | Wanapum | 3888 | 6A | HY | OP | NA | WAT |  | 4501703 |  |  | EIA Prime Mover-level Data
2020 | WA | Wanapum | 3888 | 7 | HY | RE | NA | WAT
2020 | WA | Wanapum | 3888 | 7A | HY | OP | NA | WAT |  | 4501703 |  |  | EIA Prime Mover-level Data
2020 | WA | Wanapum | 3888 | 8 | HY | RE | NA | WAT
2020 | WA | Wanapum | 3888 | 8A | HY | OP | NA | WAT |  | 4501703 |  |  | EIA Prime Mover-level Data
2020 | WA | Wanapum | 3888 | 9 | HY | RE | NA | WAT
2020 | WA | Wanapum | 3888 | 9A | HY | OP | NA | WAT |  | 4501703 |  |  | EIA Prime Mover-level Data
2020 | WA | Washington State University | 50083 | GEN1 | ST | RE | NA | BIT
2020 | WA | Weeks Falls | 54387 | GEN1 | HY | OP | NA | WAT |  | 137877 |  |  | EIA Prime Mover-level Data
2020 | WA | Wells | 3886 | U-1 | HY | OP | NA | WAT |  | 3839965.75 |  |  | EIA Prime Mover-level Data
2020 | WA | Wells | 3886 | U-10 | HY | OS | NA | WAT |  | 3839965.75 |  |  | EIA Prime Mover-level Data
2020 | WA | Wells | 3886 | U-2 | HY | OP | NA | WAT |  | 3839965.75 |  |  | EIA Prime Mover-level Data
2020 | WA | Wells | 3886 | U-3 | HY | OA | NA | WAT |  | 3839965.75 |  |  | EIA Prime Mover-level Data
2020 | WA | Wells | 3886 | U-4 | HY | OP | NA | WAT |  | 3839965.75 |  |  | EIA Prime Mover-level Data
2020 | WA | Wells | 3886 | U-5 | HY | OP | NA | WAT |  | 3839965.75 |  |  | EIA Prime Mover-level Data
2020 | WA | Wells | 3886 | U-6 | HY | OP | NA | WAT |  | 3839965.75 |  |  | EIA Prime Mover-level Data
2020 | WA | Wells | 3886 | U-7 | HY | OP | NA | WAT |  | 3839965.75 |  |  | EIA Prime Mover-level Data
2020 | WA | Wells | 3886 | U-8 | HY | OP | NA | WAT |  | 3839965.75 |  |  | EIA Prime Mover-level Data
2020 | WA | Wells | 3886 | U-9 | HY | OP | NA | WAT |  | 3839965.75 |  |  | EIA Prime Mover-level Data
2020 | WA | West Point Treatment Plant | 50329 | 4 | IC | OP | NA | OBG |  | 69412 | 0.51018 | 0.0147 | EIA Prime Mover-level Data | Estimated using an emission factor
2020 | WA | West Point Treatment Plant | 50329 | 5 | IC | OP | NA | OBG |  | 69412 | 0.51018 | 0.0147 | EIA Prime Mover-level Data | Estimated using an emission factor
2020 | WA | WestRock (WA) | 57099 | 4RB | ST | OP | NA | BLQ |  | 6585351 | 21.9897 | 0.0066784 | EIA Unit-level Data | NEI avg EF - PM, fuel type
2020 | WA | WestRock (WA) | 57099 | 7PB | ST | OP | NA | WDS |  | 3787966 | 35.4155 | 0.018699 | EIA Unit-level Data | NEI avg EF - PM, fuel type
2020 | WA | White Creek Wind Farm | 56487 | 1 | WT | OP | NA | WND |  | 5672816 |  |  | EIA Prime Mover-level Data
2020 | WA | White River (WA) | 3862 | 1 | HY | RE | NA | WAT
2020 | WA | White River (WA) | 3862 | 2 | HY | RE | NA | WAT
2020 | WA | White River (WA) | 3862 | 3 | HY | RE | NA | WAT
2020 | WA | White River (WA) | 3862 | 4 | HY | RE | NA | WAT
2020 | WA | Whitehorn | 6120 | 2 | GT | OP | NA | NG |  | 43055.5 | 0.021404 | 0.00099423 | EIA Prime Mover-level Data | NEI avg EF - PM, fuel type, firing type
2020 | WA | Whitehorn | 6120 | 3 | GT | OP | NA | NG |  | 43055.5 | 0.021404 | 0.00099423 | EIA Prime Mover-level Data | NEI avg EF - PM, fuel type, firing type
2020 | WA | Wild Horse | 56322 | 1 | WT | OP | NA | WND |  | 5627400.5 |  |  | EIA Prime Mover-level Data
2020 | WA | Wild Horse | 56322 | WH2 | WT | OP | NA | WND |  | 1083139.25 |  |  | EIA Prime Mover-level Data
2020 | WA | Wild Horse | 56322 | WHS1 | PV | OP | NA | SUN |  | 833 |  |  | EIA Prime Mover-level Data
2020 | WA | Windy Flats Wind Project | 57159 | GEN1 | WT | OP | NA | WND |  | 6763079 |  |  | EIA Prime Mover-level Data
2020 | WA | Wynoochee | 7127 | 1 | HY | OP | NA | WAT |  | 261049 |  |  | EIA Prime Mover-level Data
2020 | WA | Yale | 3852 | 1 | HY | OP | NA | WAT |  | 2207259.5 |  |  | EIA Prime Mover-level Data
2020 | WA | Yale | 3852 | 2 | HY | OP | NA | WAT |  | 2207259.5 |  |  | EIA Prime Mover-level Data
2020 | WA | Yelm | 3878 | 1 | HY | OP | NA | WAT |  | 87699.25 |  |  | EIA Prime Mover-level Data
2020 | WA | Yelm | 3878 | 2 | HY | OP | NA | WAT |  | 87699.25 |  |  | EIA Prime Mover-level Data
2020 | WA | Yelm | 3878 | 3 | HY | OP | NA | WAT |  | 175398.5 |  |  | EIA Prime Mover-level Data
2020 | WA | Youngs Creek Hydroelectric Project | 57763 | 1 | HY | OP | NA | WAT |  | 182653 |  |  | EIA Prime Mover-level Data
2020 | WI | Alexander | 4060 | 1 | HY | OP | NA | WAT |  | 88595.6641 |  |  | EIA Prime Mover-level Data
2020 | WI | Alexander | 4060 | 2 | HY | OP | NA | WAT |  | 88595.6641 |  |  | EIA Prime Mover-level Data
2020 | WI | Alexander | 4060 | 3 | HY | OP | NA | WAT |  | 88595.6641 |  |  | EIA Prime Mover-level Data
2020 | WI | Alma | 4140 | 1 | ST | RE | NA | BIT
2020 | WI | Alma | 4140 | 2 | ST | RE | NA | BIT
2020 | WI | Alma | 4140 | 3 | ST | RE | NA | BIT
2020 | WI | Alma | 4140 | 4 | ST | RE | NA | BIT
2020 | WI | Alma | 4140 | 5 | ST | RE | NA | BIT
2020 | WI | Ameresco Janesville | 56427 | Unit1 | IC | OP | NA | LFG |  | 49449.332 | 0.36345 | 0.0147 | EIA Prime Mover-level Data | Estimated using an emission factor
2020 | WI | Ameresco Janesville | 56427 | Unit2 | IC | OP | NA | LFG |  | 49449.332 | 0.36345 | 0.0147 | EIA Prime Mover-level Data | Estimated using an emission factor
2020 | WI | Ameresco Janesville | 56427 | Unit3 | IC | OP | NA | LFG |  | 49449.332 | 0.36345 | 0.0147 | EIA Prime Mover-level Data | Estimated using an emission factor
2020 | WI | Apple River | 6231 | 1 | HY | OP | NA | WAT |  | 41894.668 |  |  | EIA Prime Mover-level Data
2020 | WI | Apple River | 6231 | 2 | HY | RE | NA | WAT
2020 | WI | Apple River | 6231 | 3 | HY | OP | NA | WAT |  | 41894.668 |  |  | EIA Prime Mover-level Data
2020 | WI | Apple River | 6231 | 4 | HY | OP | NA | WAT |  | 41894.668 |  |  | EIA Prime Mover-level Data
2020 | WI | Appleton | 4043 | 4 | HY | OP | NA | WAT |  | 51432 |  |  | EIA Prime Mover-level Data
2020 | WI | Appleton | 4043 | 5 | HY | OP | NA | WAT |  | 21430 |  |  | EIA Prime Mover-level Data
2020 | WI | Appleton | 4043 | 6 | HY | OP | NA | WAT |  | 21430 |  |  | EIA Prime Mover-level Data
2020 | WI | Appleton Property Ventures LLC | 55558 | B06 | CT | OP | CC | NG | 8155 | 3742217 | 12.0406 | 0.006435 | EPA/CAMD | EPA/NEI | 2002
2020 | WI | Arcadia Electric | 4100 | 1 | IC | SB | NA | DFO |  | 539.538 | 0.083628 | 0.31 | EIA Prime Mover-level Data | Estimated using an emission factor
2020 | WI | Arcadia Electric | 4100 | 10 | IC | SB | NA | DFO |  | 830.059 | 0.12866 | 0.31 | EIA Prime Mover-level Data | Estimated using an emission factor
2020 | WI | Arcadia Electric | 4100 | 2 | IC | SB | NA | DFO |  | 415.03 | 0.06433 | 0.31 | EIA Prime Mover-level Data | Estimated using an emission factor
2020 | WI | Arcadia Electric | 4100 | 3 | IC | SB | NA | DFO |  | 166.012 | 0.025732 | 0.31 | EIA Prime Mover-level Data | Estimated using an emission factor
2020 | WI | Arcadia Electric | 4100 | 4 | IC | SB | NA | DFO |  | 83.006 | 0.012866 | 0.31 | EIA Prime Mover-level Data | Estimated using an emission factor
2020 | WI | Arcadia Electric | 4100 | 5 | IC | SB | NA | NG |  | 1245.089 | 0.00026271 | 0.000422 | EIA Prime Mover-level Data | Estimated using an emission factor
2020 | WI | Arcadia Electric | 4100 | 6 | IC | SB | NA | NG |  | 1245.089 | 0.00026271 | 0.000422 | EIA Prime Mover-level Data | Estimated using an emission factor
2020 | WI | Arcadia Electric | 4100 | 7 | IC | SB | NA | DFO |  | 830.059 | 0.12866 | 0.31 | EIA Prime Mover-level Data | Estimated using an emission factor
2020 | WI | Arcadia Electric | 4100 | 8 | IC | SB | NA | DFO |  | 830.059 | 0.12866 | 0.31 | EIA Prime Mover-level Data | Estimated using an emission factor
2020 | WI | Arcadia Electric | 4100 | 9 | IC | SB | NA | DFO |  | 830.059 | 0.12866 | 0.31 | EIA Prime Mover-level Data | Estimated using an emission factor
2020 | WI | Arcadia Solar | 62744 | A1 | PV | OP | NA | SUN |  | 69896 |  |  | EIA Prime Mover-level Data
2020 | WI | Argyle | 7810 | 2A | IC | RE | NA | DFO
2020 | WI | Argyle | 7810 | 3 | HY | OP | NA | WAT |  | 964 |  |  | EIA Prime Mover-level Data
2020 | WI | Argyle | 7810 | 4 | IC | RE | NA | DFO
2020 | WI | Argyle | 7810 | 5 | IC | SB | NA | DFO |  | 179 | 0.027745 | 0.31 | EIA Prime Mover-level Data | Estimated using an emission factor
2020 | WI | Arpin Dam | 3995 | 1 | HY | OP | NA | WAT |  | 37827.8555 |  |  | EIA Prime Mover-level Data
2020 | WI | Arpin Dam | 3995 | 2 | HY | OP | NA | WAT |  | 37827.8555 |  |  | EIA Prime Mover-level Data
2020 | WI | Arpin Dam | 3995 | 3 | HY | OP | NA | WAT |  | 12609.2861 |  |  | EIA Prime Mover-level Data
2020 | WI | Badger Hollow I | 62955 | GEN1 | PV | U | NA | SUN
2020 | WI | Badger Hollow II | 64393 | GEN2 | PV | U | NA | SUN
2020 | WI | Barron | 4102 | 1A | IC | SB | NA | DFO |  | 6.859 | 0.0010631 | 0.31 | EIA Prime Mover-level Data | Estimated using an emission factor
2020 | WI | Barron | 4102 | 2A | IC | SB | NA | DFO |  | 6.859 | 0.0010631 | 0.31 | EIA Prime Mover-level Data | Estimated using an emission factor
2020 | WI | Barron | 4102 | 3A | IC | SB | NA | DFO |  | 6.859 | 0.0010631 | 0.31 | EIA Prime Mover-level Data | Estimated using an emission factor
2020 | WI | Barron | 4102 | 4 | IC | SB | NA | DFO |  | 6.859 | 0.0010631 | 0.31 | EIA Prime Mover-level Data | Estimated using an emission factor
2020 | WI | Barron | 4102 | 7 | IC | OS | NA | DFO |  | 4.988 | 0.00077314 | 0.31 | EIA Prime Mover-level Data | Estimated using an emission factor
2020 | WI | Barron | 4102 | 8 | IC | SB | NA | DFO |  | 8.106 | 0.0012564 | 0.31 | EIA Prime Mover-level Data | Estimated using an emission factor
2020 | WI | Barron | 4102 | 9 | IC | SB | NA | DFO |  | 12.471 | 0.001933 | 0.31 | EIA Prime Mover-level Data | Estimated using an emission factor
2020 | WI | Barron | 4102 | H2 | HY | OP | NA | WAT |  | 3701 |  |  | EIA Prime Mover-level Data
2020 | WI | Bay Front | 3982 | 1 | ST | OP | STOKER | WDS | 7018 | 1321037 | 2.8969 | 0.0043857 | EPA/CAMD | EPA/NEI | 1954
2020 | WI | Bay Front | 3982 | 2 | ST | OP | STOKER | WDS | 7440 | 1570632.75 | 4.5885 | 0.0058428 | EPA/CAMD | EPA/NEI | 1952
2020 | WI | Bay Front | 3982 | 5 | ST | OP | CYCLONE | NG | 0 | [5 empty] | 1960
2020 | WI | Beloit Memorial Hospital Power Plant | 62117 | GEN-1 | IC | OP | NA | NG |  | 180.5 | 3.8085e-05 | 0.000422 | EIA Prime Mover-level Data | Estimated using an emission factor
2020 | WI | Beloit Memorial Hospital Power Plant | 62117 | GEN-2 | IC | OP | NA | NG |  | 180.5 | 3.8085e-05 | 0.000422 | EIA Prime Mover-level Data | Estimated using an emission factor
2020 | WI | Berlin Landfill Gas | 56069 | 1 | IC | OP | NA | LFG |  | 60844.332 | 0.44721 | 0.0147 | EIA Prime Mover-level Data | Estimated using an emission factor
2020 | WI | Berlin Landfill Gas | 56069 | 2 | IC | OP | NA | LFG |  | 60844.332 | 0.44721 | 0.0147 | EIA Prime Mover-level Data | Estimated using an emission factor
2020 | WI | Berlin Landfill Gas | 56069 | 3 | IC | OP | NA | LFG |  | 60844.332 | 0.44721 | 0.0147 | EIA Prime Mover-level Data | Estimated using an emission factor
2020 | WI | Big Falls | 3983 | 1 | HY | OP | NA | WAT |  | 128377.8672 |  |  | EIA Prime Mover-level Data
2020 | WI | Big Falls | 3983 | 2 | HY | OP | NA | WAT |  | 128377.8672 |  |  | EIA Prime Mover-level Data
2020 | WI | Big Falls | 3983 | 3 | HY | OP | NA | WAT |  | 123440.2578 |  |  | EIA Prime Mover-level Data
2020 | WI | Biron | 3971 | 1 | HY | OP | NA | WAT |  | 76050.5 |  |  | EIA Prime Mover-level Data
2020 | WI | Biron | 3971 | 2 | HY | OP | NA | WAT |  | 76050.5 |  |  | EIA Prime Mover-level Data
2020 | WI | Biron | 3971 | 3 | HY | OS | NA | WAT |  | 21728.7148 |  |  | EIA Prime Mover-level Data
2020 | WI | Biron | 3971 | 4 | HY | OS | NA | WAT |  | 21728.7148 |  |  | EIA Prime Mover-level Data
2020 | WI | Biron | 3971 | 5 | HY | OS | NA | WAT |  | 21728.7148 |  |  | EIA Prime Mover-level Data
2020 | WI | Biron | 3971 | 6 | HY | OP | NA | WAT |  | 21728.7148 |  |  | EIA Prime Mover-level Data
2020 | WI | Biron | 3971 | 7 | HY | OS | NA | WAT |  | 21728.7148 |  |  | EIA Prime Mover-level Data
2020 | WI | Biron | 3971 | 8 | HY | RE | NA | WAT
2020 | WI | Biron | 3971 | 9 | HY | OP | NA | WAT |  | 43457.4297 |  |  | EIA Prime Mover-level Data
2020 | WI | Biron Mill | 10234 | 1 | ST | SB | NA | NG |  | 22138.9121 | 0.082188 | 0.0074247 | EIA Unit-level Data | NEI avg EF - PM, fuel type
2020 | WI | Biron Mill | 10234 | 2 | ST | SB | NA | NG |  | 19652.1875 | 0.072956 | 0.0074247 | EIA Unit-level Data | NEI avg EF - PM, fuel type
2020 | WI | Biron Mill | 10234 | 3 | ST | SB | NA | NG |  | 20860.293 | 0.077441 | 0.0074247 | EIA Unit-level Data | NEI avg EF - PM, fuel type
2020 | WI | Biron Mill | 10234 | 4 | ST | RE | NA | NG |  | 2473541.5 | 9.1827 | 0.0074247 | EIA Unit-level Data | NEI avg EF - PM, fuel type
2020 | WI | Biron Mill | 10234 | 5 | ST | OP | NA | SUB |  | 1549248.25 | 6.8869 | 0.0088906 | EIA Unit-level Data | NEI avg EF - PM, fuel type
2020 | WI | Blackhawk | 4048 | 3 | ST | RE | NA | NG
2020 | WI | Blackhawk | 4048 | 4 | ST | RE | NA | NG
2020 | WI | Blount Street | 3992 | 8 | ST | OP | WALL | NG | 988 | 217539.375 | 0.65089 | 0.0059841 | EPA/CAMD | EPA/NEI | 1957
2020 | WI | Blount Street | 3992 | 9 | ST | OP | WALL | NG | 1164 | 229687.875 | 0.79124 | 0.0068897 | EPA/CAMD | EPA/NEI | 1961
2020 | WI | Blue Prairie Solar, LLC | 64698 | 508 | PV | V | NA | SUN
2020 | WI | Blue Sky Green Field Wind Project | 56391 | 1 | WT | OP | NA | WND |  | 2953176 |  |  | EIA Prime Mover-level Data
2020 | WI | Brule | 1775 | 1 | HY | OP | NA | WAT |  | 41050.5664 |  |  | EIA Prime Mover-level Data
2020 | WI | Brule | 1775 | 2 | HY | OP | NA | WAT |  | 63154.7188 |  |  | EIA Prime Mover-level Data
2020 | WI | Brule | 1775 | 3 | HY | OP | NA | WAT |  | 63154.7188 |  |  | EIA Prime Mover-level Data
2020 | WI | Butler Ridge | 56647 | 1 | WT | OP | NA | WND |  | 1312855 |  |  | EIA Prime Mover-level Data
2020 | WI | Byron | 7901 | 1 | WT | RE | NA | WND
2020 | WI | Byron | 7901 | 2 | WT | RE | NA | WND
2020 | WI | Caldron Falls | 4061 | 1 | HY | OP | NA | WAT |  | 126462.5 |  |  | EIA Prime Mover-level Data
2020 | WI | Caldron Falls | 4061 | 2 | HY | OP | NA | WAT |  | 126462.5 |  |  | EIA Prime Mover-level Data
2020 | WI | Capitol Heat and Power | 54406 | 1 | ST | RE | NA | NG
2020 | WI | Capitol Heat and Power | 54406 | 2 | ST | RE | NA | NG
2020 | WI | Capitol Heat and Power | 54406 | P31 | IC | SB | NA | DFO
2020 | WI | Capitol Heat and Power | 54406 | P32 | IC | SB | NA | DFO
2020 | WI | Cashton | 4107 | 3 | IC | OP | NA | DFO
2020 | WI | Cashton | 4107 | 4 | IC | RE | NA | DFO
2020 | WI | Cashton | 4107 | 5 | IC | OP | NA | NG
2020 | WI | Cashton | 4107 | 6 | IC | OP | NA | DFO
2020 | WI | Cashton Greens Wind Farm | 57968 | CGWF | WT | OP | NA | WND |  | 98889 |  |  | EIA Prime Mover-level Data
2020 | WI | Cashton Solar | 62858 | CAS3 | PV | OP | NA | SUN |  | 37128 |  |  | EIA Prime Mover-level Data
2020 | WI | Castle Rock | 4079 | 1 | HY | OP | NA | WAT |  | 166953.5938 |  |  | EIA Prime Mover-level Data
2020 | WI | Castle Rock | 4079 | 2 | HY | OP | NA | WAT |  | 166953.5938 |  |  | EIA Prime Mover-level Data
2020 | WI | Castle Rock | 4079 | 3 | HY | OP | NA | WAT |  | 166953.5938 |  |  | EIA Prime Mover-level Data
2020 | WI | Castle Rock | 4079 | 4 | HY | OP | NA | WAT |  | 166953.5938 |  |  | EIA Prime Mover-level Data
2020 | WI | Castle Rock | 4079 | 5 | HY | OP | NA | WAT |  | 166953.5938 |  |  | EIA Prime Mover-level Data
2020 | WI | Cedar Falls (WI) | 3998 | 1 | HY | OP | NA | WAT |  | 129185.3359 |  |  | EIA Prime Mover-level Data
2020 | WI | Cedar Falls (WI) | 3998 | 2 | HY | OP | NA | WAT |  | 129185.3359 |  |  | EIA Prime Mover-level Data
2020 | WI | Cedar Falls (WI) | 3998 | 3 | HY | OP | NA | WAT |  | 129185.3359 |  |  | EIA Prime Mover-level Data
2020 | WI | Cedar Ridge | 56347 | 1 | WT | OP | NA | WND |  | 1614452 |  |  | EIA Prime Mover-level Data
2020 | WI | Chippewa Falls | 4000 | 1 | HY | OP | NA | WAT |  | 129865.1641 |  |  | EIA Prime Mover-level Data
2020 | WI | Chippewa Falls | 4000 | 2 | HY | OP | NA | WAT |  | 129865.1641 |  |  | EIA Prime Mover-level Data
2020 | WI | Chippewa Falls | 4000 | 3 | HY | OP | NA | WAT |  | 129865.1641 |  |  | EIA Prime Mover-level Data
2020 | WI | Chippewa Falls | 4000 | 4 | HY | OP | NA | WAT |  | 129865.1641 |  |  | EIA Prime Mover-level Data
2020 | WI | Chippewa Falls | 4000 | 5 | HY | OP | NA | WAT |  | 129865.1641 |  |  | EIA Prime Mover-level Data
2020 | WI | Chippewa Falls | 4000 | 6 | HY | OP | NA | WAT |  | 129865.1641 |  |  | EIA Prime Mover-level Data
2020 | WI | Clam River Dam | 4018 | 1 | HY | OP | NA | WAT |  | 16864.334 |  |  | EIA Prime Mover-level Data
2020 | WI | Clam River Dam | 4018 | 2 | HY | OP | NA | WAT |  | 16864.334 |  |  | EIA Prime Mover-level Data
2020 | WI | Clam River Dam | 4018 | 3 | HY | OP | NA | WAT |  | 16864.334 |  |  | EIA Prime Mover-level Data
2020 | WI | Clean Fuel Dane Community Digester | 59559 | GEN#1 | IC | RE | NA | OBG |  | 18778 | 0.13802 | 0.0147 | EIA Prime Mover-level Data | Estimated using an emission factor
2020 | WI | Clean Fuel Dane Community Digester | 59559 | GEN#2 | IC | RE | NA | OBG |  | 18778 | 0.13802 | 0.0147 | EIA Prime Mover-level Data | Estimated using an emission factor
2020 | WI | Columbia | 8023 | 1 | ST | OP | TANGENTIAL | RC | 8603 | 34270988 | 47.9538 | 0.0027985 | EPA/CAMD | EPA/NEI | 1975
2020 | WI | Columbia | 8023 | 2 | ST | OP | TANGENTIAL | RC | 6363 | 24971632 | 47.2647 | 0.0037855 | EPA/CAMD | EPA/NEI | 1978
2020 | WI | Combined Locks | 4201 | HC1 | HY | OP | NA | WAT |  | 210912 |  |  | EIA Prime Mover-level Data
2020 | WI | Combined Locks | 4201 | HC2 | HY | OP | NA | WAT |  | 210912 |  |  | EIA Prime Mover-level Data
2020 | WI | Concord | 7159 | **1 | GT | OP | CT | NG | 363 | 264117.1875 | 5.3189 | 0.040277 | EPA/CAMD | EPA/NEI | 1993
2020 | WI | Concord | 7159 | **2 | GT | OP | CT | NG | 354 | 251883.2031 | 5.5929 | 0.044409 | EPA/CAMD | EPA/NEI | 1993
2020 | WI | Concord | 7159 | **3 | GT | OP | CT | NG | 537 | 375232.3125 | 7.7728 | 0.041429 | EPA/CAMD | EPA/NEI | 1994
2020 | WI | Concord | 7159 | **4 | GT | OP | CT | NG | 485 | 354854.375 | 7.2184 | 0.040684 | EPA/CAMD | EPA/NEI | 1994
2020 | WI | Conrath DPC Solar | 60889 | PV1 | PV | OP | NA | SUN |  | 14310 |  |  | EIA Prime Mover-level Data
2020 | WI | Consumer Operations LLC | 10360 | B02 | ST | OP | WALL | NG |  | 2549100.75 | 9.3602 | 0.0073439 | EIA Unit-level Data | NEI avg EF - PM, fuel type, firing type
2020 | WI | Consumer Operations LLC | 10360 | B03 | ST | OP | NA | NG |  | 0 | 0 |  | EIA Unit-level Data | NEI avg EF - PM, fuel type
2020 | WI | Consumer Operations LLC | 10360 | B26 | ST | RE | STOKER | BIT |  | 0 | 0 |  | EIA Unit-level Data | NEI avg EF - PM, fuel type, firing type
2020 | WI | Consumer Operations LLC | 10360 | B27 | ST | RE | CYCLONE | BIT |  | 0 | 0 |  | EIA Unit-level Data | NEI avg EF - PM, fuel type, firing type
2020 | WI | Consumer Operations LLC | 10360 | B28 | ST | OP | STOKER | BIT |  | 1391280.375 | 23.2139 | 0.033371 | EIA Unit-level Data | NEI avg EF - PM, fuel type, firing type
2020 | WI | Consumer Operations LLC | 10360 | B29 | ST | RE | FLUIDIZED | BIT |  | 0 | 0 |  | EIA Unit-level Data | NEI avg EF - PM, fuel type, firing type
2020 | WI | Consumer Operations LLC | 10360 | GEN1 | ST | RE | NA | BIT
2020 | WI | Consumer Operations LLC | 10360 | GEN2 | ST | RE | NA | BIT
2020 | WI | Consumer Operations LLC | 10360 | GEN3 | ST | RE | NA | BIT
2020 | WI | Consumer Operations LLC | 10360 | GEN4 | ST | RE | NA | BIT
2020 | WI | Cornell | 6086 | 1 | HY | OP | NA | WAT |  | 355070.4688 |  |  | EIA Prime Mover-level Data
2020 | WI | Cornell | 6086 | 2 | HY | OP | NA | WAT |  | 355070.4688 |  |  | EIA Prime Mover-level Data
2020 | WI | Cornell | 6086 | 3 | HY | OP | NA | WAT |  | 355070.4688 |  |  | EIA Prime Mover-level Data
2020 | WI | Cornell | 6086 | 4 | HY | OP | NA | WAT |  | 24700.5547 |  |  | EIA Prime Mover-level Data
2020 | WI | Cumberland (WI) | 4112 | 1 | IC | OP | NA | DFO |  | 59.9 | 0.0092845 | 0.31 | EIA Prime Mover-level Data | Estimated using an emission factor
2020 | WI | Cumberland (WI) | 4112 | 2 | IC | OP | NA | DFO |  | 25.671 | 0.003979 | 0.31 | EIA Prime Mover-level Data | Estimated using an emission factor
2020 | WI | Cumberland (WI) | 4112 | 3 | IC | OP | NA | DFO |  | 25.671 | 0.003979 | 0.31 | EIA Prime Mover-level Data | Estimated using an emission factor
2020 | WI | Cumberland (WI) | 4112 | 4 | IC | OP | NA | DFO |  | 111.242 | 0.017243 | 0.31 | EIA Prime Mover-level Data | Estimated using an emission factor
2020 | WI | Cumberland (WI) | 4112 | 5 | IC | OP | NA | NG |  | 171.142 | 3.6111e-05 | 0.000422 | EIA Prime Mover-level Data | Estimated using an emission factor
2020 | WI | Cumberland (WI) | 4112 | 6 | IC | OP | NA | DFO |  | 616.11 | 0.095497 | 0.31 | EIA Prime Mover-level Data | Estimated using an emission factor
2020 | WI | Cumberland (WI) | 4112 | 7 | IC | OP | NA | NG |  | 564.767 | 0.00011917 | 0.000422 | EIA Prime Mover-level Data | Estimated using an emission factor
2020 | WI | Cumberland (WI) | 4112 | 8 | IC | OP | NA | NG |  | 299.498 | 6.3194e-05 | 0.000422 | EIA Prime Mover-level Data | Estimated using an emission factor
2020 | WI | Cumberland Solar | 62849 | CUM4 | PV | OP | NA | SUN |  | 37128 |  |  | EIA Prime Mover-level Data
2020 | WI | Custer Energy Center | 7795 | 1 | GT | OP | NA | NG |  | 9259 | 0.0046028 | 0.00099423 | EIA Prime Mover-level Data | NEI avg EF - PM, fuel type, firing type
2020 | WI | Dairyland WTE Plant | 59810 | GEN1 | IC | OP | NA | OBG |  | 30841.5 | 0.22669 | 0.0147 | EIA Prime Mover-level Data | Estimated using an emission factor
2020 | WI | Dairyland WTE Plant | 59810 | GEN2 | IC | OP | NA | OBG |  | 30841.5 | 0.22669 | 0.0147 | EIA Prime Mover-level Data | Estimated using an emission factor
2020 | WI | Danbury Dam | 4019 | 1 | HY | OP | NA | WAT |  | 2618.7 |  |  | EIA Prime Mover-level Data
2020 | WI | Danbury Dam | 4019 | 2 | HY | OP | NA | WAT |  | 7856.1001 |  |  | EIA Prime Mover-level Data
2020 | WI | Danbury Dam | 4019 | HY3 | HY | OP | NA | WAT |  | 15712.2002 |  |  | EIA Prime Mover-level Data
2020 | WI | Danbury Diesel | 55998 | GT1 | GT | OP | NA | DFO |  | 0 | 0 |  | EIA Prime Mover-level Data | NEI avg EF - PM, fuel type, firing type
2020 | WI | Danbury Diesel | 55998 | IC1 | IC | OP | NA | DFO |  | 0 | 0 |  | EIA Prime Mover-level Data | Estimated using an emission factor
2020 | WI | Danbury Diesel | 55998 | IC2 | IC | OP | NA | DFO |  | 0 | 0 |  | EIA Prime Mover-level Data | Estimated using an emission factor
2020 | WI | Dane County Airport Solar | 64080 | 1 | PV | OP | NA | SUN |  | 2106 |  |  | EIA Prime Mover-level Data
2020 | WI | Darien Solar | 64534 | 1 | PV | L | NA | SUN
2020 | WI | Darien Solar | 64534 | 2 | BA | L | NA | MWH
2020 | WI | Deertrack Park Gas Recovery | 56520 | GEN1 | IC | OP | NA | LFG |  | 52720.125 | 0.38749 | 0.0147 | EIA Prime Mover-level Data | Estimated using an emission factor
2020 | WI | Deertrack Park Gas Recovery | 56520 | GEN2 | IC | OP | NA | LFG |  | 52720.125 | 0.38749 | 0.0147 | EIA Prime Mover-level Data | Estimated using an emission factor
2020 | WI | Deertrack Park Gas Recovery | 56520 | GEN3 | IC | OP | NA | LFG |  | 52720.125 | 0.38749 | 0.0147 | EIA Prime Mover-level Data | Estimated using an emission factor
2020 | WI | Deertrack Park Gas Recovery | 56520 | GEN4 | IC | OP | NA | LFG |  | 52720.125 | 0.38749 | 0.0147 | EIA Prime Mover-level Data | Estimated using an emission factor
2020 | WI | Deertrack Park Gas Recovery | 56520 | GEN5 | IC | OP | NA | LFG |  | 52720.125 | 0.38749 | 0.0147 | EIA Prime Mover-level Data | Estimated using an emission factor
2020 | WI | Deertrack Park Gas Recovery | 56520 | GEN6 | IC | OP | NA | LFG |  | 52720.125 | 0.38749 | 0.0147 | EIA Prime Mover-level Data | Estimated using an emission factor
2020 | WI | Deertrack Park Gas Recovery | 56520 | GEN7 | IC | OP | NA | LFG |  | 52720.125 | 0.38749 | 0.0147 | EIA Prime Mover-level Data | Estimated using an emission factor
2020 | WI | Deertrack Park Gas Recovery | 56520 | GEN8 | IC | OP | NA | LFG |  | 52720.125 | 0.38749 | 0.0147 | EIA Prime Mover-level Data | Estimated using an emission factor
2020 | WI | Dells | 4002 | 1 | HY | OP | NA | WAT |  | 127231.4844 |  |  | EIA Prime Mover-level Data
2020 | WI | Dells | 4002 | 2 | HY | OP | NA | WAT |  | 114069.6094 |  |  | EIA Prime Mover-level Data
2020 | WI | Dells | 4002 | 3 | HY | OP | NA | WAT |  | 114069.6094 |  |  | EIA Prime Mover-level Data
2020 | WI | Dells | 4002 | 4 | HY | OP | NA | WAT |  | 114069.6094 |  |  | EIA Prime Mover-level Data
2020 | WI | Dells | 4002 | 5 | HY | OP | NA | WAT |  | 70196.6797 |  |  | EIA Prime Mover-level Data
2020 | WI | Dells | 4002 | 6 | HY | RE | NA | WAT
2020 | WI | Dells | 4002 | 7 | HY | RE | NA | WAT
2020 | WI | Depere Energy Center | 55029 | B01 | GT | OP | CT | NG | 913 | 1335709.75 | 4.3197 | 0.0064681 | EPA/CAMD | EPA/NEI | 1999
2020 | WI | Diesel Generators | 56070 | 1 | IC | OP | NA | DFO |  | 5061 | 0.78446 | 0.31 | EIA Prime Mover-level Data | Estimated using an emission factor
2020 | WI | Domtar Paper Company Rothschild | 50190 | HG1 | HY | OP | NA | WAT |  | 10722.5459 |  |  | EIA Prime Mover-level Data
2020 | WI | Domtar Paper Company Rothschild | 50190 | HG2 | HY | OP | NA | WAT |  | 8935.4541 |  |  | EIA Prime Mover-level Data
2020 | WI | Domtar Paper Company Rothschild | 50190 | HG3 | HY | OP | NA | WAT |  | 10722.5459 |  |  | EIA Prime Mover-level Data
2020 | WI | Domtar Paper Company Rothschild | 50190 | HG4 | HY | OP | NA | WAT |  | 8935.4541 |  |  | EIA Prime Mover-level Data
2020 | WI | Domtar Paper Company Rothschild | 50190 | HG5 | HY | OP | NA | WAT |  | 17870.9082 |  |  | EIA Prime Mover-level Data
2020 | WI | Domtar Paper Company Rothschild | 50190 | HG6 | HY | OP | NA | WAT |  | 12509.6367 |  |  | EIA Prime Mover-level Data
2020 | WI | Domtar Paper Company Rothschild | 50190 | HG7 | HY | OP | NA | WAT |  | 8935.4541 |  |  | EIA Prime Mover-level Data
2020 | WI | Domtar Paper Company Rothschild | 50190 | TG2 | ST | RE | NA | NG
2020 | WI | Downsville DPC Solar | 60892 | PV1 | PV | OP | NA | SUN |  | 17257 |  |  | EIA Prime Mover-level Data
2020 | WI | Du Bay | 3972 | 1 | HY | OP | NA | WAT |  | 74164.8359 |  |  | EIA Prime Mover-level Data
2020 | WI | Du Bay | 3972 | 2 | HY | OP | NA | WAT |  | 123608.0547 |  |  | EIA Prime Mover-level Data
2020 | WI | Du Bay | 3972 | 3 | HY | OP | NA | WAT |  | 123608.0547 |  |  | EIA Prime Mover-level Data
2020 | WI | Du Bay | 3972 | 4 | HY | OP | NA | WAT |  | 123608.0547 |  |  | EIA Prime Mover-level Data
2020 | WI | Eagle River | 4062 | 1 | IC | RE | NA | DFO
2020 | WI | Eagle River | 4062 | 2 | IC | RE | NA | DFO
2020 | WI | Edgewater (4050) | 4050 | 5 | ST | OP | WALL | SUB | 5494 | 12373316 | 64.2432 | 0.010384 | EPA/CAMD | EPA/NEI | 1985
2020 | WI | Elk Mound Generating Station | 7863 | 1 | GT | OP | CT | NG | 60 | 20586.1992 | 0.14668 | 0.014251 | EPA/CAMD | EPA/NEI | 2001
2020 | WI | Elk Mound Generating Station | 7863 | 2 | GT | OP | CT | NG | 125 | 42720.8008 | 0.21984 | 0.010292 | EPA/CAMD | EPA/NEI | 2001
2020 | WI | Elm Road Generating Station | 56068 | 1 | ST | OP | WALL | RC | 7816 | 41127396 | 39.1 | 0.0019014 | EPA/CAMD | EPA/NEI | 2009
2020 | WI | Elm Road Generating Station | 56068 | 2 | ST | OP | WALL | RC | 5798 | 32690010 | 44.1 | 0.0026981 | EPA/CAMD | EPA/NEI | 2010
2020 | WI | Elroy | 4113 | 1A | IC | OP | NA | DFO |  | 112.212 | 0.017393 | 0.31 | EIA Prime Mover-level Data | Estimated using an emission factor
2020 | WI | Elroy | 4113 | 2A | IC | OP | NA | DFO |  | 112.212 | 0.017393 | 0.31 | EIA Prime Mover-level Data | Estimated using an emission factor
2020 | WI | Elroy | 4113 | 5 | IC | OP | NA | DFO |  | 97.576 | 0.015124 | 0.31 | EIA Prime Mover-level Data | Estimated using an emission factor
2020 | WI | Elroy Solar | 62868 | ELR5 | PV | OP | NA | SUN |  | 20364 |  |  | EIA Prime Mover-level Data
2020 | WI | Epic Verona | 62676 | G101 | IC | SB | NA | DFO |  | 204.222 | 0.031654 | 0.31 | EIA Prime Mover-level Data | Estimated using an emission factor
2020 | WI | Epic Verona | 62676 | G102 | IC | SB | NA | DFO |  | 204.222 | 0.031654 | 0.31 | EIA Prime Mover-level Data | Estimated using an emission factor
2020 | WI | Epic Verona | 62676 | G103 | IC | SB | NA | DFO |  | 204.222 | 0.031654 | 0.31 | EIA Prime Mover-level Data | Estimated using an emission factor
2020 | WI | Epic Verona | 62676 | G104 | IC | SB | NA | DFO |  | 204.222 | 0.031654 | 0.31 | EIA Prime Mover-level Data | Estimated using an emission factor
2020 | WI | Epic Verona | 62676 | G105 | IC | SB | NA | DFO |  | 204.222 | 0.031654 | 0.31 | EIA Prime Mover-level Data | Estimated using an emission factor
2020 | WI | Epic Verona | 62676 | G202 | IC | SB | NA | DFO |  | 204.222 | 0.031654 | 0.31 | EIA Prime Mover-level Data | Estimated using an emission factor
2020 | WI | Epic Verona | 62676 | G203 | IC | SB | NA | DFO |  | 204.222 | 0.031654 | 0.31 | EIA Prime Mover-level Data | Estimated using an emission factor
2020 | WI | Epic Verona | 62676 | G204 | IC | SB | NA | DFO |  | 204.222 | 0.031654 | 0.31 | EIA Prime Mover-level Data | Estimated using an emission factor
2020 | WI | Epic Verona | 62676 | G205 | IC | SB | NA | DFO |  | 204.222 | 0.031654 | 0.31 | EIA Prime Mover-level Data | Estimated using an emission factor
2020 | WI | Epic Verona | 62676 | G206 | IC | SB | NA | DFO |  | 204.222 | 0.031654 | 0.31 | EIA Prime Mover-level Data | Estimated using an emission factor
2020 | WI | Epic Verona | 62676 | G207 | IC | SB | NA | DFO |  | 204.222 | 0.031654 | 0.31 | EIA Prime Mover-level Data | Estimated using an emission factor
2020 | WI | Epic Verona | 62676 | G208 | IC | SB | NA | DFO |  | 204.222 | 0.031654 | 0.31 | EIA Prime Mover-level Data | Estimated using an emission factor
2020 | WI | Epic Verona | 62676 | G209 | IC | SB | NA | DFO |  | 204.222 | 0.031654 | 0.31 | EIA Prime Mover-level Data | Estimated using an emission factor
2020 | WI | Epic Verona | 62676 | G210 | IC | SB | NA | DFO |  | 204.222 | 0.031654 | 0.31 | EIA Prime Mover-level Data | Estimated using an emission factor
2020 | WI | Epic Verona | 62676 | G211 | IC | SB | NA | DFO |  | 204.222 | 0.031654 | 0.31 | EIA Prime Mover-level Data | Estimated using an emission factor
2020 | WI | Epic Verona | 62676 | G301 | IC | SB | NA | DFO |  | 204.222 | 0.031654 | 0.31 | EIA Prime Mover-level Data | Estimated using an emission factor
2020 | WI | Epic Verona | 62676 | G302 | IC | SB | NA | DFO |  | 204.222 | 0.031654 | 0.31 | EIA Prime Mover-level Data | Estimated using an emission factor
2020 | WI | Epic Verona | 62676 | G303 | IC | SB | NA | DFO |  | 204.222 | 0.031654 | 0.31 | EIA Prime Mover-level Data | Estimated using an emission factor
2020 | WI | Epic Verona | 62676 | PV | PV | OP | NA | SUN |  | 10073 |  |  | EIA Prime Mover-level Data
2020 | WI | Fairbanks Morse Engine | 56937 | GEN7 | IC | RE | NA | DFO
2020 | WI | Fairbanks Morse Engine | 56937 | IPE | IC | SB | NA | DFO |  | 11 | 0.001705 | 0.31 | EIA Prime Mover-level Data | Estimated using an emission factor
2020 | WI | FCPC Renewable Generation | 59931 | GEN1 | IC | OP | NA | OBG |  | 34320 | 0.25225 | 0.0147 | EIA Prime Mover-level Data | Estimated using an emission factor
2020 | WI | FCPC Renewable Generation | 59931 | GEN2 | IC | OP | NA | OBG |  | 34320 | 0.25225 | 0.0147 | EIA Prime Mover-level Data | Estimated using an emission factor
2020 | WI | Fennimore | 4114 | 4 | IC | SB | NA | DFO |  | 102.568 | 0.015898 | 0.31 | EIA Prime Mover-level Data | Estimated using an emission factor
2020 | WI | Fennimore | 4114 | 5 | IC | SB | NA | DFO |  | 83.919 | 0.013007 | 0.31 | EIA Prime Mover-level Data | Estimated using an emission factor
2020 | WI | Fennimore | 4114 | 6 | IC | SB | NA | DFO |  | 167.838 | 0.026015 | 0.31 | EIA Prime Mover-level Data | Estimated using an emission factor
2020 | WI | Fennimore | 4114 | 7 | IC | SB | NA | DFO |  | 167.838 | 0.026015 | 0.31 | EIA Prime Mover-level Data | Estimated using an emission factor
2020 | WI | Fennimore | 4114 | 8 | IC | SB | NA | DFO |  | 167.838 | 0.026015 | 0.31 | EIA Prime Mover-level Data | Estimated using an emission factor
2020 | WI | Fennimore Solar | 62847 | FEN6 | PV | OP | NA | SUN |  | 43067 |  |  | EIA Prime Mover-level Data
2020 | WI | Fiber Recovery, Inc. | 61652 | ENG1 | IC | OP | NA | LFG |  | 39211 | 0.2882 | 0.0147 | EIA Prime Mover-level Data | Estimated using an emission factor
2020 | WI | Fiber Recovery, Inc. | 61652 | ENG2 | IC | OP | NA | LFG |  | 39211 | 0.2882 | 0.0147 | EIA Prime Mover-level Data | Estimated using an emission factor
2020 | WI | Fiber Recovery, Inc. | 61652 | ENG3 | IC | OP | NA | LFG |  | 39211 | 0.2882 | 0.0147 | EIA Prime Mover-level Data | Estimated using an emission factor
2020 | WI | Fitchburg Generating Station | 3991 | 1 | GT | OP | CT | NG | 2 | 596.4 | 0.0023139 | 0.0077596 | EPA/CAMD | NEI avg EF - PM, fuel type, firing type | 1973
2020 | WI | Fitchburg Generating Station | 3991 | 2 | GT | OP | CT | NG | 2 | 578.1 | 0.0022429 | 0.0077596 | EPA/CAMD | NEI avg EF - PM, fuel type, firing type | 1973
2020 | WI | Flambeau Crowley Rapids Project | 55684 | GEN1 | HY | OP | NA | WAT |  | 51280 |  |  | EIA Prime Mover-level Data
2020 | WI | Flambeau Crowley Rapids Project | 55684 | GEN2 | HY | OP | NA | WAT |  | 25640 |  |  | EIA Prime Mover-level Data
2020 | WI | Flambeau Hydroelectric Station | 4142 | 1 | HY | OP | NA | WAT |  | 295268.25 |  |  | EIA Prime Mover-level Data
2020 | WI | Flambeau Hydroelectric Station | 4142 | 2 | HY | OP | NA | WAT |  | 231729.5156 |  |  | EIA Prime Mover-level Data
2020 | WI | Flambeau Hydroelectric Station | 4142 | 3 | HY | OP | NA | WAT |  | 295268.25 |  |  | EIA Prime Mover-level Data
2020 | WI | Flambeau Lower Project | 55685 | GEN1 | HY | OP | NA | WAT |  | 20298 |  |  | EIA Prime Mover-level Data
2020 | WI | Flambeau Lower Project | 55685 | GEN2 | HY | OP | NA | WAT |  | 20298 |  |  | EIA Prime Mover-level Data
2020 | WI | Flambeau Lower Project | 55685 | GEN3 | HY | OP | NA | WAT |  | 20298 |  |  | EIA Prime Mover-level Data
2020 | WI | Flambeau Solar Partners | 61595 | FLAMB | PV | OP | NA | SUN |  | 41340 |  |  | EIA Prime Mover-level Data
2020 | WI | Forward Wind Energy Center | 56942 | 1 | WT | OP | NA | WND |  | 1017469.0625 |  |  | EIA Prime Mover-level Data
2020 | WI | Forward Wind Energy Center | 56942 | 2 | WT | OP | NA | WND |  | 308323.9688 |  |  | EIA Prime Mover-level Data
2020 | WI | Fox Energy Center | 56031 | CTG-1 | CT | OP | CC | NG | 7869 | 14171199 | 31.3924 | 0.0044305 | EPA/CAMD | EPA/NEI | 2005
2020 | WI | Fox Energy Center | 56031 | CTG-2 | CT | OP | CC | NG | 8191 | 14870498 | 15.3017 | 0.002058 | EPA/CAMD | EPA/NEI | 2005
2020 | WI | Frederic Diesel | 4020 | 10 | IC | OP | NA | DFO |  | 1.095 | 0.00016973 | 0.31 | EIA Prime Mover-level Data | Estimated using an emission factor
2020 | WI | Frederic Diesel | 4020 | 2 | IC | OP | NA | DFO |  | 0.307 | 4.7585e-05 | 0.31 | EIA Prime Mover-level Data | Estimated using an emission factor
2020 | WI | Frederic Diesel | 4020 | 3 | IC | OP | NA | DFO |  | 0.307 | 4.7585e-05 | 0.31 | EIA Prime Mover-level Data | Estimated using an emission factor
2020 | WI | Frederic Diesel | 4020 | 4 | IC | OP | NA | DFO |  | 0.307 | 4.7585e-05 | 0.31 | EIA Prime Mover-level Data | Estimated using an emission factor
2020 | WI | Frederic Diesel | 4020 | 5 | IC | OP | NA | DFO |  | 0.263 | 4.0765e-05 | 0.31 | EIA Prime Mover-level Data | Estimated using an emission factor
2020 | WI | Frederic Diesel | 4020 | 6 | IC | OP | NA | DFO |  | 0.788 | 0.00012214 | 0.31 | EIA Prime Mover-level Data | Estimated using an emission factor
2020 | WI | Frederic Diesel | 4020 | 7 | IC | OP | NA | DFO |  | 0.745 | 0.00011548 | 0.31 | EIA Prime Mover-level Data | Estimated using an emission factor
2020 | WI | Frederic Diesel | 4020 | 8 | IC | OP | NA | DFO |  | 1.095 | 0.00016973 | 0.31 | EIA Prime Mover-level Data | Estimated using an emission factor
2020 | WI | Frederic Diesel | 4020 | 9 | IC | OP | NA | DFO |  | 1.095 | 0.00016973 | 0.31 | EIA Prime Mover-level Data | Estimated using an emission factor
2020 | WI | French Island | 4005 | 3 | GT | OP | CT | DFO | 7 | 3477 | 0.070461 | 0.04053 | EPA/CAMD | EPA/NEI | 1974
2020 | WI | French Island | 4005 | 4 | GT | OP | CT | DFO | 15 | 5381.3999 | 0.11537 | 0.042877 | EPA/CAMD | EPA/NEI | 1974
2020 | WI | French Island | 4005 | 1 | ST | OP | NA | WDS |  | 580096 | 5.4236 | 0.018699 | EIA Prime Mover-level Data | NEI avg EF - PM, fuel type
2020 | WI | French Island | 4005 | 2 | ST | OP | NA | WDS |  | 580096 | 5.4236 | 0.018699 | EIA Prime Mover-level Data | NEI avg EF - PM, fuel type
2020 | WI | Galactic Wind | 62161 | GWT | WT | OP | NA | WND |  | 186225 |  |  | EIA Prime Mover-level Data
2020 | WI | Genoa | 4143 | 1 | ST | OP | TANGENTIAL | SUB | 5862 | 10542454 | 0.04259 | 8.0797e-06 | EPA/CAMD | EPA/NEI | 1969
2020 | WI | Georgia-Pacific Corp - Nekoosa Mill | 50395 | 1 | ST | OP | NA | NG |  | 246776.8438 | 0.91612 | 0.0074247 | EIA Unit-level Data | NEI avg EF - PM, fuel type
2020 | WI | Georgia-Pacific Corp - Nekoosa Mill | 50395 | 10 | ST | OP | NA | NG |  | 368211.1875 | 1.3669 | 0.0074247 | EIA Unit-level Data | NEI avg EF - PM, fuel type
2020 | WI | Georgia-Pacific Corp - Nekoosa Mill | 50395 | 14 | ST | OP | NA | BLQ |  | 1003536.75 | 3.351 | 0.0066784 | EIA Unit-level Data | NEI avg EF - PM, fuel type
2020 | WI | Georgia-Pacific Corp - Nekoosa Mill | 50395 | 2 | ST | OP | NA | NG |  | 268269.5625 | 0.99591 | 0.0074247 | EIA Unit-level Data | NEI avg EF - PM, fuel type
2020 | WI | Georgia-Pacific Corp - Nekoosa Mill | 50395 | 7 | ST | RE | NA | NG |  | 0 | 0 |  | EIA Unit-level Data | NEI avg EF - PM, fuel type
2020 | WI | Georgia-Pacific Corp - Nekoosa Mill | 50395 | HY1 | HY | OP | NA | WAT |  | 43697.6406 |  |  | EIA Prime Mover-level Data
2020 | WI | Georgia-Pacific Corp - Nekoosa Mill | 50395 | HY2 | HY | OP | NA | WAT |  | 43697.6406 |  |  | EIA Prime Mover-level Data
2020 | WI | Georgia-Pacific Corp - Nekoosa Mill | 50395 | HY3 | HY | OP | NA | WAT |  | 43697.6406 |  |  | EIA Prime Mover-level Data
2020 | WI | Georgia-Pacific Corp - Nekoosa Mill | 50395 | HY4 | HY | OP | NA | WAT |  | 32773.2305 |  |  | EIA Prime Mover-level Data
2020 | WI | Georgia-Pacific Corp - Nekoosa Mill | 50395 | HY5 | HY | OA | NA | WAT |  | 38235.4375 |  |  | EIA Prime Mover-level Data
2020 | WI | Georgia-Pacific Corp - Nekoosa Mill | 50395 | NHG1 | HY | OP | NA | WAT |  | 10924.4102 |  |  | EIA Prime Mover-level Data
2020 | WI | Germantown Power Plant | 6253 | **5 | GT | OP | CT | NG | 263 | 144739.9688 | 2.5936 | 0.035838 | EPA/CAMD | EPA/NEI | 2000
2020 | WI | Germantown Power Plant | 6253 | P30 | GT | OP | CT | DFO | 16 | 2681.7 | 0.054479 | 0.040631 | EPA/CAMD | EPA/NEI | 1978
2020 | WI | Germantown Power Plant | 6253 | P31 | GT | OP | CT | DFO | 26 | 4956.7998 | 0.10069 | 0.040628 | EPA/CAMD | EPA/NEI | 1978
2020 | WI | Germantown Power Plant | 6253 | P32 | GT | OP | CT | DFO | 32 | 6257.1001 | 0.12712 | 0.040632 | EPA/CAMD | EPA/NEI | 1978
2020 | WI | Germantown Power Plant | 6253 | P33 | GT | OP | CT | DFO | 31 | 6175.7998 | 0.12547 | 0.040634 | EPA/CAMD | EPA/NEI | 1978
2020 | WI | Germantown Power Plant | 6253 | P34 | GT | OP | CT | DFO | 22 | 4550.6001 | 0.092444 | 0.04063 | EPA/CAMD | EPA/NEI | 1978
2020 | WI | Germantown Power Plant | 6253 | P35 | GT | OP | CT | DFO | 20 | 4225.5 | 0.085843 | 0.040631 | EPA/CAMD | EPA/NEI | 1978
2020 | WI | Germantown Power Plant | 6253 | P36 | GT | OP | CT | DFO | 24 | 4469.3999 | 0.090799 | 0.040631 | EPA/CAMD | EPA/NEI | 1978
2020 | WI | Germantown Power Plant | 6253 | P37 | GT | OP | CT | DFO | 22 | 4225.6001 | 0.085843 | 0.04063 | EPA/CAMD | EPA/NEI | 1978
2020 | WI | GL Dairy Biogas | 58219 | 1426 | IC | OP | NA | OBG |  | 76262.8984 | 0.56053 | 0.0147 | EIA Prime Mover-level Data | Estimated using an emission factor
2020 | WI | GL Dairy Biogas | 58219 | 633 | IC | OP | NA | OBG |  | 32684.0996 | 0.24023 | 0.0147 | EIA Prime Mover-level Data | Estimated using an emission factor
2020 | WI | Glacier Hills | 57199 | 1 | WT | OP | NA | WND |  | 3418663 |  |  | EIA Prime Mover-level Data
2020 | WI | Glenmore Turbines | 7882 | 1 | WT | RE | NA | WND
2020 | WI | Gordon | 3976 | 3 | IC | SB | NA | DFO
2020 | WI | Gordon | 3976 | 4 | IC | SB | NA | DFO
2020 | WI | Gordon | 3976 | 5 | IC | SB | NA | DFO
2020 | WI | Gordon | 3976 | 6 | IC | SB | NA | DFO
2020 | WI | Grandfather Falls | 4063 | 1 | HY | OP | NA | WAT |  | 585065.6875 |  |  | EIA Prime Mover-level Data
2020 | WI | Grandfather Falls | 4063 | 2 | HY | OP | NA | WAT |  | 329764.3125 |  |  | EIA Prime Mover-level Data
2020 | WI | Grantsburg Diesel | 4021 | 1A | IC | OP | NA | DFO |  | 18.484 | 0.002865 | 0.31 | EIA Prime Mover-level Data | Estimated using an emission factor
2020 | WI | Grantsburg Diesel | 4021 | 2 | IC | OP | NA | DFO |  | 18.484 | 0.002865 | 0.31 | EIA Prime Mover-level Data | Estimated using an emission factor
2020 | WI | Grantsburg Diesel | 4021 | 3 | IC | OP | NA | DFO |  | 26.406 | 0.0040929 | 0.31 | EIA Prime Mover-level Data | Estimated using an emission factor
2020 | WI | Grantsburg Diesel | 4021 | 4 | IC | OP | NA | DFO |  | 58.094 | 0.0090046 | 0.31 | EIA Prime Mover-level Data | Estimated using an emission factor
2020 | WI | Grantsburg Diesel | 4021 | 8 | IC | OP | NA | DFO |  | 47.531 | 0.0073673 | 0.31 | EIA Prime Mover-level Data | Estimated using an emission factor
2020 | WI | Grimh | 3996 | 1 | HY | RE | NA | WAT
2020 | WI | Grimh | 3996 | 3 | HY | RE | NA | WAT
2020 | WI | Grimh | 3996 | IC1 | IC | RE | NA | DFO
2020 | WI | Hat Rapids | 4064 | 1 | HY | OP | NA | WAT |  | 49322.8242 |  |  | EIA Prime Mover-level Data
2020 | WI | Hat Rapids | 4064 | 2 | HY | RE | NA | WAT
2020 | WI | Hat Rapids | 4064 | 2A | HY | OP | NA | WAT |  | 30826.7656 |  |  | EIA Prime Mover-level Data
2020 | WI | Hat Rapids | 4064 | 3 | HY | RE | NA | WAT
2020 | WI | Hat Rapids | 4064 | 3A | HY | OP | NA | WAT |  | 24661.4121 |  |  | EIA Prime Mover-level Data
2020 | WI | Hermsdorf Solar | 64780 | 1 | PV | T | NA | SUN
2020 | WI | High Falls (WI) | 4065 | 1 | HY | OP | NA | WAT |  | 39531.1992 |  |  | EIA Prime Mover-level Data
2020 | WI | High Falls (WI) | 4065 | 2 | HY | OP | NA | WAT |  | 39531.1992 |  |  | EIA Prime Mover-level Data
2020 | WI | High Falls (WI) | 4065 | 3 | HY | OP | NA | WAT |  | 39531.1992 |  |  | EIA Prime Mover-level Data
2020 | WI | High Falls (WI) | 4065 | 4 | HY | OP | NA | WAT |  | 39531.1992 |  |  | EIA Prime Mover-level Data
2020 | WI | High Falls (WI) | 4065 | 5 | HY | OP | NA | WAT |  | 39531.1992 |  |  | EIA Prime Mover-level Data
2020 | WI | Holcombe | 4007 | 1 | HY | OP | NA | WAT |  | 407132.3438 |  |  | EIA Prime Mover-level Data
2020 | WI | Holcombe | 4007 | 2 | HY | OP | NA | WAT |  | 407132.3438 |  |  | EIA Prime Mover-level Data
2020 | WI | Holcombe | 4007 | 3 | HY | OP | NA | WAT |  | 407132.3438 |  |  | EIA Prime Mover-level Data
2020 | WI | Holsum Elm Dairy | 58663 | GEN1 | IC | RE | NA | OBG
2020 | WI | Holsum Elm Dairy | 58663 | GEN2 | IC | RE | NA | OBG
2020 | WI | Holsum Irish Dairy | 62019 | GEN 1 | IC | RE | NA | OBG
2020 | WI | Holsum Irish Dairy | 62019 | GEN 2 | IC | RE | NA | OBG
2020 | WI | HQC Rock River Solar Power Gen Station | 60573 | PV1 | PV | OP | NA | SUN |  | 27784 |  |  | EIA Prime Mover-level Data
2020 | WI | IKEA Oak Creek Rooftop PV System | 61816 | PV1 | PV | OP | NA | SUN |  | 13536 |  |  | EIA Prime Mover-level Data
2020 | WI | Island Street Peaking Plant | 55836 | 1A | GT | OP | CT | NG | 165 | 17990.6895 | 0.069801 | 0.0077596 | EPA/CAMD | NEI avg EF - PM, fuel type, firing type | 2004
2020 | WI | Island Street Peaking Plant | 55836 | 1B | GT | OP | CT | NG | 164 | 17805.3828 | 0.069082 | 0.0077596 | EPA/CAMD | NEI avg EF - PM, fuel type, firing type | 2004
2020 | WI | J P Madgett | 4271 | B1 | ST | OP | TURBO | SUB | 7703 | 17609570 | 25.5875 | 0.0029061 | EPA/CAMD | EPA/NEI | 1979
2020 | WI | Jefferson Solar Park | 59771 | JSP01 | PV | OP | NA | SUN |  | 10877 |  |  | EIA Prime Mover-level Data
2020 | WI | Jim Falls | 4008 | 1 | HY | OP | NA | WAT |  | 835316.9375 |  |  | EIA Prime Mover-level Data
2020 | WI | Jim Falls | 4008 | 2 | HY | OP | NA | WAT |  | 835316.9375 |  |  | EIA Prime Mover-level Data
2020 | WI | Jim Falls | 4008 | 4 | HY | OP | NA | WAT |  | 16932.0996 |  |  | EIA Prime Mover-level Data
2020 | WI | Johnson Falls | 4067 | 1 | HY | OP | NA | WAT |  | 72360 |  |  | EIA Prime Mover-level Data
2020 | WI | Johnson Falls | 4067 | 2 | HY | OP | NA | WAT |  | 72360 |  |  | EIA Prime Mover-level Data
2020 | WI | Juneau | 8050 | 31 | GT | RE | NA | DFO
2020 | WI | Kaukauna City Hydro | 7822 | 1 | HY | OP | NA | WAT |  | 177942.5 |  |  | EIA Prime Mover-level Data
2020 | WI | Kaukauna City Hydro | 7822 | 2 | HY | OP | NA | WAT |  | 177942.5 |  |  | EIA Prime Mover-level Data
2020 | WI | Kaukauna Gas Turbine | 4118 | GT1 | GT | OP | NA | NG |  | 13491 | 0.0067066 | 0.00099423 | EIA Prime Mover-level Data | NEI avg EF - PM, fuel type, firing type
2020 | WI | Kaukauna Paper Mill | 54098 | B07 | ST | OP | NA | WDS |  | 834373.25 | 7.801 | 0.018699 | EIA Unit-level Data | NEI avg EF - PM, fuel type
2020 | WI | Kaukauna Paper Mill | 54098 | B08 | ST | OP | NA | BLQ |  | 1507597.625 | 5.0342 | 0.0066784 | EIA Unit-level Data | NEI avg EF - PM, fuel type
2020 | WI | Kaukauna Paper Mill | 54098 | B09 | ST | OP | NA | NG |  | 793127 | 2.9444 | 0.0074247 | EIA Unit-level Data | NEI avg EF - PM, fuel type
2020 | WI | Kaukauna Paper Mill | 54098 | B10 | ST | OP | NA | BLQ |  | 1908748 | 6.3737 | 0.0066784 | EIA Unit-level Data | NEI avg EF - PM, fuel type
2020 | WI | Kaukauna Paper Mill | 54098 | B11 | ST | OP | NA | BIT |  | 2557751 | 17.8832 | 0.013984 | EIA Unit-level Data | NEI avg EF - PM, fuel type
2020 | WI | Kilbourn | 4053 | 2 | HY | OP | NA | WAT |  | 143312.1094 |  |  | EIA Prime Mover-level Data
2020 | WI | Kilbourn | 4053 | HC1 | HY | OP | NA | WAT |  | 126114.6562 |  |  | EIA Prime Mover-level Data
2020 | WI | Kilbourn | 4053 | HC5 | HY | OP | NA | WAT |  | 143312.1094 |  |  | EIA Prime Mover-level Data
2020 | WI | Kilbourn | 4053 | HC6 | HY | OP | NA | WAT |  | 143312.1094 |  |  | EIA Prime Mover-level Data
2020 | WI | Kimberly Mill | 54885 | 1H | HY | OP | NA | WAT |  | 39341.332 |  |  | EIA Prime Mover-level Data
2020 | WI | Kimberly Mill | 54885 | 2H | HY | OP | NA | WAT |  | 39341.332 |  |  | EIA Prime Mover-level Data
2020 | WI | Kimberly Mill | 54885 | 3H | HY | OP | NA | WAT |  | 39341.332 |  |  | EIA Prime Mover-level Data
2020 | WI | Kimberly Mill | 54885 | 3TB | ST | RE | NA | NG
2020 | WI | Kimberly Mill | 54885 | 4TB | ST | RE | NA | NG
2020 | WI | La Farge | 4124 | 2A | IC | OP | NA | DFO |  | 186 | 0.02883 | 0.31 | EIA Prime Mover-level Data | Estimated using an emission factor
2020 | WI | LAC Courte Oreilles Hydroelect | 10453 | U1 | HY | OP | NA | WAT |  | 6805.8242 |  |  | EIA Prime Mover-level Data
2020 | WI | LAC Courte Oreilles Hydroelect | 10453 | U2 | HY | OP | NA | WAT |  | 54446.5898 |  |  | EIA Prime Mover-level Data
2020 | WI | LAC Courte Oreilles Hydroelect | 10453 | U3 | HY | OP | NA | WAT |  | 54446.5898 |  |  | EIA Prime Mover-level Data
2020 | WI | Ladysmith Dam | 3986 | 1 | HY | OP | NA | WAT |  | 36622.3242 |  |  | EIA Prime Mover-level Data
2020 | WI | Ladysmith Dam | 3986 | 2 | HY | OP | NA | WAT |  | 36622.3242 |  |  | EIA Prime Mover-level Data
2020 | WI | Ladysmith Dam | 3986 | 3 | HY | OP | NA | WAT |  | 65106.3516 |  |  | EIA Prime Mover-level Data
2020 | WI | Lafayette DPC Solar | 60888 | PV1 | PV | OP | NA | SUN |  | 15082 |  |  | EIA Prime Mover-level Data
2020 | WI | Lake Area Landfill Gas Recovery | 56366 | 1 | IC | CN | NA | LFG
2020 | WI | Lake Area Landfill Gas Recovery | 56366 | 2 | IC | CN | NA | LFG
2020 | WI | Lake Area Landfill Gas Recovery | 56366 | 3 | IC | CN | NA | LFG
2020 | WI | Lake Area Landfill Gas Recovery | 56366 | 4 | IC | CN | NA | LFG
2020 | WI | Liberty Pole DPC Solar | 60891 | PV1 | PV | OP | NA | SUN |  | 19782 |  |  | EIA Prime Mover-level Data
2020 | WI | Lincoln Turbines | 7366 | 1 | WT | RE | NA | WND
2020 | WI | Little Chute | 4119 | 1 | HY | OP | NA | WAT |  | 77690.3359 |  |  | EIA Prime Mover-level Data
2020 | WI | Little Chute | 4119 | 2 | HY | OP | NA | WAT |  | 77690.3359 |  |  | EIA Prime Mover-level Data
2020 | WI | Little Chute | 4119 | 3 | HY | OP | NA | WAT |  | 77690.3359 |  |  | EIA Prime Mover-level Data
2020 | WI | Little Quinnesec Falls Hydro Project | 57190 | UNIT1 | HY | OP | NA | WAT |  | 137365.1406 |  |  | EIA Prime Mover-level Data
2020 | WI | Little Quinnesec Falls Hydro Project | 57190 | UNIT2 | HY | OP | NA | WAT |  | 57837.957 |  |  | EIA Prime Mover-level Data
2020 | WI | Little Quinnesec Falls Hydro Project | 57190 | UNIT3 | HY | OP | NA | WAT |  | 137365.1406 |  |  | EIA Prime Mover-level Data
2020 | WI | Little Quinnesec Falls Hydro Project | 57190 | UNIT4 | HY | OP | NA | WAT |  | 72297.4453 |  |  | EIA Prime Mover-level Data
2020 | WI | Little Quinnesec Falls Hydro Project | 57190 | UNIT5 | HY | OP | NA | WAT |  | 72297.4453 |  |  | EIA Prime Mover-level Data
2020 | WI | Little Quinnesec Falls Hydro Project | 57190 | UNIT6 | HY | OP | NA | WAT |  | 173513.8594 |  |  | EIA Prime Mover-level Data
2020 | WI | Manitowoc | 4125 | 8 | ST | OP | FLUIDIZED | PC | 825 | 86989.3516 | 0.68401 | 0.015726 | EPA/CAMD | EPA/NEI | 1990
2020 | WI | Manitowoc | 4125 | 9 | ST | OP | FLUIDIZED | PC | 6825 | 1886969.75 | 10.61 | 0.011246 | EPA/CAMD | EPA/NEI | 2005
2020 | WI | Marathon Electric | 50990 | P1-1 | IC | RE | NA | DFO
2020 | WI | Marathon Electric | 50990 | P1-2 | IC | RE | NA | DFO
2020 | WI | Marathon Electric | 50990 | P2-3 | IC | SB | NA | DFO
2020 | WI | Marathon Electric | 50990 | P2-4 | IC | SB | NA | DFO
2020 | WI | Marathon Electric | 50990 | P3-5 | IC | RE | NA | DFO
2020 | WI | Marshfield Utilities Combustion Turbine | 56480 | 1A | GT | OP | CT | NG | 65 | 13627.334 | 0.052872 | 0.0077596 | EPA/CAMD | NEI avg EF - PM, fuel type, firing type | 2011
2020 | WI | Marshfield Utilities Combustion Turbine | 56480 | 1B | GT | OP | CT | NG | 64 | 12653.3975 | 0.049093 | 0.0077596 | EPA/CAMD | NEI avg EF - PM, fuel type, firing type | 2011
2020 | WI | Medford DPC Solar | 60894 | PV1 | PV | OP | NA | SUN |  | 28909 |  |  | EIA Prime Mover-level Data
2020 | WI | Menomonie | 4009 | 1 | HY | OP | NA | WAT |  | 134828.5 |  |  | EIA Prime Mover-level Data
2020 | WI | Menomonie | 4009 | 2 | HY | OP | NA | WAT |  | 134828.5 |  |  | EIA Prime Mover-level Data
2020 | WI | Merrill | 4068 | 1 | HY | OP | NA | WAT |  | 15768.6953 |  |  | EIA Prime Mover-level Data
2020 | WI | Merrill | 4068 | 2 | HY | OP | NA | WAT |  | 15768.6953 |  |  | EIA Prime Mover-level Data
2020 | WI | Merrill | 4068 | 3 | HY | OP | NA | WAT |  | 59132.6094 |  |  | EIA Prime Mover-level Data
2020 | WI | Metro Gas Recovery | 50576 | GEN1 | GT | OP | NA | LFG |  | 184201 | 1.9894 | 0.0216 | EIA Prime Mover-level Data | Estimated using an emission factor
2020 | WI | Metro Gas Recovery | 50576 | GEN2 | GT | OP | NA | LFG |  | 184201 | 1.9894 | 0.0216 | EIA Prime Mover-level Data | Estimated using an emission factor
2020 | WI | Metro Gas Recovery | 50576 | GEN3 | IC | OP | NA | LFG |  | 59127.5 | 0.43459 | 0.0147 | EIA Prime Mover-level Data | Estimated using an emission factor
2020 | WI | Metro Gas Recovery | 50576 | GEN4 | IC | OP | NA | LFG |  | 59127.5 | 0.43459 | 0.0147 | EIA Prime Mover-level Data | Estimated using an emission factor
2020 | WI | Metro Gas Recovery | 50576 | GEN5 | IC | OP | NA | LFG |  | 59127.5 | 0.43459 | 0.0147 | EIA Prime Mover-level Data | Estimated using an emission factor
2020 | WI | Metro Gas Recovery | 50576 | GEN6 | IC | OP | NA | LFG |  | 59127.5 | 0.43459 | 0.0147 | EIA Prime Mover-level Data | Estimated using an emission factor
2020 | WI | Middleton Airport Solar | 62731 | 1 | PV | OP | NA | SUN |  | 33040 |  |  | EIA Prime Mover-level Data
2020 | WI | Milwaukee County | 7549 | 1 | ST | RE | NA | SUB
2020 | WI | MMSD Jones Island Wastewater | 54851 | GEN1 | GT | OP | NA | NG |  | 597032.375 | 0.29679 | 0.00099423 | EIA Prime Mover-level Data | NEI avg EF - PM, fuel type, firing type
2020 | WI | MMSD Jones Island Wastewater | 54851 | GEN2 | GT | RE | NA | NG
2020 | WI | MMSD Jones Island Wastewater | 54851 | SOL1 | GT | OP | NA | NG |  | 156934.2188 | 0.078014 | 0.00099423 | EIA Prime Mover-level Data | NEI avg EF - PM, fuel type, firing type
2020 | WI | MMSD Jones Island Wastewater | 54851 | SOL2 | GT | OP | NA | LFG |  | 156934.2188 | 1.6949 | 0.0216 | EIA Prime Mover-level Data | Estimated using an emission factor
2020 | WI | MMSD Jones Island Wastewater | 54851 | SOL3 | GT | OP | NA | LFG |  | 156934.2188 | 1.6949 | 0.0216 | EIA Prime Mover-level Data | Estimated using an emission factor
2020 | WI | MMSD South Shore Wastewater | 55525 | 1 | IC | OP | NA | OBG |  | 70654.7031 | 0.51931 | 0.0147 | EIA Prime Mover-level Data | Estimated using an emission factor
2020 | WI | MMSD South Shore Wastewater | 55525 | 1CAT | IC | OP | NA | OBG |  | 42392.8242 | 0.31159 | 0.0147 | EIA Prime Mover-level Data | Estimated using an emission factor
2020 | WI | MMSD South Shore Wastewater | 55525 | 2CAT | IC | OP | NA | OBG |  | 42392.8242 | 0.31159 | 0.0147 | EIA Prime Mover-level Data | Estimated using an emission factor
2020 | WI | MMSD South Shore Wastewater | 55525 | 3CAT | IC | OP | NA | OBG |  | 42392.8242 | 0.31159 | 0.0147 | EIA Prime Mover-level Data | Estimated using an emission factor
2020 | WI | MMSD South Shore Wastewater | 55525 | 4CAT | IC | OP | NA | OBG |  | 42392.8242 | 0.31159 | 0.0147 | EIA Prime Mover-level Data | Estimated using an emission factor
2020 | WI | Montfort Wind Energy Center | 55742 | ER15 | WT | OP | NA | WND |  | 462417 |  |  | EIA Prime Mover-level Data
2020 | WI | Mosinee Mill | 50614 | 14 | ST | OP | NA | BLQ |  | 2040794.5 | 6.8146 | 0.0066784 | EIA Unit-level Data | NEI avg EF - PM, fuel type
2020 | WI | Mosinee Mill | 50614 | 5 | ST | OP | NA | BIT |  | 707992.5625 | 4.9501 | 0.013984 | EIA Unit-level Data | NEI avg EF - PM, fuel type
2020 | WI | Mosinee Mill | 50614 | 6 | ST | OP | NA | BIT |  | 1026058.375 | 7.174 | 0.013984 | EIA Unit-level Data | NEI avg EF - PM, fuel type
2020 | WI | Mosinee Mill | 50614 | HYD1 | HY | OP | NA | WAT |  | 122393.1172 |  |  | EIA Prime Mover-level Data
2020 | WI | Mosinee Mill | 50614 | HYD2 | HY | OP | NA | WAT |  | 33379.9414 |  |  | EIA Prime Mover-level Data
2020 | WI | Mosinee Mill | 50614 | HYD3 | HY | OP | NA | WAT |  | 33379.9414 |  |  | EIA Prime Mover-level Data
2020 | WI | Mt. Hope DPC Solar | 60893 | PV1 | PV | OP | NA | SUN |  | 17686 |  |  | EIA Prime Mover-level Data
2020 | WI | Neenah Energy Facility | 55135 | CT01 | GT | OP | CT | NG | 1710 | 2409610.5 | 5.6673 | 0.0047039 | EPA/CAMD | EPA/NEI | 2000
2020 | WI | Neenah Energy Facility | 55135 | CT02 | GT | OP | CT | NG | 1560 | 2247585.75 | 5.9466 | 0.0052916 | EPA/CAMD | EPA/NEI | 2000
2020 | WI | Nelson Dewey Generating Station | 4054 | 1 | ST | RE | CYCLONE | SUB
2020 | WI | Nelson Dewey Generating Station | 4054 | 2 | ST | RE | CYCLONE | SUB
2020 | WI | New Auburn DPC Solar | 60936 | PV1 | PV | OP | NA | SUN |  | 38443 |  |  | EIA Prime Mover-level Data
2020 | WI | New Badger | 4120 | 1 | HY | RE | NA | WAT
2020 | WI | New Badger | 4120 | 2 | HY | RE | NA | WAT
2020 | WI | New Badger | 4120 | 3 | HY | OP | NA | WAT |  | 249737 |  |  | EIA Prime Mover-level Data
2020 | WI | New Badger | 4120 | 4 | HY | OP | NA | WAT |  | 249737 |  |  | EIA Prime Mover-level Data
2020 | WI | New Lisbon | 4130 | 1 | IC | RE | NA | DFO
2020 | WI | New Lisbon | 4130 | 2 | IC | OP | NA | DFO |  | 113.711 | 0.017625 | 0.31 | EIA Prime Mover-level Data | Estimated using an emission factor
2020 | WI | New Lisbon | 4130 | 3 | IC | RE | NA | DFO
2020 | WI | New Lisbon | 4130 | 4 | IC | RE | NA | DFO
2020 | WI | New Lisbon | 4130 | 5 | IC | OP | NA | DFO |  | 209.928 | 0.032539 | 0.31 | EIA Prime Mover-level Data | Estimated using an emission factor
2020 | WI | New Lisbon | 4130 | 6 | IC | OP | NA | DFO |  | 201.181 | 0.031183 | 0.31 | EIA Prime Mover-level Data | Estimated using an emission factor
2020 | WI | New Lisbon | 4130 | 7 | IC | OP | NA | DFO |  | 201.181 | 0.031183 | 0.31 | EIA Prime Mover-level Data | Estimated using an emission factor
2020 | WI | New Lisbon Solar | 62848 | NEW9 | PV | OP | NA | SUN |  | 34197 |  |  | EIA Prime Mover-level Data
2020 | WI | Niagara Mill | 54857 | 1ST | ST | RE | NA | BIT
2020 | WI | Niagara Mill | 54857 | 2ST | ST | RE | NA | BIT
2020 | WI | Nine Springs | 9674 | GT1 | GT | OP | NA | NG |  | 515 | 0.00025601 | 0.00099423 | EIA Prime Mover-level Data | NEI avg EF - PM, fuel type, firing type
2020 | WI | Northern States Flambeau | 3984 | 1 | GT | RE | NA | NG
2020 | WI | O'Brien Solar Fields | 64590 | OBSFN | PV | TS | NA | SUN
2020 | WI | O'Brien Solar Fields | 64590 | OBSFS | PV | TS | NA | SUN
2020 | WI | O'Brien Solar Fields | 64590 | OBSFW | PV | TS | NA | SUN
2020 | WI | Oconto Falls Lower | 50439 | GEN1 | HY | OS | NA | WAT |  | 17099.4004 |  |  | EIA Prime Mover-level Data
2020 | WI | Oconto Falls Lower | 50439 | GEN2 | HY | OP | NA | WAT |  | 96896.6016 |  |  | EIA Prime Mover-level Data
2020 | WI | Oconto Falls Upper | 4044 | 1 | HY | OP | NA | WAT |  | 31062.1816 |  |  | EIA Prime Mover-level Data
2020 | WI | Oconto Falls Upper | 4044 | 2 | HY | OP | NA | WAT |  | 31062.1816 |  |  | EIA Prime Mover-level Data
2020 | WI | Oconto Falls Upper | 4044 | 3 | HY | OP | NA | WAT |  | 23296.6367 |  |  | EIA Prime Mover-level Data
2020 | WI | Old Badger | 4121 | 3 | HY | RE | NA | WAT
2020 | WI | Old Badger | 4121 | 4 | HY | RE | NA | WAT
2020 | WI | Omega Hills Gas Recovery | 50577 | GEN1 | GT | OP | NA | LFG |  | 369632.625 | 3.992 | 0.0216 | EIA Prime Mover-level Data | Estimated using an emission factor
2020 | WI | Omega Hills Gas Recovery | 50577 | GEN2 | GT | OP | NA | LFG |  | 369632.625 | 3.992 | 0.0216 | EIA Prime Mover-level Data | Estimated using an emission factor
2020 | WI | Omega Hills Gas Recovery | 50577 | GEN3 | GT | OP | NA | LFG |  | 393479.875 | 4.2496 | 0.0216 | EIA Prime Mover-level Data | Estimated using an emission factor
2020 | WI | Omega Hills Gas Recovery | 50577 | GEN4 | IC | RE | NA | LFG
2020 | WI | Omega Hills Gas Recovery | 50577 | GEN5 | GT | OP | NA | LFG |  | 393479.875 | 4.2496 | 0.0216 | EIA Prime Mover-level Data | Estimated using an emission factor
2020 | WI | Onalaska Campus Landfill Biogas | 57824 | 416LF | IC | OP | NA | LFG |  | 50442 | 0.37075 | 0.0147 | EIA Prime Mover-level Data | Estimated using an emission factor
2020 | WI | Oneida Casino | 7602 | 1 | IC | RE | NA | DFO
2020 | WI | Oneida Casino | 7602 | 2 | IC | RE | NA | DFO
2020 | WI | Outagamie County Co-Generation Facility | 54842 | G1 | IC | OA | NA | LFG |  | 41204.5 | 0.30285 | 0.0147 | EIA Prime Mover-level Data | Estimated using an emission factor
2020 | WI | Outagamie County Co-Generation Facility | 54842 | G2 | IC | OA | NA | LFG |  | 41204.5 | 0.30285 | 0.0147 | EIA Prime Mover-level Data | Estimated using an emission factor
2020 | WI | Outagamie County Co-Generation Facility | 54842 | G3 | IC | OA | NA | LFG |  | 41204.5 | 0.30285 | 0.0147 | EIA Prime Mover-level Data | Estimated using an emission factor
2020 | WI | Outagamie County Co-Generation Facility | 54842 | G4 | IC | OA | NA | LFG |  | 41204.5 | 0.30285 | 0.0147 | EIA Prime Mover-level Data | Estimated using an emission factor
2020 | WI | Outagamie County Co-Generation Facility | 54842 | GEN1 | IC | RE | NA | LFG
2020 | WI | Outagamie County Co-Generation Facility | 54842 | GEN2 | IC | RE | NA | LFG
2020 | WI | Outagamie County Co-Generation Facility | 54842 | GEN3 | IC | RE | NA | LFG
2020 | WI | Packaging of America Tomahawk Mill | 50476 | 12 | ST | OP | NA | NG |  | 2061948.75 | 7.6547 | 0.0074247 | EIA Unit-level Data | NEI avg EF - PM, fuel type
2020 | WI | Packaging of America Tomahawk Mill | 50476 | B10 | ST | OP | NA | WDS |  | 2411876.25 | 22.5498 | 0.018699 | EIA Unit-level Data | NEI avg EF - PM, fuel type
2020 | WI | Packaging of America Tomahawk Mill | 50476 | B11 | ST | OP | NA | NG |  | 54970.0703 | 0.20407 | 0.0074247 | EIA Unit-level Data | NEI avg EF - PM, fuel type
2020 | WI | Packaging of America Tomahawk Mill | 50476 | B5 | ST | OP | NA | BLQ |  | 920392.1875 | 3.0734 | 0.0066784 | EIA Unit-level Data | NEI avg EF - PM, fuel type
2020 | WI | Packaging of America Tomahawk Mill | 50476 | B7 | ST | RE | NA | BIT |  | 0 | 0 |  | EIA Unit-level Data | NEI avg EF - PM, fuel type
2020 | WI | Packaging of America Tomahawk Mill | 50476 | B8 | ST | RE | NA | BIT |  | 0 | 0 |  | EIA Unit-level Data | NEI avg EF - PM, fuel type
2020 | WI | Packaging of America Tomahawk Mill | 50476 | B9 | ST | OP | NA | OBG |  | 194549.625 | 0.2821 | 0.0029 | EIA Unit-level Data | Estimated using an emission factor
2020 | WI | Packaging of America Tomahawk Mill | 50476 | GEN3 | HY | OP | NA | WAT |  | 56315.668 |  |  | EIA Prime Mover-level Data
2020 | WI | Packaging of America Tomahawk Mill | 50476 | GEN4 | HY | OP | NA | WAT |  | 56315.668 |  |  | EIA Prime Mover-level Data
2020 | WI | Packaging of America Tomahawk Mill | 50476 | GEN5 | HY | OP | NA | WAT |  | 56315.668 |  |  | EIA Prime Mover-level Data
2020 | WI | Paris | 7270 | **1 | GT | OP | CT | NG | 282 | 193544.4375 | 3.9899 | 0.041229 | EPA/CAMD | EPA/NEI | 1995
2020 | WI | Paris | 7270 | **2 | GT | OP | CT | NG | 216 | 156003.5469 | 3.1871 | 0.04086 | EPA/CAMD | EPA/NEI | 1995
2020 | WI | Paris | 7270 | **3 | GT | OP | CT | NG | 431 | 301819.5 | 6.626 | 0.043907 | EPA/CAMD | EPA/NEI | 1995
2020 | WI | Paris | 7270 | **4 | GT | OP | CT | NG | 357 | 256031.9844 | 5.379 | 0.042018 | EPA/CAMD | EPA/NEI | 1995
2020 | WI | Park Falls Industrial Management | 50620 | GEN1 | ST | OP | NA | WDS
2020 | WI | Park Mill | 50408 | 1 | HY | OP | NA | WAT |  | 25846.2852 |  |  | EIA Prime Mover-level Data
2020 | WI | Park Mill | 50408 | 10 | HY | OP | NA | WAT |  | 19384.7148 |  |  | EIA Prime Mover-level Data
2020 | WI | Park Mill | 50408 | 2 | HY | OP | NA | WAT |  | 12923.1426 |  |  | EIA Prime Mover-level Data
2020 | WI | Park Mill | 50408 | 3 | HY | OP | NA | WAT |  | 25846.2852 |  |  | EIA Prime Mover-level Data
2020 | WI | Park Mill | 50408 | 6 | HY | OP | NA | WAT |  | 25846.2852 |  |  | EIA Prime Mover-level Data
2020 | WI | Park Mill | 50408 | 7 | HY | OP | NA | WAT |  | 25846.2852 |  |  | EIA Prime Mover-level Data
2020 | WI | Petenwell | 4080 | 1 | HY | OP | NA | WAT |  | 280885 |  |  | EIA Prime Mover-level Data
2020 | WI | Petenwell | 4080 | 2 | HY | OP | NA | WAT |  | 280885 |  |  | EIA Prime Mover-level Data
2020 | WI | Petenwell | 4080 | 3 | HY | OP | NA | WAT |  | 280885 |  |  | EIA Prime Mover-level Data
2020 | WI | Petenwell | 4080 | 4 | HY | OP | NA | WAT |  | 280885 |  |  | EIA Prime Mover-level Data
2020 | WI | Pheasant Run Landfill Gas Recovery | 54661 | GE10 | IC | OP | NA | LFG |  | 49389.9102 | 0.36302 | 0.0147 | EIA Prime Mover-level Data | Estimated using an emission factor
2020 | WI | Pheasant Run Landfill Gas Recovery | 54661 | GE11 | IC | OP | NA | LFG |  | 49389.9102 | 0.36302 | 0.0147 | EIA Prime Mover-level Data | Estimated using an emission factor
2020 | WI | Pheasant Run Landfill Gas Recovery | 54661 | GEN1 | IC | OP | NA | LFG |  | 49389.9102 | 0.36302 | 0.0147 | EIA Prime Mover-level Data | Estimated using an emission factor
2020 | WI | Pheasant Run Landfill Gas Recovery | 54661 | GEN2 | IC | OP | NA | LFG |  | 49389.9102 | 0.36302 | 0.0147 | EIA Prime Mover-level Data | Estimated using an emission factor
2020 | WI | Pheasant Run Landfill Gas Recovery | 54661 | GEN3 | IC | OP | NA | LFG |  | 49389.9102 | 0.36302 | 0.0147 | EIA Prime Mover-level Data | Estimated using an emission factor
2020 | WI | Pheasant Run Landfill Gas Recovery | 54661 | GEN4 | IC | OP | NA | LFG |  | 49389.9102 | 0.36302 | 0.0147 | EIA Prime Mover-level Data | Estimated using an emission factor
2020 | WI | Pheasant Run Landfill Gas Recovery | 54661 | GEN5 | IC | OP | NA | LFG |  | 49389.9102 | 0.36302 | 0.0147 | EIA Prime Mover-level Data | Estimated using an emission factor
2020 | WI | Pheasant Run Landfill Gas Recovery | 54661 | GEN6 | IC | OP | NA | LFG |  | 49389.9102 | 0.36302 | 0.0147 | EIA Prime Mover-level Data | Estimated using an emission factor
2020 | WI | Pheasant Run Landfill Gas Recovery | 54661 | GEN7 | IC | OP | NA | LFG |  | 49389.9102 | 0.36302 | 0.0147 | EIA Prime Mover-level Data | Estimated using an emission factor
2020 | WI | Pheasant Run Landfill Gas Recovery | 54661 | GEN8 | IC | OP | NA | LFG |  | 49389.9102 | 0.36302 | 0.0147 | EIA Prime Mover-level Data | Estimated using an emission factor
2020 | WI | Pheasant Run Landfill Gas Recovery | 54661 | GEN9 | IC | OP | NA | LFG |  | 49389.9102 | 0.36302 | 0.0147 | EIA Prime Mover-level Data | Estimated using an emission factor
2020 | WI | Pine | 4045 | 1 | HY | OP | NA | WAT |  | 103162.5 |  |  | EIA Prime Mover-level Data
2020 | WI | Pine | 4045 | 2 | HY | OP | NA | WAT |  | 103162.5 |  |  | EIA Prime Mover-level Data
2020 | WI | Pleasant Prairie | 6170 | 1 | ST | RE | WALL | RC
2020 | WI | Pleasant Prairie | 6170 | 2 | ST | RE | WALL | RC
2020 | WI | Pleasant Prairie | 6170 | 3 | IC | RE | NA | DFO
2020 | WI | Point Beach Nuclear Plant | 4046 | 1 | ST | OP | NA | NUC |  | 50441176 |  |  | EIA Prime Mover-level Data
2020 | WI | Point Beach Nuclear Plant | 4046 | 2 | ST | OP | NA | NUC |  | 51629956 |  |  | EIA Prime Mover-level Data
2020 | WI | Point Beach Nuclear Plant | 4046 | 5 | GT | OP | NA | DFO |  | 2900 | 0.026163 | 0.018044 | EIA Prime Mover-level Data | NEI avg EF - PM, fuel type, firing type
2020 | WI | Point Beach Solar | 64431 | PBS | PV | U | NA | SUN
2020 | WI | Port Edwards Mill | 54103 | GEN4 | ST | RE | NA | RFO
2020 | WI | Port Edwards Mill | 54103 | GEN7 | ST | RE | NA | RFO
2020 | WI | Port Edwards Mill | 54103 | HG1 | HY | OP | NA | WAT |  | 13893.3135 |  |  | EIA Prime Mover-level Data
2020 | WI | Port Edwards Mill | 54103 | HG2 | HY | OA | NA | WAT |  | 13893.3135 |  |  | EIA Prime Mover-level Data
2020 | WI | Port Edwards Mill | 54103 | HG3 | HY | OP | NA | WAT |  | 13893.3135 |  |  | EIA Prime Mover-level Data
2020 | WI | Port Edwards Mill | 54103 | HG4 | HY | OP | NA | WAT |  | 13893.3135 |  |  | EIA Prime Mover-level Data
2020 | WI | Port Edwards Mill | 54103 | HG5 | HY | OP | NA | WAT |  | 27786.627 |  |  | EIA Prime Mover-level Data
2020 | WI | Port Edwards Mill | 54103 | HG6 | HY | OA | NA | WAT |  | 27786.627 |  |  | EIA Prime Mover-level Data
2020 | WI | Port Edwards Mill | 54103 | JHG1 | HY | OP | NA | WAT |  | 45153.2695 |  |  | EIA Prime Mover-level Data
2020 | WI | Port Edwards Mill | 54103 | JHG2 | HY | OP | NA | WAT |  | 20839.9707 |  |  | EIA Prime Mover-level Data
2020 | WI | Port Edwards Mill | 54103 | JHG3 | HY | OP | NA | WAT |  | 20839.9707 |  |  | EIA Prime Mover-level Data
2020 | WI | Port Edwards Mill | 54103 | JHG4 | HY | OA | NA | WAT |  | 13893.3135 |  |  | EIA Prime Mover-level Data
2020 | WI | Port Edwards Mill | 54103 | JHG5 | HY | OS | NA | WAT |  | 20839.9707 |  |  | EIA Prime Mover-level Data
2020 | WI | Port Washington Generating Station | 4040 | 11 | CT | OP | CC | NG | 7843 | 14560106 | 19.0479 | 0.0026165 | EPA/CAMD | EPA/NEI | 2008
2020 | WI | Port Washington Generating Station | 4040 | 12 | CT | OP | CC | NG | 7797 | 14402554 | 11.9765 | 0.0016631 | EPA/CAMD | EPA/NEI | 2008
2020 | WI | Port Washington Generating Station | 4040 | 21 | CT | OP | CC | NG | 7901 | 14212799 | 10.9647 | 0.0015429 | EPA/CAMD | EPA/NEI | 2005
2020 | WI | Port Washington Generating Station | 4040 | 22 | CT | OP | CC | NG | 7924 | 14422001 | 14.1605 | 0.0019637 | EPA/CAMD | EPA/NEI | 2005
2020 | WI | Potato Rapids | 4071 | 1 | HY | OP | NA | WAT |  | 25090.7695 |  |  | EIA Prime Mover-level Data
2020 | WI | Potato Rapids | 4071 | 2 | HY | OP | NA | WAT |  | 20072.6152 |  |  | EIA Prime Mover-level Data
2020 | WI | Potato Rapids | 4071 | 3 | HY | OP | NA | WAT |  | 20072.6152 |  |  | EIA Prime Mover-level Data
2020 | WI | Prairie Du Sac | 4056 | 1 | HY | OP | NA | WAT |  | 164328.6719 |  |  | EIA Prime Mover-level Data
2020 | WI | Prairie Du Sac | 4056 | 2 | HY | OP | NA | WAT |  | 201889.5 |  |  | EIA Prime Mover-level Data
2020 | WI | Prairie Du Sac | 4056 | 3 | HY | OP | NA | WAT |  | 225365.0312 |  |  | EIA Prime Mover-level Data
2020 | WI | Prairie Du Sac | 4056 | 4 | HY | OP | NA | WAT |  | 225365.0312 |  |  | EIA Prime Mover-level Data
2020 | WI | Prairie Du Sac | 4056 | 5 | HY | OP | NA | WAT |  | 187804.1875 |  |  | EIA Prime Mover-level Data
2020 | WI | Prairie Du Sac | 4056 | 6 | HY | OP | NA | WAT |  | 187804.1875 |  |  | EIA Prime Mover-level Data
2020 | WI | Prairie Du Sac | 4056 | 7 | HY | OP | NA | WAT |  | 187804.1875 |  |  | EIA Prime Mover-level Data
2020 | WI | Prairie Du Sac | 4056 | 8 | HY | OP | NA | WAT |  | 187804.1875 |  |  | EIA Prime Mover-level Data
2020 | WI | Pulliam | 4072 | 32 | GT | OP | CT | NG | 1029 | 753750.0625 | 2.2271 | 0.0059094 | EPA/CAMD | EPA/NEI | 2003
2020 | WI | Quilt Block Wind Farm LLC | 57116 | GEN 1 | WT | OP | NA | WND |  | 3346488 |  |  | EIA Prime Mover-level Data
2020 | WI | Rapide Croche | 4122 | 1 | HY | OP | NA | WAT |  | 40060 |  |  | EIA Prime Mover-level Data
2020 | WI | Rapide Croche | 4122 | 2 | HY | OP | NA | WAT |  | 40060 |  |  | EIA Prime Mover-level Data
2020 | WI | Rapide Croche | 4122 | 3 | HY | OP | NA | WAT |  | 40060 |  |  | EIA Prime Mover-level Data
2020 | WI | Rapide Croche | 4122 | 4 | HY | OP | NA | WAT |  | 40060 |  |  | EIA Prime Mover-level Data
2020 | WI | Rhinelander Mill | 50933 | BLR7 | ST | OP | NA | BIT |  | 967258.8125 | 6.7628 | 0.013984 | EIA Unit-level Data | NEI avg EF - PM, fuel type
2020 | WI | Rhinelander Mill | 50933 | BLR8 | ST | OP | NA | NG |  | 1204406.125 | 4.4712 | 0.0074247 | EIA Unit-level Data | NEI avg EF - PM, fuel type
2020 | WI | Rhinelander Mill | 50933 | HYD1 | HY | OP | NA | WAT |  | 27911 |  |  | EIA Prime Mover-level Data
2020 | WI | Rhinelander Mill | 50933 | HYD2 | HY | OP | NA | WAT |  | 27911 |  |  | EIA Prime Mover-level Data
2020 | WI | Rhinelander Mill | 50933 | HYD3 | HY | OP | NA | WAT |  | 55822 |  |  | EIA Prime Mover-level Data
2020 | WI | Rice Lake Solar Array | 64714 | RLK01 | PV | OP | NA | SUN
2020 | WI | Richland Center Renewable Energy LLC | 58834 | UNIT1 | IC | OP | NA | OBG |  | 51031 | 0.37508 | 0.0147 | EIA Prime Mover-level Data | Estimated using an emission factor
2020 | WI | Richland Center Renewable Energy LLC | 58834 | UNIT2 | IC | OP | NA | OBG |  | 51031 | 0.37508 | 0.0147 | EIA Prime Mover-level Data | Estimated using an emission factor
2020 | WI | Ridgeview | 55925 | GEN1 | IC | OP | NA | LFG |  | 49561.25 | 0.36428 | 0.0147 | EIA Prime Mover-level Data | Estimated using an emission factor
2020 | WI | Ridgeview | 55925 | GEN10 | IC | RE | NA | LFG
2020 | WI | Ridgeview | 55925 | GEN2 | IC | OP | NA | LFG |  | 49561.25 | 0.36428 | 0.0147 | EIA Prime Mover-level Data | Estimated using an emission factor
2020 | WI | Ridgeview | 55925 | GEN3 | IC | OP | NA | LFG |  | 49561.25 | 0.36428 | 0.0147 | EIA Prime Mover-level Data | Estimated using an emission factor
2020 | WI | Ridgeview | 55925 | GEN4 | IC | OP | NA | LFG |  | 49561.25 | 0.36428 | 0.0147 | EIA Prime Mover-level Data | Estimated using an emission factor
2020 | WI | Ridgeview | 55925 | GEN5 | IC | OP | NA | LFG |  | 49561.25 | 0.36428 | 0.0147 | EIA Prime Mover-level Data | Estimated using an emission factor
2020 | WI | Ridgeview | 55925 | GEN6 | IC | OP | NA | LFG |  | 49561.25 | 0.36428 | 0.0147 | EIA Prime Mover-level Data | Estimated using an emission factor
2020 | WI | Ridgeview | 55925 | GEN7 | IC | OP | NA | LFG |  | 49561.25 | 0.36428 | 0.0147 | EIA Prime Mover-level Data | Estimated using an emission factor
2020 | WI | Ridgeview | 55925 | GEN8 | IC | OP | NA | LFG |  | 49561.25 | 0.36428 | 0.0147 | EIA Prime Mover-level Data | Estimated using an emission factor
2020 | WI | Ridgeview | 55925 | GEN9 | IC | RE | NA | LFG
2020 | WI | Riverside Energy Center | 55641 | CT-01 | CT | OP | CC | NG | 4973 | 9125209 | 9.2522 | 0.0020278 | EPA/CAMD | EPA/NEI | 2004
2020 | WI | Riverside Energy Center | 55641 | CT-02 | CT | OP | CC | NG | 3861 | 7117916 | 9.9656 | 0.0028001 | EPA/CAMD | EPA/NEI | 2004
2020 | WI | Riverside Energy Center | 55641 | CT-03 | CT | OP | CC | NG | 3164 | 6166819 | 19.0594 | 0.0061813 | EPA/CAMD | NEI avg EF - PM, fuel type, firing type | 2019
2020 | WI | Riverside Energy Center | 55641 | CT-04 | CT | OP | CC | NG | 3836 | 7654895.5 | 23.6585 | 0.0061813 | EPA/CAMD | NEI avg EF - PM, fuel type, firing type | 2019
2020 | WI | Rock River | 4057 | CT3 | GT | OP | CT | NG | 7 | 1238.8 | 0.0048063 | 0.0077596 | EPA/CAMD | NEI avg EF - PM, fuel type, firing type | 1967
2020 | WI | Rock River | 4057 | CT5A | GT | OP | CT | NG | 4 | 1120.7 | 0.0043481 | 0.0077596 | EPA/CAMD | NEI avg EF - PM, fuel type, firing type | 1972
2020 | WI | Rock River | 4057 | CT5B | GT | OP | CT | NG | 4 | 1089 | 0.0042251 | 0.0077596 | EPA/CAMD | NEI avg EF - PM, fuel type, firing type | 1972
2020 | WI | Rock River | 4057 | CT6A | GT | OP | CT | NG | 0 | [5 empty] | 1972
2020 | WI | Rock River | 4057 | CT6B | GT | OP | CT | NG | 1 | 7.9 | 3.0651e-05 | 0.0077596 | EPA/CAMD | NEI avg EF - PM, fuel type, firing type | 1972
2020 | WI | Rockgen Energy Center | 55391 | CT-1 | GT | OP | CT | NG | 1055 | 1591333 | 1.7071 | 0.0021455 | EPA/CAMD | EPA/NEI | 2001
2020 | WI | Rockgen Energy Center | 55391 | CT-2 | GT | OP | CT | NG | 1157 | 1712115.75 | 5.3928 | 0.0062996 | EPA/CAMD | EPA/NEI | 2001
2020 | WI | Rockgen Energy Center | 55391 | CT-3 | GT | OP | CT | NG | 1129 | 1667672.25 | 1.6461 | 0.0019742 | EPA/CAMD | EPA/NEI | 2001
2020 | WI | Rothschild Biomass Cogeneration Facility | 58124 | 1 | ST | OP | FLUIDIZED | WDS | 6482 | 3240866.75 | 3.2296 | 0.001993 | EPA/CAMD | EPA/NEI | 2013
2020 | WI | Sand Lake DPC Solar | 60957 | PV1 | PV | OP | NA | SUN |  | 19802 |  |  | EIA Prime Mover-level Data
2020 | WI | Sandstone Rapids | 4074 | 1 | HY | OP | NA | WAT |  | 78975 |  |  | EIA Prime Mover-level Data
2020 | WI | Sandstone Rapids | 4074 | 2 | HY | OP | NA | WAT |  | 78975 |  |  | EIA Prime Mover-level Data
2020 | WI | Sauk DPC Solar | 60887 | PV1 | PV | OP | NA | SUN |  | 14422 |  |  | EIA Prime Mover-level Data
2020 | WI | Saxon Falls | 1756 | 1 | HY | OP | NA | WAT |  | 55366.5 |  |  | EIA Prime Mover-level Data
2020 | WI | Saxon Falls | 1756 | 2 | HY | OP | NA | WAT |  | 55366.5 |  |  | EIA Prime Mover-level Data
2020 | WI | Seven Mile Creek LFG | 56149 | 1 | IC | RE | NA | LFG
2020 | WI | Seven Mile Creek LFG | 56149 | 2 | IC | RE | NA | LFG
2020 | WI | Seven Mile Creek LFG | 56149 | 3 | IC | RE | NA | LFG
2020 | WI | Seven Mile Creek LFG | 56149 | 4 | IC | RE | NA | LFG
2020 | WI | Seven Mile Creek LFG | 56149 | 5 | IC | CN | NA | LFG
2020 | WI | Sheboygan Falls Energy Facility | 56166 | 1 | GT | OP | CT | NG | 2255 | 3415430.25 | 5.4508 | 0.0031918 | EPA/CAMD | EPA/NEI | 2005
2020 | WI | Sheboygan Falls Energy Facility | 56166 | 2 | GT | OP | CT | NG | 1966 | 2972539.5 | 5.0372 | 0.0033892 | EPA/CAMD | EPA/NEI | 2005
2020 | WI | Sheepskin | 4059 | CT1A | GT | OP | CT | NG | 2 | 383.5 | 0.0014879 | 0.0077596 | EPA/CAMD | NEI avg EF - PM, fuel type, firing type | 1969
2020 | WI | Sheepskin | 4059 | CT1B | GT | OP | CT | NG | 2 | 398.6 | 0.0015465 | 0.0077596 | EPA/CAMD | NEI avg EF - PM, fuel type, firing type | 1969
2020 | WI | Shirley Wind | 57553 | 1 | WT | OP | NA | WND |  | 534758 |  |  | EIA Prime Mover-level Data
2020 | WI | Solon Diesel | 7058 | 1 | IC | SB | NA | DFO
2020 | WI | Solon Diesel | 7058 | 2 | IC | SB | NA | DFO
2020 | WI | Solon Diesel | 7058 | 3 | IC | SB | NA | DFO
2020 | WI | Solon Diesel | 7058 | 4 | IC | SB | NA | DFO
2020 | WI | Solon Diesel | 7058 | 5 | IC | SB | NA | DFO
2020 | WI | Solon Diesel | 7058 | 6 | IC | SB | NA | DFO
2020 | WI | Solon Diesel | 7058 | 7 | IC | SB | NA | DFO
2020 | WI | Solon Diesel | 7058 | 8 | IC | SB | NA | DFO
2020 | WI | South Fond Du Lac | 7203 | **CT1 | GT | OP | CT | NG | 169 | 109492.1562 | 0.382 | 0.0069776 | EPA/CAMD | EPA/NEI | 1993
2020 | WI | South Fond Du Lac | 7203 | **CT2 | GT | OP | CT | NG | 178 | 113890.5859 | 0.40409 | 0.0070961 | EPA/CAMD | EPA/NEI | 1994
2020 | WI | South Fond Du Lac | 7203 | **CT3 | GT | OP | CT | NG | 190 | 120707.6406 | 0.41575 | 0.0068885 | EPA/CAMD | EPA/NEI | 1994
2020 | WI | South Fond Du Lac | 7203 | **CT4 | GT | OP | CT | NG | 178 | 115479.9062 | 0.40191 | 0.0069607 | EPA/CAMD | EPA/NEI | 1996
2020 | WI | South Oak Creek | 4041 | 5 | ST | OP | WALL | RC | 559 | 948251.5625 | 1 | 0.0021091 | EPA/CAMD | EPA/NEI | 1959
2020 | WI | South Oak Creek | 4041 | 6 | ST | OP | WALL | RC | 1845 | 3620430.25 | 3.8 | 0.0020992 | EPA/CAMD | EPA/NEI | 1961
2020 | WI | South Oak Creek | 4041 | 7 | ST | OP | TANGENTIAL | RC | 6907 | 16916332 | 14.4 | 0.0017025 | EPA/CAMD | EPA/NEI | 1965
2020 | WI | South Oak Creek | 4041 | 8 | ST | OP | TANGENTIAL | RC | 5280 | 12415426 | 10.6 | 0.0017076 | EPA/CAMD | EPA/NEI | 1967
2020 | WI | St Croix Falls | 4011 | 1 | HY | OP | NA | WAT |  | 123485.5625 |  |  | EIA Prime Mover-level Data
2020 | WI | St Croix Falls | 4011 | 2 | HY | OP | NA | WAT |  | 123485.5625 |  |  | EIA Prime Mover-level Data
2020 | WI | St Croix Falls | 4011 | 3 | HY | OP | NA | WAT |  | 123485.5625 |  |  | EIA Prime Mover-level Data
2020 | WI | St Croix Falls | 4011 | 4 | HY | OP | NA | WAT |  | 123485.5625 |  |  | EIA Prime Mover-level Data
2020 | WI | St Croix Falls | 4011 | 5 | HY | OP | NA | WAT |  | 167940.3594 |  |  | EIA Prime Mover-level Data
2020 | WI | St Croix Falls | 4011 | 6 | HY | OP | NA | WAT |  | 167940.3594 |  |  | EIA Prime Mover-level Data
2020 | WI | St Croix Falls | 4011 | 7 | HY | OP | NA | WAT |  | 158061.5156 |  |  | EIA Prime Mover-level Data
2020 | WI | St Croix Falls | 4011 | 8 | HY | OP | NA | WAT |  | 158061.5156 |  |  | EIA Prime Mover-level Data
2020 | WI | Stevens Point | 3973 | 1 | HY | OP | NA | WAT |  | 46424.168 |  |  | EIA Prime Mover-level Data
2020 | WI | Stevens Point | 3973 | 2 | HY | OP | NA | WAT |  | 46424.168 |  |  | EIA Prime Mover-level Data
2020 | WI | Stevens Point | 3973 | 3 | HY | OP | NA | WAT |  | 46424.168 |  |  | EIA Prime Mover-level Data
2020 | WI | Stevens Point | 3973 | 4 | HY | OP | NA | WAT |  | 46424.168 |  |  | EIA Prime Mover-level Data
2020 | WI | Stevens Point | 3973 | 5 | HY | OP | NA | WAT |  | 46424.168 |  |  | EIA Prime Mover-level Data
2020 | WI | Stevens Point | 3973 | 6 | HY | OS | NA | WAT |  | 46424.168 |  |  | EIA Prime Mover-level Data
2020 | WI | Stevens Point Mill | 55861 | SP | ST | OP | NA | NG |  | 1203879 | 4.4692 | 0.0074247 | EIA Prime Mover-level Data | NEI avg EF - PM, fuel type
2020 | WI | Stiles | 4147 | 1 | HY | OP | NA | WAT |  | 36389.5 |  |  | EIA Prime Mover-level Data
2020 | WI | Stiles | 4147 | 2 | HY | OP | NA | WAT |  | 36389.5 |  |  | EIA Prime Mover-level Data
2020 | WI | Strobus | 64862 | 515 | PV | U | NA | SUN
2020 | WI | Superior Generation Energy Center | 8057 | GEN1 | GT | CN | NA | NG
2020 | WI | Sycamore (WI) | 3993 | 1 | GT | OP | NA | NG |  | 304.615 | 0.00015143 | 0.00099423 | EIA Prime Mover-level Data | NEI avg EF - PM, fuel type, firing type
2020 | WI | Sycamore (WI) | 3993 | 2 | GT | OP | NA | NG |  | 399.385 | 0.00019854 | 0.00099423 | EIA Prime Mover-level Data | NEI avg EF - PM, fuel type, firing type
2020 | WI | Thornapple | 3988 | 1 | HY | OP | NA | WAT |  | 44438.5 |  |  | EIA Prime Mover-level Data
2020 | WI | Thornapple | 3988 | 2 | HY | OP | NA | WAT |  | 44438.5 |  |  | EIA Prime Mover-level Data
2020 | WI | Timberline Trail Gas Recovery | 56525 | GEN1 | IC | OP | NA | LFG |  | 48977 | 0.35998 | 0.0147 | EIA Prime Mover-level Data | Estimated using an emission factor
2020 | WI | Timberline Trail Gas Recovery | 56525 | GEN2 | IC | OP | NA | LFG |  | 48977 | 0.35998 | 0.0147 | EIA Prime Mover-level Data | Estimated using an emission factor
2020 | WI | Timberline Trail Gas Recovery | 56525 | GEN3 | IC | OP | NA | LFG |  | 48977 | 0.35998 | 0.0147 | EIA Prime Mover-level Data | Estimated using an emission factor
2020 | WI | Timberline Trail Gas Recovery | 56525 | GEN4 | IC | OP | NA | LFG |  | 48977 | 0.35998 | 0.0147 | EIA Prime Mover-level Data | Estimated using an emission factor
2020 | WI | Timberline Trail Gas Recovery | 56525 | GEN5 | IC | OP | NA | LFG |  | 48977 | 0.35998 | 0.0147 | EIA Prime Mover-level Data | Estimated using an emission factor
2020 | WI | Timberline Trail Gas Recovery | 56525 | GEN6 | IC | RE | NA | LFG
2020 | WI | Timberline Trail Gas Recovery | 56525 | GEN7 | IC | RE | NA | LFG
2020 | WI | Tisch Mills Wind | 60674 | TISCH | WT | CN | NA | WND
2020 | WI | Tomahawk | 4075 | 1 | HY | OP | NA | WAT |  | 66192 |  |  | EIA Prime Mover-level Data
2020 | WI | Tomahawk | 4075 | 2 | HY | OP | NA | WAT |  | 66192 |  |  | EIA Prime Mover-level Data
2020 | WI | Trego | 4012 | 1 | HY | OP | NA | WAT |  | 47464.668 |  |  | EIA Prime Mover-level Data
2020 | WI | Trego | 4012 | 2 | HY | OP | NA | WAT |  | 33903.332 |  |  | EIA Prime Mover-level Data
2020 | WI | Twin Falls (WI) | 59836 | 11 | HY | OP | NA | WAT |  | 250175 |  |  | EIA Prime Mover-level Data
2020 | WI | Twin Falls (WI) | 59836 | 12 | HY | OP | NA | WAT |  | 250175 |  |  | EIA Prime Mover-level Data
2020 | WI | Two Creeks Solar | 63105 | 1 | PV | OP | NA | SUN |  | 117602 |  |  | EIA Prime Mover-level Data
2020 | WI | UW Madison Charter Street Plant | 54408 | B05 | ST | OP | NA | NG |  | 392421.4375 | 1.4568 | 0.0074247 | EIA Unit-level Data | NEI avg EF - PM, fuel type
2020 | WI | UW Madison Charter Street Plant | 54408 | B06 | ST | OP | NA | NG |  | 1048318.375 | 3.8917 | 0.0074247 | EIA Unit-level Data | NEI avg EF - PM, fuel type
2020 | WI | UW Madison Charter Street Plant | 54408 | B07 | ST | OP | NA | NG |  | 884212.375 | 3.2825 | 0.0074247 | EIA Unit-level Data | NEI avg EF - PM, fuel type
2020 | WI | UW Madison Charter Street Plant | 54408 | B08 | ST | OP | NA | NG |  | 525463.875 | 1.9507 | 0.0074247 | EIA Unit-level Data | NEI avg EF - PM, fuel type
2020 | WI | UW Madison Charter Street Plant | 54408 | B09 | ST | OP | NA | NG |  | 851782.875 | 3.1621 | 0.0074247 | EIA Unit-level Data | NEI avg EF - PM, fuel type
2020 | WI | UW Madison Charter Street Plant | 54408 | 2 | ST | CN | NA | WDS
2020 | WI | UW Madison Charter Street Plant | 54408 | 3 | IC | SB | NA | DFO
2020 | WI | Valley (WEPCO) | 4042 | 1 | ST | OP | WALL | NG | 4747 | 1872162.5 | 2.8781 | 0.0030746 | EPA/CAMD | EPA/NEI | 1968
2020 | WI | Valley (WEPCO) | 4042 | 2 | ST | OP | WALL | NG | 4374 | 1721587 | 2.6466 | 0.0030747 | EPA/CAMD | EPA/NEI | 1968
2020 | WI | Valley (WEPCO) | 4042 | 3 | ST | OP | WALL | NG | 5630 | 2314786.75 | 3.1854 | 0.0027522 | EPA/CAMD | EPA/NEI | 1969
2020 | WI | Valley (WEPCO) | 4042 | 4 | ST | OP | WALL | NG | 5684 | 2286487 | 3.1464 | 0.0027522 | EPA/CAMD | EPA/NEI | 1969
2020 | WI | Viola | 4139 | 1 | IC | RE | NA | DFO
2020 | WI | Viola | 4139 | 2 | IC | RE | NA | DFO
2020 | WI | Viola | 4139 | 3 | IC | OP | NA | DFO |  | 276 | 0.04278 | 0.31 | EIA Prime Mover-level Data | Estimated using an emission factor
2020 | WI | Viresco Turtle Lake | 58747 | GEN1 | IC | OP | NA | OBG |  | 60009 | 0.44107 | 0.0147 | EIA Prime Mover-level Data | Estimated using an emission factor
2020 | WI | Viresco Turtle Lake | 58747 | GEN2 | IC | OP | NA | OBG |  | 60009 | 0.44107 | 0.0147 | EIA Prime Mover-level Data | Estimated using an emission factor
2020 | WI | Warren DPC Solar | 60890 | PV1 | PV | OP | NA | SUN |  | 35627 |  |  | EIA Prime Mover-level Data
2020 | WI | Washington Island | 4148 | 2 | IC | OP | NA | DFO |  | 2.64 | 0.0004092 | 0.31 | EIA Prime Mover-level Data | Estimated using an emission factor
2020 | WI | Washington Island | 4148 | 3 | IC | OP | NA | DFO |  | 2.64 | 0.0004092 | 0.31 | EIA Prime Mover-level Data | Estimated using an emission factor
2020 | WI | Washington Island | 4148 | 4 | IC | OP | NA | DFO |  | 5.28 | 0.0008184 | 0.31 | EIA Prime Mover-level Data | Estimated using an emission factor
2020 | WI | Washington Island | 4148 | 5 | IC | OP | NA | DFO |  | 13.2 | 0.002046 | 0.31 | EIA Prime Mover-level Data | Estimated using an emission factor
2020 | WI | Washington Island | 4148 | 6 | IC | OP | NA | DFO |  | 23.76 | 0.0036828 | 0.31 | EIA Prime Mover-level Data | Estimated using an emission factor
2020 | WI | Washington Island | 4148 | 7 | IC | OP | NA | DFO |  | 42.24 | 0.0065472 | 0.31 | EIA Prime Mover-level Data | Estimated using an emission factor
2020 | WI | Washington Island | 4148 | 8 | IC | OP | NA | DFO |  | 42.24 | 0.0065472 | 0.31 | EIA Prime Mover-level Data | Estimated using an emission factor
2020 | WI | Waupun Correctional Central Heating Plt | 54407 | 1 | ST | OP | NA | NG
2020 | WI | Waupun Correctional Central Heating Plt | 54407 | 2 | ST | OP | NA | NG
2020 | WI | Waupun Correctional Central Heating Plt | 54407 | 3 | IC | SB | NA | DFO
2020 | WI | Waupun Correctional Central Heating Plt | 54407 | 4 | IC | SB | NA | DFO
2020 | WI | Wausau | 4077 | 1 | HY | OP | NA | WAT |  | 120933 |  |  | EIA Prime Mover-level Data
2020 | WI | Wausau | 4077 | 2 | HY | OP | NA | WAT |  | 120933 |  |  | EIA Prime Mover-level Data
2020 | WI | Wausau | 4077 | 3 | HY | OP | NA | WAT |  | 120933 |  |  | EIA Prime Mover-level Data
2020 | WI | Waxdale | 59448 | CGEN1 | GT | OP | NA | LFG |  | 305576 | 3.3002 | 0.0216 | EIA Prime Mover-level Data | Estimated using an emission factor
2020 | WI | Waxdale | 59448 | CGEN2 | GT | OP | NA | NG |  | 305576 | 0.15191 | 0.00099423 | EIA Prime Mover-level Data | NEI avg EF - PM, fuel type, firing type
2020 | WI | Waxdale | 59448 | WEC01 | WT | OP | NA | WND |  | 31237 |  |  | EIA Prime Mover-level Data
2020 | WI | Waxdale | 59448 | WEC02 | WT | OP | NA | WND |  | 31237 |  |  | EIA Prime Mover-level Data
2020 | WI | West Campus Cogeneration Facility | 7991 | U1 | CT | OP | CC | NG | 5494 | 2233948.75 | 1.0895 | 0.00097536 | EPA/CAMD | EPA/NEI | 2005
2020 | WI | West Campus Cogeneration Facility | 7991 | U2 | CT | OP | CC | NG | 4587 | 2454501.5 | 1.204 | 0.00098103 | EPA/CAMD | EPA/NEI | 2005
2020 | WI | West Marinette | 4076 | **33 | GT | OP | CT | NG | 286 | 174034.0469 | 0.56282 | 0.006468 | EPA/CAMD | EPA/NEI | 1993
2020 | WI | West Marinette | 4076 | **34 | GT | OP | CT | NG | 1596 | 1221270.25 | 4.0302 | 0.0066 | EPA/CAMD | EPA/NEI | 2000
2020 | WI | West Marinette | 4076 | 31A | GT | OP | CT | NG | 127 | 20613.1582 | 0.13121 | 0.012731 | EPA/CAMD | EPA/NEI | 1971
2020 | WI | West Marinette | 4076 | 31B | GT | OP | CT | NG | 127 | 19959.1465 | 0.13121 | 0.013148 | EPA/CAMD | EPA/NEI | 1971
2020 | WI | West Marinette | 4076 | 32A | GT | OP | CT | NG | 83 | 14706.2314 | 0.092483 | 0.012577 | EPA/CAMD | EPA/NEI | 1973
2020 | WI | West Marinette | 4076 | 32B | GT | OP | CT | NG | 82 | 13890.7402 | 0.092483 | 0.013316 | EPA/CAMD | EPA/NEI | 1973
2020 | WI | West Riverside Energy Center | 64020 | CTG3 | CT |  | NA | NG |  | 6279075 | 19.4063 | 0.0061813 | EIA Unit-level Data | NEI avg EF - PM, fuel type
2020 | WI | West Riverside Energy Center | 64020 | CTG4 | CT |  | NA | NG |  | 7691772 | 23.7725 | 0.0061813 | EIA Unit-level Data | NEI avg EF - PM, fuel type
2020 | WI | West Riverside Energy Center | 64020 | STG2 | CA |  | NA | NG |  | 0 | 0 |  | EIA Unit-level Data | Estimated using an emission factor
2020 | WI | West Riverside Energy Center | 64020 | PV1 | PV | U | NA | SUN
2020 | WI | Weston | 4078 | 2 | ST | OP | WALL | NG | 59 | 8058.0039 | 0.031105 | 0.0077203 | EPA/CAMD | EPA/NEI | 1960
2020 | WI | Weston | 4078 | 3 | ST | OP | TANGENTIAL | SUB | 4967 | 10266246 | 34.5249 | 0.0067259 | EPA/CAMD | EPA/NEI | 1981
2020 | WI | Weston | 4078 | 32A | GT | OP | CT | NG | 8 | 760.204 | 0.0024585 | 0.0064679 | EPA/CAMD | EPA/NEI | 1973
2020 | WI | Weston | 4078 | 32B | GT | OP | CT | NG | 40 | 5905.5278 | 0.019099 | 0.006468 | EPA/CAMD | EPA/NEI | 1973
2020 | WI | Weston | 4078 | 4 | ST | OP | WALL | SUB | 7366 | 28158236 | 44.0817 | 0.003131 | EPA/CAMD | EPA/NEI | 2008
2020 | WI | Wheaton Generating Plant | 4014 | 1 | GT | OP | CT | NG | 269 | 111003.5 | 2.4222 | 0.043642 | EPA/CAMD | EPA/NEI | 1972
2020 | WI | Wheaton Generating Plant | 4014 | 2 | GT | OP | CT | NG | 305 | 130907.7969 | 1.6166 | 0.024699 | EPA/CAMD | EPA/NEI | 1972
2020 | WI | Wheaton Generating Plant | 4014 | 3 | GT | OP | CT | NG | 293 | 122510.6016 | 2.5354 | 0.041391 | EPA/CAMD | EPA/NEI | 1972
2020 | WI | Wheaton Generating Plant | 4014 | 4 | GT | OP | CT | NG | 358 | 149790.2031 | 1.6977 | 0.022667 | EPA/CAMD | EPA/NEI | 1972
2020 | WI | Wheaton Generating Plant | 4014 | 5 | GT | OP | CT | DFO | 0 | [5 empty] | 1972
2020 | WI | Wheaton Generating Plant | 4014 | 6 | GT | OP | CT | DFO | 17 | 5068.8999 | 0.047502 | 0.018742 | EPA/CAMD | EPA/NEI | 1972
2020 | WI | Wheaton Solar | 60203 | 1 | PV | CN | NA | SUN
2020 | WI | Whistling Winds DPC Solar | 60895 | PV1 | PV | OP | NA | SUN |  | 26326 |  |  | EIA Prime Mover-level Data
2020 | WI | White River (WI) | 3989 | 1 | HY | OP | NA | WAT |  | 27077.5 |  |  | EIA Prime Mover-level Data
2020 | WI | White River (WI) | 3989 | 2 | HY | OP | NA | WAT |  | 27077.5 |  |  | EIA Prime Mover-level Data
2020 | WI | Whitewater Cogeneration Facility | 55011 | 1 | CT | OP | CC | NG | 4481 | 7202001 | 4.6979 | 0.0013046 | EPA/CAMD | EPA/NEI | 1997
2020 | WI | Whiting | 3975 | 1 | HY | OS | NA | WAT |  | 58831.0586 |  |  | EIA Prime Mover-level Data
2020 | WI | Whiting | 3975 | 10 | HY | OP | NA | WAT |  | 14707.7646 |  |  | EIA Prime Mover-level Data
2020 | WI | Whiting | 3975 | 2 | HY | OP | NA | WAT |  | 24512.9414 |  |  | EIA Prime Mover-level Data
2020 | WI | Whiting | 3975 | 3 | HY | OS | NA | WAT |  | 24512.9414 |  |  | EIA Prime Mover-level Data
2020 | WI | Whiting | 3975 | 4 | HY | OP | NA | WAT |  | 24512.9414 |  |  | EIA Prime Mover-level Data
2020 | WI | Whiting | 3975 | 5 | HY | OP | NA | WAT |  | 24512.9414 |  |  | EIA Prime Mover-level Data
2020 | WI | Whiting | 3975 | 6 | HY | OP | NA | WAT |  | 24512.9414 |  |  | EIA Prime Mover-level Data
2020 | WI | Whiting | 3975 | 7 | HY | OP | NA | WAT |  | 24512.9414 |  |  | EIA Prime Mover-level Data
2020 | WI | Whiting | 3975 | 8 | HY | OP | NA | WAT |  | 14707.7646 |  |  | EIA Prime Mover-level Data
2020 | WI | Whiting | 3975 | 9 | HY | OP | NA | WAT |  | 14707.7646 |  |  | EIA Prime Mover-level Data
2020 | WI | Whiting Mill | 10476 | GEN4 | ST | RE | NA | SUB
2020 | WI | Wind Turbine | 7886 | 1 | WT | OP | NA | WND |  | 153905 |  |  | EIA Prime Mover-level Data
2020 | WI | Winnebago County Landfill Gas | 50936 | EG1 | IC | RE | NA | LFG
2020 | WI | Winnebago County Landfill Gas | 50936 | EG2 | IC | RE | NA | LFG
2020 | WI | Winnebago County Landfill Gas | 50936 | EG2R | IC | OP | NA | LFG |  | 30746.9238 | 0.22599 | 0.0147 | EIA Prime Mover-level Data | Estimated using an emission factor
2020 | WI | Winnebago County Landfill Gas | 50936 | EG3 | IC | OP | NA | LFG |  | 46120.3828 | 0.33898 | 0.0147 | EIA Prime Mover-level Data | Estimated using an emission factor
2020 | WI | Winnebago County Landfill Gas | 50936 | EG4 | IC | OP | NA | LFG |  | 51244.8711 | 0.37665 | 0.0147 | EIA Prime Mover-level Data | Estimated using an emission factor
2020 | WI | Winnebago County Landfill Gas | 50936 | EG5 | IC | OP | NA | LFG |  | 71742.8203 | 0.52731 | 0.0147 | EIA Prime Mover-level Data | Estimated using an emission factor
2020 | WI | Winnebago County Landfill Gas | 50936 | EG6 | IC | CN | NA | LFG
2020 | WI | Winter | 8013 | IC 1 | IC | OP | NA | DFO |  | 45 | 0.006975 | 0.31 | EIA Prime Mover-level Data | Estimated using an emission factor
2020 | WI | Winter | 8013 | IC 2 | IC | OP | NA | DFO |  | 45 | 0.006975 | 0.31 | EIA Prime Mover-level Data | Estimated using an emission factor
2020 | WI | Wisconsin Rapids | 3974 | 1 | HY | OP | NA | WAT |  | 132214.4531 |  |  | EIA Prime Mover-level Data
2020 | WI | Wisconsin Rapids | 3974 | 10 | HY | OP | NA | WAT |  | 34490.7266 |  |  | EIA Prime Mover-level Data
2020 | WI | Wisconsin Rapids | 3974 | 2 | HY | OP | NA | WAT |  | 132214.4531 |  |  | EIA Prime Mover-level Data
2020 | WI | Wisconsin Rapids | 3974 | 3 | HY | OP | NA | WAT |  | 34490.7266 |  |  | EIA Prime Mover-level Data
2020 | WI | Wisconsin Rapids | 3974 | 4 | HY | OP | NA | WAT |  | 34490.7266 |  |  | EIA Prime Mover-level Data
2020 | WI | Wisconsin Rapids | 3974 | 5 | HY | OP | NA | WAT |  | 34490.7266 |  |  | EIA Prime Mover-level Data
2020 | WI | Wisconsin Rapids | 3974 | 6 | HY | OP | NA | WAT |  | 17245.3633 |  |  | EIA Prime Mover-level Data
2020 | WI | Wisconsin Rapids | 3974 | 7 | HY | OP | NA | WAT |  | 34490.7266 |  |  | EIA Prime Mover-level Data
2020 | WI | Wisconsin Rapids | 3974 | 8 | HY | OP | NA | WAT |  | 17245.3633 |  |  | EIA Prime Mover-level Data
2020 | WI | Wisconsin Rapids | 3974 | 9 | HY | OP | NA | WAT |  | 34490.7266 |  |  | EIA Prime Mover-level Data
2020 | WI | Wisconsin Rapids Paper Mill | 10466 | GEN1 | ST | RE | NA | PUR
2020 | WI | Wisconsin Rapids Paper Mill | 10466 | GEN2 | ST | OS | NA | PUR |  | 55059 |  |  | EIA Prime Mover-level Data
2020 | WI | Wisconsin Rapids Paper Mill | 10466 | GEN3 | ST | RE | NA | PUR
2020 | WI | Wisconsin Rapids Pulp Mill | 10477 | P1 | ST | OP | NA | SUB |  | 1280520.875 | 5.6923 | 0.0088906 | EIA Unit-level Data | NEI avg EF - PM, fuel type
2020 | WI | Wisconsin Rapids Pulp Mill | 10477 | P2 | ST | OP | NA | SUB |  | 1226394 | 5.4517 | 0.0088906 | EIA Unit-level Data | NEI avg EF - PM, fuel type
2020 | WI | Wisconsin Rapids Pulp Mill | 10477 | P3 | ST | OP | NA | NG |  | 1698972.75 | 6.3072 | 0.0074247 | EIA Unit-level Data | NEI avg EF - PM, fuel type
2020 | WI | Wisconsin Rapids Pulp Mill | 10477 | R1 | ST | OP | NA | BLQ |  | 1530771.125 | 5.1115 | 0.0066784 | EIA Unit-level Data | NEI avg EF - PM, fuel type
2020 | WI | Wisconsin Rapids Pulp Mill | 10477 | R2 | ST | OP | NA | BLQ |  | 1271526.125 | 4.2459 | 0.0066784 | EIA Unit-level Data | NEI avg EF - PM, fuel type
2020 | WI | Wisconsin Rapids Pulp Mill | 10477 | R3 | ST | OP | NA | BLQ |  | 1286649.875 | 4.2964 | 0.0066784 | EIA Unit-level Data | NEI avg EF - PM, fuel type
2020 | WI | Wissota | 4015 | 1 | HY | OP | NA | WAT |  | 265860.9062 |  |  | EIA Prime Mover-level Data
2020 | WI | Wissota | 4015 | 2 | HY | OP | NA | WAT |  | 341188.1875 |  |  | EIA Prime Mover-level Data
2020 | WI | Wissota | 4015 | 3 | HY | OP | NA | WAT |  | 265860.9062 |  |  | EIA Prime Mover-level Data
2020 | WI | Wissota | 4015 | 4 | HY | OP | NA | WAT |  | 341188.1875 |  |  | EIA Prime Mover-level Data
2020 | WI | Wissota | 4015 | 5 | HY | OP | NA | WAT |  | 265860.9062 |  |  | EIA Prime Mover-level Data
2020 | WI | Wissota | 4015 | 6 | HY | OP | NA | WAT |  | 265860.9062 |  |  | EIA Prime Mover-level Data
2020 | WI | WPPI Hartford DG | 56266 | 1 | IC | RE | NA | DFO |  | 30 | 0.00465 | 0.31 | EIA Prime Mover-level Data | Estimated using an emission factor
2020 | WV | AEP Milton NaS | 59995 | 1 | BA | OP | NA | MWH |  | 0 |  |  | EIA Prime Mover-level Data
2020 | WV | Axiall Corporation Natrium Plant | 50491 | 1 | ST | OP | WALL | NG | 8078 | 3072022 | 11.2804 | 0.0073439 | EPA/CAMD | NEI avg EF - PM, fuel type, firing type | 1952
2020 | WV | Axiall Corporation Natrium Plant | 50491 | 2 | ST | OP | WALL | NG | 0 | [5 empty] | 1980
2020 | WV | Axiall Corporation Natrium Plant | 50491 | 3 | ST | OP | WALL | NG | 8431 | 7674915 | 19.3033 | 0.0050302 | EPA/CAMD | EPA/NEI | 1966
2020 | WV | Bedington Energy Facility, LLC | 64848 | BEF1 | PV | L | NA | SUN
2020 | WV | Beech Ridge Energy LLC | 57151 | GEN1 | WT | OP | NA | WND |  | 2445237 |  |  | EIA Prime Mover-level Data
2020 | WV | Beech Ridge Energy Storage | 60390 | BRES | BA | OP | NA | MWH |  | 0 |  |  | EIA Prime Mover-level Data
2020 | WV | Beech Ridge II Wind Energy Center | 62482 | GEN1 | WT | OP | NA | WND |  | 963048 |  |  | EIA Prime Mover-level Data
2020 | WV | Belleville Dam | 7594 | 1 | HY | OP | NA | WAT |  | 943018.5 |  |  | EIA Prime Mover-level Data
2020 | WV | Belleville Dam | 7594 | 2 | HY | OP | NA | WAT |  | 943018.5 |  |  | EIA Prime Mover-level Data
2020 | WV | Big Sandy Peaker Plant | 55284 | GS01 | GT | OP | CT | NG | 1434 | 224803.9062 | 0.74185 | 0.0066 | EPA/CAMD | EPA/NEI | 2001
2020 | WV | Big Sandy Peaker Plant | 55284 | GS02 | GT | OP | CT | NG | 1490 | 237436 | 0.78354 | 0.0066 | EPA/CAMD | EPA/NEI | 2001
2020 | WV | Big Sandy Peaker Plant | 55284 | GS03 | GT | OP | CT | NG | 1521 | 224159 | 0.73972 | 0.0066 | EPA/CAMD | EPA/NEI | 2001
2020 | WV | Big Sandy Peaker Plant | 55284 | GS04 | GT | OP | CT | NG | 1439 | 223961.7031 | 0.73908 | 0.0066 | EPA/CAMD | EPA/NEI | 2001
2020 | WV | Big Sandy Peaker Plant | 55284 | GS05 | GT | OP | CT | NG | 1292 | 189793.2969 | 0.62632 | 0.0066 | EPA/CAMD | EPA/NEI | 2001
2020 | WV | Big Sandy Peaker Plant | 55284 | GS06 | GT | OP | CT | NG | 1328 | 180459.9062 | 0.59552 | 0.0066 | EPA/CAMD | EPA/NEI | 2001
2020 | WV | Big Sandy Peaker Plant | 55284 | GS07 | GT | OP | CT | NG | 1357 | 205500.9062 | 0.67815 | 0.0066 | EPA/CAMD | EPA/NEI | 2001
2020 | WV | Big Sandy Peaker Plant | 55284 | GS08 | GT | OP | CT | NG | 1295 | 194721.4062 | 0.64258 | 0.0066 | EPA/CAMD | EPA/NEI | 2001
2020 | WV | Big Sandy Peaker Plant | 55284 | GS09 | GT | OP | CT | NG | 1610 | 260058.2031 | 0.8582 | 0.0066 | EPA/CAMD | EPA/NEI | 2001
2020 | WV | Big Sandy Peaker Plant | 55284 | GS10 | GT | OP | CT | NG | 1579 | 243701.0938 | 0.80421 | 0.0066 | EPA/CAMD | EPA/NEI | 2001
2020 | WV | Big Sandy Peaker Plant | 55284 | GS11 | GT | OP | CT | NG | 1479 | 244390.5 | 0.80649 | 0.0066 | EPA/CAMD | EPA/NEI | 2001
2020 | WV | Big Sandy Peaker Plant | 55284 | GS12 | GT | OP | CT | NG | 1531 | 258503.9062 | 0.85306 | 0.0066 | EPA/CAMD | EPA/NEI | 2001
2020 | WV | Black Rock Wind | 64433 | BRW | WT | U | NA | WND
2020 | WV | Ceredo Generating Station | 55276 | 1 | GT | OP | CT | NG | 340 | 228331.7969 | 1.54 | 0.013489 | EPA/CAMD | EPA/NEI | 2001
2020 | WV | Ceredo Generating Station | 55276 | 2 | GT | OP | CT | NG | 329 | 224268.4062 | 1.497 | 0.01335 | EPA/CAMD | EPA/NEI | 2001
2020 | WV | Ceredo Generating Station | 55276 | 3 | GT | OP | CT | NG | 332 | 226470.2031 | 1.504 | 0.013282 | EPA/CAMD | EPA/NEI | 2001
2020 | WV | Ceredo Generating Station | 55276 | 4 | GT | OP | CT | NG | 346 | 238678 | 1.581 | 0.013248 | EPA/CAMD | EPA/NEI | 2001
2020 | WV | Ceredo Generating Station | 55276 | 5 | GT | OP | CT | NG | 314 | 215727.2031 | 1.427 | 0.01323 | EPA/CAMD | EPA/NEI | 2001
2020 | WV | Ceredo Generating Station | 55276 | 6 | GT | OP | CT | NG | 322 | 219766.9062 | 1.454 | 0.013232 | EPA/CAMD | EPA/NEI | 2001
2020 | WV | Dam No. 4 Hydro Station | 6543 | 1 | HY | OP | NA | WAT |  | 21483.1582 |  |  | EIA Prime Mover-level Data
2020 | WV | Dam No. 4 Hydro Station | 6543 | 2 | HY | OP | NA | WAT |  | 21483.1582 |  |  | EIA Prime Mover-level Data
2020 | WV | Dam No. 4 Hydro Station | 6543 | 3 | HY | OP | NA | WAT |  | 38669.6836 |  |  | EIA Prime Mover-level Data
2020 | WV | Dam No. 5 Hydro Station | 6544 | 1 | HY | OP | NA | WAT |  | 25723.5 |  |  | EIA Prime Mover-level Data
2020 | WV | Dam No. 5 Hydro Station | 6544 | 2 | HY | OP | NA | WAT |  | 25723.5 |  |  | EIA Prime Mover-level Data
2020 | WV | ESC Brooke County Power I | 60202 | BCCA1 | CA | IP | NA | NG
2020 | WV | ESC Brooke County Power I | 60202 | BCCT1 | CT | IP | NA | NG
2020 | WV | ESC Brooke County Power I | 60202 | BCCT2 | CT | IP | NA | NG
2020 | WV | ESC Harrison County Power | 60206 | HCCA1 | CA | P | NA | NG
2020 | WV | ESC Harrison County Power | 60206 | HCCT1 | CT | P | NA | NG
2020 | WV | FirstEnergy Albright | 3942 | 1 | ST | RE | WALL | BIT
2020 | WV | FirstEnergy Albright | 3942 | 2 | ST | RE | WALL | BIT
2020 | WV | FirstEnergy Albright | 3942 | 3 | ST | RE | TANGENTIAL | BIT
2020 | WV | FirstEnergy Rivesville | 3945 | 5 | ST | RE | NA | BIT
2020 | WV | FirstEnergy Rivesville | 3945 | 6 | ST | RE | NA | BIT
2020 | WV | Fort Martin Power Station | 3943 | 1 | ST | OP | TANGENTIAL | BIT | 6322 | 23289236 | 275.7706 | 0.023682 | EPA/CAMD | EPA/NEI | 1967
2020 | WV | Fort Martin Power Station | 3943 | 2 | ST | OP | CELL | BIT | 7461 | 27154494 | 378.2907 | 0.027862 | EPA/CAMD | EPA/NEI | 1968
2020 | WV | Gauley River Power Partners | 56333 | GEN1 | HY | OP | NA | WAT |  | 647228.5 |  |  | EIA Prime Mover-level Data
2020 | WV | Gauley River Power Partners | 56333 | GEN2 | HY | OP | NA | WAT |  | 647228.5 |  |  | EIA Prime Mover-level Data
2020 | WV | Glen Ferris Hydro | 50010 | GEN1 | HY | OP | NA | WAT |  | 11198.3223 |  |  | EIA Prime Mover-level Data
2020 | WV | Glen Ferris Hydro | 50010 | GEN2 | HY | OP | NA | WAT |  | 11198.3223 |  |  | EIA Prime Mover-level Data
2020 | WV | Glen Ferris Hydro | 50010 | GEN3 | HY | OP | NA | WAT |  | 11198.3223 |  |  | EIA Prime Mover-level Data
2020 | WV | Glen Ferris Hydro | 50010 | GEN4 | HY | OP | NA | WAT |  | 11198.3223 |  |  | EIA Prime Mover-level Data
2020 | WV | Glen Ferris Hydro | 50010 | GEN5 | HY | OP | NA | WAT |  | 11198.3223 |  |  | EIA Prime Mover-level Data
2020 | WV | Glen Ferris Hydro | 50010 | GEN6 | HY | OP | NA | WAT |  | 11198.3223 |  |  | EIA Prime Mover-level Data
2020 | WV | Glen Ferris Hydro | 50010 | GEN7 | HY | OP | NA | WAT |  | 53192.0312 |  |  | EIA Prime Mover-level Data
2020 | WV | Glen Ferris Hydro | 50010 | GEN8 | HY | OP | NA | WAT |  | 53192.0312 |  |  | EIA Prime Mover-level Data
2020 | WV | Grant Town Power Plant | 10151 | 1A | ST | OP | FLUIDIZED | WC | 8196 | 4068871.5 | 92.9367 | 0.045682 | EPA/CAMD | EPA/NEI | 1993
2020 | WV | Grant Town Power Plant | 10151 | 1B | ST | OP | FLUIDIZED | WC | 8330 | 4052556.25 | 92.9367 | 0.045866 | EPA/CAMD | EPA/NEI | 1993
2020 | WV | Harrison Power Station | 3944 | 1 | ST | OP | WALL | RC | 7544 | 38174752 | 607.6671 | 0.031836 | EPA/CAMD | EPA/NEI | 1972
2020 | WV | Harrison Power Station | 3944 | 2 | ST | OP | WALL | RC | 6895 | 34031296 | 446.1867 | 0.026222 | EPA/CAMD | EPA/NEI | 1973
2020 | WV | Harrison Power Station | 3944 | 3 | ST | OP | WALL | RC | 6057 | 32448550 | 403.1842 | 0.024851 | EPA/CAMD | EPA/NEI | 1974
2020 | WV | Hawks Nest Hydro | 50011 | GEN1 | HY | OP | NA | WAT |  | 1196014 |  |  | EIA Prime Mover-level Data
2020 | WV | Hawks Nest Hydro | 50011 | GEN2 | HY | OP | NA | WAT |  | 1196014 |  |  | EIA Prime Mover-level Data
2020 | WV | Hawks Nest Hydro | 50011 | GEN3 | HY | OP | NA | WAT |  | 1196014 |  |  | EIA Prime Mover-level Data
2020 | WV | Hawks Nest Hydro | 50011 | GEN4 | HY | OP | NA | WAT |  | 1196014 |  |  | EIA Prime Mover-level Data
2020 | WV | John E Amos | 3935 | 1 | ST | OP | WALL | BIT | 4757 | 23163342 | 30.0001 | 0.0025903 | EPA/CAMD | EPA/NEI | 1971
2020 | WV | John E Amos | 3935 | 2 | ST | OP | WALL | BIT | 6567 | 31517490 | 38.3901 | 0.0024361 | EPA/CAMD | EPA/NEI | 1972
2020 | WV | John E Amos | 3935 | 3 | ST | OP | CELL | BIT | 5920 | 54302960 | 122.0602 | 0.0044955 | EPA/CAMD | EPA/NEI | 1973
2020 | WV | John E Amos | 3935 | AUX1 | ST | OP | OTHER BOILER | DFO | 74 | 41229.1992 | 0.1634 | 0.0079262 | EPA/CAMD | NEI avg EF - PM, fuel type, firing type | 1971
2020 | WV | John E Amos | 3935 | AUX3 | ST | OP | OTHER BOILER | DFO | 12 | 3007.8999 | 0.011921 | 0.0079262 | EPA/CAMD | NEI avg EF - PM, fuel type, firing type | 1973
2020 | WV | Kammer | 3947 | 1 | ST | RE | CYCLONE | BIT
2020 | WV | Kammer | 3947 | 2 | ST | RE | CYCLONE | BIT
2020 | WV | Kammer | 3947 | 3 | ST | RE | CYCLONE | BIT
2020 | WV | Kanawha River | 3936 | 1 | ST | RE | VERTICAL/ARCH | BIT
2020 | WV | Kanawha River | 3936 | 2 | ST | RE | VERTICAL/ARCH | BIT
2020 | WV | Laurel Mountain Hybrid | 57447 | 1 | WT | OP | NA | WND |  | 2017106 |  |  | EIA Prime Mover-level Data
2020 | WV | Laurel Mountain Hybrid | 57447 | 2 | BA | OP | NA | MWH |  | 0 |  |  | EIA Prime Mover-level Data
2020 | WV | London | 6560 | 1 | HY | OP | NA | WAT |  | 198883.6719 |  |  | EIA Prime Mover-level Data
2020 | WV | London | 6560 | 2 | HY | OP | NA | WAT |  | 198883.6719 |  |  | EIA Prime Mover-level Data
2020 | WV | London | 6560 | 3 | HY | OP | NA | WAT |  | 198883.6719 |  |  | EIA Prime Mover-level Data
2020 | WV | Longview Power | 56671 | 1 | ST | OP | WALL | BIT | 7839 | 46366752 | 246.5117 | 0.010633 | EPA/CAMD | EPA/NEI | 2011
2020 | WV | Marmet | 6561 | 1 | HY | OP | NA | WAT |  | 220515 |  |  | EIA Prime Mover-level Data
2020 | WV | Marmet | 6561 | 2 | HY | OP | NA | WAT |  | 220515 |  |  | EIA Prime Mover-level Data
2020 | WV | Marmet | 6561 | 3 | HY | OP | NA | WAT |  | 220515 |  |  | EIA Prime Mover-level Data
2020 | WV | Millville Hydro Station | 6546 | 1 | HY | OP | NA | WAT |  | 27587.7148 |  |  | EIA Prime Mover-level Data
2020 | WV | Millville Hydro Station | 6546 | 2 | HY | OP | NA | WAT |  | 34484.6445 |  |  | EIA Prime Mover-level Data
2020 | WV | Millville Hydro Station | 6546 | 3 | HY | OP | NA | WAT |  | 34484.6445 |  |  | EIA Prime Mover-level Data
2020 | WV | Mitchell (WV) | 3948 | 1 | ST | OP | WALL | BIT | 4016 | 17327956 | 17.8901 | 0.0020649 | EPA/CAMD | EPA/NEI | 1971
2020 | WV | Mitchell (WV) | 3948 | 2 | ST | OP | WALL | BIT | 4594 | 21664536 | 39.5701 | 0.003653 | EPA/CAMD | EPA/NEI | 1971
2020 | WV | Mitchell (WV) | 3948 | AUX1 | ST | OP | OTHER BOILER | DFO | 109 | 60074.6992 | 0.23808 | 0.0079262 | EPA/CAMD | NEI avg EF - PM, fuel type, firing type | 1971
2020 | WV | Morgantown Energy Facility | 10743 | CFB1 | ST | OP | FLUIDIZED | NG | 2091 | 378435.625 | 7.8477 | 0.041474 | EPA/CAMD | EPA/NEI | 1992
2020 | WV | Morgantown Energy Facility | 10743 | CFB2 | ST | OP | FLUIDIZED | NG | 1997 | 366105.4688 | 7.8477 | 0.042871 | EPA/CAMD | EPA/NEI | 1992
2020 | WV | Morgantown L&D Hydroelectric Project | 62387 | NA1 | HY | P | NA | WAT
2020 | WV | Morgantown L&D Hydroelectric Project | 62387 | NA2 | HY | P | NA | WAT
2020 | WV | Moundsville Power | 59720 | MPCA1 | CA | CN | NA | NG
2020 | WV | Moundsville Power | 59720 | MPCT1 | CT | CN | NA | NG
2020 | WV | Moundsville Power | 59720 | MPCT2 | CT | CN | NA | NG
2020 | WV | Mount Storm Power Station | 3954 | 1 | ST | OP | TANGENTIAL | BIT | 5950 | 24184178 | 329.8434 | 0.027278 | EPA/CAMD | EPA/NEI | 1965
2020 | WV | Mount Storm Power Station | 3954 | 2 | ST | OP | TANGENTIAL | BIT | 3848 | 14668341 | 200.7881 | 0.027377 | EPA/CAMD | EPA/NEI | 1966
2020 | WV | Mount Storm Power Station | 3954 | 3 | ST | OP | TANGENTIAL | BIT | 3080 | 11249849 | 142.3794 | 0.025312 | EPA/CAMD | EPA/NEI | 1973
2020 | WV | Mountaineer (1301) | 6264 | 1 | ST | OP | WALL | BIT | 5725 | 53527280 | 42.57 | 0.0015906 | EPA/CAMD | EPA/NEI | 1980
2020 | WV | Mountaineer (1301) | 6264 | AUX1 | ST | OP | OTHER BOILER | DFO | 79 | 41345.6016 | 0.16386 | 0.0079262 | EPA/CAMD | NEI avg EF - PM, fuel type, firing type | 1980
2020 | WV | Mountaineer (1301) | 6264 | AUX2 | ST | OP | OTHER BOILER | DFO | 96 | 51816.6992 | 0.20535 | 0.0079262 | EPA/CAMD | NEI avg EF - PM, fuel type, firing type | 1980
2020 | WV | Mountaineer Wind Energy Center | 55986 | WT1 | WT | OP | NA | WND |  | 1173549 |  |  | EIA Prime Mover-level Data
2020 | WV | NedPower Mount Storm | 56495 | MS1 | WT | OP | NA | WND |  | 3558568.25 |  |  | EIA Prime Mover-level Data
2020 | WV | NedPower Mount Storm | 56495 | MS2 | WT | OP | NA | WND |  | 2169858.75 |  |  | EIA Prime Mover-level Data
2020 | WV | New Creek Wind | 60132 | NCG01 | WT | OP | NA | WND |  | 2838785 |  |  | EIA Prime Mover-level Data
2020 | WV | New Martinsville Hannibal Hydro | 50036 | UNT1 | HY | OP | NA | WAT |  | 814117 |  |  | EIA Prime Mover-level Data
2020 | WV | New Martinsville Hannibal Hydro | 50036 | UNT2 | HY | OP | NA | WAT |  | 814117 |  |  | EIA Prime Mover-level Data
2020 | WV | New River Clean Energy | 63246 | NEW2 | IC | OP | NA | LFG |  | 14555.5 | 0.10698 | 0.0147 | EIA Prime Mover-level Data | Estimated using an emission factor
2020 | WV | New River Clean Energy | 63246 | NEWR1 | IC | OP | NA | LFG |  | 14555.5 | 0.10698 | 0.0147 | EIA Prime Mover-level Data | Estimated using an emission factor
2020 | WV | North Branch (WV) | 7537 | 1 | ST | RE | NA | WC
2020 | WV | Opekiska L&D Hydroelectric Project | 62386 | NA1 | HY | P | NA | WAT
2020 | WV | Opekiska L&D Hydroelectric Project | 62386 | NA2 | HY | P | NA | WAT
2020 | WV | Philip Sporn | 3938 | 1 | ST | RE | NA | BIT
2020 | WV | Philip Sporn | 3938 | 2 | ST | RE | NA | BIT
2020 | WV | Philip Sporn | 3938 | 3 | ST | RE | NA | BIT
2020 | WV | Philip Sporn | 3938 | 4 | ST | RE | NA | BIT
2020 | WV | Philip Sporn | 3938 | 5 | ST | RE | NA | BIT
2020 | WV | Pinnacle Wind Force LLC | 57595 | 1 | WT | OP | NA | WND |  | 1483277 |  |  | EIA Prime Mover-level Data
2020 | WV | Pleasants Energy, LLC | 55349 | 1 | GT | OP | CT | NG | 5787 | 9421908 | 41.7378 | 0.0088597 | EPA/CAMD | EPA/NEI | 2001
2020 | WV | Pleasants Energy, LLC | 55349 | 2 | GT | OP | CT | NG | 4679 | 7664524.5 | 0.011316 | 2.9528e-06 | EPA/CAMD | EPA/NEI | 2002
2020 | WV | Pleasants Power Station | 6004 | 1 | ST | OP | WALL | RC | 5120 | 27417080 | 455.3832 | 0.033219 | EPA/CAMD | EPA/NEI | 1979
2020 | WV | Pleasants Power Station | 6004 | 2 | ST | OP | WALL | RC | 4807 | 23716618 | 368.975 | 0.031115 | EPA/CAMD | EPA/NEI | 1980
2020 | WV | Tygart Hydropower | 64171 | 1 | HY | L | NA | WAT
2020 | WV | Tygart Hydropower | 64171 | 2 | HY | L | NA | WAT
2020 | WV | Tygart Hydropower | 64171 | 3 | HY | L | NA | WAT
2020 | WV | Willow Island Hydroelectric Plant | 57401 | WIG1 | HY | OP | NA | WAT |  | 909980 |  |  | EIA Prime Mover-level Data
2020 | WV | Willow Island Hydroelectric Plant | 57401 | WIG2 | HY | OP | NA | WAT |  | 909980 |  |  | EIA Prime Mover-level Data
2020 | WV | Willow Island Power Station | 3946 | 1 | ST | SB | VERTICAL | BIT | [6 empty] | 2049
2020 | WV | Willow Island Power Station | 3946 | 2 | ST | SB | CYCLONE | BIT | [6 empty] | 1960
2020 | WV | Winfield | 6562 | 1 | HY | OP | NA | WAT |  | 535612.1875 |  |  | EIA Prime Mover-level Data
2020 | WV | Winfield | 6562 | 2 | HY | OP | NA | WAT |  | 178537.4062 |  |  | EIA Prime Mover-level Data
2020 | WV | Winfield | 6562 | 3 | HY | OP | NA | WAT |  | 178537.4062 |  |  | EIA Prime Mover-level Data
2020 | WY | Alcova | 6409 | 1 | HY | OP | NA | WAT |  | 610174.5 |  |  | EIA Prime Mover-level Data
2020 | WY | Alcova | 6409 | 2 | HY | OP | NA | WAT |  | 610174.5 |  |  | EIA Prime Mover-level Data
2020 | WY | Arvada | 8028 | 1 | GT | OP | NA | NG |  | 3733 | 0.0018557 | 0.00099423 | EIA Prime Mover-level Data | NEI avg EF - PM, fuel type, firing type
2020 | WY | Arvada | 8028 | 2 | GT | OP | NA | NG |  | 3733 | 0.0018557 | 0.00099423 | EIA Prime Mover-level Data | NEI avg EF - PM, fuel type, firing type
2020 | WY | Arvada | 8028 | 3 | GT | OP | NA | NG |  | 3733 | 0.0018557 | 0.00099423 | EIA Prime Mover-level Data | NEI avg EF - PM, fuel type, firing type
2020 | WY | Barber Creek | 8030 | 1 | GT | OP | NA | NG |  | 4490.667 | 0.0022324 | 0.00099423 | EIA Prime Mover-level Data | NEI avg EF - PM, fuel type, firing type
2020 | WY | Barber Creek | 8030 | 2 | GT | OP | NA | NG |  | 4490.667 | 0.0022324 | 0.00099423 | EIA Prime Mover-level Data | NEI avg EF - PM, fuel type, firing type
2020 | WY | Barber Creek | 8030 | 3 | GT | OP | NA | NG |  | 4490.667 | 0.0022324 | 0.00099423 | EIA Prime Mover-level Data | NEI avg EF - PM, fuel type, firing type
2020 | WY | Beaver Creek Gas Plant | 55278 | 1 | GT | OP | NA | NG |  | 236156.5 | 0.1174 | 0.00099423 | EIA Prime Mover-level Data | NEI avg EF - PM, fuel type, firing type
2020 | WY | Beaver Creek Gas Plant | 55278 | 2 | GT | OP | NA | NG |  | 236156.5 | 0.1174 | 0.00099423 | EIA Prime Mover-level Data | NEI avg EF - PM, fuel type, firing type
2020 | WY | Beaver Creek Gas Plant | 55278 | STG-1 | ST | OP | NA | WH
2020 | WY | Big Sand Draw Plant | 60130 | 1 | IC | OP | NA | NG |  | 56976.3984 | 0.012022 | 0.000422 | EIA Prime Mover-level Data | Estimated using an emission factor
2020 | WY | Big Sand Draw Plant | 60130 | 2 | IC | OP | NA | NG |  | 56976.3984 | 0.012022 | 0.000422 | EIA Prime Mover-level Data | Estimated using an emission factor
2020 | WY | Big Sand Draw Plant | 60130 | 4 | IC | OP | NA | NG |  | 56976.3984 | 0.012022 | 0.000422 | EIA Prime Mover-level Data | Estimated using an emission factor
2020 | WY | Big Sand Draw Plant | 60130 | 5 | IC | OP | NA | NG |  | 56976.3984 | 0.012022 | 0.000422 | EIA Prime Mover-level Data | Estimated using an emission factor
2020 | WY | Big Sand Draw Plant | 60130 | 6 | IC | OP | NA | NG |  | 56976.3984 | 0.012022 | 0.000422 | EIA Prime Mover-level Data | Estimated using an emission factor
2020 | WY | Boswell Wind I | 61393 | BOSW1 | WT | CN | NA | WND
2020 | WY | Boswell Wind II | 61394 | BOSW2 | WT | CN | NA | WND
2020 | WY | Boswell Wind III | 61395 | BOSW3 | WT | CN | NA | WND
2020 | WY | Boswell Wind IV | 61396 | BOSW4 | WT | CN | NA | WND
2020 | WY | Boysen | 505 | 1 | HY | OP | NA | WAT |  | 289610 |  |  | EIA Prime Mover-level Data
2020 | WY | Boysen | 505 | 2 | HY | OP | NA | WAT |  | 289610 |  |  | EIA Prime Mover-level Data
2020 | WY | Buffalo Bill | 7317 | 1 | HY | OP | NA | WAT |  | 220255 |  |  | EIA Prime Mover-level Data
2020 | WY | Buffalo Bill | 7317 | 2 | HY | OP | NA | WAT |  | 220255 |  |  | EIA Prime Mover-level Data
2020 | WY | Buffalo Bill | 7317 | 3 | HY | OP | NA | WAT |  | 220255 |  |  | EIA Prime Mover-level Data
2020 | WY | Campbell Hill Windpower | 57090 | CHWF | WT | OP | NA | WND |  | 2883852 |  |  | EIA Prime Mover-level Data
2020 | WY | Casper Wind Farm | 57093 | CWGT | WT | OP | NA | WND |  | 181487 |  |  | EIA Prime Mover-level Data
2020 | WY | Cedar Springs I | 63914 | 82633 | WT | OP | NA | WND |  | 1284428 |  |  | EIA Prime Mover-level Data
2020 | WY | Cedar Springs II | 63915 | 82634 | WT | OP | NA | WND |  | 1018221 |  |  | EIA Prime Mover-level Data
2020 | WY | Cedar Springs III | 63916 | 82635 | WT | OP | NA | WND |  | 405444 |  |  | EIA Prime Mover-level Data
2020 | WY | Cheyenne Prairie Generating Station | 57703 | CT01 | CT | OP | CC | NG | 4281 | 1109501.875 | 1.998 | 0.0036016 | EPA/CAMD | EPA/NEI | 2014
2020 | WY | Cheyenne Prairie Generating Station | 57703 | CT02 | CT | OP | CC | NG | 5539 | 1482968.25 | 2.6205 | 0.0035341 | EPA/CAMD | EPA/NEI | 2014
2020 | WY | Cheyenne Prairie Generating Station | 57703 | CT03 | GT | OP | CT | NG | 690 | 198638.5625 | 0.87435 | 0.0088034 | EPA/CAMD | EPA/NEI | 2014
2020 | WY | Chokecherry and Sierra Madre Wind | 58987 | I-A | WT | U | NA | WND
2020 | WY | Chokecherry and Sierra Madre Wind | 58987 | I-B | WT | U | NA | WND
2020 | WY | Chokecherry and Sierra Madre Wind | 58987 | I-C | WT | U | NA | WND
2020 | WY | Chokecherry and Sierra Madre Wind | 58987 | II-A | WT | U | NA | WND
2020 | WY | Chokecherry and Sierra Madre Wind | 58987 | II-B | WT | U | NA | WND
2020 | WY | Corriedale Wind Energy | 63436 | WTG | WT | OP | NA | WND |  | 325294 |  |  | EIA Prime Mover-level Data
2020 | WY | Dave Johnston | 4158 | BW41 | ST | OP | WALL | RC | 8484 | 7284854.5 | 19.8 | 0.0054359 | EPA/CAMD | EPA/NEI | 1958
2020 | WY | Dave Johnston | 4158 | BW42 | ST | OP | WALL | RC | 8135 | 7376314.5 | 34.8 | 0.0094356 | EPA/CAMD | EPA/NEI | 1960
2020 | WY | Dave Johnston | 4158 | BW43 | ST | OP | WALL | RC | 7964 | 14702881 | 52.4 | 0.0071279 | EPA/CAMD | EPA/NEI | 1964
2020 | WY | Dave Johnston | 4158 | BW44 | ST | OP | TANGENTIAL | RC | 7640 | 22100094 | 106.3 | 0.0096199 | EPA/CAMD | EPA/NEI | 1972
2020 | WY | Dry Fork Station | 56609 | 1 | ST | OP | WALL | SUB | 8483 | 34473080 | 1.018 | 5.9058e-05 | EPA/CAMD | EPA/NEI | 2011
2020 | WY | Dunlap | 57299 | 1 | WT | OP | NA | WND |  | 3406048 |  |  | EIA Prime Mover-level Data
2020 | WY | Ekola Flats | 62591 | 1 | WT | OP | NA | WND |  | 575237 |  |  | EIA Prime Mover-level Data
2020 | WY | Elk Basin Gasoline Plant | 52127 | GEN1 | ST | OP | NA | OG |  | 292013.5 | 1.7754 | 0.012159 | EIA Prime Mover-level Data | NEI avg EF - PM, fuel type
2020 | WY | Elk Basin Gasoline Plant | 52127 | GEN2 | ST | OP | NA | OG |  | 292013.5 | 1.7754 | 0.012159 | EIA Prime Mover-level Data | NEI avg EF - PM, fuel type
2020 | WY | Elk Basin Gasoline Plant | 52127 | GEN3 | ST | RE | NA | OG
2020 | WY | Fontenelle | 4185 | 1 | HY | OP | NA | WAT |  | 568498 |  |  | EIA Prime Mover-level Data
2020 | WY | Foote Creek I | 55607 | GEN1 | WT | OP | NA | WND |  | 431596 |  |  | EIA Prime Mover-level Data
2020 | WY | Foote Creek II | 55608 | GEN1 | WT | RE | NA | WND
2020 | WY | Foote Creek III | 55609 | GEN1 | WT | RE | NA | WND
2020 | WY | Foote Creek IV | 55610 | GEN1 | WT | RE | NA | WND |  | 335295 |  |  | EIA Prime Mover-level Data
2020 | WY | Fremont Canyon | 4176 | 1 | HY | OP | NA | WAT |  | 1036284.5 |  |  | EIA Prime Mover-level Data
2020 | WY | Fremont Canyon | 4176 | 2 | HY | OP | NA | WAT |  | 1036284.5 |  |  | EIA Prime Mover-level Data
2020 | WY | Garland Canal Power Plant | 57551 | MAIN | HY | OP | NA | WAT |  | 88916 |  |  | EIA Prime Mover-level Data
2020 | WY | General Chemical | 54318 | C | ST | OP | NA | BIT |  | 3484358 | 24.3618 | 0.013984 | EIA Unit-level Data | NEI avg EF - PM, fuel type
2020 | WY | General Chemical | 54318 | D | ST | OP | NA | BIT |  | 5239426.5 | 36.6329 | 0.013984 | EIA Unit-level Data | NEI avg EF - PM, fuel type
2020 | WY | General Chemical | 54318 | E | ST | OP | NA | NG |  | 1998001 | 7.4173 | 0.0074247 | EIA Unit-level Data | NEI avg EF - PM, fuel type
2020 | WY | Genesis Alkali | 57915 | 1BLR | ST | OP | NA | NG |  | 298921.8438 | 1.1097 | 0.0074247 | EIA Unit-level Data | NEI avg EF - PM, fuel type
2020 | WY | Genesis Alkali | 57915 | 2BLR | ST | OP | NA | NG |  | 334475.375 | 1.2417 | 0.0074247 | EIA Unit-level Data | NEI avg EF - PM, fuel type
2020 | WY | Genesis Alkali | 57915 | 3BLR | ST | OP | NA | NG |  | 302028.2188 | 1.1212 | 0.0074247 | EIA Unit-level Data | NEI avg EF - PM, fuel type
2020 | WY | Genesis Alkali | 57915 | 4BLR | ST | OP | NA | NG |  | 658078.6875 | 2.443 | 0.0074247 | EIA Unit-level Data | NEI avg EF - PM, fuel type
2020 | WY | Genesis Alkali | 57915 | 6BLR | ST | OP | NA | SUB |  | 5337043.5 | 23.7249 | 0.0088906 | EIA Unit-level Data | NEI avg EF - PM, fuel type
2020 | WY | Genesis Alkali | 57915 | 7BLR | ST | OP | NA | SUB |  | 4814437 | 21.4017 | 0.0088906 | EIA Unit-level Data | NEI avg EF - PM, fuel type
2020 | WY | Genesis Alkali | 57915 | 8BLR | ST | OP | NA | NG |  | 863113.25 | 3.2042 | 0.0074247 | EIA Unit-level Data | NEI avg EF - PM, fuel type
2020 | WY | Glendo | 4177 | 1 | HY | OP | NA | WAT |  | 467725 |  |  | EIA Prime Mover-level Data
2020 | WY | Glendo | 4177 | 2 | HY | OP | NA | WAT |  | 467725 |  |  | EIA Prime Mover-level Data
2020 | WY | Glenrock | 56841 | 1 | WT | OP | NA | WND |  | 3531697.75 |  |  | EIA Prime Mover-level Data
2020 | WY | Glenrock | 56841 | 2 | WT | OP | NA | WND |  | 1358345.25 |  |  | EIA Prime Mover-level Data
2020 | WY | Guernsey | 4178 | 1 | HY | OP | NA | WAT |  | 90238.5 |  |  | EIA Prime Mover-level Data
2020 | WY | Guernsey | 4178 | 2 | HY | OP | NA | WAT |  | 90238.5 |  |  | EIA Prime Mover-level Data
2020 | WY | Happy Jack Windpower Project | 56960 | HJW01 | WT | OP | NA | WND |  | 759786 |  |  | EIA Prime Mover-level Data
2020 | WY | Hartzog | 8026 | 1 | GT | OP | NA | NG |  | 3686.333 | 0.0018325 | 0.00099423 | EIA Prime Mover-level Data | NEI avg EF - PM, fuel type, firing type
2020 | WY | Hartzog | 8026 | 2 | GT | OP | NA | NG |  | 3686.333 | 0.0018325 | 0.00099423 | EIA Prime Mover-level Data | NEI avg EF - PM, fuel type, firing type
2020 | WY | Hartzog | 8026 | 3 | GT | OP | NA | NG |  | 3686.333 | 0.0018325 | 0.00099423 | EIA Prime Mover-level Data | NEI avg EF - PM, fuel type, firing type
2020 | WY | Heart Mountain | 6408 | 1 | HY | OP | NA | WAT |  | 185513 |  |  | EIA Prime Mover-level Data
2020 | WY | High Plains | 57040 | 1 | WT | OP | NA | WND |  | 3147884 |  |  | EIA Prime Mover-level Data
2020 | WY | Jim Bridger | 8066 | BW71 | ST | OP | TANGENTIAL | SUB | 8455 | 28046606 | 171.42 | 0.012224 | EPA/CAMD | EPA/NEI | 1974
2020 | WY | Jim Bridger | 8066 | BW72 | ST | OP | TANGENTIAL | SUB | 8754 | 31654854 | 207 | 0.013079 | EPA/CAMD | EPA/NEI | 1975
2020 | WY | Jim Bridger | 8066 | BW73 | ST | OP | TANGENTIAL | SUB | 8767 | 28056982 | 142 | 0.010122 | EPA/CAMD | EPA/NEI | 1976
2020 | WY | Jim Bridger | 8066 | BW74 | ST | OP | TANGENTIAL | SUB | 8336 | 29281322 | 246.1 | 0.016809 | EPA/CAMD | EPA/NEI | 1979
2020 | WY | Kortes | 4180 | 1 | HY | OP | NA | WAT |  | 460447.6562 |  |  | EIA Prime Mover-level Data
2020 | WY | Kortes | 4180 | 2 | HY | OP | NA | WAT |  | 460447.6562 |  |  | EIA Prime Mover-level Data
2020 | WY | Kortes | 4180 | 3 | HY | OP | NA | WAT |  | 460447.6562 |  |  | EIA Prime Mover-level Data
2020 | WY | Lake (WY) | 7039 | 1 | IC | SB | NA | DFO |  | 1335 | 0.20692 | 0.31 | EIA Prime Mover-level Data | Estimated using an emission factor
2020 | WY | Laramie River | 6204 | 1 | ST | OP | WALL | RC | 3821 | 17850486 | 3.3712 | 0.00037772 | EPA/CAMD | EPA/NEI | 1980
2020 | WY | Laramie River | 6204 | 2 | ST | OP | WALL | RC | 7658 | 39853196 | 17.5835 | 0.00088242 | EPA/CAMD | EPA/NEI | 1981
2020 | WY | Laramie River | 6204 | 3 | ST | OP | WALL | RC | 7068 | 39844664 | 55.2277 | 0.0027722 | EPA/CAMD | EPA/NEI | 1982
2020 | WY | McFadden Ridge | 57039 | 1 | WT | OP | NA | WND |  | 958643 |  |  | EIA Prime Mover-level Data
2020 | WY | Medicine Bow | 692 | 10 | WT | OP | NA | WND |  | 111774.5312 |  |  | EIA Prime Mover-level Data
2020 | WY | Medicine Bow | 692 | 11 | WT | OP | NA | WND |  | 29654.4668 |  |  | EIA Prime Mover-level Data
2020 | WY | Medicine Bow | 692 | 12 | WT | CN | NA | WND
2020 | WY | Medicine Bow | 692 | 13 | WT | CN | NA | WND
2020 | WY | Medicine Bow | 692 | 3 | WT | RE | NA | WND
2020 | WY | Medicine Bow | 692 | CLIP | WT | RE | NA | WND
2020 | WY | Mountain Wind Power II LLC | 56753 | 1 | WT | OP | NA | WND |  | 1371244 |  |  | EIA Prime Mover-level Data
2020 | WY | Mountain Wind Power LLC | 56752 | 1 | WT | OP | NA | WND |  | 968310 |  |  | EIA Prime Mover-level Data
2020 | WY | Naughton | 4162 | 1 | ST | OP | TANGENTIAL | SUB | 8661 | 13317791 | 42.1 | 0.0063224 | EPA/CAMD | EPA/NEI | 1963
2020 | WY | Naughton | 4162 | 2 | ST | OP | TANGENTIAL | SUB | 7796 | 14432692 | 42.66 | 0.0059116 | EPA/CAMD | EPA/NEI | 1968
2020 | WY | Naughton | 4162 | 3 | ST | OP | TANGENTIAL | NG | 1564 | 2587980 | 7.44 | 0.0057497 | EPA/CAMD | EPA/NEI | 1971
2020 | WY | Neil Simpson | 4150 | 5 | ST | RE | NA | SUB
2020 | WY | Neil Simpson II | 7504 | 1 | ST | OP | WALL | SUB | 8305 | 8742420 | 47.4 | 0.010844 | EPA/CAMD | EPA/NEI | 1995
2020 | WY | Neil Simpson II | 7504 | CT1 | GT | OP | CT | NG | 2461 | 726465.5 | 6.6308 | 0.018255 | EPA/CAMD | EPA/NEI | 2000
2020 | WY | Neil Simpson II (CT2) | 55477 | CT2 | GT | OP | CT | NG | 715 | 168852.6562 | 1.8029 | 0.021355 | EPA/CAMD | EPA/NEI | 2001
2020 | WY | Old Faithful | 2196 | 1 | IC | SB | NA | DFO |  | 649.5 | 0.10067 | 0.31 | EIA Prime Mover-level Data | Estimated using an emission factor
2020 | WY | Old Faithful | 2196 | 2 | IC | SB | NA | DFO |  | 649.5 | 0.10067 | 0.31 | EIA Prime Mover-level Data | Estimated using an emission factor
2020 | WY | Osage (WY) | 4151 | 1 | ST | RE | NA | SUB
2020 | WY | Osage (WY) | 4151 | 2 | ST | RE | NA | SUB
2020 | WY | Osage (WY) | 4151 | 3 | ST | RE | NA | SUB
2020 | WY | Pilot Butte | 674 | 1 | HY | OS | NA | WAT
2020 | WY | Pilot Butte | 674 | 2 | HY | OS | NA | WAT
2020 | WY | Pioneer Wind Park, LLC | 60259 | PWP1 | WT | OP | NA | WND |  | 2563779 |  |  | EIA Prime Mover-level Data
2020 | WY | Rail Tie Wind | 64847 | CRTW1 | WT | L | NA | WND
2020 | WY | Rock River I LLC | 55740 | GEN1 | WT | OP | NA | WND |  | 1326248 |  |  | EIA Prime Mover-level Data
2020 | WY | Rolling Hills | 56842 | 1 | WT | OP | NA | WND |  | 3186537 |  |  | EIA Prime Mover-level Data
2020 | WY | Roundhouse Wind Energy Project | 63133 | 82059 | WT | OP | NA | WND |  | 2470997.5 |  |  | EIA Prime Mover-level Data
2020 | WY | Roundhouse Wind Energy Project | 63133 | 82060 | WT | OP | NA | WND |  | 1574264.5 |  |  | EIA Prime Mover-level Data
2020 | WY | Roundhouse Wind Energy Project | 63133 | 82061 | WT | OP | NA | WND |  | 458330.1562 |  |  | EIA Prime Mover-level Data
2020 | WY | Seminoe | 4182 | 1 | HY | OP | NA | WAT |  | 396694.3438 |  |  | EIA Prime Mover-level Data
2020 | WY | Seminoe | 4182 | 2 | HY | OP | NA | WAT |  | 396694.3438 |  |  | EIA Prime Mover-level Data
2020 | WY | Seminoe | 4182 | 3 | HY | OP | NA | WAT |  | 396694.3438 |  |  | EIA Prime Mover-level Data
2020 | WY | Seven Mile Hill | 56843 | 1 | WT | OP | NA | WND |  | 3800078.5 |  |  | EIA Prime Mover-level Data
2020 | WY | Seven Mile Hill | 56843 | 2 | WT | OP | NA | WND |  | 750056.4375 |  |  | EIA Prime Mover-level Data
2020 | WY | Shoshone (WY) | 4183 | 1 | HY | OP | NA | WAT |  | 165680 |  |  | EIA Prime Mover-level Data
2020 | WY | Shute Creek Facility | 56312 | 021A | GT | OP | NA | NG |  | 3586402.25 | 1.7829 | 0.00099423 | EIA Prime Mover-level Data | NEI avg EF - PM, fuel type, firing type
2020 | WY | Shute Creek Facility | 56312 | 021B | GT | OP | NA | NG |  | 3586402.25 | 1.7829 | 0.00099423 | EIA Prime Mover-level Data | NEI avg EF - PM, fuel type, firing type
2020 | WY | Shute Creek Facility | 56312 | 021C | GT | OP | NA | NG |  | 3586402.25 | 1.7829 | 0.00099423 | EIA Prime Mover-level Data | NEI avg EF - PM, fuel type, firing type
2020 | WY | Silver Sage Windpower | 57091 | SSW01 | WT | OP | NA | WND |  | 1103758 |  |  | EIA Prime Mover-level Data
2020 | WY | Simplot Phosphates | 54472 | AUX | ST | OP | NA | NG |  | 54432.6016 | 0.20207 | 0.0074247 | EIA Unit-level Data | NEI avg EF - PM, fuel type
2020 | WY | Simplot Phosphates | 54472 | LURGI | ST | OP | NA | OTH |  | 1486332.5 | 0.31362 | 0.000422 | EIA Unit-level Data | Estimated using an emission factor
2020 | WY | Simplot Phosphates | 54472 | MECS | ST | OP | NA | OTH |  | 1065572.25 | 0.22484 | 0.000422 | EIA Unit-level Data | Estimated using an emission factor
2020 | WY | Simplot Phosphates | 54472 | ZURN | ST | OP | NA | NG |  | 95781.8438 | 0.35558 | 0.0074247 | EIA Unit-level Data | NEI avg EF - PM, fuel type
2020 | WY | Sinclair Oil Refinery | 54374 | 2002 | IC | RE | NA | NG
2020 | WY | Sinclair Oil Refinery | 54374 | 2004 | IC | OP | NA | NG |  | 48852.1797 | 0.010308 | 0.000422 | EIA Prime Mover-level Data | Estimated using an emission factor
2020 | WY | Sinclair Oil Refinery | 54374 | 2006 | IC | OP | NA | NG |  | 48852.1797 | 0.010308 | 0.000422 | EIA Prime Mover-level Data | Estimated using an emission factor
2020 | WY | Sinclair Oil Refinery | 54374 | 2008 | IC | OP | NA | NG |  | 48852.1797 | 0.010308 | 0.000422 | EIA Prime Mover-level Data | Estimated using an emission factor
2020 | WY | Sinclair Oil Refinery | 54374 | NO1 | ST | RE | NA | NG
2020 | WY | Sinclair Oil Refinery | 54374 | NO2 | ST | SB | NA | OG
2020 | WY | Sinclair Oil Refinery | 54374 | NO3 | ST | OP | NA | OG |  | 3353358 | 20.3874 | 0.012159 | EIA Prime Mover-level Data | NEI avg EF - PM, fuel type
2020 | WY | Sinclair Oil Refinery | 54374 | NO5 | IC | SB | NA | DFO |  | 41336.4609 | 6.4072 | 0.31 | EIA Prime Mover-level Data | Estimated using an emission factor
2020 | WY | Spirit Mountain | 7541 | 1 | HY | OP | NA | WAT |  | 144043 |  |  | EIA Prime Mover-level Data
2020 | WY | Strawberry Creek | 6393 | 1 | HY | OP | NA | WAT |  | 29620.666 |  |  | EIA Prime Mover-level Data
2020 | WY | Strawberry Creek | 6393 | 2 | HY | OP | NA | WAT |  | 29620.666 |  |  | EIA Prime Mover-level Data
2020 | WY | Strawberry Creek | 6393 | 3 | HY | OP | NA | WAT |  | 29620.666 |  |  | EIA Prime Mover-level Data
2020 | WY | Sweetwater Solar | 61369 | PV1 | PV | OP | NA | SUN |  | 1450738 |  |  | EIA Prime Mover-level Data
2020 | WY | Swift Creek | 6394 | 1 | HY | RE | NA | WAT
2020 | WY | Swift Creek | 6394 | 2 | HY | RE | NA | WAT
2020 | WY | Swift Creek | 6394 | 3 | HY | OP | NA | WAT |  | 30914.3535 |  |  | EIA Prime Mover-level Data
2020 | WY | Swift Creek | 6394 | 4 | HY | OP | NA | WAT |  | 23185.7656 |  |  | EIA Prime Mover-level Data
2020 | WY | Swift Creek | 6394 | 5 | HY | OP | NA | WAT |  | 11592.8828 |  |  | EIA Prime Mover-level Data
2020 | WY | TB Flats | 62516 | 1 | WT | U | NA | WND
2020 | WY | Top of the World Windpower Project | 57327 | TOTW1 | WT | OP | NA | WND |  | 4735401 |  |  | EIA Prime Mover-level Data
2020 | WY | TransAlta Wyoming Wind | 56093 | GE15 | WT | OP | NA | WND |  | 3308650 |  |  | EIA Prime Mover-level Data
2020 | WY | Two Rivers Wind Facility | 63972 | TR1 | WT | L | NA | WND
2020 | WY | Western Sugar Coop - Torrington | 57967 | GEGEN | ST | RE | NA | NG
2020 | WY | Wygen I | 55479 | 1 | ST | OP | WALL | SUB | 8562 | 8761069 | 90.409 | 0.020639 | EPA/CAMD | EPA/NEI | 2003
2020 | WY | Wygen II | 56319 | 1 | ST | OP | WALL | SUB | 8298 | 8916959 | 94.532 | 0.021203 | EPA/CAMD | EPA/NEI | 2007
2020 | WY | Wygen III | 56596 | 1 | ST | OP | WALL | SUB | 8486 | 9668216 | 105.39 | 0.021801 | EPA/CAMD | EPA/NEI | 2010
2020 | WY | Wyodak | 6101 | BW91 | ST | OP | WALL | SUB | 8298 | 22292804 | 123.71 | 0.011099 | EPA/CAMD | EPA/NEI | 1978

## 2020 PM Plant-level Data
Data Year | Plant state abbreviation | Plant name | DOE/EIA ORIS plant or facility code | eGRID subregion acronym | eGRID subregion name | Plant primary fuel | Plant nameplate capacity (MW) | CHP plant electric allocation factor | Plant annual net generation (MWh) | Plant total annual heat input (MMBtu) | Plant annual PM2.5 emissions (tons) | Plant annual PM2.5 total output emission rate (lb/MWh) | Plant annual PM2.5 total input emission rate (lb/MMBtu) | PM Source | Plant unadjusted total annual heat input (MMBtu) | Plant unadjusted annual PM2.5 emissions (tons)
YEAR | PSTATABB | PNAME | ORISPL | SUBRGN | SRNAME | PLPRMFL | NAMEPCAP | ELCALLOC | PLNGENAN | PLHTIAN | PLPM25AN | PLPM25RTA | PLPM25RA | PM25SRC | UNHTIT | UNPM25
2020 | AK | Salmon Creek 1 | 65 | AKMS | ASCC Miscellaneous | WAT | 8.5 |  | 27559 |  |  | 0 |  |  |  | 0
2020 | AK | Sand Point | 1 | AKMS | ASCC Miscellaneous | WND | 4 |  | 347 |  |  | 0 |  |  |  | 0
2020 | AK | Savoonga | 57052 | AKMS | ASCC Miscellaneous | DFO | 2.2 | 1 | 2338 | 22119 | 3.4284 | 2.9328 | 0.31 | EPA/NEI; Estimated using an emission factor | 22119 | 3.4284
2020 | AK | Scammon Bay | 57056 | AKMS | ASCC Miscellaneous | DFO | 1.3 | 0.96216 | 1626.999 | 15873.682 | 2.4604 | 3.0245 | 0.31 | Estimated using an emission factor | 16498.001 | 2.5572
2020 | AK | Selawik | 6341 | AKMS | ASCC Miscellaneous | DFO | 5.1 |  | 2884 | 28773.001 | 4.4598 | 3.0928 | 0.31 | EPA/NEI; Estimated using an emission factor | 28773.001 | 4.4598
2020 | AK | Seldovia | 6283 | AKGD | ASCC Alaska Grid | DFO | 5.5 |  | 120 | 1468 | 0.22754 | 3.7923 | 0.31 | EPA/NEI; Estimated using an emission factor | 1468 | 0.22754
2020 | AK | Seward (AK) | 92 | AKGD | ASCC Alaska Grid | DFO | 18.6
2020 | AK | Shishmaref | 6345 | AKMS | ASCC Miscellaneous | DFO | 2.3 |  | 1745 | 17728 | 2.7478 | 3.1494 | 0.31 | EPA/NEI; Estimated using an emission factor | 17728 | 2.7478
2020 | AK | Shungnak | 57063 | AKMS | ASCC Miscellaneous | DFO | 1.2 | 1 | 1636 | 17244 | 2.6728 | 3.2675 | 0.31 | Estimated using an emission factor | 17244 | 2.6728
2020 | AK | Silvis | 6581 | AKMS | ASCC Miscellaneous | WAT | 2.1 |  | 13614 |  |  | 0 |  |  |  | 0
2020 | AK | Skagway | 66 | AKMS | ASCC Miscellaneous | WAT | 4.4 |  | 3458 | 14441 | 2.2384 | 1.2946 | 0.31 | EPA/NEI; Estimated using an emission factor | 14441 | 2.2384
2020 | AK | Slana Generating Station | 61685 | AKMS | ASCC Miscellaneous | DFO | 1.2 |  | 1355.001 | 12960.999 | 2.009 | 2.9652 | 0.31 | Estimated using an emission factor | 12960.999 | 2.009
2020 | AK | Snake River | 90 | AKMS | ASCC Miscellaneous | DFO | 25.7 | 1 | 32690.001 | 257317.006 | 39.8841 | 2.4401 | 0.31 | EPA/NEI; Estimated using an emission factor | 257317.006 | 39.8841
2020 | AK | Snettisham | 78 | AKMS | ASCC Miscellaneous | WAT | 78.2 |  | 283196.999 |  |  | 0 |  |  |  | 0
2020 | AK | Soldotna | 57206 | AKGD | ASCC Alaska Grid | NG | 146.5 |  | 35259 | 357446 | 0.17769 | 0.010079 | 0.00099423 | EPA/NEI; Estimated using an emission factor | 357446 | 0.17769
2020 | AK | Solomon Gulch | 390 | AKMS | ASCC Miscellaneous | WAT | 12 |  | 33509 |  |  | 0 |  |  |  | 0
2020 | AK | South Fork | 56265 | AKMS | ASCC Miscellaneous | WAT | 2 |  | 5965 |  |  | 0 |  |  |  | 0
2020 | AK | Southcentral Power Project | 57036 | AKGD | ASCC Alaska Grid | NG | 203.9 |  | 822673 | 6506184 | 20.1083 | 0.048885 | 0.0061813 | EPA/NEI; Estimated using an emission factor | 6506184 | 20.1083
2020 | AK | St Marys IC | 6338 | AKMS | ASCC Miscellaneous | DFO | 7.1 | 1 | 3674 | 21290 | 3.2999 | 1.7964 | 0.31 | EPA/NEI; Estimated using an emission factor | 21290 | 3.2999
2020 | AK | St. Michael | 57061 | AKMS | ASCC Miscellaneous | DFO | 1.7
2020 | AK | Stebbins | 57055 | AKMS | ASCC Miscellaneous | DFO | 3.2 | 1 | 3428 | 32001 | 4.9602 | 2.8939 | 0.31 | EPA/NEI; Estimated using an emission factor | 32001 | 4.9602
2020 | AK | Swampy Acres Microgrid | 60250 | AKMS | ASCC Miscellaneous | DFO | 8.4 |  | 0
2020 | AK | Swan Lake | 70 | AKMS | ASCC Miscellaneous | WAT | 22.6 |  | 72648 |  |  | 0 |  |  |  | 0
2020 | AK | Sweetheart Lake Hydroelectric Facility | 60588 | AKMS | ASCC Miscellaneous | WAT | 19.8
2020 | AK | Terror Lake Microgrid | 71 | AKMS | ASCC Miscellaneous | WAT | 33.6 |  | 126419.001 |  |  | 0 |  |  |  | 0
2020 | AK | Tesoro Kenai Cogeneration Plant | 52184 | AKGD | ASCC Alaska Grid | NG | 16.4 | 0.40194 | 68264 | 338709.926 | 0.16838 | 0.0049331 | 0.00099423 | EPA/NEI; Estimated using an emission factor | 842679 | 0.41891
2020 | AK | Thorne Bay Plant | 7414 | AKMS | ASCC Miscellaneous | DFO | 1 |  | 8 | 903 | 0.13997 | 34.9913 | 0.31 | Estimated using an emission factor | 903 | 0.13997
2020 | AK | TNSG North Plant | 58278 | AKMS | ASCC Miscellaneous | NG | 25.7 |  | 55955 | 705781 | 0.35085 | 0.012541 | 0.00099423 | EPA/NEI; Estimated using an emission factor | 705781 | 0.35085
2020 | AK | TNSG South Plant | 58117 | AKMS | ASCC Miscellaneous | NG | 8.4 |  | -533.001 | 693.999 | 0.00014643 | 0 | 0.000422 | EPA/NEI; Estimated using an emission factor | 693.999 | 0.00014643
2020 | AK | Togiak | 6348 | AKMS | ASCC Miscellaneous | DFO | 6.5 | 1 | 2883 | 26911.999 | 4.1714 | 2.8938 | 0.31 | EPA/NEI; Estimated using an emission factor | 26911.999 | 4.1714
2020 | AK | Tok | 406 | AKMS | ASCC Miscellaneous | DFO | 5.3 |  | 9837.001 | 97191.999 | 15.0648 | 3.0629 | 0.31 | Estimated using an emission factor | 97191.999 | 15.0648
2020 | AK | Toksook Bay | 57067 | AKMS | ASCC Miscellaneous | DFO | 2.5 | 1 | 3518.999 | 30372.001 | 4.7077 | 2.6756 | 0.31 | EPA/NEI; Estimated using an emission factor | 30372.001 | 4.7077
2020 | AK | Tyee Lake Hydroelectric Facility | 61166 | AKMS | ASCC Miscellaneous | WAT | 22.6 |  | 89657 |  |  | 0 |  |  |  | 0
2020 | AK | Unalakleet | 6299 | AKMS | ASCC Miscellaneous | DFO | 3.6 | 1 | 3367 | 32114 | 4.9777 | 2.9567 | 0.31 | EPA/NEI; Estimated using an emission factor | 32114 | 4.9777
2020 | AK | Unalaska Power Module | 7503 | AKMS | ASCC Miscellaneous | DFO | 1.1 |  | 2587 | 31453 | 4.8752 | 3.769 | 0.31 | Estimated using an emission factor | 31453 | 4.8752
2020 | AK | Unisea G 2 | 54422 | AKMS | ASCC Miscellaneous | DFO | 19.2 | 1 | 30572.999 | 326767 | 50.6489 | 3.3133 | 0.31 | EPA/NEI; Estimated using an emission factor | 326767 | 50.6489
2020 | AK | University of Alaska Fairbanks | 50711 | AKGD | ASCC Alaska Grid | SUB | 39.6 | 0.20668 | 45451 | 263286.436 | 1.0903 | 0.047978 | 0.0082824 | EPA/NEI; Estimated using an emission factor | 1273908.903 | 5.2755
2020 | AK | Upper Kalskag | 57054 | AKMS | ASCC Miscellaneous | DFO | 1.1 | 1 | 1540 | 14922 | 2.3129 | 3.0038 | 0.31 | Estimated using an emission factor | 14922 | 2.3129
2020 | AK | Utility Plants Section | 50308 | AKGD | ASCC Alaska Grid | SUB | 22.5 | 0.13484 | 68739 | 421930.496 | 1.8756 | 0.054572 | 0.0088906 | NEI avg EF - PM, fuel type | 3129178.594 | 13.9102
2020 | AK | Valdez | 6306 | AKMS | ASCC Miscellaneous | DFO | 12.9 |  | 4821 | 54045.001 | 8.377 | 3.4752 | 0.31 | EPA/NEI; Estimated using an emission factor | 54045.001 | 8.377
2020 | AK | Valdez Cogen | 7841 | AKMS | ASCC Miscellaneous | WO | 5.3 | 0.60326 | 23442 | 188591.731 | 29.2317 | 2.494 | 0.31 | Estimated using an emission factor | 312622 | 48.4564
2020 | AK | Viking | 56147 | AKMS | ASCC Miscellaneous | DFO | 1 |  | 0
2020 | AK | Westward Seafoods | 54305 | AKMS | ASCC Miscellaneous | DFO | 6.6 | 0.62691 | 18834.999 | 90333.648 | 14.0017 | 1.4868 | 0.31 | Estimated using an emission factor | 144093 | 22.3344
2020 | AK | Whitman | 58977 | AKMS | ASCC Miscellaneous | WAT | 4.8 |  | 9473 |  |  | 0 |  |  |  | 0
2020 | AK | 7-Mile Ridge Wind Project | 60814 | AKMS | ASCC Miscellaneous | WND | 1.8
2020 | AK | Agrium Kenai Nitrogen Operations | 54452 | AKGD | ASCC Alaska Grid | NG | 21.6
2020 | AK | Alakanuk | 57053 | AKMS | ASCC Miscellaneous | DFO | 2.6 | 1 | 0
2020 | AK | Allison Creek Hydro | 58982 | AKMS | ASCC Miscellaneous | WAT | 6.5 |  | 20808 |  |  | 0 |  |  |  | 0
2020 | AK | Ambler | 60243 | AKMS | ASCC Miscellaneous | DFO | 1.5 |  | 1212 | 11554.999 | 1.791 | 2.9555 | 0.31 | Estimated using an emission factor | 11554.999 | 1.791
2020 | AK | Anchorage 1 | 75 | AKGD | ASCC Alaska Grid | NG | 121.4 |  | 7646 | 115024.996 | 0.070622 | 0.018473 | 0.0012279 | EPA/NEI; Estimated using an emission factor | 115024.996 | 0.070622
2020 | AK | Angoon | 7462 | AKMS | ASCC Miscellaneous | DFO | 1.9 | 1 | 1641.999 | 16506.999 | 2.5586 | 3.1164 | 0.31 | EPA/NEI; Estimated using an emission factor | 16506.999 | 2.5586
2020 | AK | Aniak | 7182 | AKMS | ASCC Miscellaneous | DFO | 2.6 |  | 2183.001 | 26541 | 4.1139 | 3.769 | 0.31 | EPA/NEI; Estimated using an emission factor | 26541 | 4.1139
2020 | AK | Annex Creek | 62 | AKMS | ASCC Miscellaneous | WAT | 4 |  | 25962 |  |  | 0 |  |  |  | 0
2020 | AK | Auke Bay | 7250 | AKMS | ASCC Miscellaneous | DFO | 36.2 |  | -143 | 5298 | 0.12794 | 0 | 0.048297 | EPA/NEI; Estimated using an emission factor | 5298 | 0.12794
2020 | AK | Aurora Energy LLC Chena | 79 | AKGD | ASCC Alaska Grid | SUB | 31.3 | 0.5315 | 188212 | 1763472.571 | 7.8392 | 0.083302 | 0.0088906 | NEI avg EF - PM, fuel type | 3317914.344 | 14.7492
2020 | AK | Barrow | 7173 | AKMS | ASCC Miscellaneous | NG | 20.3 | 1 | 51137.999 | 753573.992 | 0.37461 | 0.014651 | 0.00099423 | EPA/NEI; Estimated using an emission factor | 753573.992 | 0.37461
2020 | AK | Battery Energy Storage System | 57583 | AKGD | ASCC Alaska Grid | MWH | 40 |  | -2810 | 0 |  | 0 |  |  | 0 | 0
2020 | AK | Beaver Falls | 6580 | AKMS | ASCC Miscellaneous | WAT | 5.4 |  | 45436 |  |  | 0 |  |  |  | 0
2020 | AK | Beluga | 96 | AKGD | ASCC Alaska Grid | NG | 374.4 |  | 16401 | 351042.996 | 0.17451 | 0.02128 | 0.00099423 | EPA/NEI; Estimated using an emission factor | 351042.996 | 0.17451
2020 | AK | Bernice Lake | 6292 | AKGD | ASCC Alaska Grid | NG | 76.7 |  | 3468 | 95380.998 | 0.047415 | 0.027344 | 0.00099423 | NEI avg EF - PM, fuel type, firing type | 95380.998 | 0.047415
2020 | AK | Bethel | 6566 | AKMS | ASCC Miscellaneous | DFO | 12.6 | 1 | 43039.002 | 409338.984 | 63.4475 | 2.9484 | 0.31 | Estimated using an emission factor | 409338.984 | 63.4475
2020 | AK | Black Bear Lake | 7752 | AKMS | ASCC Miscellaneous | WAT | 4.5 |  | 21207 |  |  | 0 |  |  |  | 0
2020 | AK | Blue Lake Hydro | 93 | AKMS | ASCC Miscellaneous | WAT | 22.9
2020 | AK | Bradley Lake | 7367 | AKGD | ASCC Alaska Grid | WAT | 126 |  | 466635 |  |  | 0 |  |  |  | 0
2020 | AK | Brevig Mission | 60260 | AKMS | ASCC Miscellaneous | DFO | 1.5 |  | 1234 | 11121 | 1.7238 | 2.7938 | 0.31 | EPA/NEI; Estimated using an emission factor | 11121 | 1.7238
2020 | AK | Centennial | 7112 | AKMS | ASCC Miscellaneous | DFO | 5.1 |  | 1035 | 12516 | 1.94 | 3.7488 | 0.31 | EPA/NEI; Estimated using an emission factor | 12516 | 1.94
2020 | AK | Chester Lake | 7168 | AKMS | ASCC Miscellaneous | WAT | 1.3 |  | 5415 |  |  | 0 |  |  |  | 0
2020 | AK | Chevak | 6311 | AKMS | ASCC Miscellaneous | DFO | 2.8 |  | 2479 | 18447.001 | 2.8593 | 2.3068 | 0.31 | EPA/NEI; Estimated using an emission factor | 18447.001 | 2.8593
2020 | AK | Cooper Lake | 6291 | AKGD | ASCC Alaska Grid | WAT | 19.4 |  | 60854 |  |  | 0 |  |  |  | 0
2020 | AK | Craig (AK) | 421 | AKMS | ASCC Miscellaneous | DFO | 6.2 |  | 299 | 4131 | 0.64031 | 4.283 | 0.31 | EPA/NEI; Estimated using an emission factor | 4131 | 0.64031
2020 | AK | Delta Power | 56325 | AKGD | ASCC Alaska Grid | DFO | 23.1 |  | -78 | 1899 | 0.017132 | 0 | 0.018044 | NEI avg EF - PM, fuel type, firing type | 1899 | 0.017132
2020 | AK | Delta Wind Farm | 58511 | AKGD | ASCC Alaska Grid | WND | 1.9 |  | 3849.001 |  |  | 0 |  |  |  | 0
2020 | AK | Dillingham | 109 | AKMS | ASCC Miscellaneous | DFO | 15.1 |  | 17977.001 | 172975 | 26.8111 | 2.9828 | 0.31 | EPA/NEI; Estimated using an emission factor | 172975 | 26.8111
2020 | AK | Dutch Harbor | 7502 | AKMS | ASCC Miscellaneous | DFO | 26 |  | 42196.999 | 377530 | 58.5171 | 2.7735 | 0.31 | EPA/NEI; Estimated using an emission factor | 377530 | 58.5171
2020 | AK | Eielson AFB Central Heat & Power Plant | 50392 | AKGD | ASCC Alaska Grid | SUB | 31 | 0.14577 | 73064 | 405939.244 | 1.8031 | 0.049358 | 0.0088838 | EPA/NEI; Estimated using an emission factor | 2784776.828 | 12.3697
2020 | AK | Eklutna Generation Station | 58989 | AKGD | ASCC Alaska Grid | NG | 171 |  | 729085 | 6328468.75 | 1.3353 | 0.003663 | 0.000422 | Estimated using an emission factor | 6328468.75 | 1.3353
2020 | AK | Eklutna Hydro Project | 77 | AKGD | ASCC Alaska Grid | WAT | 44.4 |  | 170181 |  |  | 0 |  |  |  | 0
2020 | AK | Elim | 57060 | AKMS | ASCC Miscellaneous | DFO | 2.1 | 0.9356 | 1254 | 11442.382 | 1.7736 | 2.8287 | 0.31 | EPA/NEI; Estimated using an emission factor | 12230 | 1.8956
2020 | AK | Emmonak | 6314 | AKMS | ASCC Miscellaneous | DFO | 4.8 | 1 | 5480 | 45824 | 7.1027 | 2.5922 | 0.31 | EPA/NEI; Estimated using an emission factor | 45824 | 7.1027
2020 | AK | ESS Battery Microgrid | 58405 | AKMS | ASCC Miscellaneous | MWH | 3 |  | -240 | 0 |  | 0 |  |  | 0 | 0
2020 | AK | Eva Creek Wind | 57935 | AKGD | ASCC Alaska Grid | WND | 24.6 |  | 46088 |  |  | 0 |  |  |  | 0
2020 | AK | Eyak Service Center BESS | 62714 | AKMS | ASCC Miscellaneous | MWH | 1 |  | -71 | 0 |  | 0 |  |  | 0 | 0
2020 | AK | Fairbanks | 6286 | AKGD | ASCC Alaska Grid | DFO | 42.2 |  | 14518 | 272943 | 2.4851 | 0.34234 | 0.018209 | EPA/NEI; Estimated using an emission factor | 272943 | 2.4851
2020 | AK | False Island | 56146 | AKMS | ASCC Miscellaneous | DFO | 1.6 |  | 734 | 7421 | 1.1503 | 3.1342 | 0.31 | EPA/NEI; Estimated using an emission factor | 7421 | 1.1503
2020 | AK | Fire Island Wind | 58425 | AKGD | ASCC Alaska Grid | WND | 18 |  | 47201 |  |  | 0 |  |  |  | 0
2020 | AK | Flywheel Energy Storage System Microgrid | 60563 | AKMS | ASCC Miscellaneous | MWH | 2 |  | -276 | 0 |  | 0 |  |  | 0 | 0
2020 | AK | Fort Greely Power Plant | 54834 | AKGD | ASCC Alaska Grid | DFO | 10.4 |  | 99 | 938 | 0.14539 | 2.9372 | 0.31 | EPA/NEI; Estimated using an emission factor | 938 | 0.14539
2020 | AK | Galena Electric Utility | 7437 | AKMS | ASCC Miscellaneous | DFO | 8 | 1 | 5363.001 | 59416 | 9.2095 | 3.4345 | 0.31 | EPA/NEI; Estimated using an emission factor | 59416 | 9.2095
2020 | AK | Gambell | 57062 | AKMS | ASCC Miscellaneous | DFO | 1.9 | 1 | 1892.999 | 16863 | 2.6138 | 2.7615 | 0.31 | EPA/NEI; Estimated using an emission factor | 16863 | 2.6138
2020 | AK | George M Sullivan Generation Plant 2 | 6559 | AKGD | ASCC Alaska Grid | NG | 418 |  | 447493 | 4014005.773 | 12.3765 | 0.055315 | 0.0061667 | EPA/NEI; Estimated using an emission factor | 4014005.773 | 12.3765
2020 | AK | Glennallen | 6305 | AKMS | ASCC Miscellaneous | DFO | 11.3 |  | 5664.999 | 58697.001 | 9.098 | 3.212 | 0.31 | EPA/NEI; Estimated using an emission factor | 58697.001 | 9.098
2020 | AK | Goat Lake Hydro | 7751 | AKMS | ASCC Miscellaneous | WAT | 4 |  | 15105 |  |  | 0 |  |  |  | 0
2020 | AK | Gold Creek | 63 | AKMS | ASCC Miscellaneous | DFO | 9.7 |  | -352.002 | 82 | 0.01271 | 0 | 0.31 | EPA/NEI; Estimated using an emission factor | 82 | 0.01271
2020 | AK | Green Lake | 313 | AKMS | ASCC Miscellaneous | WAT | 18.6
2020 | AK | Gwitchyaa Zhee | 7174 | AKMS | ASCC Miscellaneous | DFO | 6 | 0.75497 | 2334 | 23706.798 | 3.6746 | 3.1487 | 0.31 | EPA/NEI; Estimated using an emission factor | 31400.999 | 4.8672
2020 | AK | Haines | 69 | AKMS | ASCC Miscellaneous | DFO | 10.7 |  | 124.001 | 4561 | 0.70695 | 11.4024 | 0.31 | EPA/NEI; Estimated using an emission factor | 4561 | 0.70695
2020 | AK | Healy Power Plant | 6288 | AKGD | ASCC Alaska Grid | LIG | 92.8 | 1 | 358134 | 5094144 | 29.4322 | 0.16436 | 0.011555 | EPA/NEI; Estimated using an emission factor | 5094144 | 29.4322
2020 | AK | Hiilangaay Hydro | 59037 | AKMS | ASCC Miscellaneous | WAT | 5
2020 | AK | Hoonah | 7463 | AKMS | ASCC Miscellaneous | DFO | 3.4 |  | 3011 | 31627 | 4.9022 | 3.2562 | 0.31 | EPA/NEI; Estimated using an emission factor | 31627 | 4.9022
2020 | AK | Hooper Bay | 6319 | AKMS | ASCC Miscellaneous | DFO | 3.3 |  | 3473.999 | 31869.001 | 4.9397 | 2.8438 | 0.31 | EPA/NEI; Estimated using an emission factor | 31869.001 | 4.9397
2020 | AK | Humpback Creek | 7042 | AKMS | ASCC Miscellaneous | WAT | 1.2 |  | 2877 |  |  | 0 |  |  |  | 0
2020 | AK | Hydaburg | 423 | AKMS | ASCC Miscellaneous | DFO | 1 |  | 2 | 354 | 0.05487 | 54.87 | 0.31 | Estimated using an emission factor | 354 | 0.05487
2020 | AK | Industrial Plant | 59793 | AKMS | ASCC Miscellaneous | DFO | 41.7 |  | -36 | 3365 | 0.030358 | 0 | 0.018044 | NEI avg EF - PM, fuel type, firing type | 3365 | 0.030358
2020 | AK | International | 6293 | AKGD | ASCC Alaska Grid | NG | 46.3 |  | -502 | 14242 | 0.0070799 | 0 | 0.00099423 | EPA/NEI; Estimated using an emission factor | 14242 | 0.0070799
2020 | AK | Jarvis Street | 6801 | AKMS | ASCC Miscellaneous | DFO | 25.6
2020 | AK | JBER Landfill Gas Power Plant | 58380 | AKGD | ASCC Alaska Grid | LFG | 11.5 |  | 38966 | 404931.992 | 2.9763 | 0.15276 | 0.0147 | Estimated using an emission factor | 404931.992 | 2.9763
2020 | AK | Kake | 7464 | AKMS | ASCC Miscellaneous | DFO | 5 | 1 | 2187.999 | 18748.999 | 2.9061 | 2.6564 | 0.31 | EPA/NEI; Estimated using an emission factor | 18748.999 | 2.9061
2020 | AK | Kasidaya Creek Hydro | 56542 | AKMS | ASCC Miscellaneous | WAT | 3 |  | 5783 |  |  | 0 |  |  |  | 0
2020 | AK | Kasigluk | 57066 | AKMS | ASCC Miscellaneous | DFO | 2.4 | 1 | 2967 | 25539 | 3.9585 | 2.6684 | 0.31 | EPA/NEI; Estimated using an emission factor | 25539 | 3.9585
2020 | AK | Ketchikan | 84 | AKMS | ASCC Miscellaneous | WAT | 4.2 |  | 24201.999 |  |  | 0 |  |  |  | 0
2020 | AK | Kiana | 6323 | AKMS | ASCC Miscellaneous | DFO | 2.1 |  | 1630 | 17157 | 2.6593 | 3.263 | 0.31 | EPA/NEI; Estimated using an emission factor | 17157 | 2.6593
2020 | AK | King Cove | 7493 | AKMS | ASCC Miscellaneous | WAT | 2.6 | 1 | 4214 | 5564 | 0.86242 | 0.40931 | 0.31 | EPA/NEI; Estimated using an emission factor | 5564 | 0.86242
2020 | AK | Kivalina | 57065 | AKMS | ASCC Miscellaneous | DFO | 1.1 | 0.97687 | 1782 | 16294.209 | 2.5256 | 2.8346 | 0.31 | Estimated using an emission factor | 16680 | 2.5854
2020 | AK | Klawock | 7466 | AKMS | ASCC Miscellaneous | DFO | 1.4
2020 | AK | Klawock Power Generation Station | 61684 | AKMS | ASCC Miscellaneous | DFO | 2.5 |  | 484 | 5504 | 0.85312 | 3.5253 | 0.31 | Estimated using an emission factor | 5504 | 0.85312
2020 | AK | Kodiak Microgrid | 6281 | AKMS | ASCC Miscellaneous | DFO | 37.3 |  | 0
2020 | AK | Kotlik | 57064 | AKMS | ASCC Miscellaneous | DFO | 1.4 | 1 | 2021 | 18778 | 2.9106 | 2.8803 | 0.31 | Estimated using an emission factor | 18778 | 2.9106
2020 | AK | Kotzebue Hybrid | 6304 | AKMS | ASCC Miscellaneous | DFO | 21.6 |  | 20887.998 | 172564.002 | 26.7474 | 2.561 | 0.31 | EPA/NEI; Estimated using an emission factor | 172564.002 | 26.7474
2020 | AK | Koyuk | 57059 | AKMS | ASCC Miscellaneous | DFO | 1.1 | 0.96099 | 1243 | 11182.111 | 1.7332 | 2.7888 | 0.31 | Estimated using an emission factor | 11636 | 1.8036
2020 | AK | Lake Dorothy Hydroelectric Project | 57085 | AKMS | ASCC Miscellaneous | WAT | 14.3 |  | 72444 |  |  | 0 |  |  |  | 0
2020 | AK | Lemon Creek | 64 | AKMS | ASCC Miscellaneous | DFO | 61.7 |  | -720 | 5253.996 | 0.37819 | 0 | 0.14396 | EPA/NEI; Estimated using an emission factor | 5253.996 | 0.37819
2020 | AK | Mahoney Lake Hydroelectric | 59027 | AKMS | ASCC Miscellaneous | WAT | 9.6
2020 | AK | Marshall | 60244 | AKMS | ASCC Miscellaneous | DFO | 1.1 |  | 1461 | 14086 | 2.1833 | 2.9888 | 0.31 | Estimated using an emission factor | 14086 | 2.1833
2020 | AK | McGrath | 6555 | AKMS | ASCC Miscellaneous | DFO | 4.8 | 1 | 2135 | 21487 | 3.3305 | 3.1199 | 0.31 | EPA/NEI; Estimated using an emission factor | 21487 | 3.3305
2020 | AK | Mountain Village | 6329 | AKMS | ASCC Miscellaneous | DFO | 3.7 |  | 2613 | 23040 | 3.5712 | 2.7334 | 0.31 | EPA/NEI; Estimated using an emission factor | 23040 | 3.5712
2020 | AK | Naknek | 6301 | AKMS | ASCC Miscellaneous | DFO | 17.7 | 0.5547 | 21431.999 | 113418.063 | 17.5798 | 1.6405 | 0.31 | EPA/NEI; Estimated using an emission factor | 204468.002 | 31.6925
2020 | AK | New Stuyahok | 60245 | AKMS | ASCC Miscellaneous | DFO | 1.9 |  | 1850 | 19354 | 2.9999 | 3.2431 | 0.31 | Estimated using an emission factor | 19354 | 2.9999
2020 | AK | Newhalen | 7183 | AKMS | ASCC Miscellaneous | WAT | 3.2 |  | 3446 | 252.999 | 0.039215 | 0.02276 | 0.31 | EPA/NEI; Estimated using an emission factor | 252.999 | 0.039215
2020 | AK | Nikiski Combined Cycle | 55966 | AKGD | ASCC Alaska Grid | NG | 80.8 |  | 404839 | 3593820.938 | 10.3922 | 0.05134 | 0.0057834 | EPA/NEI; Estimated using an emission factor | 3593820.938 | 10.3922
2020 | AK | Noatak | 57051 | AKMS | ASCC Miscellaneous | DFO | 1.7 | 1 | 1823 | 17701 | 2.7437 | 3.01 | 0.31 | EPA/NEI; Estimated using an emission factor | 17701 | 2.7437
2020 | AK | Noorvik | 6330 | AKMS | ASCC Miscellaneous | DFO | 2.2 |  | 1932 | 18636 | 2.8886 | 2.9902 | 0.31 | EPA/NEI; Estimated using an emission factor | 18636 | 2.8886
2020 | AK | North Pole | 6285 | AKGD | ASCC Alaska Grid | WO | 181 |  | 546068 | 5007952.5 | 489.7541 | 1.7937 | 0.19559 | EPA/NEI; Estimated using an emission factor | 5007952.5 | 489.7541
2020 | AK | Northway | 7169 | AKMS | ASCC Miscellaneous | DFO | 1.5 |  | 1089 | 11994 | 1.8591 | 3.4143 | 0.31 | EPA/NEI; Estimated using an emission factor | 11994 | 1.8591
2020 | AK | NSB Anaktuvuk Pass | 7487 | AKMS | ASCC Miscellaneous | DFO | 2.9 | 1 | 3881.999 | 42350.002 | 6.5643 | 3.3819 | 0.31 | EPA/NEI; Estimated using an emission factor | 42350.002 | 6.5643
2020 | AK | NSB Atqasuk Utility | 7482 | AKMS | ASCC Miscellaneous | DFO | 3.4 | 1 | 2908.999 | 36829 | 5.7085 | 3.9247 | 0.31 | EPA/NEI; Estimated using an emission factor | 36829 | 5.7085
2020 | AK | NSB Kaktovik Utility | 7483 | AKMS | ASCC Miscellaneous | DFO | 2.6 | 1 | 3577 | 47941 | 7.4309 | 4.1548 | 0.31 | Estimated using an emission factor | 47941 | 7.4309
2020 | AK | NSB Nuiqsut Utility | 7484 | AKMS | ASCC Miscellaneous | DFO | 4.8 | 1 | 5090 | 97617.999 | 7.5757 | 2.9767 | 0.15521 | EPA/NEI; Estimated using an emission factor | 97617.999 | 7.5757
2020 | AK | NSB Point Hope Utility | 7485 | AKMS | ASCC Miscellaneous | DFO | 4.6 | 1 | 6244 | 71339 | 11.0575 | 3.5418 | 0.31 | EPA/NEI; Estimated using an emission factor | 71339 | 11.0575
2020 | AK | NSB Point Lay Utility | 7486 | AKMS | ASCC Miscellaneous | DFO | 4.6 | 1 | 3666 | 38439 | 5.958 | 3.2504 | 0.31 | EPA/NEI; Estimated using an emission factor | 38439 | 5.958
2020 | AK | NSB Wainwright Utility | 7488 | AKMS | ASCC Miscellaneous | DFO | 3.3 | 1 | 7098.999 | 80281.999 | 12.4437 | 3.5058 | 0.31 | EPA/NEI; Estimated using an emission factor | 80281.999 | 12.4437
2020 | AK | Nunapitchuk | 6333 | AKMS | ASCC Miscellaneous | DFO | 2.2
2020 | AK | Nymans Plant Microgrid | 7723 | AKMS | ASCC Miscellaneous | DFO | 10 |  | 0
2020 | AK | Orca | 789 | AKMS | ASCC Miscellaneous | DFO | 13.7 |  | 7925.001 | 80184 | 12.4285 | 3.1365 | 0.31 | EPA/NEI; Estimated using an emission factor | 80184 | 12.4285
2020 | AK | Pelican | 6702 | AKMS | ASCC Miscellaneous | DFO | 3.6 |  | 1105 | 10070 | 1.5609 | 2.8251 | 0.31 | EPA/NEI; Estimated using an emission factor | 10070 | 1.5609
2020 | AK | Petersburg | 91 | AKMS | ASCC Miscellaneous | WAT | 14.8 |  | 14141 | 8786.999 | 1.362 | 0.19263 | 0.31 | EPA/NEI; Estimated using an emission factor | 8786.999 | 1.362
2020 | AK | Pillar Mountain Wind Project Microgrid | 57187 | AKMS | ASCC Miscellaneous | WND | 9 |  | 24682 |  |  | 0 |  |  |  | 0
2020 | AK | Pilot Station | 57058 | AKMS | ASCC Miscellaneous | DFO | 1.7 | 1 | 1779.999 | 17738.999 | 2.7495 | 3.0894 | 0.31 | EPA/NEI; Estimated using an emission factor | 17738.999 | 2.7495
2020 | AK | Port Lions Microgrid | 6282 | AKMS | ASCC Miscellaneous | DFO | 1.5
2020 | AK | Power Creek | 7862 | AKMS | ASCC Miscellaneous | WAT | 6 |  | 13918 |  |  | 0 |  |  |  | 0
2020 | AK | Purple Lake | 6302 | AKMS | ASCC Miscellaneous | WAT | 3.9 |  | 11178 |  |  | 0 |  |  |  | 0
2020 | AK | Quinhagak | 57057 | AKMS | ASCC Miscellaneous | DFO | 2.1 | 1 | 2232 | 19086 | 2.9583 | 2.6508 | 0.31 | EPA/NEI; Estimated using an emission factor | 19086 | 2.9583
2020 | AK | S W Bailey | 85 | AKMS | ASCC Miscellaneous | DFO | 25.9 |  | -248.001 | 12623 | 1.9566 | 0 | 0.31 | Estimated using an emission factor | 12623 | 1.9566
2020 | AK | Wrangell | 95 | AKMS | ASCC Miscellaneous | DFO | 14.7 |  | 584.001 | 5207.002 | 0.80709 | 2.764 | 0.31 | EPA/NEI; Estimated using an emission factor | 5207.002 | 0.80709
2020 | AK | Yakutat | 6637 | AKMS | ASCC Miscellaneous | DFO | 7.7 | 1 | 5941 | 54856 | 8.5027 | 2.8624 | 0.31 | EPA/NEI; Estimated using an emission factor | 54856 | 8.5027
2020 | AL | ABC Coke | 56076 | SRSO | SERC South | OG | 3.8 | 0.002603 | 520 | 2957.223 | 0.01798 | 0.069155 | 0.01216 | NEI avg EF - PM, fuel type | 1136169 | 6.9076
2020 | AL | AL Solar C LLC | 63513 | SRSO | SERC South | SUN | 80
2020 | AL | Alabama Pine Pulp | 54429 | SRSO | SERC South | BLQ | 69 | 0.22226 | 403374.98 | 2846369.795 | 10.0003 | 0.049583 | 0.0070267 | NEI avg EF - PM, fuel type | 12806518.375 | 44.994
2020 | AL | Alabama River Pulp | 10216 | SRSO | SERC South | BLQ | 48 | 0.15548 | 335092.85 | 2226805.396 | 11.3548 | 0.067771 | 0.010198 | NEI avg EF - PM, fuel type | 14322193.25 | 73.031
2020 | AL | Albertville | 7924 | SRTV | SERC Tennessee Valley | DFO | 4 |  | 0
2020 | AL | AMEA Sylacauga Plant | 56018 | SRSO | SERC South | NG | 98.6 |  | 41925 | 418583.203 | 1.38 | 0.065832 | 0.0065937 | EPA/NEI | 418583.203 | 1.38
2020 | AL | ANAD Solar Array | 60680 | SRSO | SERC South | SUN | 7.4 |  | 11845 |  |  | 0 |  |  |  | 0
2020 | AL | APC1 | 7708 | SRSO | SERC South | NG | 270
2020 | AL | APC2 | 7876 | SRSO | SERC South | NG | 300
2020 | AL | APC3 | 7877 | SRSO | SERC South | NG | 200
2020 | AL | Bankhead Dam | 2 | SRSO | SERC South | WAT | 53.9 |  | 139170 |  |  | 0 |  |  |  | 0
2020 | AL | Barry | 3 | SRSO | SERC South | BIT | 3615.5 |  | 10499146 | 91895876.801 | 317.51 | 0.060483 | 0.0069102 | EPA/NEI | 91895876.801 | 317.51
2020 | AL | Bartletts Ferry | 702 | SRSO | SERC South | WAT | 173 |  | 623421 |  |  | 0 |  |  |  | 0
2020 | AL | Bellefonte | 6150 | SRTV | SERC Tennessee Valley | DFO | 14
2020 | AL | Blackbear Solar 1 | 63765 | SRSO | SERC South | SUN | 100
2020 | AL | Browns Ferry | 46 | SRTV | SERC Tennessee Valley | NUC | 3494 |  | 28774850 |  |  | 0 |  |  |  | 0
2020 | AL | Calhoun Energy Center | 55409 | SRSO | SERC South | NG | 748 |  | 39211 | 422671.256 | 1.128 | 0.057535 | 0.0053375 | EPA/NEI | 422671.256 | 1.128
2020 | AL | Central Alabama Gen Station | 55440 | SRSO | SERC South | NG | 927.1 |  | 5052482 | 40248912 | 92.4 | 0.036576 | 0.0045914 | EPA/NEI | 40248912 | 92.4
2020 | AL | Charles R Lowman | 56 | SRSO | SERC South | BIT | 1264.7 |  | 317291 | 4043808.75 | 30.623 | 0.19303 | 0.015146 | EPA/NEI; Estimated using an emission factor | 4043808.75 | 30.623
2020 | AL | Colbert | 47 | SRTV | SERC Tennessee Valley | NG | 1826 |  | 2952 | 53425 | 0.4098 | 0.27764 | 0.015341 | EPA/NEI | 53425 | 0.4098
2020 | AL | Crestwood Dothan | 54985 | SRSO | SERC South | DFO | 13.6 | 1 | 861 | 9295.998 | 1.4409 | 3.347 | 0.31 | EPA/NEI; Estimated using an emission factor | 9295.998 | 1.4409
2020 | AL | Cumblerland Land Holdings, LLC | 61924 | SRTV | SERC Tennessee Valley | SUN | 14.7 |  | 29251 |  |  | 0 |  |  |  | 0
2020 | AL | Decatur Energy Center | 55292 | SRTV | SERC Tennessee Valley | NG | 902.4 | 1 | 1482286 | 11008537.5 | 17.17 | 0.023167 | 0.0031194 | EPA/NEI | 11008537.5 | 17.17
2020 | AL | Decatur-Morgan Co LFG Recovery Project | 58061 | SRTV | SERC Tennessee Valley | LFG | 1.6 |  | 12862 | 137357 | 1.0096 | 0.15699 | 0.0147 | Estimated using an emission factor | 137357 | 1.0096
2020 | AL | District 100 Transco Gas Pipe Line | 54743 | SRSO | SERC South | WH | 1.6
2020 | AL | E B Harris Generating Plant | 7897 | SRSO | SERC South | NG | 2534 |  | 4418244 | 30763681 | 60.96 | 0.027595 | 0.0039631 | EPA/NEI | 30763681 | 60.96
2020 | AL | E C Gaston | 26 | SRSO | SERC South | BIT | 2034 |  | 3796945 | 44005748 | 91.36 | 0.048123 | 0.0041522 | EPA/NEI | 44005748 | 91.36
2020 | AL | Fort Rucker Solar Array | 60679 | SRSO | SERC South | SUN | 10.6 |  | 15017 |  |  | 0 |  |  |  | 0
2020 | AL | Gadsden | 7 | SRSO | SERC South | NG | 138 | 0.7725 | 50435 | 685016.458 | 2.5647 | 0.1017 | 0.007488 | EPA/NEI | 886757.562 | 3.32
2020 | AL | Gantt | 53 | SRSO | SERC South | WAT | 3 |  | 6290 |  |  | 0 |  |  |  | 0
2020 | AL | Georgia-Pacific Brewton Mill | 54789 | SRSO | SERC South | BLQ | 115.9 | 0.17449 | 470761.148 | 2652800.28 | 8.3866 | 0.03563 | 0.0063228 | EPA/NEI; Estimated using an emission factor | 15203374.75 | 48.064
2020 | AL | Georgia-Pacific Consr Prods LP-Naheola | 10699 | SRSO | SERC South | BLQ | 118.7 | 0.1362 | 369054 | 2203075.751 | 6.2694 | 0.033975 | 0.0056915 | NEI avg EF - PM, fuel type, firing type | 16175120.312 | 46.0299
2020 | AL | Goat Rock | 707 | SRSO | SERC South | WAT | 44.6 |  | 194544 |  |  | 0 |  |  |  | 0
2020 | AL | Gorgas | 8 | SRSO | SERC South | BIT | 1416.7
2020 | AL | Greene County | 10 | SRSO | SERC South | NG | 1288.4 |  | 1071141.998 | 11641749.574 | 41.5489 | 0.077579 | 0.0071379 | EPA/NEI | 11641749.574 | 41.5489
2020 | AL | Guntersville | 48 | SRTV | SERC Tennessee Valley | WAT | 115.2 |  | 940999 |  |  | 0 |  |  |  | 0
2020 | AL | H Neely Henry Dam | 11 | SRSO | SERC South | WAT | 72.9 |  | 269367.999 |  |  | 0 |  |  |  | 0
2020 | AL | Harris Dam | 6188 | SRSO | SERC South | WAT | 135 |  | 243328 |  |  | 0 |  |  |  | 0
2020 | AL | Hillabee Energy Center | 55411 | SRSO | SERC South | NG | 822.8 |  | 5074658 | 36777104 | 119.51 | 0.047101 | 0.0064992 | EPA/NEI | 36777104 | 119.51
2020 | AL | Hog Bayou Energy Center | 55241 | SRSO | SERC South | NG | 280 | 1 | 1696319 | 12651626 | 19.8 | 0.023345 | 0.00313 | EPA/NEI | 12651626 | 19.8
2020 | AL | Holt Dam | 12 | SRSO | SERC South | WAT | 46.9 |  | 186391 |  |  | 0 |  |  |  | 0
2020 | AL | International Paper Pine Hill Mill | 54752 | SRSO | SERC South | BLQ | 77.4 | 0.16648 | 459800 | 2698280.298 | 17.6624 | 0.076826 | 0.013092 | NEI avg EF - PM, fuel type | 16207960.25 | 106.0937
2020 | AL | International Paper-Prattville Mill | 52140 | SRSO | SERC South | BLQ | 89.8 | 0.17991 | 629711 | 1153937.989 | 6.4766 | 0.02057 | 0.011225 | EPA/NEI | 6414138 | 36
2020 | AL | International Paper-Riverdale Mill | 54096 | SRSO | SERC South | NG | 104.2 | 0.21158 | 353392 | 1194321.394 | 2.0472 | 0.011586 | 0.0034282 | EPA/NEI | 5644724.125 | 9.6755
2020 | AL | James H Miller Jr | 6002 | SRSO | SERC South | SUB | 2822 |  | 16444804 | 179699736 | 127.4639 | 0.015502 | 0.0014186 | EPA/NEI | 179699736 | 127.4639
2020 | AL | Jones Bluff | 6131 | SRSO | SERC South | WAT | 82 |  | 285357 |  |  | 0 |  |  |  | 0
2020 | AL | Jordan Dam | 13 | SRSO | SERC South | WAT | 100 |  | 587074 |  |  | 0 |  |  |  | 0
2020 | AL | Joseph M Farley | 6001 | SRSO | SERC South | NUC | 1776.4 |  | 14775797 |  |  | 0 |  |  |  | 0
2020 | AL | Kimberly Clark Mobile - CHP Plant | 62449 | SRSO | SERC South | NG | 50 | 1 | 348413 | 3666304 | 1.8226 | 0.010462 | 0.00099423 | NEI avg EF - PM, fuel type, firing type | 3666304 | 1.8226
2020 | AL | LaFayette Solar Farm | 60583 | SRSO | SERC South | SUN | 79.2 |  | 147721 |  |  | 0 |  |  |  | 0
2020 | AL | Langdale | 711 | SRSO | SERC South | WAT | 1
2020 | AL | Lay Dam | 15 | SRSO | SERC South | WAT | 177 |  | 702829.002 |  |  | 0 |  |  |  | 0
2020 | AL | Lewis Smith Dam | 18 | SRSO | SERC South | WAT | 181 |  | 392983 |  |  | 0 |  |  |  | 0
2020 | AL | Logan Martin Dam | 14 | SRSO | SERC South | WAT | 128.1 |  | 489672 |  |  | 0 |  |  |  | 0
2020 | AL | Martin Dam | 16 | SRSO | SERC South | WAT | 210.6 |  | 533486.999 |  |  | 0 |  |  |  | 0
2020 | AL | McIntosh (7063) | 7063 | SRSO | SERC South | NG | 676 |  | 369974 | 4000347.498 | 13.23 | 0.071519 | 0.0066144 | EPA/NEI | 4000347.498 | 13.23
2020 | AL | McWilliams | 533 | SRSO | SERC South | NG | 654 |  | 4158113 | 29887417.25 | 98.4 | 0.047329 | 0.0065847 | EPA/NEI | 29887417.25 | 98.4
2020 | AL | Millers Ferry | 38 | SRSO | SERC South | WAT | 101.1 |  | 354453 |  |  | 0 |  |  |  | 0
2020 | AL | Mitchell Dam | 17 | SRSO | SERC South | WAT | 170 |  | 645155.001 |  |  | 0 |  |  |  | 0
2020 | AL | Morgan Energy Center | 55293 | SRTV | SERC Tennessee Valley | NG | 900 | 0.85142 | 2848326 | 18976215.062 | 13.8781 | 0.0097447 | 0.0014627 | EPA/NEI | 22287849.5 | 16.3
2020 | AL | Muscle Shoals | 62462 | SRTV | SERC Tennessee Valley | SUN | 227
2020 | AL | OE_ALD | 64469 | SRSO | SERC South | SUN | 80
2020 | AL | Packaging Corporation of America Jackson Mill | 55044 | SRSO | SERC South | BLQ | 15.6 | 0.079065 | 60524.829 | 343222.688 | 1.1901 | 0.039326 | 0.0069348 | NEI avg EF - PM, fuel type | 4341042.312 | 15.0521
2020 | AL | Pinckard Solar | 62787 | SRSO | SERC South | SUN | 85.1
2020 | AL | Plant H. Allen Franklin | 7710 | SRSO | SERC South | NG | 2683.8 |  | 12637167 | 87423376 | 197.38 | 0.031238 | 0.0045155 | EPA/NEI | 87423376 | 197.38
2020 | AL | Point A | 55 | SRSO | SERC South | WAT | 5.2 |  | 5536.999 |  |  | 0 |  |  |  | 0
2020 | AL | Redstone Arsenal Hybrid | 61901 | SRTV | SERC Tennessee Valley | SUN | 11 |  | 17238 | 0 |  | 0 |  |  | 0 | 0
2020 | AL | River Bend Solar, LLC | 60058 | SRTV | SERC Tennessee Valley | SUN | 75 |  | 130714 |  |  | 0 |  |  |  | 0
2020 | AL | SABIC Innovative Plastics - Burkville | 7698 | SRSO | SERC South | NG | 97 | 0.41463 | 612925 | 2560667.77 | 19.9604 | 0.065132 | 0.01559 | EPA/NEI | 6175748.5 | 48.14
2020 | AL | Sand Valley Power Station | 59710 | SRTV | SERC Tennessee Valley | LFG | 4.8 |  | 24443.001 | 360361.008 | 2.6487 | 0.21672 | 0.0147 | Estimated using an emission factor | 360361.008 | 2.6487
2020 | AL | Sloss Industries Corp | 50359 | SRSO | SERC South | NG | 25 | 0 | 0 | 0 | 0 |  |  | NEI avg EF - PM, fuel type | 1653672.5 | 8.8238
2020 | AL | Tenaska Lindsay Hill Generating Station | 55271 | SRSO | SERC South | NG | 939.4 |  | 1825393 | 14490465 | 31.71 | 0.034743 | 0.0043767 | EPA/NEI | 14490465 | 31.71
2020 | AL | Theodore Cogeneration | 7721 | SRSO | SERC South | NG | 317.4 | 0.70052 | 1613650 | 9281001.975 | 71.8032 | 0.088995 | 0.015473 | EPA/NEI | 13248743 | 102.5
2020 | AL | Thurlow Dam | 19 | SRSO | SERC South | WAT | 91 |  | 300002.001 |  |  | 0 |  |  |  | 0
2020 | AL | Tom Bevill Lock and Dam Hydroelectric | 61749 | SRTV | SERC Tennessee Valley | WAT | 12
2020 | AL | U S Alliance Coosa Pines | 54216 | SRSO | SERC South | BLQ | 63.4 | 0.086542 | 152100 | 842543.184 | 2.8987 | 0.038116 | 0.006881 | EPA/NEI; Estimated using an emission factor | 9735604.5 | 33.4953
2020 | AL | W&T Onshore Treating Facility (OTF) | 54550 | SRSO | SERC South | NG | 12 | 0.41791 | 63167 | 331701.045 | 1.0252 | 0.032459 | 0.0061813 | EPA/NEI; Estimated using an emission factor | 793721.156 | 2.4531
2020 | AL | Walter Bouldin Dam | 4 | SRSO | SERC South | WAT | 225 |  | 554613 |  |  | 0 |  |  |  | 0
2020 | AL | Walton Discover Power Facility | 55138 | SRSO | SERC South | NG | 103 |  | 80 | 1130.104 | 0.003734 | 0.09335 | 0.0066082 | EPA/NEI | 1130.104 | 0.003734
2020 | AL | Washington County Cogen (Olin) | 7697 | SRSO | SERC South | NG | 122.5 | 0.55891 | 710373 | 4437392.238 | 28.5601 | 0.080409 | 0.012872 | EPA/NEI | 7939410 | 51.1
2020 | AL | Weiss Dam | 20 | SRSO | SERC South | WAT | 87.6 |  | 291404.001 |  |  | 0 |  |  |  | 0
2020 | AL | Westervelt Moundville Cogen | 57467 | SRSO | SERC South | WDS | 13 | 0.14111 | 32244 | 185500.529 | 1.7343 | 0.10758 | 0.018699 | NEI avg EF - PM, fuel type | 1314629.312 | 12.2911
2020 | AL | WestRock Coated Board | 54802 | SRSO | SERC South | NG | 120.5 | 0.17107 | 786473 | 2781657.548 | 2.0842 | 0.0053001 | 0.0014985 | EPA/NEI | 16260738.75 | 12.1835
2020 | AL | WestRock Demopolis Mill | 54763 | SRSO | SERC South | BLQ | 76.4 | 0.13128 | 306651.498 | 1732193.253 | 8.919 | 0.05817 | 0.010298 | EPA/NEI; Estimated using an emission factor | 13195150.852 | 67.9415
2020 | AL | Wheeler Dam | 49 | SRTV | SERC Tennessee Valley | WAT | 404 |  | 2290044.996 |  |  | 0 |  |  |  | 0
2020 | AL | Widows Creek | 50 | SRTV | SERC Tennessee Valley | BIT | 1968.6
2020 | AL | Wilson Dam | 6440 | SRTV | SERC Tennessee Valley | WAT | 666.7 |  | 3116844.002 |  |  | 0 |  |  |  | 0
2020 | AL | Yates Dam | 21 | SRSO | SERC South | WAT | 50.5 |  | 196168 |  |  | 0 |  |  |  | 0
2020 | AL | Yellowhammer Gas Plant | 54730 | SRSO | SERC South | NG | 3.4 | 1 | 17179 | 297349 | 0.14782 | 0.017209 | 0.00099423 | NEI avg EF - PM, fuel type, firing type | 297349 | 0.14782
2020 | AR | Archer Daniels Midland Little Rock | 54311 | SRMV | SERC Mississippi Valley | NG | 4
2020 | AR | Arkansas Nuclear One | 8055 | SRMV | SERC Mississippi Valley | NUC | 1845 |  | 15063049 |  |  | 0 |  |  |  | 0
2020 | AR | Ashdown | 54104 | SPSO | SPP South | BLQ | 156.5 | 0.14759 | 558405 | 3075736.497 | 10.7907 | 0.038648 | 0.0070167 | NEI avg EF - PM, fuel type, firing type | 20839359 | 73.1115
2020 | AR | Beaver Dam | 182 | SPSO | SPP South | WAT | 112 |  | 196103 |  |  | 0 |  |  |  | 0
2020 | AR | Big Creek Solar LLC | 64670 | SRMV | SERC Mississippi Valley | SUN | 400
2020 | AR | Blakely Mountain | 197 | SRMV | SERC Mississippi Valley | WAT | 75 |  | 329178 |  |  | 0 |  |  |  | 0
2020 | AR | Branch Solar Farm | 64392 | SPSO | SPP South | SUN | 5
2020 | AR | Bull Shoals | 198 | SPSO | SPP South | WAT | 340 |  | 1539088 |  |  | 0 |  |  |  | 0
2020 | AR | Carl Bailey | 202 | SRMV | SERC Mississippi Valley | NG | 120 |  | 3572 | 44763.781 | 1.8442 | 1.0326 | 0.082395 | EPA/NEI | 44763.781 | 1.8442
2020 | AR | Carpenter | 166 | SRMV | SERC Mississippi Valley | WAT | 56 |  | 155346 |  |  | 0 |  |  |  | 0
2020 | AR | Cecil Lynch | 167 | SRMV | SERC Mississippi Valley |  | 231
2020 | AR | Chicot Solar | 63295 | SRMV | SERC Mississippi Valley | SUN | 100 |  | 53864 |  |  | 0 |  |  |  | 0
2020 | AR | City of Paris Solar | 64444 | SRMV | SERC Mississippi Valley | SUN | 1.5 |  | 1442 |  |  | 0 |  |  |  | 0
2020 | AR | City Water & Light - City of Jonesboro | 56505 | SPSO | SPP South | NG | 224.3 |  | 10442 | 112600.101 | 2.297 | 0.43996 | 0.0408 | EPA/NEI | 112600.101 | 2.297
2020 | AR | Clearwater Paper APP CB | 50638 | SRMV | SERC Mississippi Valley | BLQ | 28 | 0.079163 | 116511 | 671145.958 | 2.3118 | 0.039684 | 0.0068892 | NEI avg EF - PM, fuel type | 8478044.75 | 29.2033
2020 | AR | Columbia Flooring Melbourne | 56182 | SRMV | SERC Mississippi Valley | WDS | 2
2020 | AR | Dam 2 | 7246 | SRMV | SERC Mississippi Valley | WAT | 102.6 |  | 353007 |  |  | 0 |  |  |  | 0
2020 | AR | Dardanelle | 199 | SPSO | SPP South | WAT | 160.8 |  | 485103 |  |  | 0 |  |  |  | 0
2020 | AR | Degray | 187 | SRMV | SERC Mississippi Valley | WAT | 70 |  | 146665 |  |  | 0 |  |  |  | 0
2020 | AR | Dell Power Plant | 55340 | SRMW | SERC Midwest | NG | 679.1 |  | 2774720 | 21468053 | 54.3 | 0.039139 | 0.0050587 | EPA/NEI | 21468053 | 54.3
2020 | AR | Elkins Generating Center | 56489 | SPSO | SPP South | NG | 66 |  | 4316.001 | 38181.999 | 0.018981 | 0.0087956 | 0.00099423 | NEI avg EF - PM, fuel type, firing type | 38181.999 | 0.018981
2020 | AR | Ellis Hydro | 7040 | SPSO | SPP South | WAT | 32.4 |  | 116505 |  |  | 0 |  |  |  | 0
2020 | AR | FECC Solar Benton | 61839 | SRMV | SERC Mississippi Valley | SUN | 1 |  | 1357 |  |  | 0 |  |  |  | 0
2020 | AR | Flint Creek Power Plant | 6138 | SPSO | SPP South | SUB | 558 |  | 1816766 | 20074444 | 21.8448 | 0.024048 | 0.0021764 | EPA/NEI | 20074444 | 21.8448
2020 | AR | Forrest City- Eldridge Road | 64262 | SRMV | SERC Mississippi Valley | SUN | 1
2020 | AR | Forrest City- Prison Site | 64261 | SRMV | SERC Mississippi Valley | SUN | 1
2020 | AR | Fourche Creek Wastewater | 10050 | SRMV | SERC Mississippi Valley | OBG | 2.8 | 0.57921 | 4612 | 20697.562 | 0.15213 | 0.06597 | 0.0147 | EPA/NEI; Estimated using an emission factor | 35734 | 0.26264
2020 | AR | Fulton | 7825 | SPSO | SPP South | NG | 154.8 |  | 71762 | 752603.75 | 2.4339 | 0.067833 | 0.006468 | EPA/NEI | 752603.75 | 2.4339
2020 | AR | Genova Arkansas I LLC | 55869 |  |  | NG | 631.4
2020 | AR | Georgia-Pacific Crossett LLC | 10606 | SRMV | SERC Mississippi Valley | NG | 91.6 | 0.1324 | 64900.916 | 365197.395 | 1.3557 | 0.041779 | 0.0074247 | NEI avg EF - PM, fuel type | 2758219.469 | 10.2395
2020 | AR | Greers Ferry Lake | 188 | SPSO | SPP South | WAT | 96 |  | 253363 |  |  | 0 |  |  |  | 0
2020 | AR | Hamilton Moses | 168 | SRMV | SERC Mississippi Valley | NG | 138
2020 | AR | Happy Solar 1 | 63766 | SRMV | SERC Mississippi Valley | SUN | 95
2020 | AR | Harry D. Mattison Power Plant | 56328 | SPSO | SPP South | NG | 349 |  | 48191 | 691161.812 | 2.2352 | 0.092765 | 0.006468 | EPA/NEI | 691161.812 | 2.2352
2020 | AR | Harvey Couch | 169 | SRMV | SERC Mississippi Valley | NG | 182.7
2020 | AR | Hot Spring Energy Facility | 55418 | SRMV | SERC Mississippi Valley | NG | 1429.7 |  | 1164782 | 8659294.25 | 11.3553 | 0.019498 | 0.0026227 | EPA/NEI | 8659294.25 | 11.3553
2020 | AR | Hot Springs 2020 | 64263 | SRMV | SERC Mississippi Valley | SUN | 1
2020 | AR | Independence | 6641 | SRMV | SERC Mississippi Valley | SUB | 1800 |  | 2906972 | 35188268 | 196.2841 | 0.13504 | 0.011156 | EPA/NEI | 35188268 | 196.2841
2020 | AR | John W. Turk Jr. Power Plant | 56564 | SPSO | SPP South | SUB | 609 |  | 3519254 | 32814038 | 125.132 | 0.071113 | 0.0076267 | EPA/NEI | 32814038 | 125.132
2020 | AR | Lake Catherine | 170 | SRMV | SERC Mississippi Valley | NG | 752 |  | 477579 | 5247637.5 | 19.5772 | 0.081985 | 0.0074613 | EPA/NEI | 5247637.5 | 19.5772
2020 | AR | Lee Creek Water Treatment Facility | 54283 | SRMV | SERC Mississippi Valley | WAT | 1.3 |  | 0
2020 | AR | Mabelvale | 171 | SRMV | SERC Mississippi Valley | NG | 78
2020 | AR | Magnet Cove Generating Station | 55714 | SRMV | SERC Mississippi Valley | NG | 746 |  | 1711247 | 12178633 | 31.2185 | 0.036486 | 0.0051268 | EPA/NEI | 12178633 | 31.2185
2020 | AR | McClellan | 203 | SRMV | SERC Mississippi Valley | NG | 136 |  | 38533 | 388052.688 | 1.926 | 0.099965 | 0.0099264 | EPA/NEI | 388052.688 | 1.926
2020 | AR | Municipal Light | 193 | SRMV | SERC Mississippi Valley | DFO | 7.2 |  | 0
2020 | AR | Murray | 7166 | SRMV | SERC Mississippi Valley | WAT | 45.4 |  | 159295 |  |  | 0 |  |  |  | 0
2020 | AR | Narrows (AR) | 195 | SPSO | SPP South | WAT | 25.5 |  | 66798 |  |  | 0 |  |  |  | 0
2020 | AR | Noland Wastewater Treatment Plant Hybrid | 62682 | SPSO | SPP South | SUN | 11 |  | 9149 | 0 |  | 0 |  |  | 0 | 0
2020 | AR | Norfork | 196 | SPSO | SPP South | WAT | 80.4 |  | 373405 |  |  | 0 |  |  |  | 0
2020 | AR | Osceola (AR) | 172 | SRMV | SERC Mississippi Valley | DFO | 9.6 |  | 0
2020 | AR | Oswald Generating Station | 55221 | SRMV | SERC Mississippi Valley | NG | 599.5 |  | 479813 | 3543324.75 | 8.2082 | 0.034214 | 0.004633 | EPA/NEI | 3543324.75 | 8.2082
2020 | AR | Ozark | 6142 | SPSO | SPP South | WAT | 100 |  | 181831 |  |  | 0 |  |  |  | 0
2020 | AR | Ozarks Natural Energy Community Solar | 60924 | SPSO | SPP South | SUN | 1 |  | 1531 |  |  | 0 |  |  |  | 0
2020 | AR | Paragould | 192 | SPSO | SPP South | DFO | 4.1
2020 | AR | Paragould Reciprocating | 8015 | SPSO | SPP South | NG | 19.2 |  | 402.999 | 4029.999 | 0.00085033 | 0.00422 | 0.000422 | Estimated using an emission factor | 4029.999 | 0.00085033
2020 | AR | Paragould Turbine | 7283 | SPSO | SPP South | NG | 13.9 |  | 12 | 169 | 8.4012e-05 | 0.014002 | 0.00099423 | EPA/NEI; Estimated using an emission factor | 169 | 8.4012e-05
2020 | AR | Pine Bluff Energy Center | 55075 | SRMV | SERC Mississippi Valley | NG | 236 | 0.5333 | 1197763 | 6679709.78 | 1.3057 | 0.0021802 | 0.00039094 | EPA/NEI | 12525258 | 2.4483
2020 | AR | Pine Bluff Mill | 10627 | SRMV | SERC Mississippi Valley | BLQ | 85 | 0.16674 | 383555 | 2191207.355 | 7.413 | 0.038654 | 0.0067661 | NEI avg EF - PM, fuel type | 13141445.75 | 44.4585
2020 | AR | Plum Point Energy Station | 56456 | SRMV | SERC Mississippi Valley | SUB | 720 |  | 3238666 | 35408540 | 99.256 | 0.061294 | 0.0056063 | EPA/NEI | 35408540 | 99.256
2020 | AR | Remmel | 174 | SRMV | SERC Mississippi Valley | WAT | 9 |  | 54219.999 |  |  | 0 |  |  |  | 0
2020 | AR | Riceland Foods Cogeneration Plant | 56079 | SRMV | SERC Mississippi Valley | OBS | 18 | 0.048842 | 12874 | 78686.454 |  |  |  |  | 1611041.25
2020 | AR | Robert E Ritchie | 173 | SRMV | SERC Mississippi Valley | NG | 923.1
2020 | AR | Scenic Hill Solar III | 61869 | SPSO | SPP South | SUN | 5 |  | 9274 |  |  | 0 |  |  |  | 0
2020 | AR | Scenic Hill Solar IV, LLC | 63627 | SRMV | SERC Mississippi Valley | SUN | 2.2 |  | 3365 |  |  | 0 |  |  |  | 0
2020 | AR | Searcy Solar Hybrid | 62617 | SRMV | SERC Mississippi Valley |  | 110
2020 | AR | SR Camden | 59947 | SRMV | SERC Mississippi Valley | SUN | 12 |  | 24176 |  |  | 0 |  |  |  | 0
2020 | AR | Stuttgart Solar | 61262 | SRMV | SERC Mississippi Valley | SUN | 81 |  | 158194 |  |  | 0 |  |  |  | 0
2020 | AR | Thomas Fitzhugh | 201 | SPSO | SPP South | NG | 185 |  | 424939 | 3751482.25 | 12.1918 | 0.057381 | 0.0064997 | EPA/NEI | 3751482.25 | 12.1918
2020 | AR | Two Pine Landfill Gas Recovery | 56523 | SRMV | SERC Mississippi Valley | LFG | 5.6 | 1 | 28810.002 | 368965.992 | 2.7119 | 0.18826 | 0.0147 | EPA/NEI; Estimated using an emission factor | 368965.992 | 2.7119
2020 | AR | UA Central Utility Plant | 60536 | SPSO | SPP South | NG | 5.6 | 1 | 42416 | 475950 | 0.2366 | 0.011156 | 0.00099423 | NEI avg EF - PM, fuel type, firing type | 475950 | 0.2366
2020 | AR | Union Power Station | 55380 | SRMV | SERC Mississippi Valley | NG | 2428 |  | 9620710 | 70151889.5 | 1008.7728 | 0.20971 | 0.02876 | EPA/NEI | 70151889.5 | 1008.7728
2020 | AR | Waste Management Eco Vista LFGTE | 57025 | SPSO | SPP South | LFG | 4 |  | 32946 | 393478.008 | 2.8921 | 0.17556 | 0.0147 | Estimated using an emission factor | 393478.008 | 2.8921
2020 | AR | Westside Wastewater Treatment Plant Hybrid | 62683 | SPSO | SPP South | SUN | 11 |  | 9274 | 0 |  | 0 |  |  | 0 | 0
2020 | AR | Whillock | 7135 | SRMV | SERC Mississippi Valley | WAT | 32.4 |  | 131439.999 |  |  | 0 |  |  |  | 0
2020 | AR | White Bluff | 6009 | SRMV | SERC Mississippi Valley | SUB | 1800 |  | 3954908 | 46014976 | 330.8127 | 0.16729 | 0.014378 | EPA/NEI | 46014976 | 330.8127
2020 | AR | White River Lock and Dam 1 | 57160 | SRMV | SERC Mississippi Valley | WAT | 4.3 |  | 13871 |  |  | 0 |  |  |  | 0
2020 | AR | White River Lock and Dam 2 | 57161 | SRMV | SERC Mississippi Valley | WAT | 3.5 |  | 13871 |  |  | 0 |  |  |  | 0
2020 | AR | White River Lock and Dam 3 | 57162 | SRMV | SERC Mississippi Valley | WAT | 4.3 |  | 27115 |  |  | 0 |  |  |  | 0
2020 | AZ | Actus Lend Lease DMAFB | 58632 | AZNM | WECC Southwest | SUN | 3 |  | 3945 |  |  | 0 |  |  |  | 0
2020 | AZ | AES ES GILBERT | 61861 | AZNM | WECC Southwest | MWH | 10 |  | -2225 | 0 |  | 0 |  |  | 0 | 0
2020 | AZ | Agua Caliente Solar Project | 57373 | CAMX | WECC California | SUN | 637.7 |  | 724681 |  |  | 0 |  |  |  | 0
2020 | AZ | Agua Fria Generating Station | 141 | AZNM | WECC Southwest | NG | 638.5 |  | 342453 | 3546740.938 | 12.4389 | 0.072646 | 0.0070143 | EPA/NEI; Estimated using an emission factor | 3546740.938 | 12.4389
2020 | AZ | Amazon TUS2 | 64384 | AZNM | WECC Southwest | SUN | 2.6
2020 | AZ | Amphitheater High School Solar | 60684 | AZNM | WECC Southwest | SUN | 1 |  | 2222 |  |  | 0 |  |  |  | 0
2020 | AZ | Apache Solar 1 | 60964 | AZNM | WECC Southwest | SUN | 20 |  | 55017 |  |  | 0 |  |  |  | 0
2020 | AZ | Apache Station | 160 | AZNM | WECC Southwest | NG | 660.7 |  | 2210413.999 | 24173838.312 | 284.8698 | 0.25775 | 0.023568 | EPA/NEI | 24173838.312 | 284.8698
2020 | AZ | APS Saguaro Power Plant | 118 | AZNM | WECC Southwest | NG | 435.5 |  | 107883.001 | 1160786.125 | 3.831 | 0.071021 | 0.0066007 | EPA/NEI; Estimated using an emission factor | 1160786.125 | 3.831
2020 | AZ | APS West Phoenix Power Plant | 117 | AZNM | WECC Southwest | NG | 1326.9 |  | 3604513 | 20384204.75 | 21.4989 | 0.011929 | 0.0021094 | EPA/NEI | 20384204.75 | 21.4989
2020 | AZ | Arizona State University CHP | 58199 | AZNM | WECC Southwest | NG | 17.1 | 0.41895 | 39697 | 211130.737 | 0.044549 | 0.0022444 | 0.000422 | EPA/NEI; Estimated using an emission factor | 503954.906 | 0.10633
2020 | AZ | Arizona Western College PV | 57765 | AZNM | WECC Southwest | SUN | 5.7 |  | 7912 |  |  | 0 |  |  |  | 0
2020 | AZ | Arlington Valley Energy Facility | 55282 | AZNM | WECC Southwest | NG | 713 |  | 2111383 | 15561216.5 | 15.3009 | 0.014494 | 0.0019665 | EPA/NEI | 15561216.5 | 15.3009
2020 | AZ | Arlington Valley Solar Energy I | 57679 | AZNM | WECC Southwest | SUN | 127
2020 | AZ | Arlington Valley Solar Energy II | 57680 | AZNM | WECC Southwest | SUN | 129 |  | 361721.999 |  |  | 0 |  |  |  | 0
2020 | AZ | Atlas | 63798 | AZNM | WECC Southwest |  | 600
2020 | AZ | Avalon Solar | 59168 | AZNM | WECC Southwest | SUN | 29 |  | 74756 |  |  | 0 |  |  |  | 0
2020 | AZ | Avalon Solar II | 60062 | AZNM | WECC Southwest | SUN | 16 |  | 44545 |  |  | 0 |  |  |  | 0
2020 | AZ | Avra Valley Solar | 57657 | AZNM | WECC Southwest | SUN | 25 |  | 65281 |  |  | 0 |  |  |  | 0
2020 | AZ | AZ State University - Tempe Campus Solar | 62643 | AZNM | WECC Southwest | SUN | 2.4 |  | 3934.998 |  |  | 0 |  |  |  | 0
2020 | AZ | Badger 1 | 58262 | AZNM | WECC Southwest | SUN | 14.8 |  | 39175 |  |  | 0 |  |  |  | 0
2020 | AZ | Black Mountain Generating Station | 56482 | AZNM | WECC Southwest | NG | 121 |  | 165574 | 1687855.5 | 6.1779 | 0.074624 | 0.0073204 | EPA/NEI | 1687855.5 | 6.1779
2020 | AZ | Black Mountain Solar LLC | 58042 | AZNM | WECC Southwest | SUN | 9 |  | 20535 |  |  | 0 |  |  |  | 0
2020 | AZ | Bonnybrooke PV | 60413 | AZNM | WECC Southwest | SUN | 50 |  | 140880 |  |  | 0 |  |  |  | 0
2020 | AZ | Broadway 2 - Tucson Phase II | 64580 | AZNM | WECC Southwest | SUN | 3 |  | 7104 |  |  | 0 |  |  |  | 0
2020 | AZ | Buckeye Generation Center, LLC | 59471 | AZNM | WECC Southwest | NG | 652.2
2020 | AZ | Buckeye Union HS District 201 | 58037 | AZNM | WECC Southwest | SUN | 3.3 |  | 7408 |  |  | 0 |  |  |  | 0
2020 | AZ | Canyon Del Oro High School Solar | 60685 | AZNM | WECC Southwest | SUN | 1.5 |  | 2732 |  |  | 0 |  |  |  | 0
2020 | AZ | Central Line Solar, LLC | 64566 | AZNM | WECC Southwest | SUN | 100
2020 | AZ | Childs | 112 | AZNM | WECC Southwest | WAT | 5.4
2020 | AZ | Chino Solar Valley | 57560 | AZNM | WECC Southwest | SUN | 19 |  | 48972 |  |  | 0 |  |  |  | 0
2020 | AZ | Cholla | 113 | AZNM | WECC Southwest | SUB | 1128.8 |  | 3149999 | 40707844 | 197.096 | 0.12514 | 0.0096834 | EPA/NEI | 40707844 | 197.096
2020 | AZ | Cogeneration 1 | 56229 | AZNM | WECC Southwest | NG | 9 | 0.43628 | 56413.26 | 291888.01 | 0.061588 | 0.0021835 | 0.000422 | Estimated using an emission factor | 669037.812 | 0.14117
2020 | AZ | Cogeneration 2 | 59233 | AZNM | WECC Southwest | NG | 6 | 0.39054 | 40300.59 | 207229.646 | 0.043725 | 0.00217 | 0.000422 | Estimated using an emission factor | 530628.688 | 0.11196
2020 | AZ | Cogenra - TEP | 58832 | AZNM | WECC Southwest | SUN | 1 |  | 1745 |  |  | 0 |  |  |  | 0
2020 | AZ | Concord Blue Eagar, LLC | 60374 | AZNM | WECC Southwest | OBG | 1.2
2020 | AZ | Coolidge Generating Station | 56948 | AZNM | WECC Southwest | NG | 726 |  | 499566 | 5214119.719 | 6.6 | 0.026423 | 0.0025316 | EPA/NEI | 5214119.719 | 6.6
2020 | AZ | Copper Crossing Energy Center | 58413 | AZNM | WECC Southwest | NG | 1678
2020 | AZ | Coronado Generating Station | 6177 | AZNM | WECC Southwest | RC | 821.8 |  | 2595924 | 32998176 | 466.2607 | 0.35923 | 0.02826 | EPA/NEI | 32998176 | 466.2607
2020 | AZ | Cotton Center Solar Hybrid | 57561 | AZNM | WECC Southwest | SUN | 34 |  | 39081 |  |  | 0 |  |  |  | 0
2020 | AZ | Crosscut | 143 | AZNM | WECC Southwest |  | 33
2020 | AZ | Davis Dam | 152 | AZNM | WECC Southwest | WAT | 254.8 |  | 1074788.001 |  |  | 0 |  |  |  | 0
2020 | AZ | Davis Monthan AFB (AZ) West Airfield | 59779 | AZNM | WECC Southwest | SUN | 12.6 |  | 31244 |  |  | 0 |  |  |  | 0
2020 | AZ | De Moss Petrie Generating Station | 124 | AZNM | WECC Southwest | NG | 85 |  | 1260 | 21859.562 | 0.084811 | 0.13462 | 0.0077596 | NEI avg EF - PM, fuel type, firing type | 21859.562 | 0.084811
2020 | AZ | Desert Basin Generating Station | 55129 | AZNM | WECC Southwest | NG | 646.1 |  | 1801698 | 14023585 | 43.3418 | 0.048112 | 0.0061813 | NEI avg EF - PM, fuel type, firing type | 14023585 | 43.3418
2020 | AZ | Desert Star Hybrid | 59444 | AZNM | WECC Southwest | SUN | 20 |  | 32431 |  |  | 0 |  |  |  | 0
2020 | AZ | Dolan Springs | 57920 | AZNM | WECC Southwest | WND | 300
2020 | AZ | Douglas | 114 | AZNM | WECC Southwest | DFO | 26.1 |  | 23 | 831 | 0.0074971 | 0.65193 | 0.018044 | NEI avg EF - PM, fuel type, firing type | 831 | 0.0074971
2020 | AZ | Dry Lake Solar | 57922 | AZNM | WECC Southwest | SUN | 50
2020 | AZ | Dry Lake Wind LLC | 57098 | AZNM | WECC Southwest | WND | 63 |  | 111125 |  |  | 0 |  |  |  | 0
2020 | AZ | East Line Solar | 62899 | AZNM | WECC Southwest | SUN | 100 |  | 0
2020 | AZ | El Sol BESS | 62964 | AZNM | WECC Southwest | MWH | 50
2020 | AZ | Estrella Mountain PV | 60230 | AZNM | WECC Southwest | SUN | 1.8 |  | 3966 |  |  | 0 |  |  |  | 0
2020 | AZ | FirstEnergy | 55711 | AZNM | WECC Southwest | NG | 1080
2020 | AZ | Foothills Solar Plant Hybrid | 57997 | AZNM | WECC Southwest | SUN | 73 |  | 97826 |  |  | 0 |  |  |  | 0
2020 | AZ | Fort Huachuca Solar PV Project | 58972 | AZNM | WECC Southwest | SUN | 17.7 |  | 39966 |  |  | 0 |  |  |  | 0
2020 | AZ | FRB Solar Farm | 57930 | AZNM | WECC Southwest | SUN | 1.9 |  | 39 |  |  | 0 |  |  |  | 0
2020 | AZ | Gato Montes Solar, LLC | 58842 | AZNM | WECC Southwest | SUN | 5 |  | 8421 |  |  | 0 |  |  |  | 0
2020 | AZ | Gila Bend Hybrid | 59020 | AZNM | WECC Southwest | SUN | 68 |  | 72430 |  |  | 0 |  |  |  | 0
2020 | AZ | Gila Bend Power Generation Station | 55507 | AZNM | WECC Southwest | NG | 900
2020 | AZ | Gila River Power Block 2 | 60768 | AZNM | WECC Southwest | NG | 619 |  | 2712345 | 20068033.719 | 59.4153 | 0.043811 | 0.0059214 | EPA/NEI; Estimated using an emission factor | 20068033.719 | 59.4153
2020 | AZ | Gila River Power Station | 55306 | AZNM | WECC Southwest | NG | 1857 |  | 8487498 | 82759782 | 122.4875 | 0.028863 | 0.0029601 | EPA/NEI | 82759782 | 122.4875
2020 | AZ | Gilbert Solar Facility I, LLC | 58543 | AZNM | WECC Southwest | SUN | 2 |  | 2979 |  |  | 0 |  |  |  | 0
2020 | AZ | Glen Canyon Dam | 153 | RMPA | WECC Rockies | WAT | 1312 |  | 3598780.003 |  |  | 0 |  |  |  | 0
2020 | AZ | Glendale Energy Power Plant | 57829 | AZNM | WECC Southwest | LFG | 2.8
2020 | AZ | Gray Hawk Solar | 61272 | AZNM | WECC Southwest | SUN | 55 |  | 147468 |  |  | 0 |  |  |  | 0
2020 | AZ | Griffith Energy Project | 55124 | AZNM | WECC Southwest | NG | 655 |  | 2368014 | 17111808 | 33.482 | 0.028279 | 0.0039133 | EPA/NEI | 17111808 | 33.482
2020 | AZ | Headgate Rock | 7179 | AZNM | WECC Southwest | WAT | 19.5 |  | 75555 |  |  | 0 |  |  |  | 0
2020 | AZ | Hoover Dam (AZ) | 8902 | AZNM | WECC Southwest | WAT | 1039.4 |  | 1582003.003 |  |  | 0 |  |  |  | 0
2020 | AZ | Horse Mesa | 145 | AZNM | WECC Southwest | WAT | 129.5 |  | 52033.001 |  |  | 0 |  |  |  | 0
2020 | AZ | Hyder II Hybrid | 58383 | AZNM | WECC Southwest | SUN | 28 |  | 39228 |  |  | 0 |  |  |  | 0
2020 | AZ | Hyder Solar Hybrid | 57563 | AZNM | WECC Southwest | SUN | 38 |  | 36347 |  |  | 0 |  |  |  | 0
2020 | AZ | Intel - Ocotillo Campus Solar | 60822 | AZNM | WECC Southwest | SUN | 4.2 |  | 5457 |  |  | 0 |  |  |  | 0
2020 | AZ | IRC Generator Facility | 56899 | NWPP | WECC Northwest | DFO | 3 |  | 0
2020 | AZ | Iron Horse Battery Storage Hybrid | 60996 | AZNM | WECC Southwest | SUN | 12 |  | 3063 | 0 |  | 0 |  |  | 0 | 0
2020 | AZ | Irving | 115 | AZNM | WECC Southwest | WAT | 1.6
2020 | AZ | Irvington Generating Station | 126 | AZNM | WECC Southwest | NG | 746.5 | 0.96846 | 1463471 | 10264789.499 | 40.452 | 0.055282 | 0.0078817 | EPA/NEI; Estimated using an emission factor | 10599106.5 | 41.7695
2020 | AZ | Jacobson 5 MW Solar | 60603 | AZNM | WECC Southwest | SUN | 4.4 |  | 8742 |  |  | 0 |  |  |  | 0
2020 | AZ | Jewish Community Center PV | 58292 | AZNM | WECC Southwest | SUN | 1.1 |  | 2158 |  |  | 0 |  |  |  | 0
2020 | AZ | Kayenta Solar Project | 61268 | NWPP | WECC Northwest | SUN | 55.3 |  | 128658 |  |  | 0 |  |  |  | 0
2020 | AZ | Kingman 1 | 57775 | AZNM | WECC Southwest | WND | 10.5 |  | 27725 |  |  | 0 |  |  |  | 0
2020 | AZ | Kyrene Generating Station | 147 | AZNM | WECC Southwest | NG | 573.7 |  | 1660889 | 11461684 | 35.4239 | 0.042657 | 0.0061813 | NEI avg EF - PM, fuel type, firing type | 11461684 | 35.4239
2020 | AZ | La Paz Solar Tower | 58652 | AZNM | WECC Southwest | SUN | 200
2020 | AZ | La Senita | 57556 | AZNM | WECC Southwest | SUN | 1 |  | 1806 |  |  | 0 |  |  |  | 0
2020 | AZ | Lake Pleasant WTP | 58539 | AZNM | WECC Southwest | SUN | 6.5 |  | 14996 |  |  | 0 |  |  |  | 0
2020 | AZ | Luke Solar | 57324 | AZNM | WECC Southwest | SUN | 15 |  | 32265 |  |  | 0 |  |  |  | 0
2020 | AZ | Macys Goodyear | 57673 | AZNM | WECC Southwest | SUN | 3.5 |  | 4933 |  |  | 0 |  |  |  | 0
2020 | AZ | Mesa Carport PV | 64404 | AZNM | WECC Southwest | SUN | 4.6 |  | 417 |  |  | 0 |  |  |  | 0
2020 | AZ | Mesa Solar Array | 58466 | AZNM | WECC Southwest | SUN | 4
2020 | AZ | Mesquite Generating Station | 55481 | AZNM | WECC Southwest | NG | 1383.2 |  | 7276336 | 52649422 | 110.549 | 0.030386 | 0.0041994 | EPA/NEI | 52649422 | 110.549
2020 | AZ | Mesquite Solar 1 | 57707 | CAMX | WECC California | SUN | 170 |  | 416982.003 |  |  | 0 |  |  |  | 0
2020 | AZ | Mesquite Solar 2, LLC | 60307 | CAMX | WECC California | SUN | 100 |  | 263700 |  |  | 0 |  |  |  | 0
2020 | AZ | Mesquite Solar 3, LLC | 60308 | CAMX | WECC California | SUN | 150 |  | 453151 |  |  | 0 |  |  |  | 0
2020 | AZ | Mohave County Wind Farm | 63114 | AZNM | WECC Southwest | WND | 350 |  | 111279 |  |  | 0 |  |  |  | 0
2020 | AZ | Mohave Electric at Fort Mohave | 59819 | AZNM | WECC Southwest | SUN | 4.4 |  | 10098 |  |  | 0 |  |  |  | 0
2020 | AZ | Mohave Electric Cooperative at Joy Lane | 63554 | AZNM | WECC Southwest | SUN | 10 |  | 30930 |  |  | 0 |  |  |  | 0
2020 | AZ | Mormon Flat | 148 | AZNM | WECC Southwest | WAT | 63.5 |  | 28888 |  |  | 0 |  |  |  | 0
2020 | AZ | Navajo | 4941 | AZNM | WECC Southwest | BIT | 2409.3
2020 | AZ | New Harquahala Generating Company | 55372 | AZNM | WECC Southwest | NG | 1325.1 |  | 0
2020 | AZ | North Loop | 6088 | AZNM | WECC Southwest | NG | 107.8 |  | 873.999 | 16996 | 0.008449 | 0.019334 | 0.00099423 | NEI avg EF - PM, fuel type, firing type | 16996 | 0.008449
2020 | AZ | Northwest Regional | 57403 | AZNM | WECC Southwest | LFG | 3.2 |  | 21628 | 238191 | 1.7507 | 0.16189 | 0.0147 | Estimated using an emission factor | 238191 | 1.7507
2020 | AZ | Novo BioPower Plant | 56616 | AZNM | WECC Southwest | WDS | 27.2 |  | 201348 | 3327379.75 | 31.1093 | 0.30901 | 0.018699 | NEI avg EF - PM, fuel type | 3327379.75 | 31.1093
2020 | AZ | Ocotillo Power Plant | 116 | AZNM | WECC Southwest | NG | 1143.5 |  | 740914 | 6998882.938 | 27.1544 | 0.0733 | 0.0077596 | EPA/NEI; Estimated using an emission factor | 6998882.938 | 27.1544
2020 | AZ | OE_AZ1 | 63349 | AZNM | WECC Southwest | SUN | 32.5 |  | 82470 |  |  | 0 |  |  |  | 0
2020 | AZ | Palo Verde | 6008 | AZNM | WECC Southwest | NUC | 4209.6 |  | 31552433.001 |  |  | 0 |  |  |  | 0
2020 | AZ | Paloma Solar Hybrid | 57562 | AZNM | WECC Southwest | SUN | 34.6 |  | 39185 |  |  | 0 |  |  |  | 0
2020 | AZ | Paradise Valley H.S. PV | 58293 | AZNM | WECC Southwest | SUN | 1.3 |  | 2600 |  |  | 0 |  |  |  | 0
2020 | AZ | Perrin Ranch Wind LLC | 58155 | AZNM | WECC Southwest | WND | 99.2 |  | 212188 |  |  | 0 |  |  |  | 0
2020 | AZ | Phoenix Airport East Economy Lot | 58708 | AZNM | WECC Southwest | SUN | 1.1 |  | 1968 |  |  | 0 |  |  |  | 0
2020 | AZ | Phoenix Airport Rental Car Center | 58709 | AZNM | WECC Southwest | SUN | 1.6 |  | 5967 |  |  | 0 |  |  |  | 0
2020 | AZ | Picture Rocks Solar, LLC | 58486 | AZNM | WECC Southwest | SUN | 20 |  | 52863 |  |  | 0 |  |  |  | 0
2020 | AZ | Pima Community College | 62075 | AZNM | WECC Southwest | SUN | 1.1 |  | 1192 |  |  | 0 |  |  |  | 0
2020 | AZ | Pima Community College - East Campus | 61104 | AZNM | WECC Southwest | SUN | 1.3 |  | 2885 |  |  | 0 |  |  |  | 0
2020 | AZ | Pima Community College NW | 63531 | AZNM | WECC Southwest | SUN | 1.3 |  | 3137 |  |  | 0 |  |  |  | 0
2020 | AZ | Pima Energy Storage System | 61197 | AZNM | WECC Southwest | MWH | 10 |  | -253 | 0 |  | 0 |  |  | 0 | 0
2020 | AZ | Pinal Central Energy Center Hybrid | 61678 | AZNM | WECC Southwest | SUN | 30 |  | 60998 | 0 |  | 0 |  |  | 0 | 0
2020 | AZ | Poseidon Solar, LLC | 57318 | AZNM | WECC Southwest | SUN | 20 |  | 52891 |  |  | 0 |  |  |  | 0
2020 | AZ | Poseidon Wind, LLC | 57379 | AZNM | WECC Southwest | WND | 65.1 |  | 114148 |  |  | 0 |  |  |  | 0
2020 | AZ | Prairie Fire | 58171 | AZNM | WECC Southwest | SUN | 4.5 |  | 9043 |  |  | 0 |  |  |  | 0
2020 | AZ | Prescott Airport | 56228 | AZNM | WECC Southwest | SUN | 10 |  | 5374 |  |  | 0 |  |  |  | 0
2020 | AZ | Prescott Solar Plant | 58147 | AZNM | WECC Southwest | SUN | 10.8 |  | 24953 |  |  | 0 |  |  |  | 0
2020 | AZ | Punkin Center Battery Storage | 61913 | AZNM | WECC Southwest | MWH | 2 |  | 0
2020 | AZ | Queen Creek Solar Farm | 57883 | AZNM | WECC Southwest | SUN | 19 |  | 47434 |  |  | 0 |  |  |  | 0
2020 | AZ | RE Ajo 1 LLC | 57795 | AZNM | WECC Southwest | SUN | 4.5 |  | 8475 |  |  | 0 |  |  |  | 0
2020 | AZ | RE Bagdad Solar I LLC | 57790 | AZNM | WECC Southwest | SUN | 14.9 |  | 31453 |  |  | 0 |  |  |  | 0
2020 | AZ | RE Gillespie 1 LLC | 58501 | AZNM | WECC Southwest | SUN | 15 |  | 40336 |  |  | 0 |  |  |  | 0
2020 | AZ | Red Antelope Solar & Energy Storage Farm | 64208 | AZNM | WECC Southwest |  | 1000
2020 | AZ | Red Horse 2 | 58833 | AZNM | WECC Southwest | SUN | 81 |  | 226232 |  |  | 0 |  |  |  | 0
2020 | AZ | Red Horse III | 60285 | AZNM | WECC Southwest | SUN | 30 |  | 77081 |  |  | 0 |  |  |  | 0
2020 | AZ | Red Rock | 60467 | AZNM | WECC Southwest | SUN | 40 |  | 115596 |  |  | 0 |  |  |  | 0
2020 | AZ | Redhawk Generating Facility | 55455 | AZNM | WECC Southwest | NG | 1140.3 |  | 5568848 | 38889980 | 87.5996 | 0.031461 | 0.004505 | EPA/NEI | 38889980 | 87.5996
2020 | AZ | Rio Rico Solar | 59044 | AZNM | WECC Southwest | SUN | 6 |  | 11915 |  |  | 0 |  |  |  | 0
2020 | AZ | Roger Road WWTP | 57524 | AZNM | WECC Southwest | SUN | 1.1 |  | 696 |  |  | 0 |  |  |  | 0
2020 | AZ | Roosevelt | 149 | AZNM | WECC Southwest | WAT | 36 |  | 63383 |  |  | 0 |  |  |  | 0
2020 | AZ | Saddle Mountain Solar I | 58213 | AZNM | WECC Southwest | SUN | 15 |  | 35003 |  |  | 0 |  |  |  | 0
2020 | AZ | Saint Solar | 63476 | AZNM | WECC Southwest | SUN | 100
2020 | AZ | Sandstone Solar | 59634 | AZNM | WECC Southwest | SUN | 45 |  | 125311 |  |  | 0 |  |  |  | 0
2020 | AZ | Santan | 8068 | AZNM | WECC Southwest | NG | 1326 |  | 6014182 | 34689678 | 45.953 | 0.015282 | 0.0026494 | EPA/NEI | 34689678 | 45.953
2020 | AZ | Solana Generating Station | 56812 | AZNM | WECC Southwest | SUN | 280 |  | 775704 |  |  | 0 |  |  |  | 0
2020 | AZ | South Consolidated | 100 | AZNM | WECC Southwest | WAT | 1.4 |  | 1433 |  |  | 0 |  |  |  | 0
2020 | AZ | South Point Energy Center, LLC | 55177 | AZNM | WECC Southwest | NG | 708 |  | 3058293 | 23297819 | 72.0051 | 0.047088 | 0.0061813 | NEI avg EF - PM, fuel type, firing type | 23297819 | 72.0051
2020 | AZ | Springerville Generating Station | 8223 | AZNM | WECC Southwest | SUB | 2179.2 |  | 7556119.999 | 83732539 | 276.9802 | 0.073313 | 0.0066158 | EPA/NEI; Estimated using an emission factor | 83732539 | 276.9802
2020 | AZ | Stewart Mountain | 150 | AZNM | WECC Southwest | WAT | 13 |  | 20340 |  |  | 0 |  |  |  | 0
2020 | AZ | Sulphur Springs | 60381 | AZNM | WECC Southwest | SUN | 20 |  | 54201 |  |  | 0 |  |  |  | 0
2020 | AZ | Sun Streams 2 | 63440 | CAMX | WECC California | SUN | 150
2020 | AZ | Sun Streams, LLC | 60827 | CAMX | WECC California | SUN | 160 |  | 390052 |  |  | 0 |  |  |  | 0
2020 | AZ | Sundance Power Plant | 55522 | AZNM | WECC Southwest | NG | 695 |  | 421584.002 | 4685144.25 | 14.055 | 0.066677 | 0.0059998 | EPA/NEI | 4685144.25 | 14.055
2020 | AZ | T0588 Phoenix - AZ | 61199 | AZNM | WECC Southwest | SUN | 1.2 |  | 2766 |  |  | 0 |  |  |  | 0
2020 | AZ | TAA Solar Facility | 57391 | AZNM | WECC Southwest | SUN | 2.8
2020 | AZ | Tech Park Solar | 59455 | AZNM | WECC Southwest | SUN | 5 |  | 12736 |  |  | 0 |  |  |  | 0
2020 | AZ | Tri Cities | 7998 | AZNM | WECC Southwest | LFG | 5
2020 | AZ | UASTP I | 57392 | AZNM | WECC Southwest | SUN | 1.2 |  | 2584 |  |  | 0 |  |  |  | 0
2020 | AZ | Union HS at Casa Grande | 58516 | AZNM | WECC Southwest | SUN | 1.6 |  | 3274 |  |  | 0 |  |  |  | 0
2020 | AZ | University of Arizona - Biosphere 2 | 54594 | AZNM | WECC Southwest | NG | 3.1 |  | 42 | 1136 | 0.085324 | 4.063 | 0.15022 | Estimated using an emission factor | 1136 | 0.085324
2020 | AZ | Valencia | 6515 | AZNM | WECC Southwest | NG | 108 |  | 8212.001 | 88671 | 0.04408 | 0.010735 | 0.00099423 | NEI avg EF - PM, fuel type, firing type | 88671 | 0.04408
2020 | AZ | Valencia Solar | 59454 | AZNM | WECC Southwest | SUN | 10 |  | 26781 |  |  | 0 |  |  |  | 0
2020 | AZ | Vista Grande HS at Casa Grande | 58517 | AZNM | WECC Southwest | SUN | 1.8 |  | 3135 |  |  | 0 |  |  |  | 0
2020 | AZ | Waddell | 7164 | AZNM | WECC Southwest | WAT | 40 |  | -11352 |  |  | 0 |  |  |  | 0
2020 | AZ | Walmart Casa Grande | 57939 | AZNM | WECC Southwest | SUN | 2 |  | 2159 |  |  | 0 |  |  |  | 0
2020 | AZ | Western Renewable Energy | 56358 | AZNM | WECC Southwest | WDS | 3
2020 | AZ | White Wing Solar | 60572 | CAMX | WECC California | SUN | 200
2020 | AZ | Wilmot Energy Center LLC | 64426 | AZNM | WECC Southwest |  | 130
2020 | AZ | Yucca Power Plant | 120 | AZNM | WECC Southwest | NG | 425 |  | 416760 | 4890130.562 | 15.3112 | 0.073477 | 0.0062621 | EPA/NEI | 4890130.562 | 15.3112
2020 | AZ | Yuma Cogeneration Associates | 54694 | AZNM | WECC Southwest | NG | 62.6 | 0.76516 | 108528 | 796838.539 | 2.6296 | 0.048459 | 0.0066 | EPA/NEI | 1041395.125 | 3.4366
2020 | CA | 1420 Coil Av #C | 57310 | CAMX | WECC California | SUN | 1.3 |  | 1713 |  |  | 0 |  |  |  | 0
2020 | CA | 2081 Terzian Solar Project | 58918 | CAMX | WECC California | SUN | 1.2 |  | 2406 |  |  | 0 |  |  |  | 0
2020 | CA | 2097 Helton Solar Project | 58920 | CAMX | WECC California | SUN | 1.5 |  | 3647 |  |  | 0 |  |  |  | 0
2020 | CA | 2127 Harris Solar Project | 58919 | CAMX | WECC California | SUN | 1.3 |  | 2371 |  |  | 0 |  |  |  | 0
2020 | CA | 2555 E Olympic Bl | 57871 | CAMX | WECC California | SUN | 1
2020 | CA | 85 A | 52162 | CAMX | WECC California | WND | 14.1 |  | 0
2020 | CA | 85 B | 52163 | CAMX | WECC California | WND | 21.2 |  | 0
2020 | CA | A G Wishon | 293 | CAMX | WECC California | WAT | 12.8 |  | 31637 |  |  | 0 |  |  |  | 0
2020 | CA | ABEC #2 dba West-Star Dairy | 61501 | CAMX | WECC California | OBG | 1 |  | 8384 | 132080 | 0.97079 | 0.23158 | 0.0147 | Estimated using an emission factor | 132080 | 0.97079
2020 | CA | ABEC #3 dba Lakeview Dairy | 61502 | CAMX | WECC California | OBG | 1 |  | 6689 | 90233 | 0.66321 | 0.1983 | 0.0147 | Estimated using an emission factor | 90233 | 0.66321
2020 | CA | ABEC #4 dba CE&S Dairy | 61503 | CAMX | WECC California | OBG | 1 |  | 7529 | 107140 | 0.78748 | 0.20919 | 0.0147 | Estimated using an emission factor | 107140 | 0.78748
2020 | CA | ABEC Bidart-Old River LLC | 58699 | CAMX | WECC California | OBG | 2 |  | 13860 | 203501 | 1.4957 | 0.21583 | 0.0147 | Estimated using an emission factor | 203501 | 1.4957
2020 | CA | Acorn I Energy Storage LLC | 62874 | CAMX | WECC California | MWH | 2
2020 | CA | Adelanto Solar II, LLC | 59440 | CAMX | WECC California | SUN | 7 |  | 16405 |  |  | 0 |  |  |  | 0
2020 | CA | Adelanto Solar Project | 57305 | CAMX | WECC California | SUN | 10 |  | 12311 |  |  | 0 |  |  |  | 0
2020 | CA | Adelanto Solar, LLC | 59441 | CAMX | WECC California | SUN | 20 |  | 54458 |  |  | 0 |  |  |  | 0
2020 | CA | Adera Solar | 60027 | CAMX | WECC California | SUN | 20 |  | 36917 |  |  | 0 |  |  |  | 0
2020 | CA | Adobe San Jose | 57811 | CAMX | WECC California | NG | 1.2 |  | 5175 |  | 0 | 0 |  | Estimated using an emission factor |  | 0
2020 | CA | Adobe Solar | 57651 | CAMX | WECC California | SUN | 20 |  | 45000 |  |  | 0 |  |  |  | 0
2020 | CA | AEC- Santa Rosa Solar | 64819 | CAMX | WECC California | SUN | 0.9
2020 | CA | Aera San Ardo Cogen Facility | 55184 | CAMX | WECC California | NG | 6.2 | 0.32573 | 26078 | 148069.882 | 0.073608 | 0.0056452 | 0.00099423 | NEI avg EF - PM, fuel type, firing type | 454574 | 0.22598
2020 | CA | Aera South Belridge Cogen Facility | 55185 | CAMX | WECC California | NG | 9
2020 | CA | Aerojet I | 57697 | CAMX | WECC California | SUN | 3 |  | 5725 |  |  | 0 |  |  |  | 0
2020 | CA | Aerojet II | 57698 | CAMX | WECC California | SUN | 2.7 |  | 3752 |  |  | 0 |  |  |  | 0
2020 | CA | Aerolease | 61718 | CAMX | WECC California | SUN | 1.5 |  | 1909 |  |  | 0 |  |  |  | 0
2020 | CA | AES Alamitos | 315 | CAMX | WECC California | NG | 2055 |  | 544278 | 15163912.875 | 51.6766 | 0.18989 | 0.0068157 | EPA/NEI; Estimated using an emission factor | 15163912.875 | 51.6766
2020 | CA | AES Alamitos Energy Center | 62115 | CAMX | WECC California | NG | 678 |  | 1233825 | 8760425.5 | 27.0753 | 0.043888 | 0.0061813 | EPA/NEI; Estimated using an emission factor | 8760425.5 | 27.0753
2020 | CA | AES ES ALAMITOS, LLC | 61204 | CAMX | WECC California | MWH | 100
2020 | CA | AES Huntington Beach | 335 | CAMX | WECC California | NG | 1021 |  | 107419 | 9458494.375 | 30.0188 | 0.55891 | 0.0063475 | NEI avg EF - PM, fuel type, firing type | 9458494.375 | 30.0188
2020 | CA | AES Huntington Beach Energy Project | 62116 | CAMX | WECC California | NG | 699.2 |  | 1285167 | 9242756.5 | 28.566 | 0.044455 | 0.0061813 | EPA/NEI; Estimated using an emission factor | 9242756.5 | 28.566
2020 | CA | AES Redondo Beach | 356 | CAMX | WECC California | NG | 1316.4 |  | 307081 | 4445420.625 | 2.87 | 0.018692 | 0.0012912 | EPA/NEI | 4445420.625 | 2.87
2020 | CA | Agnews Power Plant | 50748 | CAMX | WECC California | NG | 32 |  | 13225 | 123638.484 | 0.38212 | 0.057788 | 0.0061813 | EPA/NEI; Estimated using an emission factor | 123638.484 | 0.38212
2020 | CA | AGT000 Stevens Creek Fuel Cell | 63699 | CAMX | WECC California | NG | 2.2 |  | 17777 |  | 0 | 0 |  | Estimated using an emission factor |  | 0
2020 | CA | Agua Mansa Power | 55951 | CAMX | WECC California | NG | 60.5 |  | 14492 | 162191.328 | 0.62927 | 0.086844 | 0.0077596 | NEI avg EF - PM, fuel type, firing type | 162191.328 | 0.62927
2020 | CA | Aidlin Geothermal Power Plant | 52158 | CAMX | WECC California | GEO | 25 |  | 105059 |  |  | 0 |  |  |  | 0
2020 | CA | Alameda | 7450 | CAMX | WECC California | NG | 54.8 |  | 7632 | 129290 | 0.064272 | 0.016843 | 0.00099423 | NEI avg EF - PM, fuel type, firing type | 129290 | 0.064272
2020 | CA | Alamo | 905 | CAMX | WECC California | WAT | 19.6 |  | 41321 |  |  | 0 |  |  |  | 0
2020 | CA | Alamo Solar | 59469 | CAMX | WECC California | SUN | 20 |  | 41569 |  |  | 0 |  |  |  | 0
2020 | CA | Algonquin Power Sanger | 57564 | CAMX | WECC California | NG | 74 | 1 | 72771 | 536778.5 | 3.5978 | 0.09888 | 0.013405 | EPA/NEI | 536778.5 | 3.5978
2020 | CA | Algonquin SKIC 10 Solar, LLC | 60242 | CAMX | WECC California | SUN | 10 | 1 | 18092 |  |  | 0 |  |  |  | 0
2020 | CA | Algonquin SKIC20 Solar LLC | 59412 | CAMX | WECC California | SUN | 20 |  | 46430 |  |  | 0 |  |  |  | 0
2020 | CA | Allergan | 63609 | CAMX | WECC California | MWH | 1.5 |  | -114 | 0 |  | 0 |  |  | 0 | 0
2020 | CA | Almond | 62546 | CAMX | WECC California | SUN | 19.9
2020 | CA | Almond Power Plant | 7315 | CAMX | WECC California | NG | 223.5 |  | 248457 | 2568416.281 | 5.8605 | 0.047176 | 0.0045635 | EPA/NEI | 2568416.281 | 5.8605
2020 | CA | Alpaugh 50 | 58003 | CAMX | WECC California | SUN | 50 |  | 130092 |  |  | 0 |  |  |  | 0
2020 | CA | Alpaugh North | 58002 | CAMX | WECC California | SUN | 20 |  | 45018 |  |  | 0 |  |  |  | 0
2020 | CA | Alpine Solar | 57295 | CAMX | WECC California | SUN | 132 |  | 155997 |  |  | 0 |  |  |  | 0
2020 | CA | Alta Mesa Project Phase IV | 55352 | CAMX | WECC California | WND | 40
2020 | CA | Alta Mesa Repower LLC | 54650 | CAMX | WECC California | WND | 18.7 |  | 0
2020 | CA | Alta Powerhouse | 214 | CAMX | WECC California | WAT | 2 |  | 2436 |  |  | 0 |  |  |  | 0
2020 | CA | Alta Wind Energy Center I | 57282 | CAMX | WECC California | WND | 150 |  | 376853 |  |  | 0 |  |  |  | 0
2020 | CA | Alta Wind Energy Center II | 57291 | CAMX | WECC California | WND | 150 |  | 322844 |  |  | 0 |  |  |  | 0
2020 | CA | Alta Wind Energy Center III | 57292 | CAMX | WECC California | WND | 150 |  | 332322 |  |  | 0 |  |  |  | 0
2020 | CA | Alta Wind Energy Center IV | 57293 | CAMX | WECC California | WND | 102 |  | 161959 |  |  | 0 |  |  |  | 0
2020 | CA | Alta Wind Energy Center V | 57294 | CAMX | WECC California | WND | 168 |  | 256249 |  |  | 0 |  |  |  | 0
2020 | CA | Alta Wind VIII | 57835 | CAMX | WECC California | WND | 150 |  | 214170 |  |  | 0 |  |  |  | 0
2020 | CA | Alta Wind X | 58394 | CAMX | WECC California | WND | 138 |  | 347345 |  |  | 0 |  |  |  | 0
2020 | CA | Alta Wind XI | 58395 | CAMX | WECC California | WND | 90 |  | 214818 |  |  | 0 |  |  |  | 0
2020 | CA | AltaGas Ripon Energy Inc. | 50299 | CAMX | WECC California | NG | 49.5 | 1 | 6901 | 71306 | 0.035447 | 0.010273 | 0.00099423 | NEI avg EF - PM, fuel type, firing type | 71306 | 0.035447
2020 | CA | Altamont Gas Recovery | 50571 | CAMX | WECC California | LFG | 8.6 |  | 38079 | 721210 | 7.7891 | 0.4091 | 0.0216 | EPA/NEI; Estimated using an emission factor | 721210 | 7.7891
2020 | CA | Altamont Midway Ltd | 50001 | CAMX | WECC California | WND | 10.9
2020 | CA | Altech III | 50485 | CAMX | WECC California | WND | 25.1 |  | 0
2020 | CA | Alticor Inc - Solar Project | 63303 | CAMX | WECC California | SUN | 1.2 |  | 1865 |  |  | 0 |  |  |  | 0
2020 | CA | Alvarado Hydro Facility | 54242 | CAMX | WECC California | WAT | 3.5
2020 | CA | Amazon - Moreno Valley | 63740 | CAMX | WECC California | SUN | 2.2
2020 | CA | Amazon - Patterson PV | 61377 | CAMX | WECC California | SUN | 2.5 |  | 4515 |  |  | 0 |  |  |  | 0
2020 | CA | Amazon - Stockton - Roof (SCK1) - (CA) | 64429 | CAMX | WECC California | SUN | 2.6
2020 | CA | Amazon PSP1 | 64751 | CAMX | WECC California | SUN | 3.8
2020 | CA | Amazon San Bernardino | 59800 | CAMX | WECC California | NG | 1.1 |  | 6139 |  | 0 | 0 |  | Estimated using an emission factor |  | 0
2020 | CA | Amedee Geothermal Venture I | 50964 | CAMX | WECC California | GEO | 3 |  | 0
2020 | CA | Ameresco Butte County | 57771 | CAMX | WECC California | LFG | 2.3 |  | 11200 | 122891 | 0.90325 | 0.16129 | 0.0147 | Estimated using an emission factor | 122891 | 0.90325
2020 | CA | Ameresco Chiquita Canyon | 56898 | CAMX | WECC California | LFG | 9.2 |  | 41662 | 638320 | 6.8939 | 0.33094 | 0.0216 | Estimated using an emission factor | 638320 | 6.8939
2020 | CA | Ameresco Forward | 58437 | CAMX | WECC California | LFG | 4.4 |  | 32603 | 324141 | 2.3824 | 0.14615 | 0.0147 | Estimated using an emission factor | 324141 | 2.3824
2020 | CA | Ameresco Johnson Canyon | 58397 | CAMX | WECC California | LFG | 1.4 |  | 10570 | 113407 | 0.83354 | 0.15772 | 0.0147 | Estimated using an emission factor | 113407 | 0.83354
2020 | CA | Ameresco Keller Canyon | 56897 | CAMX | WECC California | LFG | 3.8 |  | 30040 | 311516 | 2.2896 | 0.15244 | 0.0147 | Estimated using an emission factor | 311516 | 2.2896
2020 | CA | Ameresco Ox Mountain | 56895 | CAMX | WECC California | LFG | 11.4 |  | 80554.002 | 820240.031 | 6.0288 | 0.14968 | 0.0147 | Estimated using an emission factor | 820240.031 | 6.0288
2020 | CA | Ameresco San Joaquin | 58436 | CAMX | WECC California | LFG | 4.4 |  | 29499 | 297277 | 2.185 | 0.14814 | 0.0147 | Estimated using an emission factor | 297277 | 2.185
2020 | CA | Ameresco Santa Cruz Energy | 56428 | CAMX | WECC California | LFG | 3 |  | 17456.001 | 223678.992 | 1.644 | 0.18836 | 0.0147 | Estimated using an emission factor | 223678.992 | 1.644
2020 | CA | Ameresco Vasco Road | 58435 | CAMX | WECC California | LFG | 4.4 |  | 34399 | 348361 | 2.5605 | 0.14887 | 0.0147 | Estimated using an emission factor | 348361 | 2.5605
2020 | CA | American Canyon Solar | 62687 | CAMX | WECC California | SUN | 3 |  | 6654.999 |  |  | 0 |  |  |  | 0
2020 | CA | American Kings Solar, LLC | 60777 | CAMX | WECC California | SUN | 128 |  | 14293 |  |  | 0 |  |  |  | 0
2020 | CA | Ampersand Chowchilla Biomass LLC | 56706 | CAMX | WECC California | WDS | 12.5 |  | 61995 | 1280742.125 | 11.9743 | 0.3863 | 0.018699 | NEI avg EF - PM, fuel type | 1280742.125 | 11.9743
2020 | CA | Anaheim GT | 7693 | CAMX | WECC California | NG | 49.2
2020 | CA | Anaheim Solar Energy Plant | 59416 | CAMX | WECC California | SUN | 2.1 |  | 3230 |  |  | 0 |  |  |  | 0
2020 | CA | Angels | 215 | CAMX | WECC California | WAT | 1.4 |  | 5421 |  |  | 0 |  |  |  | 0
2020 | CA | Anheuser-Busch #2 | 59331 | CAMX | WECC California | WND | 1.6 |  | 3400 |  |  | 0 |  |  |  | 0
2020 | CA | Antelope Big Sky Ranch | 60279 | CAMX | WECC California | SUN | 20 |  | 52104 |  |  | 0 |  |  |  | 0
2020 | CA | Antelope DSR 1 | 60186 | CAMX | WECC California | SUN | 50 |  | 128064 |  |  | 0 |  |  |  | 0
2020 | CA | Antelope DSR 2 | 60187 | CAMX | WECC California | SUN | 5 |  | 13810 |  |  | 0 |  |  |  | 0
2020 | CA | Antelope DSR 3 | 61265 | CAMX | WECC California | SUN | 20 |  | 57062 |  |  | 0 |  |  |  | 0
2020 | CA | Antelope Expansion 1B | 62320 | CAMX | WECC California | SUN | 17
2020 | CA | Antelope Expansion 2 | 61264 | CAMX | WECC California | SUN | 105 |  | 252422 |  |  | 0 |  |  |  | 0
2020 | CA | Antelope Expansion 3A | 62673 | CAMX | WECC California | SUN | 15
2020 | CA | Antelope Expansion 3B | 62674 | CAMX | WECC California | SUN | 5
2020 | CA | AP North Lake I, LP | 59610 | CAMX | WECC California | SUN | 20 |  | 43379 |  |  | 0 |  |  |  | 0
2020 | CA | APP Prune A-D | 62577 | CAMX | WECC California | NG | 4 |  | 20713 |  | 0 | 0 |  | Estimated using an emission factor |  | 0
2020 | CA | Apple Campus 2 Fuel Cell | 59557 | CAMX | WECC California | LFG | 4 |  | 20712 |  | 0 | 0 |  | Estimated using an emission factor |  | 0
2020 | CA | Apple Campus 2 PV | 59473 | CAMX | WECC California | SUN | 14.4 |  | 16107 |  |  | 0 |  |  |  | 0
2020 | CA | Aquamarine | 62547 | CAMX | WECC California | SUN | 250
2020 | CA | Aratina Solar Center 1 Hybrid | 61167 | CAMX | WECC California |  | 250
2020 | CA | Aratina Solar Center 2 | 64215 | CAMX | WECC California |  | 400
2020 | CA | Argus Cogen Plant | 10684 | CAMX | WECC California | RC | 62.5 | 0.11964 | 317012 | 1760368.209 | 10.1277 | 0.063894 | 0.011506 | NEI avg EF - PM, fuel type | 14713751.883 | 84.6503
2020 | CA | Arlington Energy Center II | 64481 | CAMX | WECC California |  | 365
2020 | CA | Arlington Energy Center III | 64564 | CAMX | WECC California |  | 178
2020 | CA | Arrache 4006 | 58445 | CAMX | WECC California | SUN | 2 |  | 2345 |  |  | 0 |  |  |  | 0
2020 | CA | Arrache 4013 | 58446 | CAMX | WECC California | SUN | 1.5 |  | 3490 |  |  | 0 |  |  |  | 0
2020 | CA | Arrache 8083 | 58447 | CAMX | WECC California | SUN | 4 |  | 3684 |  |  | 0 |  |  |  | 0
2020 | CA | Aspiration G | 59737 | CAMX | WECC California | SUN | 9 |  | 21085 |  |  | 0 |  |  |  | 0
2020 | CA | ASTI | 58889 | CAMX | WECC California | SUN | 1 |  | 1423 |  |  | 0 |  |  |  | 0
2020 | CA | AT&T Anaheim | 61154 | CAMX | WECC California | NG | 1.3 |  | 8600 |  | 0 | 0 |  | Estimated using an emission factor |  | 0
2020 | CA | AT&T Holger | 61153 | CAMX | WECC California | NG | 1.3 |  | 8388 |  | 0 | 0 |  | Estimated using an emission factor |  | 0
2020 | CA | Atascadero State Hospital | 64523 | CAMX | WECC California | SUN | 1.1 |  | 0
2020 | CA | Athos Solar Project | 63300 | CAMX | WECC California | SUN | 250
2020 | CA | ATT Kelvin | 62573 | CAMX | WECC California | NG | 1 |  | 7692 |  | 0 | 0 |  | Estimated using an emission factor |  | 0
2020 | CA | ATT North Watney | 63605 | CAMX | WECC California | NG | 2 |  | 8463 |  | 0 | 0 |  | Estimated using an emission factor |  | 0
2020 | CA | ATT Van Nyus | 62574 | CAMX | WECC California | NG | 1 |  | 6871 |  | 0 | 0 |  | Estimated using an emission factor |  | 0
2020 | CA | ATT Ventura Blvd | 63606 | CAMX | WECC California | NG | 1 |  | 8814 |  | 0 | 0 |  | Estimated using an emission factor |  | 0
2020 | CA | Atwell Island | 58366 | CAMX | WECC California | SUN | 20.2 |  | 32813 |  |  | 0 |  |  |  | 0
2020 | CA | Atwell Island West Solar | 59414 | CAMX | WECC California | SUN | 20 |  | 51690 |  |  | 0 |  |  |  | 0
2020 | CA | AV Solar Ranch One | 57378 | CAMX | WECC California | SUN | 253 |  | 570132 |  |  | 0 |  |  |  | 0
2020 | CA | Avenal Park | 57359 | CAMX | WECC California | SUN | 6 |  | 11240 |  |  | 0 |  |  |  | 0
2020 | CA | AVS Lancaster 1 | 60085 | CAMX | WECC California | SUN | 3.7 |  | 7446 |  |  | 0 |  |  |  | 0
2020 | CA | Axium Modesto Solar | 58039 | CAMX | WECC California | SUN | 25 |  | 61170 |  |  | 0 |  |  |  | 0
2020 | CA | Azusa | 6449 | CAMX | WECC California | WAT | 3 |  | 0
2020 | CA | B Braun Medical | 50200 | CAMX | WECC California | NG | 6.1 | 0.34042 | 36294 | 198165.763 | 0.098511 | 0.0054285 | 0.00099423 | NEI avg EF - PM, fuel type, firing type | 582123 | 0.28938
2020 | CA | Badger Creek Limited | 10650 | CAMX | WECC California | NG | 46 | 0.72118 | 18607 | 127446.644 | 0.10399 | 0.011178 | 0.0016319 | EPA/NEI | 176720.125 | 0.1442
2020 | CA | Baker | 63610 | CAMX | WECC California | MWH | 1.2 |  | -116 | 0 |  | 0 |  |  | 0 | 0
2020 | CA | Baker Creek Hydroelectric | 59428 | CAMX | WECC California | WAT | 1.5 |  | 1982 |  |  | 0 |  |  |  | 0
2020 | CA | Bakersfield 111 | 59948 | NWPP | WECC Northwest | SUN | 1.4 |  | 3149 |  |  | 0 |  |  |  | 0
2020 | CA | Bakersfield College Solar 01 | 57655 | CAMX | WECC California | SUN | 1.1 |  | 0
2020 | CA | Bakersfield Industrial PV 1 | 61118 | CAMX | WECC California | SUN | 1 |  | 2246 |  |  | 0 |  |  |  | 0
2020 | CA | Bakersfield PV 1 | 61117 | CAMX | WECC California | SUN | 5.3 |  | 9505 |  |  | 0 |  |  |  | 0
2020 | CA | Balch 1 | 217 | CAMX | WECC California | WAT | 31 |  | 45723 |  |  | 0 |  |  |  | 0
2020 | CA | Balch 2 | 218 | CAMX | WECC California | WAT | 97.2 |  | 251778 |  |  | 0 |  |  |  | 0
2020 | CA | Barre Generating Station | 56474 | CAMX | WECC California | NG | 49.8 |  | 44364 | 444714.812 | 1.7254 | 0.077784 | 0.0077596 | NEI avg EF - PM, fuel type, firing type | 444714.812 | 1.7254
2020 | CA | Bayshore Solar A, LLC | 60481 | CAMX | WECC California | SUN | 20 |  | 52118 |  |  | 0 |  |  |  | 0
2020 | CA | Bayshore Solar B, LLC | 60474 | CAMX | WECC California | SUN | 20 |  | 49642 |  |  | 0 |  |  |  | 0
2020 | CA | Bayshore Solar C, LLC | 60475 | CAMX | WECC California | SUN | 20 |  | 49575 |  |  | 0 |  |  |  | 0
2020 | CA | Beacon BESS 1 | 61431 | CAMX | WECC California | MWH | 20 |  | -798 | 0 |  | 0 |  |  | 0 | 0
2020 | CA | Beacon Solar Plant Site 2 | 59309 | CAMX | WECC California | SUN | 47.3 |  | 124835 |  |  | 0 |  |  |  | 0
2020 | CA | Beacon Solar Plant Site 5 | 59308 | CAMX | WECC California | SUN | 37.8 |  | 100871 |  |  | 0 |  |  |  | 0
2020 | CA | Bear Canyon Power Plant | 10469 | CAMX | WECC California | GEO | 24.4
2020 | CA | Bear Creek | 50156 | CAMX | WECC California | WAT | 3.2 |  | 2 |  |  | 0 |  |  |  | 0
2020 | CA | Bear Creek Solar | 58508 | CAMX | WECC California | SUN | 1.5 |  | 3927 |  |  | 0 |  |  |  | 0
2020 | CA | Bear Mountain Limited | 10649 | CAMX | WECC California | NG | 46 | 0.76516 | 41877 | 304112.933 | 0.030469 | 0.0014551 | 0.00020038 | EPA/NEI | 397448.062 | 0.03982
2020 | CA | Bear Valley | 457 | CAMX | WECC California | WAT | 1.4 |  | 1511 |  |  | 0 |  |  |  | 0
2020 | CA | Bear Valley Power Plant | 56346 | CAMX | WECC California | NG | 8.4 |  | 1295 | 13248.998 | 0.0027955 | 0.0043174 | 0.000422 | Estimated using an emission factor | 13248.998 | 0.0027955
2020 | CA | Beardsley | 414 | CAMX | WECC California | WAT | 10 |  | 36527 |  |  | 0 |  |  |  | 0
2020 | CA | Belden | 219 | CAMX | WECC California | WAT | 117.9 |  | 247400 |  |  | 0 |  |  |  | 0
2020 | CA | Bellefield 2 Solar & Energy Storage Farm | 64209 | CAMX | WECC California |  | 1000
2020 | CA | Bellefield Solar and Energy Storage Farm | 64210 | CAMX | WECC California |  | 1000
2020 | CA | Beringer | 58890 | CAMX | WECC California | SUN | 1.2 |  | 1365 |  |  | 0 |  |  |  | 0
2020 | CA | Berry Cogen | 50170 | CAMX | WECC California | NG | 38.7 | 0.40686 | 279169 | 1515113.547 | 0.75318 | 0.0053959 | 0.00099423 | NEI avg EF - PM, fuel type, firing type | 3723897 | 1.8512
2020 | CA | Berry Cogen Tanne Hills 18 | 50622 | CAMX | WECC California | NG | 17.6 | 0.43799 | 140853 | 773135.905 | 0.38434 | 0.0054573 | 0.00099423 | NEI avg EF - PM, fuel type, firing type | 1765194 | 0.8775
2020 | CA | Berry NMW Cogens | 62176 | CAMX | WECC California | NG | 9.6 |  | 50114 | 843562 | 0.41935 | 0.016736 | 0.00099423 | NEI avg EF - PM, fuel type, firing type | 843562 | 0.41935
2020 | CA | Berry Placerita Cogen | 52096 | CAMX | WECC California | NG | 42.8 | 0.48041 | 299956 | 1646484.209 | 0.81849 | 0.0054574 | 0.00099423 | NEI avg EF - PM, fuel type, firing type | 3427262 | 1.7037
2020 | CA | Bidwell Ditch Project | 10880 | CAMX | WECC California | WAT | 1.8 |  | 11807 |  |  | 0 |  |  |  | 0
2020 | CA | Big Bear | 64418 | CAMX | WECC California | SUN | 5.5 |  | 78 |  |  | 0 |  |  |  | 0
2020 | CA | Big Creek 1 | 317 | CAMX | WECC California | WAT | 88.4 |  | 164443.001 |  |  | 0 |  |  |  | 0
2020 | CA | Big Creek 2 | 318 | CAMX | WECC California | WAT | 66.6 |  | 117367 |  |  | 0 |  |  |  | 0
2020 | CA | Big Creek 2A | 322 | CAMX | WECC California | WAT | 110 |  | 215127 |  |  | 0 |  |  |  | 0
2020 | CA | Big Creek 3 | 319 | CAMX | WECC California | WAT | 174.5 |  | 404913.999 |  |  | 0 |  |  |  | 0
2020 | CA | Big Creek 4 | 320 | CAMX | WECC California | WAT | 100 |  | 215539 |  |  | 0 |  |  |  | 0
2020 | CA | Big Creek 8 | 321 | CAMX | WECC California | WAT | 75 |  | 94636 |  |  | 0 |  |  |  | 0
2020 | CA | Big Creek Water Works | 10282 | CAMX | WECC California | WAT | 5 |  | 2968 |  |  | 0 |  |  |  | 0
2020 | CA | Big Pine Creek | 391 | CAMX | WECC California | WAT | 3.2 |  | 9228 |  |  | 0 |  |  |  | 0
2020 | CA | Big Rock Solar Farm | 64636 | CAMX | WECC California |  | 400
2020 | CA | Big Valley Power LLC | 10288 | CAMX | WECC California | WDS | 9.3
2020 | CA | Biola University Hybrid | 54296 | CAMX | WECC California | NG | 5.5 | 0.43414 | 9731.999 | 50552.12 | 0.010666 | 0.002192 | 0.000422 | EPA/NEI; Estimated using an emission factor | 116442 | 0.024569
2020 | CA | Bio-Rad | 63189 | CAMX | WECC California | SUN | 2.5
2020 | CA | Bishop Creek 2 | 323 | CAMX | WECC California | WAT | 7.3 |  | 28676 |  |  | 0 |  |  |  | 0
2020 | CA | Bishop Creek 3 | 324 | CAMX | WECC California | WAT | 8.4 |  | 28056 |  |  | 0 |  |  |  | 0
2020 | CA | Bishop Creek 4 | 325 | CAMX | WECC California | WAT | 8.2 |  | 42962 |  |  | 0 |  |  |  | 0
2020 | CA | Bishop Creek 5 | 326 | CAMX | WECC California | WAT | 4.5 |  | 13691 |  |  | 0 |  |  |  | 0
2020 | CA | Bishop Creek 6 | 327 | CAMX | WECC California | WAT | 1.6 |  | 10421 |  |  | 0 |  |  |  | 0
2020 | CA | Black Butte | 7229 | CAMX | WECC California | WAT | 6.1 |  | 4479 |  |  | 0 |  |  |  | 0
2020 | CA | Black Rock I | 57477 | CAMX | WECC California | GEO | 70
2020 | CA | Black Rock II | 57478 | CAMX | WECC California | GEO | 70
2020 | CA | Black Rock III | 57479 | CAMX | WECC California | GEO | 70
2020 | CA | Blacksand Generating Facility | 56090 | CAMX | WECC California | PRG | 8 |  | 35985 | 547393.994 | 0.1155 | 0.0064193 | 0.000422 | Estimated using an emission factor | 547393.994 | 0.1155
2020 | CA | Blackwell Solar Park | 59524 | CAMX | WECC California | SUN | 20 |  | 46072 |  |  | 0 |  |  |  | 0
2020 | CA | Blue Lake Power LLC | 10764 | CAMX | WECC California | PG | 13.8 |  | 0 | 0 |  |  |  |  | 0
2020 | CA | Blue Shld Of Cal- El Dorado Hlls Mtr B | 62077 | CAMX | WECC California | SUN | 1.5 |  | 1301 |  |  | 0 |  |  |  | 0
2020 | CA | Blythe Energy | 55295 | CAMX | WECC California | NG | 591 |  | 1884690 | 14184216 | 43.8383 | 0.04652 | 0.0061813 | NEI avg EF - PM, fuel type, firing type | 14184216 | 43.8383
2020 | CA | Blythe Solar 110, LLC | 60093 | CAMX | WECC California | SUN | 172.8 |  | 295392 |  |  | 0 |  |  |  | 0
2020 | CA | Blythe Solar II, LLC | 60092 | CAMX | WECC California | SUN | 246.2 |  | 277444.999 |  |  | 0 |  |  |  | 0
2020 | CA | Blythe Solar III, LLC Hybrid | 60094 | CAMX | WECC California | SUN | 251.8 |  | 223126 |  |  | 0 |  |  |  | 0
2020 | CA | Blythe Solar IV, LLC | 60095 | CAMX | WECC California | SUN | 137.4 |  | 89027 |  |  | 0 |  |  |  | 0
2020 | CA | Bolthouse Farms Fuel Cell | 61845 | CAMX | WECC California | NG | 5
2020 | CA | Bolthouse S&P and Rowen Farms Solar | 56862 | CAMX | WECC California | SUN | 1.2 |  | 2779 |  |  | 0 |  |  |  | 0
2020 | CA | Bolthouse Solar LLC | 64668 | CAMX | WECC California | SUN | 3
2020 | CA | Borden Solar Farm | 59531 | CAMX | WECC California | SUN | 50 |  | 77043 |  |  | 0 |  |  |  | 0
2020 | CA | Borel | 328 | CAMX | WECC California | WAT | 12 |  | -204 |  |  | 0
2020 | CA | Borrego Springs Energy Storage | 60565 | CAMX | WECC California | MWH | 1.5 |  | -27 | 0 |  | 0 |  |  | 0 | 0
2020 | CA | Bottle Rock Power | 902 | CAMX | WECC California | GEO | 55 |  | 0
2020 | CA | Bowerman Power LFG, LLC | 59461 | CAMX | WECC California | LFG | 23.8 |  | 144413.997 | 1475919.047 | 10.848 | 0.15023 | 0.0147 | Estimated using an emission factor | 1475919.047 | 10.848
2020 | CA | Bowman | 50546 | CAMX | WECC California | WAT | 3.6 |  | 8897 |  |  | 0 |  |  |  | 0
2020 | CA | Box Canyon Dam | 50179 | NWPP | WECC Northwest | WAT | 5 |  | 7774 |  |  | 0 |  |  |  | 0
2020 | CA | BP Carson Refinery | 50540 | CAMX | WECC California | OG | 13.5 |  | 0
2020 | CA | Brawley | 383 | AZNM | WECC Southwest | DFO | 23
2020 | CA | Brea Expansion Plant | 58007 | CAMX | WECC California | LFG | 35.7 |  | 253859.67 | 2340951.25 | 25.2823 | 0.19918 | 0.0216 | Estimated using an emission factor | 2340951.25 | 25.2823
2020 | CA | Britton Powerhouse | 56820 | CAMX | WECC California | WAT | 2.8
2020 | CA | Broadridge Cogen | 57580 | CAMX | WECC California | NG | 5 | 1 | 19823 | 207805 | 0.043847 | 0.0044238 | 0.000422 | EPA/NEI; Estimated using an emission factor | 207805 | 0.043847
2020 | CA | Broadway (CA) | 420 | CAMX | WECC California | NG | 167
2020 | CA | Broadway 2 - UC Riverside | 64579 | CAMX | WECC California | SUN | 3 |  | 5096 |  |  | 0 |  |  |  | 0
2020 | CA | Brookfield Tehachapi 1 | 57962 | CAMX | WECC California | WND | 102 |  | 250637 |  |  | 0 |  |  |  | 0
2020 | CA | Buckeye Geothermal Power Plant | 57180 | CAMX | WECC California | GEO | 56.9
2020 | CA | Bucks Creek | 220 | CAMX | WECC California | WAT | 66 |  | 36984 |  |  | 0 |  |  |  | 0
2020 | CA | Buena Vista Biomass Power | 58472 | CAMX | WECC California | WDS | 22.5
2020 | CA | Buena Vista Energy LLC | 56446 | CAMX | WECC California | WND | 38 |  | 85267 |  |  | 0 |  |  |  | 0
2020 | CA | Buidling L | 60154 | CAMX | WECC California | SUN | 1 |  | 1592 |  |  | 0 |  |  |  | 0
2020 | CA | Building F | 60151 | CAMX | WECC California | SUN | 1.3 |  | 2454 |  |  | 0 |  |  |  | 0
2020 | CA | Building G | 60153 | CAMX | WECC California | SUN | 1.2 |  | 2213 |  |  | 0 |  |  |  | 0
2020 | CA | Burney Creek | 10706 | CAMX | WECC California | WAT | 3 |  | 1657 |  |  | 0 |  |  |  | 0
2020 | CA | Burney Forest Products | 10652 | CAMX | WECC California | WDS | 31 | 0.5743 | 215948 | 2368600.695 | 22.1452 | 0.2051 | 0.018699 | NEI avg EF - PM, fuel type | 4124336 | 38.5604
2020 | CA | Butt Valley | 221 | CAMX | WECC California | WAT | 40 |  | 108675 |  |  | 0 |  |  |  | 0
2020 | CA | Butte College Main Campus Solar | 57970 | CAMX | WECC California | SUN | 3.5 |  | 6219 |  |  | 0 |  |  |  | 0
2020 | CA | Byron Highway Solar | 64471 | CAMX | WECC California | SUN | 5
2020 | CA | C P Kelco San Diego Plant | 52147 | CAMX | WECC California | NG | 29.2 | 0.44587 | 90823 | 511386.071 | 0.25422 | 0.0055981 | 0.00099423 | NEI avg EF - PM, fuel type, firing type | 1146944.969 | 0.57016
2020 | CA | C&H Sugar Plant | 58251 | CAMX | WECC California | PUR | 8 | 1 | 51082 | 448143 |  | 0 | 0 |  | 448143 | 0
2020 | CA | CA Dept of Public Health at Richmond | 60428 | CAMX | WECC California | SUN | 2.2 |  | 3443 |  |  | 0 |  |  |  | 0
2020 | CA | CA Flats Solar 130, LLC | 60033 | CAMX | WECC California | SUN | 130 |  | 340841 |  |  | 0 |  |  |  | 0
2020 | CA | CA Flats Solar 150, LLC | 60034 | CAMX | WECC California | SUN | 150 |  | 370059 |  |  | 0 |  |  |  | 0
2020 | CA | CA Institute for Women | 64518 | CAMX | WECC California | SUN | 1 |  | 2143 |  |  | 0 |  |  |  | 0
2020 | CA | Cabazon Wind Partners | 56011 | CAMX | WECC California | WND | 41 |  | 103235 |  |  | 0 |  |  |  | 0
2020 | CA | Cabrillo Power I Encina Power Station | 302 | CAMX | WECC California | NG | 764.5 |  | 388042 | 4474181 | 17.359 | 0.08947 | 0.0077596 | NEI avg EF - PM, fuel type, firing type | 4474181 | 17.359
2020 | CA | Cadillac Battery Energy Storage Facility | 63326 | CAMX | WECC California | MWH | 3.5
2020 | CA | Cal Flats BESS | 63930 | CAMX | WECC California | MWH | 60.5
2020 | CA | Cal State Univ San Bernardino FC01 | 57544 | CAMX | WECC California | NG | 1.4 | 0.56024 | 8435 |  | 0 | 0 |  | Estimated using an emission factor |  | 0
2020 | CA | Calabasas Gas to Energy Facility | 57163 | CAMX | WECC California | LFG | 13.8 | 1 | 33233 | 456716 | 4.9325 | 0.29685 | 0.0216 | EPA/NEI; Estimated using an emission factor | 456716 | 4.9325
2020 | CA | CalCity Solar 1 | 63054 | CAMX | WECC California | SUN | 3 |  | 8118 |  |  | 0 |  |  |  | 0
2020 | CA | California City | 63516 | CAMX | WECC California | SUN | 1.9 |  | 5362 |  |  | 0 |  |  |  | 0
2020 | CA | California Institute of Technology | 10262 | CAMX | WECC California | NG | 34.8 | 0.36282 | 66882 | 360765.49 | 0.87378 | 0.026129 | 0.004844 | EPA/NEI; Estimated using an emission factor | 994329.312 | 2.4083
2020 | CA | California PV Energy at ISD WWTP | 59283 | CAMX | WECC California | SUN | 1 |  | 496 |  |  | 0 |  |  |  | 0
2020 | CA | California State Univ at Channel Islands | 64403 | CAMX | WECC California | SUN | 4.3
2020 | CA | California Valley Solar Ranch | 57439 | CAMX | WECC California | SUN | 249.8 |  | 643559.001 |  |  | 0 |  |  |  | 0
2020 | CA | Calipatria Solar Farm | 59088 | AZNM | WECC Southwest | SUN | 20 |  | 41818 |  |  | 0 |  |  |  | 0
2020 | CA | Calipatria State Prison | 64521 | AZNM | WECC Southwest | SUN | 6 |  | 13200 |  |  | 0 |  |  |  | 0
2020 | CA | Calistoga Power Plant | 50066 | CAMX | WECC California | GEO | 176.4 |  | 468902 |  |  | 0 |  |  |  | 0
2020 | CA | CalPeak Power - Border | 55510 | CAMX | WECC California | NG | 60.5 |  | 16625 | 178603.609 | 1.9183 | 0.23077 | 0.021481 | EPA/NEI; Estimated using an emission factor | 178603.609 | 1.9183
2020 | CA | CalPeak Power - Enterprise | 55513 | CAMX | WECC California | NG | 58.9 |  | 15784 | 173485.984 | 2.3152 | 0.29336 | 0.02669 | EPA/NEI; Estimated using an emission factor | 173485.984 | 2.3152
2020 | CA | CalPeak Power - Panoche | 55508 | CAMX | WECC California | NG | 117.2 |  | 22841 | 208728.344 | 0.069205 | 0.0060598 | 0.00066312 | EPA/NEI; Estimated using an emission factor | 208728.344 | 0.069205
2020 | CA | CalPeak Power - Vaca Dixon | 55499 | CAMX | WECC California | NG | 60.5 |  | 17169 | 184207.625 | 0.59879 | 0.069753 | 0.0065013 | EPA/NEI; Estimated using an emission factor | 184207.625 | 0.59879
2020 | CA | Calpine Gilroy Cogen, LP | 10034 | CAMX | WECC California | NG | 130 | 0.81271 | 107472 | 764328.813 | 2.3623 | 0.043961 | 0.0061813 | NEI avg EF - PM, fuel type, firing type | 940467.75 | 2.9066
2020 | CA | Calpine Sutter Energy Center | 55112 | CAMX | WECC California | NG | 636 |  | 902443 | 6778720 | 20.9506 | 0.046431 | 0.0061813 | NEI avg EF - PM, fuel type, firing type | 6778720 | 20.9506
2020 | CA | CalRenew-1 | 56768 | CAMX | WECC California | SUN | 5 |  | 9180 |  |  | 0 |  |  |  | 0
2020 | CA | Caltech Central | 57460 | CAMX | WECC California | NG | 1.1 |  | 7370 |  | 0 | 0 |  | Estimated using an emission factor |  | 0
2020 | CA | Camanche | 537 | CAMX | WECC California | WAT | 10.8 |  | 15393 |  |  | 0 |  |  |  | 0
2020 | CA | Cameron Ridge LLC | 10586 | CAMX | WECC California | WND | 59.6 |  | 147797 |  |  | 0 |  |  |  | 0
2020 | CA | Camino | 430 | CAMX | WECC California | WAT | 157.8 |  | 145795 |  |  | 0 |  |  |  | 0
2020 | CA | Camino Solar Hybrid | 63508 | CAMX | WECC California |  | 55
2020 | CA | Camp Far West | 531 | CAMX | WECC California | WAT | 7.2 |  | 12911 |  |  | 0 |  |  |  | 0
2020 | CA | Camp San Luis Obispo | 63870 | CAMX | WECC California | SUN | 1.2
2020 | CA | Campo Verde Solar | 58467 | CAMX | WECC California | SUN | 147.4 |  | 335317 |  |  | 0 |  |  |  | 0
2020 | CA | Cantua Solar Station | 57522 | CAMX | WECC California | SUN | 20 |  | 42368 |  |  | 0 |  |  |  | 0
2020 | CA | Canyon Crest Academy | 60568 | CAMX | WECC California | MWH | 1 |  | -28 | 0 |  | 0 |  |  | 0 | 0
2020 | CA | Canyon Power Plant | 57027 | CAMX | WECC California | NG | 200 |  | 111171 | 1171072.312 | 1.9146 | 0.034444 | 0.0032698 | EPA/NEI | 1171072.312 | 1.9146
2020 | CA | Caribou 1 | 222 | CAMX | WECC California | WAT | 73.8 |  | 97375 |  |  | 0 |  |  |  | 0
2020 | CA | Caribou 2 | 223 | CAMX | WECC California | WAT | 117.9 |  | 344354 |  |  | 0 |  |  |  | 0
2020 | CA | Carson Cogeneration | 7527 | CAMX | WECC California | NG | 125.5 | 0.7601 | 226521 | 1638434.808 | 2.0928 | 0.018477 | 0.0025546 | EPA/NEI | 2155557.758 | 2.7533
2020 | CA | Carson Cogeneration Company | 10169 | CAMX | WECC California | NG | 55.8 | 1 | 20377 | 188613.656 | 0.58294 | 0.057215 | 0.0061813 | NEI avg EF - PM, fuel type, firing type | 188613.656 | 0.58294
2020 | CA | Cascade Energy Storage, LLC | 61801 | CAMX | WECC California | MWH | 25
2020 | CA | Cascade Solar | 58590 | CAMX | WECC California | SUN | 18.5 |  | 53564 |  |  | 0 |  |  |  | 0
2020 | CA | Castaic | 392 | CAMX | WECC California | WAT | 1682 |  | 274273.002 |  |  | 0 |  |  |  | 0
2020 | CA | Castaic Lake Phase II | 63385 | CAMX | WECC California | SUN | 3.5 |  | 6431 |  |  | 0 |  |  |  | 0
2020 | CA | Castle Rock Vineyards | 57870 | CAMX | WECC California | SUN | 1 |  | 986 |  |  | 0 |  |  |  | 0
2020 | CA | Castor Solar | 60277 | CAMX | WECC California | SUN | 1.5 |  | 3074 |  |  | 0 |  |  |  | 0
2020 | CA | Catalina Express | 64836 | CAMX | WECC California | SUN | 1
2020 | CA | Catalina Solar 2, LLC | 59334 | CAMX | WECC California | SUN | 18 |  | 48175 |  |  | 0 |  |  |  | 0
2020 | CA | Catalina Solar LLC | 57708 | CAMX | WECC California | SUN | 110 |  | 250684 |  |  | 0 |  |  |  | 0
2020 | CA | CBS Studio Center | 58440 | CAMX | WECC California | NG | 2.4 |  | 7435.998 |  | 0 | 0 |  | Estimated using an emission factor |  | 0
2020 | CA | CBS Television City | 58253 | CAMX | WECC California | NG | 2.8 |  | 7493 |  | 0 | 0 |  | EPA/NEI; Estimated using an emission factor |  | 0
2020 | CA | CCCSD Wastewater Treatment Plnt | 57573 | CAMX | WECC California | NG | 3.5 | 0.35827 | 20435 | 125608.271 | 0.062442 | 0.0061113 | 0.00099423 | NEI avg EF - PM, fuel type, firing type | 350601 | 0.17429
2020 | CA | CD4 | 63490 | CAMX | WECC California | GEO | 25
2020 | CA | CDCR (CA) - Corcoran State Prison | 61620 | CAMX | WECC California | SUN | 5 |  | 8686 |  |  | 0 |  |  |  | 0
2020 | CA | CDCR (CA) - Pleasant Valley State Prison | 59748 | CAMX | WECC California | SUN | 1.2 |  | 2929 |  |  | 0 |  |  |  | 0
2020 | CA | CDCR (CA) - Solano State Prison | 61619 | CAMX | WECC California | SUN | 1.1 |  | 1927 |  |  | 0 |  |  |  | 0
2020 | CA | CDCR (CA) - Wasco State Prison | 61621 | CAMX | WECC California | SUN | 1.5 |  | 2985 |  |  | 0 |  |  |  | 0
2020 | CA | CE Leathers | 10631 | AZNM | WECC Southwest | GEO | 45.5 |  | 327695 |  |  | 0 |  |  |  | 0
2020 | CA | CE Turbo LLC | 55984 | AZNM | WECC Southwest | GEO | 11.5 |  | 64658 |  |  | 0 |  |  |  | 0
2020 | CA | CE&P Imperial Valley 1 | 60670 | AZNM | WECC Southwest | OTH | 50
2020 | CA | CED Avenal | 60077 | CAMX | WECC California | SUN | 15.8 |  | 40699 |  |  | 0 |  |  |  | 0
2020 | CA | CED Ducor 1 | 60078 | CAMX | WECC California | SUN | 20 |  | 49767 |  |  | 0 |  |  |  | 0
2020 | CA | CED Ducor 2 | 60079 | CAMX | WECC California | SUN | 20 |  | 50407 |  |  | 0 |  |  |  | 0
2020 | CA | CED Ducor 3 | 60080 | CAMX | WECC California | SUN | 15 |  | 37798 |  |  | 0 |  |  |  | 0
2020 | CA | CED Ducor 4 | 60081 | CAMX | WECC California | SUN | 20 |  | 48698 |  |  | 0 |  |  |  | 0
2020 | CA | Center Generating Station | 56475 | CAMX | WECC California | NG | 59.8 |  | 20077 | 231665.641 | 0.89882 | 0.089537 | 0.0077596 | NEI avg EF - PM, fuel type, firing type | 231665.641 | 0.89882
2020 | CA | Centerville PH | 224 | CAMX | WECC California | WAT | 6.4
2020 | CA | Centinela Solar Energy | 58430 | CAMX | WECC California | SUN | 174.8 |  | 498995.002 |  |  | 0 |  |  |  | 0
2020 | CA | Centinela State Prison | 64519 | AZNM | WECC Southwest | SUN | 6 |  | 16021 |  |  | 0 |  |  |  | 0
2020 | CA | Central 40 | 63940 | CAMX | WECC California | SUN | 40
2020 | CA | Central Antelope Dry Ranch B LLC | 60281 | CAMX | WECC California | SUN | 3 |  | 7892 |  |  | 0 |  |  |  | 0
2020 | CA | Central Antelope Dry Ranch C | 59963 | CAMX | WECC California | SUN | 20 |  | 32714 |  |  | 0 |  |  |  | 0
2020 | CA | Central CA Fuel Cell 1 | 63439 | CAMX | WECC California | NG | 2.8 | 1 | 15448 |  | 0 | 0 |  | Estimated using an emission factor |  | 0
2020 | CA | Central Utilities Plant LAX | 10048 | CAMX | WECC California | NG | 8
2020 | CA | Central Utilities Plant LAX 2 | 58258 | CAMX | WECC California | NG | 9.2 | 0.37754 | 36098 | 184302.074 | 0.091619 | 0.0050761 | 0.00099423 | NEI avg EF - PM, fuel type, firing type | 488170 | 0.24268
2020 | CA | Central Valley Ag Power | 58978 | CAMX | WECC California | OBG | 1.5 |  | 0
2020 | CA | Century Generating Facility | 55934 | CAMX | WECC California | NG | 44.8 |  | 1097 | 21743 | 0.010809 | 0.019706 | 0.00099423 | NEI avg EF - PM, fuel type, firing type | 21743 | 0.010809
2020 | CA | CES Placerita Power Plant | 10677 | CAMX | WECC California | NG | 150
2020 | CA | CFW Solar X LLC - Vaughn | 62378 | CAMX | WECC California | SUN | 1.6 |  | 3363 |  |  | 0 |  |  |  | 0
2020 | CA | Chaffey College Rancho Cucamonga Campus | 62150 | CAMX | WECC California | SUN | 4 |  | 7033 |  |  | 0 |  |  |  | 0
2020 | CA | Chalk Cliff Limited | 50003 | CAMX | WECC California | NG | 46 | 0.71473 | 12569 | 89175.652 | 0.044331 | 0.0070539 | 0.00099423 | NEI avg EF - PM, fuel type, firing type | 124769 | 0.062024
2020 | CA | Chalk Mountain Powerhouse | 56821 | CAMX | WECC California | WAT | 2.2
2020 | CA | Chaparral Springs | 64864 | CAMX | WECC California | SUN | 250
2020 | CA | Cherry | 63850 | CAMX | WECC California | SUN | 249.7
2020 | CA | Chestnut | 63849 | CAMX | WECC California | SUN | 150.6
2020 | CA | Chevron - Lost Hills Hybrid | 63545 | CAMX | WECC California | SUN | 40 |  | 56034 |  |  | 0 |  |  |  | 0
2020 | CA | Chicago Park | 412 | CAMX | WECC California | WAT | 44 |  | 76204 |  |  | 0 |  |  |  | 0
2020 | CA | Childrens Hospital | 10175 | CAMX | WECC California | NG | 12.8 | 0.45722 | 26678.999 | 193148.137 | 0.10534 | 0.007897 | 0.0010908 | EPA/NEI; Estimated using an emission factor | 422443.001 | 0.2304
2020 | CA | Chili Bar | 225 | CAMX | WECC California | WAT | 7 |  | 20360 |  |  | 0 |  |  |  | 0
2020 | CA | Chowchilla II | 56185 | CAMX | WECC California | NG | 49.6 |  | 15508 | 161623.016 | 0.034102 | 0.004398 | 0.000422 | Estimated using an emission factor | 161623.016 | 0.034102
2020 | CA | Chuckawalla Solar | 58506 | CAMX | WECC California | SUN | 4 |  | 918 |  |  | 0 |  |  |  | 0
2020 | CA | Chuckawalla Valley State Prison | 57011 | CAMX | WECC California | SUN | 1 |  | 1653 |  |  | 0 |  |  |  | 0
2020 | CA | Chula Vista Energy Center | 55540 | CAMX | WECC California | NG | 37.2 |  | 2399 | 45498.15 | 0.71405 | 0.59529 | 0.031388 | EPA/NEI | 45498.15 | 0.71405
2020 | CA | CID Solar (CA) | 63204 | CAMX | WECC California | SUN | 2 |  | 4219 |  |  | 0 |  |  |  | 0
2020 | CA | CID Solar, LLC | 59183 | CAMX | WECC California | SUN | 20 |  | 47559 |  |  | 0 |  |  |  | 0
2020 | CA | Citizen B | 59738 | CAMX | WECC California | SUN | 5 |  | 10328 |  |  | 0 |  |  |  | 0
2020 | CA | Citizens Imperial Solar | 62052 | AZNM | WECC Southwest | SUN | 30 |  | 79590 |  |  | 0 |  |  |  | 0
2020 | CA | City of Hayward WWTP | 58525 | CAMX | WECC California | OBG | 2.7 | 1 | 10995 | 74260 | 0.54581 | 0.099283 | 0.0147 | EPA/NEI; Estimated using an emission factor | 74260 | 0.54581
2020 | CA | City of Madera WWTP | 57682 | CAMX | WECC California | SUN | 1.2 |  | 1532 |  |  | 0 |  |  |  | 0
2020 | CA | City of Palo Alto | 57714 | CAMX | WECC California | NG | 4.4 |  | 0
2020 | CA | City of Soledad Water Reclamation | 59329 | CAMX | WECC California | WND | 1 |  | 3470 |  |  | 0 |  |  |  | 0
2020 | CA | City of Tulare Water Facility | 59395 | CAMX | WECC California | SUN | 3 | 1 | 19763.37 |  |  | 0 |  |  |  | 0
2020 | CA | Civic Center | 10623 | CAMX | WECC California | NG | 34.5 | 0.1224 | 16254 | 91041.762 | 0.10343 | 0.012727 | 0.0022721 | EPA/NEI; Estimated using an emission factor | 743834.75 | 0.84505
2020 | CA | Clear Lake Hydro Project | 50128 | CAMX | WECC California | WAT | 2.5
2020 | CA | Clearwater Power Plant | 56356 | CAMX | WECC California | NG | 49 | 0.763 | 7948 | 55696.143 | 0.17214 | 0.043316 | 0.0061813 | EPA/NEI; Estimated using an emission factor | 72995.984 | 0.2256
2020 | CA | Cloverdale Solar Center | 60813 | CAMX | WECC California | SUN | 1 |  | 2339 |  |  | 0 |  |  |  | 0
2020 | CA | Cloverdale Solar I | 58949 | CAMX | WECC California | SUN | 1.5 |  | 126 |  |  | 0 |  |  |  | 0
2020 | CA | Coachella | 6060 | AZNM | WECC Southwest | NG | 92.4 |  | 6060 | 101078 | 0.050247 | 0.016583 | 0.00099423 | NEI avg EF - PM, fuel type, firing type | 101078 | 0.050247
2020 | CA | Coachella Hills Wind | 64323 | CAMX | WECC California | WND | 61.2
2020 | CA | Coal Canyon | 226 | CAMX | WECC California | WAT | 1
2020 | CA | Coalinga 25D Cogen | 52086 | CAMX | WECC California | NG | 13.6 | 0.32339 | 69274 | 357684.775 | 0.17781 | 0.0051335 | 0.00099423 | NEI avg EF - PM, fuel type, firing type | 1106032 | 0.54982
2020 | CA | Coalinga 6C Cogen | 52083 | CAMX | WECC California | NG | 6.8
2020 | CA | Coalinga Cogeneration Facility | 50750 | CAMX | WECC California | NG | 6.8 | 0.34463 | 47605 | 254561.567 | 0.12655 | 0.0053165 | 0.00099423 | NEI avg EF - PM, fuel type, firing type | 738662 | 0.3672
2020 | CA | Coalinga Cogeneration Facility | 50131 | CAMX | WECC California | NG | 38.4 | 1 | 0
2020 | CA | Coca Cola American Canyon | 57807 | CAMX | WECC California | NG | 1.1 |  | 483 |  | 0 | 0 |  | Estimated using an emission factor |  | 0
2020 | CA | Cold Canyon 1 | 58379 | CAMX | WECC California | LFG | 1.5 |  | 10849 | 235042 | 1.7276 | 0.31847 | 0.0147 | Estimated using an emission factor | 235042 | 1.7276
2020 | CA | Coleman PH | 227 | CAMX | WECC California | WAT | 12.1 |  | 28999 |  |  | 0 |  |  |  | 0
2020 | CA | Colgate | 454 | CAMX | WECC California | WAT | 315 |  | 747460 |  |  | 0 |  |  |  | 0
2020 | CA | Colgreen North Shore Solar Farm | 60825 | AZNM | WECC Southwest | SUN | 74.8 |  | 180821 |  |  | 0 |  |  |  | 0
2020 | CA | Collierville Powerhouse | 54555 | CAMX | WECC California | WAT | 253 |  | 305320 |  |  | 0 |  |  |  | 0
2020 | CA | Collins Pine Project | 10661 | CAMX | WECC California | DFO | 17 | 1 | 0 | 0 | 0 |  |  | NEI avg EF - PM, fuel type | 0 | 0
2020 | CA | Colon PV | 59798 | CAMX | WECC California | SUN | 1.3 |  | 2005 |  |  | 0 |  |  |  | 0
2020 | CA | Colton Solar One, LLC | 59597 | CAMX | WECC California | SUN | 2.5 |  | 4373 |  |  | 0 |  |  |  | 0
2020 | CA | Colton Solar Two, LLC | 59598 | CAMX | WECC California | SUN | 1 |  | 1647 |  |  | 0 |  |  |  | 0
2020 | CA | Columbia Solar Energy, LLC | 59979 | CAMX | WECC California | SUN | 19.2 |  | 33398 |  |  | 0 |  |  |  | 0
2020 | CA | Colusa Generating Station | 56532 | CAMX | WECC California | NG | 712.4 |  | 3037655 | 21854887 | 4.6353 | 0.0030519 | 0.00042419 | EPA/NEI | 21854887 | 4.6353
2020 | CA | Combie South | 846 | CAMX | WECC California | WAT | 1.5 |  | 3437.001 |  |  | 0 |  |  |  | 0
2020 | CA | Commerce Refuse To Energy | 10090 | CAMX | WECC California | MSW | 12
2020 | CA | Community Solar 1 | 58545 | AZNM | WECC Southwest | SUN | 5.7 |  | 14210 |  |  | 0 |  |  |  | 0
2020 | CA | Con Dios Solar 11 | 59264 | CAMX | WECC California | SUN | 1.5
2020 | CA | Con Dios Solar 3 | 59263 | CAMX | WECC California | SUN | 1.5
2020 | CA | Control Gorge | 393 | CAMX | WECC California | WAT | 37.5 |  | 46584 |  |  | 0 |  |  |  | 0
2020 | CA | Coolwater | 329 | CAMX | WECC California | NG | 727.3
2020 | CA | Copco 1 | 294 | NWPP | WECC Northwest | WAT | 20 |  | 70220 |  |  | 0 |  |  |  | 0
2020 | CA | Copco 2 | 295 | NWPP | WECC Northwest | WAT | 27 |  | 86600 |  |  | 0 |  |  |  | 0
2020 | CA | Coram Energy LLC | 54299 | CAMX | WECC California | WND | 4.4 |  | 9725 |  |  | 0 |  |  |  | 0
2020 | CA | Coram Energy LLC (ECT) | 54298 | CAMX | WECC California | WND | 10.8 |  | 27712 |  |  | 0 |  |  |  | 0
2020 | CA | Coram Tehachapi | 54750 | CAMX | WECC California | WND | 6.5 |  | 10513 |  |  | 0 |  |  |  | 0
2020 | CA | Corcoran | 60450 | CAMX | WECC California | SUN | 1.1 |  | 1926 |  |  | 0 |  |  |  | 0
2020 | CA | Corcoran Solar | 58374 | CAMX | WECC California | SUN | 20 |  | 49609 |  |  | 0 |  |  |  | 0
2020 | CA | Corcoran Solar 2 | 59413 | CAMX | WECC California | SUN | 19.8 |  | 48028 |  |  | 0 |  |  |  | 0
2020 | CA | Corcoran Solar 3 | 59900 | CAMX | WECC California | SUN | 20 |  | 46736 |  |  | 0 |  |  |  | 0
2020 | CA | CoreSite Real Estate 1656 McCarthy, L.P. | 61475 | CAMX | WECC California | DFO | 5 |  | 0
2020 | CA | CoreSite Real Estate 2901 Coronado, L.P. | 61476 | CAMX | WECC California | DFO | 10 |  | 0
2020 | CA | CoreSite Real Estate 2972 Stender, L.P. | 61464 | CAMX | WECC California | DFO | 12 |  | 0
2020 | CA | CoreSite Real Estate 3032 Coronado, L.P. | 61482 | CAMX | WECC California | DFO | 30 |  | 0
2020 | CA | CoreSite Real Estate 55 S. Market Street | 61474 | CAMX | WECC California | DFO | 8 |  | 0
2020 | CA | Corona | 480 | CAMX | WECC California | WAT | 2.9 |  | 11284 |  |  | 0 |  |  |  | 0
2020 | CA | Corona Energy Partners, Ltd | 10635 | CAMX | WECC California | NG | 47
2020 | CA | Coronal Lost Hills | 59638 | CAMX | WECC California | SUN | 20 |  | 46361 |  |  | 0 |  |  |  | 0
2020 | CA | Coronus Adelanto West 1 | 59536 | CAMX | WECC California | SUN | 1.5 |  | 2028 |  |  | 0 |  |  |  | 0
2020 | CA | Coronus Adelanto West 2 | 59537 | CAMX | WECC California | SUN | 1.5 |  | 2116 |  |  | 0 |  |  |  | 0
2020 | CA | Coso Battery Storage | 63943 | CAMX | WECC California | MWH | 60
2020 | CA | Coso Energy Developers | 10875 | CAMX | WECC California | GEO | 90 |  | 267393 |  |  | 0 |  |  |  | 0
2020 | CA | Coso Finance Partners | 10873 | CAMX | WECC California | GEO | 92.2 |  | 472193 |  |  | 0 |  |  |  | 0
2020 | CA | Coso Power Developers | 10874 | CAMX | WECC California | GEO | 90 |  | 396780.999 |  |  | 0 |  |  |  | 0
2020 | CA | Cosumnes Power Plant | 55970 | CAMX | WECC California | OG | 556.8 |  | 3693496 | 26305883 | 23.6208 | 0.01279 | 0.0017959 | EPA/NEI | 26305883 | 23.6208
2020 | CA | Cottonwood | 394 | CAMX | WECC California | WAT | 1.6 |  | 195 |  |  | 0 |  |  |  | 0
2020 | CA | Cottonwood Solar, LLC (City of Corcoran) | 59087 | CAMX | WECC California | SUN | 12 |  | 26391 |  |  | 0 |  |  |  | 0
2020 | CA | Cottonwood Solar, LLC (Goose Lake) | 59086 | CAMX | WECC California | SUN | 12 |  | 31418 |  |  | 0 |  |  |  | 0
2020 | CA | Cottonwood Solar, LLC Cottonwood Carport | 59703 | CAMX | WECC California | SUN | 1 |  | 1196 |  |  | 0 |  |  |  | 0
2020 | CA | County of San Diego COC Hybrid | 64601 | CAMX | WECC California |  | 2.1
2020 | CA | County of San Diego SBRC | 62242 | CAMX | WECC California | SUN | 1.3 |  | 2372 |  |  | 0 |  |  |  | 0
2020 | CA | Covanta Delano Energy | 10840 | CAMX | WECC California | NG | 57 |  | 0 | 0 | 0 |  |  | NEI avg EF - PM, fuel type | 0 | 0
2020 | CA | Covanta Mendota | 10837 | CAMX | WECC California | WDS | 28
2020 | CA | Covanta Stanislaus Energy | 50632 | CAMX | WECC California | MSW | 24 |  | 148723 | 3074947.625 |  |  |  |  | 3074947.625
2020 | CA | Cove Hydroelectric | 10707 | CAMX | WECC California | WAT | 5 |  | 7076 |  |  | 0 |  |  |  | 0
2020 | CA | Cow Creek | 229 | CAMX | WECC California | WAT | 1.4 |  | 4232 |  |  | 0 |  |  |  | 0
2020 | CA | Coyote Creek | 483 | CAMX | WECC California | WAT | 3.1 |  | 0
2020 | CA | Crafton Hills College Solar Farm | 58170 | CAMX | WECC California | SUN | 1.3 |  | 1368 |  |  | 0 |  |  |  | 0
2020 | CA | Crazy Horse Solar Project | 61285 | CAMX | WECC California | SUN | 2
2020 | CA | Creed Energy Center | 55625 | CAMX | WECC California | NG | 47 |  | 15935 | 195652.375 | 0.43708 | 0.054858 | 0.004468 | EPA/NEI | 195652.375 | 0.43708
2020 | CA | Cresta | 231 | CAMX | WECC California | WAT | 73.8 |  | 162870 |  |  | 0 |  |  |  | 0
2020 | CA | Crockett Cogen Project | 55084 | CAMX | WECC California | NG | 247.4 | 0.63509 | 1321884 | 7988224.591 | 1.6855 | 0.0025502 | 0.000422 | Estimated using an emission factor | 12578020 | 2.654
2020 | CA | Crown Cooling Facility | 58527 | AZNM | WECC Southwest | SUN | 1 |  | 1058 |  |  | 0 |  |  |  | 0
2020 | CA | CSD 2 - Heritage High | 59130 | CAMX | WECC California | SUN | 1.3 |  | 1889 |  |  | 0 |  |  |  | 0
2020 | CA | CSD 2- Freedom High | 59129 | CAMX | WECC California | SUN | 1.1 |  | 1212 |  |  | 0 |  |  |  | 0
2020 | CA | CST001 McCarthy Fuel Cell | 63701 | CAMX | WECC California | NG | 1.2 |  | 9982 |  | 0 | 0 |  | Estimated using an emission factor |  | 0
2020 | CA | CSU East Bay | 57042 | CAMX | WECC California | NG | 1.4 | 0.59709 | 5708 |  | 0 | 0 |  | Estimated using an emission factor |  | 0
2020 | CA | CSU Fresno Solar Project | 56813 | CAMX | WECC California | SUN | 1 |  | 1149 |  |  | 0 |  |  |  | 0
2020 | CA | CSU Long Beach | 63611 | CAMX | WECC California | MWH | 2.5 |  | -297 | 0 |  | 0 |  |  | 0 | 0
2020 | CA | CSU Long Beach Lots 7 & 14 | 62028 | CAMX | WECC California | SUN | 4.5 |  | 7372 |  |  | 0 |  |  |  | 0
2020 | CA | CSU Northridge Plant | 58422 | CAMX | WECC California | SUN | 2.8 | 1 | 742 |  |  | 0 |  |  |  | 0
2020 | CA | CSU San Jose State University | 64401 | CAMX | WECC California | SUN | 1.7
2020 | CA | CSUCI Site Authority | 50851 | CAMX | WECC California | NG | 31.1 | 0.76968 | 8392 | 57946.229 | 0.17909 | 0.042681 | 0.0061813 | EPA/NEI; Estimated using an emission factor | 75286.461 | 0.23268
2020 | CA | CSUF Nutwood Solar | 60979 | CAMX | WECC California | SUN | 1.9 |  | 3174 |  |  | 0 |  |  |  | 0
2020 | CA | CSUF State College | 60978 | CAMX | WECC California | SUN | 1 |  | 1639 |  |  | 0 |  |  |  | 0
2020 | CA | CSUF Trigeneration | 58169 | CAMX | WECC California | NG | 8.9 | 0.50796 | 32710.999 | 158393.353 | 0.07874 | 0.0048143 | 0.00099423 | EPA/NEI; Estimated using an emission factor | 311823 | 0.15501
2020 | CA | CTV Power Purchase Contract Trust | 54300 | CAMX | WECC California | WND | 4.6 |  | 11999 |  |  | 0 |  |  |  | 0
2020 | CA | Cuyama Solar, LLC | 60043 | CAMX | WECC California | SUN | 40 |  | 93242 |  |  | 0 |  |  |  | 0
2020 | CA | Cuyamaca Peak Energy | 55512 | CAMX | WECC California | NG | 48.7 |  | 6781 | 77963.961 | 0.30249 | 0.089216 | 0.0077596 | EPA/NEI; Estimated using an emission factor | 77963.961 | 0.30249
2020 | CA | Cymric 31X Cogen | 52081 | CAMX | WECC California | NG | 6.8 | 0.35097 | 34852 | 180069.726 | 0.089515 | 0.0051369 | 0.00099423 | NEI avg EF - PM, fuel type, firing type | 513066 | 0.25505
2020 | CA | Cymric 36W Cogen | 52104 | CAMX | WECC California | NG | 12.4 | 0.31856 | 57397 | 301541.622 | 0.1499 | 0.0052233 | 0.00099423 | NEI avg EF - PM, fuel type, firing type | 946576 | 0.47056
2020 | CA | Cymric 6Z Cogen | 52082 | CAMX | WECC California | NG | 6.8 | 0.34451 | 45439 | 233662.272 | 0.11616 | 0.0051126 | 0.00099423 | NEI avg EF - PM, fuel type, firing type | 678237 | 0.33716
2020 | CA | Daggett 2 | 64851 | CAMX | WECC California |  | 313
2020 | CA | Daggett 3 | 64852 | CAMX | WECC California |  | 444
2020 | CA | D'Arrigo Brothers - Phase 4 | 63486 | CAMX | WECC California | SUN | 1.7 |  | 4089 |  |  | 0 |  |  |  | 0
2020 | CA | DATS | 63612 | CAMX | WECC California | MWH | 1 |  | -111 | 0 |  | 0 |  |  | 0 | 0
2020 | CA | De Sabla | 232 | CAMX | WECC California | WAT | 18.4 |  | 33849 |  |  | 0 |  |  |  | 0
2020 | CA | Deadwood Creek | 7507 | CAMX | WECC California | WAT | 2 |  | 610 |  |  | 0 |  |  |  | 0
2020 | CA | Dedeaux | 63674 | CAMX | WECC California | SUN | 0.9
2020 | CA | Deer Creek 2 | 64861 | CAMX | WECC California | SUN | 1.3
2020 | CA | Deer Creek PH | 233 | CAMX | WECC California | WAT | 5.5 |  | 18094 |  |  | 0 |  |  |  | 0
2020 | CA | Del Ranch Company | 10632 | AZNM | WECC Southwest | GEO | 45.5 |  | 340628 |  |  | 0 |  |  |  | 0
2020 | CA | Delano Energy Center, LLC | 58122 | CAMX | WECC California | NG | 60.5 |  | 6186 | 73875.328 | 0.28662 | 0.092668 | 0.0077596 | NEI avg EF - PM, fuel type, firing type | 73875.328 | 0.28662
2020 | CA | Delano Land 1 | 61116 | CAMX | WECC California | SUN | 1 |  | 1736 |  |  | 0 |  |  |  | 0
2020 | CA | Delta Energy Center, LLC | 55333 | CAMX | WECC California | NG | 943.5 |  | 3860213 | 27467300 | 84.8915 | 0.043983 | 0.0061813 | NEI avg EF - PM, fuel type, firing type | 27467300 | 84.8915
2020 | CA | Department of Justice | 64517 | CAMX | WECC California | SUN | 2.4 |  | 1634 |  |  | 0 |  |  |  | 0
2020 | CA | Depot Park Solar System | 58119 | CAMX | WECC California | SUN | 3 |  | 3325 |  |  | 0 |  |  |  | 0
2020 | CA | Dept of General Services -FTB | 60861 | CAMX | WECC California | SUN | 2.7 |  | 5122 |  |  | 0 |  |  |  | 0
2020 | CA | Desert Green Solar Farm LLC | 57959 | CAMX | WECC California | SUN | 6.3 |  | 13661 |  |  | 0 |  |  |  | 0
2020 | CA | Desert Harvest II LLC | 64103 | CAMX | WECC California | SUN | 105 |  | 16756 |  |  | 0 |  |  |  | 0
2020 | CA | Desert Harvest, LLC | 62177 | CAMX | WECC California | SUN | 80 |  | 25060 |  |  | 0 |  |  |  | 0
2020 | CA | Desert Hot Springs Solar | 58514 | CAMX | WECC California | SUN | 2.3 |  | 5441 |  |  | 0 |  |  |  | 0
2020 | CA | Desert Quartzite | 59871 | CAMX | WECC California | SUN | 480
2020 | CA | Desert Sunlight 250, LLC | 58542 | CAMX | WECC California | SUN | 249.7 |  | 610662.001 |  |  | 0 |  |  |  | 0
2020 | CA | Desert Sunlight 300, LLC | 57993 | CAMX | WECC California | SUN | 313.7 |  | 658461.999 |  |  | 0 |  |  |  | 0
2020 | CA | Desert View Power | 10300 | AZNM | WECC Southwest | WDS | 55.5 |  | 320217 | 5132584 | 47.987 | 0.29972 | 0.018699 | NEI avg EF - PM, fuel type | 5132584 | 47.987
2020 | CA | DESI-1 Battery Energy Storage Facility | 60699 | CAMX | WECC California | MWH | 2.4 |  | 0
2020 | CA | DESI-2 Battery Storage Facility | 62460 | CAMX | WECC California | MWH | 1.4
2020 | CA | Devil Canyon | 436 | CAMX | WECC California | WAT | 276.2 |  | 384071 |  |  | 0 |  |  |  | 0
2020 | CA | DGS Central California Womens Facility | 63419 | CAMX | WECC California | SUN | 2 |  | 56 |  |  | 0 |  |  |  | 0
2020 | CA | DGS Central Utility Plant | 58593 | CAMX | WECC California | NG | 3.9 | 1 | 0
2020 | CA | DGS Valley State Prison | 63947 | CAMX | WECC California | SUN | 2.3
2020 | CA | DGS Wasco State Prison | 63418 | CAMX | WECC California | SUN | 2.3 |  | 2173 |  |  | 0 |  |  |  | 0
2020 | CA | Diablo Canyon | 6099 | CAMX | WECC California | NUC | 2323 |  | 16258698 |  |  | 0 |  |  |  | 0
2020 | CA | Diablo Energy Storage | 62175 | CAMX | WECC California | MWH | 200
2020 | CA | Diablo Winds LLC | 56271 | CAMX | WECC California | WND | 18 |  | 56046 |  |  | 0 |  |  |  | 0
2020 | CA | Diamond H Dairy Power | 64622 | CAMX | WECC California | OBG | 2
2020 | CA | Diamond Valley Lake | 7942 | CAMX | WECC California | WAT | 39.6 |  | 20151 |  |  | 0 |  |  |  | 0
2020 | CA | Diamond Valley Solar Project | 59405 | CAMX | WECC California | SUN | 1.3 |  | 2520 |  |  | 0 |  |  |  | 0
2020 | CA | Difwind Farms Ltd I | 54681 | CAMX | WECC California | WND | 7.3 |  | 0
2020 | CA | Difwind Farms Ltd II | 54682 | CAMX | WECC California | WND | 5.5 |  | 0
2020 | CA | Difwind Farms Ltd V | 54685 | CAMX | WECC California | WND | 11.7 |  | 0
2020 | CA | Difwind Farms Ltd VI | 54686 | CAMX | WECC California | WND | 27.1 |  | 24544 |  |  | 0 |  |  |  | 0
2020 | CA | Difwind Farms Ltd VII | 10815 | CAMX | WECC California | WND | 24
2020 | CA | Difwind Farms Ltd VIII | 54687 | CAMX | WECC California | WND | 15
2020 | CA | Dillon Wind LLC | 56791 | CAMX | WECC California | WND | 45 |  | 143444 |  |  | 0 |  |  |  | 0
2020 | CA | Dinosaur Point | 10005 | CAMX | WECC California | WND | 17.4 |  | 9553 |  |  | 0 |  |  |  | 0
2020 | CA | Dinuba Energy | 60100 | CAMX | WECC California | AB | 11.5 |  | 0 | 0 | 0 |  |  | Estimated using an emission factor | 0 | 0
2020 | CA | Dinuba Wastewater Treatment Plant | 57827 | CAMX | WECC California | SUN | 1 |  | 1737 |  |  | 0 |  |  |  | 0
2020 | CA | Dion R Holm | 380 | CAMX | WECC California | WAT | 156.8 |  | 479883 |  |  | 0 |  |  |  | 0
2020 | CA | Disney Prospect | 62571 | CAMX | WECC California | NG | 1 |  | 7376 |  | 0 | 0 |  | Estimated using an emission factor |  | 0
2020 | CA | Dissigno Healdsburg FPV, LLC | 64308 | CAMX | WECC California | SUN | 3 |  | 0
2020 | CA | Division 1 | 59094 | CAMX | WECC California | SUN | 1.5 |  | 2852 |  |  | 0 |  |  |  | 0
2020 | CA | Division 2 | 59095 | CAMX | WECC California | SUN | 1 |  | 2040 |  |  | 0 |  |  |  | 0
2020 | CA | Division 3 | 59096 | CAMX | WECC California | SUN | 1 |  | 1900 |  |  | 0 |  |  |  | 0
2020 | CA | Dome Project | 54449 | CAMX | WECC California | NG | 6 | 0.27385 | 48906 | 308158.769 | 0.15319 | 0.0062647 | 0.00099423 | NEI avg EF - PM, fuel type, firing type | 1125300 | 0.5594
2020 | CA | Dominguez Plant | 52064 | CAMX | WECC California | WH | 5 | 1 | 13154 |  |  | 0 |  |  |  | 0
2020 | CA | Don Lee BESS 1 LLC | 62872 | CAMX | WECC California | MWH | 6.5
2020 | CA | Don Pedro | 439 | CAMX | WECC California | WAT | 170.8 |  | 241722.001 |  |  | 0 |  |  |  | 0
2020 | CA | Donald Von Raesfeld | 56026 | CAMX | WECC California | NG | 154 |  | 469352 | 3846163 | 1.1686 | 0.0049795 | 0.00060765 | EPA/NEI | 3846163 | 1.1686
2020 | CA | Donnells | 415 | CAMX | WECC California | WAT | 72 |  | 196927 |  |  | 0 |  |  |  | 0
2020 | CA | Dos Palos | 64693 | CAMX | WECC California | SUN | 1
2020 | CA | Double C Generation Limited Partnership | 50493 | CAMX | WECC California | NG | 49.8 |  | 21725 | 236642 | 0.11764 | 0.01083 | 0.00099423 | NEI avg EF - PM, fuel type, firing type | 236642 | 0.11764
2020 | CA | Downey | 63613 | CAMX | WECC California | MWH | 2 |  | -105 | 0 |  | 0 |  |  | 0 | 0
2020 | CA | Drew Solar LLC | 63127 | CAMX | WECC California | SUN | 100
2020 | CA | Drews Generating Facility | 55935 | CAMX | WECC California | NG | 44.8 |  | 615 | 9817 | 0.0048802 | 0.01587 | 0.00099423 | NEI avg EF - PM, fuel type, firing type | 9817 | 0.0048802
2020 | CA | Drop 1 | 585 | AZNM | WECC Southwest | WAT | 5.7 |  | 12234.999 |  |  | 0 |  |  |  | 0
2020 | CA | Drop 2 (CA) | 385 | AZNM | WECC Southwest | WAT | 10 |  | 41630 |  |  | 0 |  |  |  | 0
2020 | CA | Drop 3 (CA) | 386 | AZNM | WECC Southwest | WAT | 9.2 |  | 40176 |  |  | 0 |  |  |  | 0
2020 | CA | Drop 4 | 387 | AZNM | WECC Southwest | WAT | 19.6 |  | 79292 |  |  | 0 |  |  |  | 0
2020 | CA | Drop 5 | 314 | AZNM | WECC Southwest | WAT | 4 |  | 11660 |  |  | 0 |  |  |  | 0
2020 | CA | Drum 1 | 235 | CAMX | WECC California | WAT | 49.2 |  | 16260.001 |  |  | 0 |  |  |  | 0
2020 | CA | Drum 2 | 236 | CAMX | WECC California | WAT | 53.1 |  | 216026 |  |  | 0 |  |  |  | 0
2020 | CA | DSH (CA) - Coalinga State Hospital | 59746 | CAMX | WECC California | SUN | 2 |  | 4755 |  |  | 0 |  |  |  | 0
2020 | CA | DTE Stockton | 54238 | CAMX | WECC California | WDS | 54 | 0.41985 | 378586 | 2499768.683 | 2.1473 | 0.011344 | 0.001718 | EPA/NEI | 5953989 | 5.1145
2020 | CA | Dulles | 60182 | CAMX | WECC California | SUN | 2 |  | 3169 |  |  | 0 |  |  |  | 0
2020 | CA | Dutch Flat | 237 | CAMX | WECC California | WAT | 22 |  | 92271 |  |  | 0 |  |  |  | 0
2020 | CA | Dutch Flat 2 | 413 | CAMX | WECC California | WAT | 27.3 |  | 11715 |  |  | 0 |  |  |  | 0
2020 | CA | Dutch Wind Energy | 57301 | CAMX | WECC California | WND | 8 |  | 217 |  |  | 0 |  |  |  | 0
2020 | CA | Dyer Road | 50818 | CAMX | WECC California | WND | 10.5
2020 | CA | Dynegy Oakland Power Plant | 6211 | CAMX | WECC California | JF | 259.8 |  | 4860.999 | 76138.002 | 0.26181 | 0.10772 | 0.0068772 | EPA/NEI; Estimated using an emission factor | 76138.002 | 0.26181
2020 | CA | E F Oxnard Energy Facility | 10776 | CAMX | WECC California | NG | 48.5 | 1 | 60615 | 568904 | 0.28281 | 0.0093314 | 0.00099423 | NEI avg EF - PM, fuel type, firing type | 568904 | 0.28281
2020 | CA | E&B Resources | 60446 | CAMX | WECC California | SUN | 1 |  | 0
2020 | CA | EAFB - North Base | 59132 | CAMX | WECC California | SUN | 1.1 |  | 2481 |  |  | 0 |  |  |  | 0
2020 | CA | EAFB - South Base | 59133 | CAMX | WECC California | SUN | 1.1 |  | 2182 |  |  | 0 |  |  |  | 0
2020 | CA | Eagle Creek | 63078 | CAMX | WECC California | SUN | 3 |  | 8109 |  |  | 0 |  |  |  | 0
2020 | CA | East Highline | 586 | AZNM | WECC Southwest | WAT | 2.4 |  | 2253 |  |  | 0 |  |  |  | 0
2020 | CA | East Portal Generator | 50375 | CAMX | WECC California | WAT | 1.2 |  | 6376 |  |  | 0 |  |  |  | 0
2020 | CA | East Winds Project | 50820 | CAMX | WECC California | WND | 3 |  | 7102 |  |  | 0 |  |  |  | 0
2020 | CA | EDF Renewable Windfarm V Inc | 54453 | CAMX | WECC California | WND | 15.5 |  | 20921 |  |  | 0 |  |  |  | 0
2020 | CA | Edom Hills Project 1 LLC | 50553 | CAMX | WECC California | WND | 31 |  | 29640 |  |  | 0 |  |  |  | 0
2020 | CA | EDPR CA Solar Park VI LLC (CA) Hybrid | 62892 | CAMX | WECC California |  | 241
2020 | CA | Edward C Hyatt | 437 | CAMX | WECC California | WAT | 644.1 |  | 1174136.001 |  |  | 0 |  |  |  | 0
2020 | CA | Edwards Air Force Base | 58076 | CAMX | WECC California | SUN | 3 |  | 2402.001 |  |  | 0 |  |  |  | 0
2020 | CA | Edwards Sanborn E1A | 64878 | CAMX | WECC California |  | 202.9
2020 | CA | Edwards Sanborn E2 | 64879 | CAMX | WECC California |  | 184
2020 | CA | Edwards Sanborn E3 | 64877 | CAMX | WECC California |  | 36
2020 | CA | El Cajon Energy Center | 57001 | CAMX | WECC California | NG | 60.5 |  | 6355 | 71954.219 | 0.27917 | 0.087858 | 0.0077596 | NEI avg EF - PM, fuel type, firing type | 71954.219 | 0.27917
2020 | CA | El Cajon Energy Storage | 60569 | CAMX | WECC California | MWH | 7.5 |  | -698 | 0 |  | 0 |  |  | 0 | 0
2020 | CA | El Centro | 389 | AZNM | WECC Southwest | NG | 438.3 |  | 633390 | 5363384.625 | 4.6465 | 0.014672 | 0.0017327 | EPA/NEI; Estimated using an emission factor | 5363384.625 | 4.6465
2020 | CA | El Dorado | 238 | CAMX | WECC California | WAT | 20 |  | 64023 |  |  | 0 |  |  |  | 0
2020 | CA | El Dorado County | 64402 | CAMX | WECC California | SUN | 1.5
2020 | CA | El Dorado Solar, LLC | 64700 | CAMX | WECC California | SUN | 1.5
2020 | CA | El Nido Facility | 56707 | CAMX | WECC California | WDS | 12.5 |  | 56530 | 1149279.875 | 10.7452 | 0.38016 | 0.018699 | NEI avg EF - PM, fuel type | 1149279.875 | 10.7452
2020 | CA | El Segundo | 330 | CAMX | WECC California | NG | 1533.8 |  | 395756 | 3540209.75 | 2.7677 | 0.013987 | 0.0015636 | EPA/NEI | 3540209.75 | 2.7677
2020 | CA | El Segundo Cogen | 10213 | CAMX | WECC California | NG | 182.8 | 0.87512 | 1219038 | 12746989.14 | 37.5693 | 0.061638 | 0.0058946 | EPA/NEI; Estimated using an emission factor | 14565933.344 | 42.9303
2020 | CA | ELACC Photovoltaic Power Facility | 56814 | CAMX | WECC California | SUN | 1 |  | 0
2020 | CA | Eland Solar & Storage Center, Phase 1 Hybrid | 61168 | CAMX | WECC California |  | 350
2020 | CA | Eland Solar & Storage Center, Phase 2 Hybrid | 61169 | CAMX | WECC California |  | 350
2020 | CA | Electra | 239 | CAMX | WECC California | WAT | 102.5 |  | 286159 |  |  | 0 |  |  |  | 0
2020 | CA | Elevation Solar C | 59964 | CAMX | WECC California | SUN | 40 |  | 110491 |  |  | 0 |  |  |  | 0
2020 | CA | Elk Hills Cogen | 55950 | CAMX | WECC California | NG | 46.6 | 0.65368 | 36841 | 278116.702 | 0.13826 | 0.0075055 | 0.00099423 | NEI avg EF - PM, fuel type, firing type | 425463 | 0.2115
2020 | CA | Elk Hills Power | 55400 | CAMX | WECC California | NG | 623 | 0.91796 | 3373700 | 24259076.633 | 58.7464 | 0.034826 | 0.0048433 | EPA/NEI | 26427279 | 63.997
2020 | CA | Elkhorn Battery Energy Storage System | 62564 | CAMX | WECC California | MWH | 182.5
2020 | CA | Ellwood | 8076 | CAMX | WECC California | NG | 58 |  | 4300 | 62271 | 0.030956 | 0.014398 | 0.00099423 | NEI avg EF - PM, fuel type, firing type | 62271 | 0.030956
2020 | CA | Elmore Company | 10634 | AZNM | WECC Southwest | GEO | 45.5 |  | 336572 |  |  | 0 |  |  |  | 0
2020 | CA | EMWD - Moreno Valley RWRF | 64406 | CAMX | WECC California | SUN | 2.4
2020 | CA | EMWD - Perris Valley RWRF | 64396 | CAMX | WECC California | SUN | 1.3
2020 | CA | EMWD - San Jacinto RES BCT | 64399 | CAMX | WECC California | SUN | 4.2
2020 | CA | EMWD - San Jacinto RWRF NEM | 64397 | CAMX | WECC California | SUN | 1.3
2020 | CA | EMWD - Sun City RWRF | 64398 | CAMX | WECC California | SUN | 1.5
2020 | CA | Encina Water Pollution Control | 10026 | CAMX | WECC California | OBG | 4.7 | 1 | 14595 | 151684 | 1.1149 | 0.15278 | 0.0147 | EPA/NEI; Estimated using an emission factor | 151684 | 1.1149
2020 | CA | Energy Center | 58168 | CAMX | WECC California | NG | 2.4 | 0.91325 | 6485.001 | 76838.279 | 0.038197 | 0.01178 | 0.00099423 | EPA/NEI; Estimated using an emission factor | 84136.998 | 0.041826
2020 | CA | Energy Center San Diego | 54337 | CAMX | WECC California | NG | 1.6 | 0.39874 | 187 | 1123.242 | 0.000237 | 0.0025348 | 0.000422 | Estimated using an emission factor | 2817 | 0.00059439
2020 | CA | Enerparc CA1 LLC | 59122 | CAMX | WECC California | SUN | 1.5 |  | 3145 |  |  | 0 |  |  |  | 0
2020 | CA | Enerparc CA2, LLC | 59978 | NWPP | WECC Northwest | SUN | 1.5 |  | 3488 |  |  | 0 |  |  |  | 0
2020 | CA | Equilon Los Angeles Refining | 50530 | CAMX | WECC California | PRG | 83 | 0.34697 | 361039.88 | 2045515.46 | 9.7551 | 0.054039 | 0.009538 | EPA/NEI; Estimated using an emission factor | 5895397.688 | 28.1152
2020 | CA | Equinix Caspian Dr. Fuel Cell | 62671 | CAMX | WECC California | NG | 4.8 |  | 38371 |  | 0 | 0 |  | Estimated using an emission factor |  | 0
2020 | CA | Equinix Douglas St. Fuel Cell | 62704 | CAMX | WECC California | NG | 1.5 |  | 6757 |  | 0 | 0 |  | Estimated using an emission factor |  | 0
2020 | CA | Equinix Great Oaks Blvd. Fuel Cell | 62702 | CAMX | WECC California | NG | 4.5 |  | 35689 |  | 0 | 0 |  | Estimated using an emission factor |  | 0
2020 | CA | Equinix Lundy Ave. Fuel Cell | 62703 | CAMX | WECC California | NG | 3.8 |  | 28502 |  | 0 | 0 |  | Estimated using an emission factor |  | 0
2020 | CA | Equinix Maple Ave. Fuel Cell | 62705 | CAMX | WECC California | NG | 2 |  | 7482 |  | 0 | 0 |  | Estimated using an emission factor |  | 0
2020 | CA | Equinix San Jose | 60223 | CAMX | WECC California | NG | 1.1 |  | 7480 |  | 0 | 0 |  | Estimated using an emission factor |  | 0
2020 | CA | EQX005.0 Toyama Fuel Cell | 64756 | CAMX | WECC California | NG | 1.1 |  | 9195 |  | 0 | 0 |  | Estimated using an emission factor |  | 0
2020 | CA | EQX010 Great Oaks Fuel Cell | 63704 | CAMX | WECC California | NG | 2.4 |  | 20677 |  | 0 | 0 |  | Estimated using an emission factor |  | 0
2020 | CA | EQX011 Duane Fuel Cell | 63705 | CAMX | WECC California | NG | 5.2 |  | 38720 |  | 0 | 0 |  | Estimated using an emission factor |  | 0
2020 | CA | EQX015 Great Oaks Fuel Cell | 63708 | CAMX | WECC California | NG | 4 |  | 31069 |  | 0 | 0 |  | Estimated using an emission factor |  | 0
2020 | CA | ESCA-LL-COLTON, LLC | 64270 | CAMX | WECC California | SUN | 2.6
2020 | CA | Escondido Energy Center, LLC | 55538 | CAMX | WECC California | NG | 98 |  | 12827 | 135204.047 | 0.52457 | 0.081791 | 0.0077596 | NEI avg EF - PM, fuel type, firing type | 135204.047 | 0.52457
2020 | CA | Escondido Energy Storage | 60570 | CAMX | WECC California | MWH | 30 |  | -3727 | 0 |  | 0 |  |  | 0 | 0
2020 | CA | ESI Project | 50819 | CAMX | WECC California | WND | 1.2
2020 | CA | Etiwanda | 745 | CAMX | WECC California | WAT | 23.9 |  | 9045 |  |  | 0 |  |  |  | 0
2020 | CA | Etiwanda Generating Station | 331 | CAMX | WECC California | NG | 1050.1
2020 | CA | Exchequer | 409 | CAMX | WECC California | WAT | 94.5 |  | 205063 |  |  | 0 |  |  |  | 0
2020 | CA | Exeter Solar | 58306 | CAMX | WECC California | SUN | 3.5 |  | 6668 |  |  | 0 |  |  |  | 0
2020 | CA | Expressway Solar A | 58761 | CAMX | WECC California | SUN | 2 |  | 4737 |  |  | 0 |  |  |  | 0
2020 | CA | Expressway Solar B | 58762 | CAMX | WECC California | SUN | 2 |  | 4098 |  |  | 0 |  |  |  | 0
2020 | CA | Expressway Solar C2 | 58763 | CAMX | WECC California | SUN | 1.5 |  | 3625 |  |  | 0 |  |  |  | 0
2020 | CA | Extreme San Ignacio | 63604 | CAMX | WECC California | NG | 1 |  | 8515 |  | 0 | 0 |  | Estimated using an emission factor |  | 0
2020 | CA | Extreme Via Del Oro | 63607 | CAMX | WECC California | NG | 1.2 |  | 10517 |  | 0 | 0 |  | Estimated using an emission factor |  | 0
2020 | CA | ExxonMobil Santa Ynez Facility | 50270 | CAMX | WECC California | NG | 49.3
2020 | CA | FAA NorCal TRACON | 58261 | CAMX | WECC California | SUN | 1 |  | 992 |  |  | 0 |  |  |  | 0
2020 | CA | Fairhaven Power | 10052 | CAMX | WECC California | WDS | 18.8 |  | 8068 | 212819 | 1.9897 | 0.49324 | 0.018699 | NEI avg EF - PM, fuel type | 212819 | 1.9897
2020 | CA | Fall Creek | 296 | NWPP | WECC Northwest | WAT | 2.1 |  | 8316 |  |  | 0 |  |  |  | 0
2020 | CA | Fallbrook Energy Storage | 61365 | CAMX | WECC California | MWH | 40
2020 | CA | Farad | 6512 | NWPP | WECC Northwest | WAT | 2.8
2020 | CA | Farmersville | 59203 | CAMX | WECC California | SUN | 4.5 |  | 7701 |  |  | 0 |  |  |  | 0
2020 | CA | Feather River Energy Center | 55847 | CAMX | WECC California | NG | 47 |  | 29351 | 339638.406 | 1.3177 | 0.089792 | 0.0077596 | NEI avg EF - PM, fuel type, firing type | 339638.406 | 1.3177
2020 | CA | Fifth Standard Solar PV, LLC (Hybrid) | 64197 | CAMX | WECC California |  | 267
2020 | CA | Firebaugh-CCS-PV-1 | 63994 | CAMX | WECC California | SUN | 1 |  | 1578 |  |  | 0 |  |  |  | 0
2020 | CA | Firestone Walker Brewery - Phase 1 | 64391 | CAMX | WECC California | SUN | 1.6 |  | 208 |  |  | 0 |  |  |  | 0
2020 | CA | Five Points Solar Park | 59523 | CAMX | WECC California | SUN | 60 |  | 134693 |  |  | 0 |  |  |  | 0
2020 | CA | Five Points Solar Station | 57498 | CAMX | WECC California | SUN | 15 |  | 24140 |  |  | 0 |  |  |  | 0
2020 | CA | FLEX Gibraltar | 62575 | CAMX | WECC California | NG | 1 |  | 7532 |  | 0 | 0 |  | Estimated using an emission factor |  | 0
2020 | CA | Folsom | 441 | NWPP | WECC Northwest | WAT | 198.6 |  | 360674.001 |  |  | 0 |  |  |  | 0
2020 | CA | Folsom SP and CSP Sacramento | 61698 | CAMX | WECC California | SUN | 1.3 |  | 2565 |  |  | 0 |  |  |  | 0
2020 | CA | Fontana | 332 | CAMX | WECC California | WAT | 3 |  | 5997 |  |  | 0 |  |  |  | 0
2020 | CA | Foothill | 396 | CAMX | WECC California | WAT | 10.1 |  | 16 |  |  | 0 |  |  |  | 0
2020 | CA | Foothill Feeder | 6645 | CAMX | WECC California | WAT | 9 |  | 50987 |  |  | 0 |  |  |  | 0
2020 | CA | Foothill Solar Project | 59799 | CAMX | WECC California | SUN | 1.1
2020 | CA | Forbestown | 417 | CAMX | WECC California | WAT | 41.9 |  | 51550 |  |  | 0 |  |  |  | 0
2020 | CA | Forever 21 Retail, Inc. | 59651 | CAMX | WECC California | SUN | 1.6 |  | 2170 |  |  | 0 |  |  |  | 0
2020 | CA | Forks of Butte Hydro Project | 50350 | CAMX | WECC California | WAT | 14.5 |  | 14940 |  |  | 0 |  |  |  | 0
2020 | CA | Foster Wheeler Martinez | 10342 | CAMX | WECC California | NG | 113.5 | 0.57166 | 581854 | 3453573.403 | 10.6737 | 0.036689 | 0.0061813 | EPA/NEI; Estimated using an emission factor | 6041253.75 | 18.6713
2020 | CA | Foundation AB | 57791 | CAMX | WECC California | WND | 1.5 |  | 2299 |  |  | 0 |  |  |  | 0
2020 | CA | Foundation California Training Facility | 61442 | CAMX | WECC California | WND | 1.8 |  | 5034 |  |  | 0 |  |  |  | 0
2020 | CA | Foundation CDCR LAC | 61066 | CAMX | WECC California | WND | 1.9 |  | 4320 |  |  | 0 |  |  |  | 0
2020 | CA | Foundation Cemex BMQ | 58102 | CAMX | WECC California | WND | 3 |  | 3484 |  |  | 0 |  |  |  | 0
2020 | CA | Foundation Cemex Madison | 58112 | CAMX | WECC California | WND | 1 |  | 1778 |  |  | 0 |  |  |  | 0
2020 | CA | Foundation Cemex River Plant | 58101 | CAMX | WECC California | WND | 3.2 |  | 2935 |  |  | 0 |  |  |  | 0
2020 | CA | Foundation Dole Fresh Vegetables | 62654 | CAMX | WECC California | WND | 5.6
2020 | CA | Foundation IE | 57792 | CAMX | WECC California | WND | 1 |  | 447 |  |  | 0 |  |  |  | 0
2020 | CA | Foundation Mann Packing | 61443 | CAMX | WECC California | WND | 1.8 |  | 5129 |  |  | 0 |  |  |  | 0
2020 | CA | Foundation NWNA | 58114 | CAMX | WECC California | WND | 5.1 |  | 19569 |  |  | 0 |  |  |  | 0
2020 | CA | Foundation RRM | 58113 | CAMX | WECC California | WND | 2 |  | 9258 |  |  | 0 |  |  |  | 0
2020 | CA | Foundation SaIinas Valley State Prison | 61444 | CAMX | WECC California | WND | 1.8 |  | 4750 |  |  | 0 |  |  |  | 0
2020 | CA | Foundation Scheid Vineyards | 61067 | CAMX | WECC California | WND | 1.9 |  | 3742 |  |  | 0 |  |  |  | 0
2020 | CA | Foundation ST | 57626 | CAMX | WECC California | WND | 2 |  | 2440 |  |  | 0 |  |  |  | 0
2020 | CA | Foundation Superior Farms | 58104 | CAMX | WECC California | WND | 1 |  | 1335 |  |  | 0 |  |  |  | 0
2020 | CA | Foundation Wal-Mart Red Bluff | 58105 | CAMX | WECC California | WND | 1 | 1 | 1755 |  |  | 0 |  |  |  | 0
2020 | CA | Four Mile Hill | 55845 | CAMX | WECC California | GEO | 49.9
2020 | CA | FPL Energy Montezuma Winds LLC | 57201 | CAMX | WECC California | WND | 36.8 |  | 89359 |  |  | 0 |  |  |  | 0
2020 | CA | Francisco St. Solar | 62287 | CAMX | WECC California | SUN | 1.2 |  | 2319 |  |  | 0 |  |  |  | 0
2020 | CA | Frankenheimer Power Plant | 50219 | CAMX | WECC California | WAT | 5.3 |  | -68 |  |  | 0 |  |  |  | 0
2020 | CA | Franklin (CA) | 397 | CAMX | WECC California | WAT | 2 |  | 0
2020 | CA | Franklin Templeton San Mateo | 57809 | CAMX | WECC California | NG | 1.1 |  | 6934 |  | 0 | 0 |  | Estimated using an emission factor |  | 0
2020 | CA | Freeway Springs | 60183 | CAMX | WECC California | SUN | 2 |  | 2999 |  |  | 0 |  |  |  | 0
2020 | CA | French Meadows | 424 | CAMX | WECC California | WAT | 15.3 |  | 29036 |  |  | 0 |  |  |  | 0
2020 | CA | Fresno Bullard High School Hybrid | 63420 | CAMX | WECC California | SUN | 1.6 |  | 1735 | 0 |  | 0 |  |  | 0 | 0
2020 | CA | Fresno Cogeneration Partners, LP | 10156 | CAMX | WECC California | NG | 103.1 | 0.70142 | 4312 | 17313.786 | 0.057051 | 0.026461 | 0.0065902 | EPA/NEI | 24683.834 | 0.081336
2020 | CA | Fresno Hoover High School Hybrid | 63421 | CAMX | WECC California | SUN | 1.4 |  | 1707 | 0 |  | 0 |  |  | 0 | 0
2020 | CA | Fresno Solar | 60083 | CAMX | WECC California | SUN | 3 |  | 6390 |  |  | 0 |  |  |  | 0
2020 | CA | Fresno Sunnyside High School Hybrid | 63422 | CAMX | WECC California | SUN | 1.9 |  | 312 | 0 |  | 0 |  |  | 0 | 0
2020 | CA | Friant Hydro Facility | 50393 | CAMX | WECC California | WAT | 37.5 |  | 71288 |  |  | 0 |  |  |  | 0
2020 | CA | Frito-Lay Cogen Plant | 10110 | CAMX | WECC California | NG | 6 | 0.55273 | 25052 | 177868.768 | 0.088421 | 0.007059 | 0.00099423 | NEI avg EF - PM, fuel type, firing type | 321801 | 0.15997
2020 | CA | Frontier HS Solar Project | 62275 | CAMX | WECC California | SUN | 1.4 |  | 2551 |  |  | 0 |  |  |  | 0
2020 | CA | Frontier Solar LLC | 60039 | CAMX | WECC California | SUN | 20 |  | 49614 |  |  | 0 |  |  |  | 0
2020 | CA | FRV SI Transport Solar LP | 57506 | CAMX | WECC California | SUN | 1 |  | 2862 |  |  | 0 |  |  |  | 0
2020 | CA | FTF-PackingShed | 63993 | CAMX | WECC California | SUN | 1 |  | 466 |  |  | 0 |  |  |  | 0
2020 | CA | Fullerton Mill CHP | 58083 | CAMX | WECC California | NG | 21 | 0.34777 | 7100 | 41057.409 | 0.12689 | 0.035745 | 0.0061813 | EPA/NEI; Estimated using an emission factor | 118058.414 | 0.36488
2020 | CA | G2 Energy Hay Rd | 58320 | CAMX | WECC California | LFG | 1.6 |  | 12548 | 129939 | 0.95505 | 0.15222 | 0.0147 | Estimated using an emission factor | 129939 | 0.95505
2020 | CA | G2 Energy Ostrom Road LLC | 57133 | CAMX | WECC California | LFG | 3.5 |  | 26914 | 295489 | 2.1718 | 0.16139 | 0.0147 | Estimated using an emission factor | 295489 | 2.1718
2020 | CA | Gap Pacific Distribution Center | 56909 | CAMX | WECC California | SUN | 1.2 |  | 3944 |  |  | 0 |  |  |  | 0
2020 | CA | Garnet Solar Generation Station I LLC | 58528 | CAMX | WECC California | SUN | 4 |  | 7171 |  |  | 0 |  |  |  | 0
2020 | CA | Garnet Wind Energy Center | 57302 | CAMX | WECC California | WND | 6.5 |  | 14560 |  |  | 0 |  |  |  | 0
2020 | CA | Gas Utilization Facility | 50492 | CAMX | WECC California | OBG | 6.1 | 0.28025 | 11459 | 89489.652 | 0.65775 | 0.1148 | 0.0147 | EPA/NEI; Estimated using an emission factor | 319317 | 2.347
2020 | CA | Gaskell West 1 Solar Facility | 61445 | CAMX | WECC California | SUN | 20 |  | 53362 |  |  | 0 |  |  |  | 0
2020 | CA | Gates Peaker | 55875 | CAMX | WECC California | NG | 46.5
2020 | CA | Gates Solar Station | 57892 | CAMX | WECC California | SUN | 20 |  | 31020 |  |  | 0 |  |  |  | 0
2020 | CA | Gateway Energy Storage System | 63834 | CAMX | WECC California | MWH | 250 |  | -3162 | 0 |  | 0 |  |  | 0 | 0
2020 | CA | Gateway Generating Station | 56476 | CAMX | WECC California | NG | 619.7 |  | 2855300 | 21186064 | 65.4784 | 0.045864 | 0.0061813 | NEI avg EF - PM, fuel type, firing type | 21186064 | 65.4784
2020 | CA | Gavilan Community College Solar Project | 61993 | CAMX | WECC California |  | 1.9
2020 | CA | Gaviota Oil Plant | 50623 | CAMX | WECC California | NG | 14 | 1 | 0
2020 | CA | GE - Tehachapi | 57566 | CAMX | WECC California | WND | 8.7 |  | 0
2020 | CA | GEN005 Antibody Fuel Cell | 63714 | CAMX | WECC California | NG | 2.5 |  | 21902 |  | 0 | 0 |  | Estimated using an emission factor |  | 0
2020 | CA | Genentech Vacaville Meter #1 | 60844 | CAMX | WECC California | SUN | 6.1 |  | 8009 |  |  | 0 |  |  |  | 0
2020 | CA | Genentech-Oceanside Hybrid | 60231 | CAMX | WECC California | SUN | 6.5 |  | 6608 |  |  | 0 |  |  |  | 0
2020 | CA | Genesis Solar Energy Project | 57394 | CAMX | WECC California | SUN | 250 |  | 609129 |  |  | 0 |  |  |  | 0
2020 | CA | Geo East Mesa II | 54038 | AZNM | WECC Southwest | GEO | 21.6 |  | 0
2020 | CA | Geothermal 1 | 7368 | CAMX | WECC California | GEO | 110 |  | 454584 |  |  | 0 |  |  |  | 0
2020 | CA | Geothermal 2 | 7369 | CAMX | WECC California | GEO | 110 |  | 284372 |  |  | 0 |  |  |  | 0
2020 | CA | Geysers Unit 5-20 | 286 | CAMX | WECC California | GEO | 1273 |  | 4609873 |  |  | 0 |  |  |  | 0
2020 | CA | Gianera | 7231 | CAMX | WECC California | NG | 64.6 |  | 6693 | 102400 | 0.050905 | 0.015211 | 0.00099423 | NEI avg EF - PM, fuel type, firing type | 102400 | 0.050905
2020 | CA | Giffen | 57521 | CAMX | WECC California | SUN | 20 |  | 19036 |  |  | 0 |  |  |  | 0
2020 | CA | Giffen Solar Park | 59522 | CAMX | WECC California | SUN | 20 |  | 30102 |  |  | 0 |  |  |  | 0
2020 | CA | Gilroy Energy Center, LLC | 55810 | CAMX | WECC California | NG | 135 |  | 29130 | 352307.75 | 1.3669 | 0.093848 | 0.0077596 | NEI avg EF - PM, fuel type, firing type | 352307.75 | 1.3669
2020 | CA | Glenarm | 422 | CAMX | WECC California | NG | 265.6 |  | 58789 | 553801.562 | 1.9241 | 0.065457 | 0.0069486 | NEI avg EF - PM, fuel type, firing type | 553801.562 | 1.9241
2020 | CA | Glendale Battery Energy Storage System | 60974 | CAMX | WECC California | MWH | 2 |  | 0
2020 | CA | Goal Line | 54749 | CAMX | WECC California | NG | 51.4 | 0.81192 | 18695 | 138773.327 | 1.6303 | 0.17441 | 0.023496 | EPA/NEI | 170920.891 | 2.0079
2020 | CA | Golden Acorn Casino | 59328 | CAMX | WECC California | WND | 1 |  | 4390 |  |  | 0 |  |  |  | 0
2020 | CA | Golden Field Solar III, LLC | 63859 | CAMX | WECC California | SUN | 192 |  | 0
2020 | CA | Golden Fields Solar I, LLC | 60590 | CAMX | WECC California | SUN | 54 |  | 124884 |  |  | 0 |  |  |  | 0
2020 | CA | Golden Hills North Wind Energy Center | 61222 | CAMX | WECC California | WND | 46 |  | 164891 |  |  | 0 |  |  |  | 0
2020 | CA | Golden Hills Wind | 60049 | CAMX | WECC California | WND | 85.9 |  | 262660 |  |  | 0 |  |  |  | 0
2020 | CA | Golden Springs Building C-1 | 57796 | CAMX | WECC California | SUN | 1.2 |  | 1753 |  |  | 0 |  |  |  | 0
2020 | CA | Golden Springs Building D | 57797 | CAMX | WECC California | SUN | 1.3 |  | 1874 |  |  | 0 |  |  |  | 0
2020 | CA | Goleta Grid Resiliency | 63736 | CAMX | WECC California | MWH | 10
2020 | CA | Goose Haven Energy Center | 55627 | CAMX | WECC California | NG | 47 |  | 15694 | 193102.844 | 0.44616 | 0.056857 | 0.004621 | EPA/NEI | 193102.844 | 0.44616
2020 | CA | Gosselin Hydro Plant | 10128 | CAMX | WECC California | WAT | 2 |  | 3178 |  |  | 0 |  |  |  | 0
2020 | CA | GPS Cabazon Wind LLC | 50552 | CAMX | WECC California | WND | 38.9 |  | 33916 |  |  | 0 |  |  |  | 0
2020 | CA | Granger | 60516 | CAMX | WECC California | SUN | 3 |  | 7255 |  |  | 0 |  |  |  | 0
2020 | CA | Grape | 63851 | CAMX | WECC California | SUN | 246.4
2020 | CA | Grapeland Generating Station | 56472 | CAMX | WECC California | NG | 59.8 |  | 17531 | 199561 | 0.77426 | 0.08833 | 0.0077596 | NEI avg EF - PM, fuel type, firing type | 199561 | 0.77426
2020 | CA | Grassland 1&2 Solar Project | 58217 | CAMX | WECC California | SUN | 2.5 |  | 4018 |  |  | 0 |  |  |  | 0
2020 | CA | Grassland 3&4 Solar Project | 58204 | CAMX | WECC California | SUN | 2.5 |  | 4598 |  |  | 0 |  |  |  | 0
2020 | CA | Grayson Power Plant | 377 | CAMX | WECC California | NG | 353.9 |  | 116070 | 1676318.078 | 6.1957 | 0.10676 | 0.0073921 | NEI avg EF - PM, fuel type, firing type | 1676318.078 | 6.1957
2020 | CA | Great Valley Solar Portfolio Holdings, LLC | 59940 | CAMX | WECC California | SUN | 202.5 |  | 530525.001 |  |  | 0 |  |  |  | 0
2020 | CA | Green Acres Solar Facility 1 | 57849 | CAMX | WECC California | SUN | 3 |  | 5670 |  |  | 0 |  |  |  | 0
2020 | CA | Green Acres Solar Facility 2 | 57850 | CAMX | WECC California | SUN | 1 |  | 2115 |  |  | 0 |  |  |  | 0
2020 | CA | Green Beanworks B PV | 61339 | CAMX | WECC California | SUN | 3 |  | 7019 |  |  | 0 |  |  |  | 0
2020 | CA | Green Beanworks C PV | 61215 | CAMX | WECC California | SUN | 3 |  | 7546 |  |  | 0 |  |  |  | 0
2020 | CA | Green Beanworks D PV | 61216 | CAMX | WECC California | SUN | 3 |  | 7291 |  |  | 0 |  |  |  | 0
2020 | CA | Green Power I | 55396 | CAMX | WECC California | WND | 16.5 |  | 11983 |  |  | 0 |  |  |  | 0
2020 | CA | Greenleaf 1 Power Plant | 10350 | CAMX | WECC California | NG | 66
2020 | CA | Greg Avenue | 6643 | CAMX | WECC California | WAT | 1
2020 | CA | Gridley Main | 58370 | CAMX | WECC California | SUN | 1 |  | 1273 |  |  | 0 |  |  |  | 0
2020 | CA | Gridley Main Two | 58371 | CAMX | WECC California | SUN | 2.5 |  | 3050 |  |  | 0 |  |  |  | 0
2020 | CA | Grizzly | 7338 | CAMX | WECC California | WAT | 22 |  | 0
2020 | CA | Grossmont Hospital | 10115 | CAMX | WECC California | NG | 6.1 | 0.4323 | 27341 | 160720.647 | 0.079897 | 0.0058444 | 0.00099423 | EPA/NEI; Estimated using an emission factor | 371781 | 0.18482
2020 | CA | Grossmont HS Solar Project | 62987 | CAMX | WECC California | SUN | 1.4 |  | 2269 |  |  | 0 |  |  |  | 0
2020 | CA | GRS American Canyon | 10392 | CAMX | WECC California | LFG | 1.6
2020 | CA | GRS Newby I | 10388 | CAMX | WECC California | LFG | 2
2020 | CA | Guadalupe Solar Farm | 62690 | CAMX | WECC California | SUN | 1.7 |  | 2047 |  |  | 0 |  |  |  | 0
2020 | CA | Guernsey Solar Station | 57891 | CAMX | WECC California | SUN | 20 |  | 41822 |  |  | 0 |  |  |  | 0
2020 | CA | H. Gonzales | 56039 | CAMX | WECC California | NG | 11.8 |  | 492 | 5487 | 0.0027277 | 0.011088 | 0.00099423 | NEI avg EF - PM, fuel type, firing type | 5487 | 0.0027277
2020 | CA | Haas | 240 | CAMX | WECC California | WAT | 135 |  | 204472 |  |  | 0 |  |  |  | 0
2020 | CA | Haiwee | 398 | CAMX | WECC California | WAT | 5.6 |  | 0
2020 | CA | Halsey | 241 | CAMX | WECC California | WAT | 13.6 |  | 34208 |  |  | 0 |  |  |  | 0
2020 | CA | Hamilton Branch | 242 | CAMX | WECC California | WAT | 5.3 |  | 0
2020 | CA | Hanford 1 and 2 | 59300 | CAMX | WECC California | SUN | 3 |  | 5706 |  |  | 0 |  |  |  | 0
2020 | CA | Hanford Energy Park Peaker | 55698 | CAMX | WECC California | NG | 92.2 |  | 18540 | 214117.938 | 0.21981 | 0.023712 | 0.0020532 | EPA/NEI | 214117.938 | 0.21981
2020 | CA | Harbor Cogen | 50541 | CAMX | WECC California | NG | 107.4 | 1 | 19177 | 249022.125 | 0.76964 | 0.080267 | 0.0061813 | EPA/NEI; Estimated using an emission factor | 249022.125 | 0.76964
2020 | CA | Harbor Generating Station | 399 | CAMX | WECC California | NG | 595.1 |  | 58527 | 765275.766 | 2.1759 | 0.074354 | 0.0056865 | EPA/NEI; Estimated using an emission factor | 765275.766 | 2.1759
2020 | CA | Hat Creek 1 | 243 | CAMX | WECC California | WAT | 10 |  | 32343 |  |  | 0 |  |  |  | 0
2020 | CA | Hat Creek 2 | 244 | CAMX | WECC California | WAT | 10 |  | 33581 |  |  | 0 |  |  |  | 0
2020 | CA | Hatchet Creek Project | 10882 | CAMX | WECC California | WAT | 6.8 |  | 9048 |  |  | 0 |  |  |  | 0
2020 | CA | Hatchet Ridge Wind Project | 56654 | CAMX | WECC California | WND | 101.2 |  | 281677 |  |  | 0 |  |  |  | 0
2020 | CA | Haynes Generating Station | 400 | CAMX | WECC California | NG | 2885.1 |  | 3680122.002 | 28051436.75 | 25.7348 | 0.013986 | 0.0018348 | EPA/NEI | 28051436.75 | 25.7348
2020 | CA | Haypress | 10253 | CAMX | WECC California | WAT | 10 |  | 5180 |  |  | 0 |  |  |  | 0
2020 | CA | Hayworth Solar | 59009 | CAMX | WECC California | SUN | 27 |  | 48545 |  |  | 0 |  |  |  | 0
2020 | CA | Heber Geothermal | 54689 | AZNM | WECC Southwest | GEO | 81.5 |  | 332767 |  |  | 0 |  |  |  | 0
2020 | CA | Heber Solar | 58398 | AZNM | WECC Southwest | SUN | 10.9 |  | 24537 |  |  | 0 |  |  |  | 0
2020 | CA | HEBT Irvine 1 | 61722 | CAMX | WECC California | MWH | 5.5 |  | -2725 | 0 |  | 0 |  |  | 0 | 0
2020 | CA | HEBT Irvine 2 | 61723 | CAMX | WECC California | MWH | 5.8 |  | -1671 | 0 |  | 0 |  |  | 0 | 0
2020 | CA | HEBT WLA 1 | 61721 | CAMX | WECC California | MWH | 1 |  | -183 | 0 |  | 0 |  |  | 0 | 0
2020 | CA | Hecate Energy Beacon Solar 1 | 59315 | CAMX | WECC California | SUN | 56 |  | 139420 |  |  | 0 |  |  |  | 0
2020 | CA | Hecate Energy Beacon Solar 3 | 59316 | CAMX | WECC California | SUN | 56 |  | 138418 |  |  | 0 |  |  |  | 0
2020 | CA | Hecate Energy Beacon Solar 4 | 59317 | CAMX | WECC California | SUN | 50 |  | 123052 |  |  | 0 |  |  |  | 0
2020 | CA | Hecate Energy Johanna Facility | 62889 | CAMX | WECC California | MWH | 30
2020 | CA | Heliocentric | 57831 | CAMX | WECC California | SUN | 1.5 |  | 1719 |  |  | 0 |  |  |  | 0
2020 | CA | Hellyer Solar Farm | 62689 | CAMX | WECC California | SUN | 2.2 |  | 3736 |  |  | 0 |  |  |  | 0
2020 | CA | Helms Energy Center | 56955 | CAMX | WECC California | NG | 48
2020 | CA | Helms Pumped Storage | 6100 | CAMX | WECC California | WAT | 1053 |  | -354509.001 |  |  | 0 |  |  |  | 0
2020 | CA | Helzel & Schwarzhoff 86 | 56275 | CAMX | WECC California | WND | 2.4 |  | 2822 |  |  | 0 |  |  |  | 0
2020 | CA | Helzel & Schwarzhoff 88 Wind Farm | 52165 | CAMX | WECC California | WND | 1.8 |  | 0
2020 | CA | Henrietta D Energy Storage LLC | 60641 | CAMX | WECC California | MWH | 10
2020 | CA | Henrietta Peaker Plant | 55807 | CAMX | WECC California | NG | 98 |  | 30308 | 328624.25 | 0.29172 | 0.01925 | 0.0017754 | EPA/NEI | 328624.25 | 0.29172
2020 | CA | Henrietta Solar Project | 58975 | CAMX | WECC California | SUN | 102 |  | 241258 |  |  | 0 |  |  |  | 0
2020 | CA | Hesperia | 59182 | CAMX | WECC California | SUN | 1.5 |  | 2782 |  |  | 0 |  |  |  | 0
2020 | CA | Hickman | 162 | CAMX | WECC California | WAT | 1 |  | 3647 |  |  | 0 |  |  |  | 0
2020 | CA | High Desert Power Project | 55518 | CAMX | WECC California | NG | 852 |  | 3056550 | 23703996.5 | 43.5 | 0.028463 | 0.0036703 | EPA/NEI | 23703996.5 | 43.5
2020 | CA | High Sierra Cogeneration Plant | 57977 | CAMX | WECC California | NG | 6 | 0.62888 | 31140 | 197066.07 | 0.041581 | 0.0026706 | 0.000422 | Estimated using an emission factor | 313359 | 0.066119
2020 | CA | High Sierra Limited | 50495 | CAMX | WECC California | NG | 49.8 | 0.80936 | 21979 | 195502.529 | 0.097187 | 0.0088436 | 0.00099423 | NEI avg EF - PM, fuel type, firing type | 241551 | 0.12008
2020 | CA | High Winds LLC | 56075 | CAMX | WECC California | WND | 162 |  | 312992 |  |  | 0 |  |  |  | 0
2020 | CA | HL Power | 10777 | CAMX | WECC California | WDS | 36.2 |  | 203163 | 2941910.75 | 27.5053 | 0.27077 | 0.018699 | NEI avg EF - PM, fuel type | 2941910.75 | 27.5053
2020 | CA | HL Solar | 62655 | CAMX | WECC California | SUN | 7.6 |  | 11288 |  |  | 0 |  |  |  | 0
2020 | CA | Hoag Hospital Cogen Plant | 58223 | CAMX | WECC California | NG | 4.5 | 0.10369 | 4260.999 | 37607.858 | 0.0079352 | 0.0037246 | 0.000422 | Estimated using an emission factor | 362689.992 | 0.076528
2020 | CA | Hollister Solar LLC | 59268 | CAMX | WECC California | SUN | 1.5 |  | 3809 |  |  | 0 |  |  |  | 0
2020 | CA | Honda Torrance | 58300 | CAMX | WECC California | NG | 1.1 |  | 5289 |  | 0 | 0 |  | Estimated using an emission factor |  | 0
2020 | CA | Horn | 58452 | CAMX | WECC California | SUN | 1.5 |  | 3532 |  |  | 0 |  |  |  | 0
2020 | CA | Houweling Nurseries | 58432 | CAMX | WECC California | NG | 13.2 | 1 | 71904 | 622158.984 | 0.13128 | 0.0036514 | 0.000422 | Estimated using an emission factor | 622158.984 | 0.13128
2020 | CA | Hudson - High Desert Hybrid | 64624 | CAMX | WECC California |  | 150
2020 | CA | Hudson Ranch Power II LLC | 58211 | AZNM | WECC Southwest | GEO | 55
2020 | CA | Humboldt Bay | 246 | CAMX | WECC California | NG | 269.4 |  | 484335 | 4269174.062 | 0.9008 | 0.0037197 | 0.000422 | EPA/NEI; Estimated using an emission factor | 4269174.062 | 0.9008
2020 | CA | Humboldt Sawmill Company | 50049 | CAMX | WECC California | WDS | 32.5 | 0.034164 | 126266 | 795815.448 | 7.4405 | 0.11785 | 0.018699 | NEI avg EF - PM, fuel type | 23293992 | 217.7866
2020 | CA | Hunters Point | 247 | CAMX | WECC California |  | 427.4
2020 | CA | Huron Solar Station | 57523 | CAMX | WECC California | SUN | 20 |  | 37664 |  |  | 0 |  |  |  | 0
2020 | CA | Hybrid Holdings 1 Capistrano | 62515 | CAMX | WECC California | MWH | 4
2020 | CA | Hyperion Treatment Plant CHP Plant | 60960 | CAMX | WECC California | OBG | 33 |  | 147741.999 | 1485945 | 16.0482 | 0.21725 | 0.0216 | Estimated using an emission factor | 1485945 | 16.0482
2020 | CA | IKEA Tejon 345 | 58028 | CAMX | WECC California | SUN | 1.5 |  | 1786 |  |  | 0 |  |  |  | 0
2020 | CA | Illumina Way SD | 63603 | CAMX | WECC California | NG | 3.5 |  | 30512 |  | 0 | 0 |  | Estimated using an emission factor |  | 0
2020 | CA | Imperial Solar Energy Center South | 57490 | CAMX | WECC California | SUN | 128.9 |  | 243008 |  |  | 0 |  |  |  | 0
2020 | CA | Imperial Solar Energy Center West | 57491 | CAMX | WECC California | SUN | 148.7 |  | 390045 |  |  | 0 |  |  |  | 0
2020 | CA | Imperial Valley Solar Co (IVSC) 2, LLC | 59657 | AZNM | WECC Southwest | SUN | 20 |  | 43991 |  |  | 0 |  |  |  | 0
2020 | CA | Imperial Valley Solar Company 1 LLC | 58062 | AZNM | WECC Southwest | SUN | 23 |  | 42864 |  |  | 0 |  |  |  | 0
2020 | CA | Imperial Valley Solar, LLC | 56917 | CAMX | WECC California | SUN | 599.9 |  | 413410.999 |  |  | 0 |  |  |  | 0
2020 | CA | Improvement Dst No. 4 | 57895 | CAMX | WECC California | SUN | 1.1 |  | 545 |  |  | 0 |  |  |  | 0
2020 | CA | Indian Valley Dam Hydro Project | 50129 | CAMX | WECC California | WAT | 2.9 |  | 9619 |  |  | 0 |  |  |  | 0
2020 | CA | Indigo Generation Facility | 55541 | CAMX | WECC California | NG | 149.7 |  | 40629 | 437200.961 | 1.4285 | 0.070318 | 0.0065347 | EPA/NEI | 437200.961 | 1.4285
2020 | CA | Industry MetroLink PV 1 | 57860 | CAMX | WECC California | SUN | 1.5 |  | 2502 |  |  | 0 |  |  |  | 0
2020 | CA | Industry Solar Power Generation Station 1 LLC | 58609 | CAMX | WECC California | SUN | 1.5 |  | 4104 |  |  | 0 |  |  |  | 0
2020 | CA | Inland Empire Energy Center | 55853 | CAMX | WECC California | NG | 819 |  | 0
2020 | CA | Inskip | 248 | CAMX | WECC California | WAT | 7.6 |  | 0
2020 | CA | Intel Folsom | 58086 | CAMX | WECC California | SUN | 1 |  | 1439 |  |  | 0 |  |  |  | 0
2020 | CA | Intel Folsom Phase 2 | 58954 | CAMX | WECC California | SUN | 1 |  | 1582 |  |  | 0 |  |  |  | 0
2020 | CA | Intel Folsom Phase 3 | 61152 | CAMX | WECC California | SUN | 5.2 |  | 5177 |  |  | 0 |  |  |  | 0
2020 | CA | Intel Santa Clara | 60224 | CAMX | WECC California | NG | 1.1 |  | 7605 |  | 0 | 0 |  | Estimated using an emission factor |  | 0
2020 | CA | IOS II-LAX9 | 63414 | CAMX | WECC California | SUN | 4 |  | 1637 |  |  | 0 |  |  |  | 0
2020 | CA | Iron Gate | 297 | NWPP | WECC Northwest | WAT | 18 |  | 82373 |  |  | 0 |  |  |  | 0
2020 | CA | Ironwood Solar LLC | 58513 | CAMX | WECC California | SUN | 4 |  | 951 |  |  | 0 |  |  |  | 0
2020 | CA | Irwindale Brew Yard, LLC | 58056 | CAMX | WECC California | SUN | 13.9 |  | 6186 | 34054 | 0.16704 | 0.054006 | 0.0098104 | EPA/NEI; Estimated using an emission factor | 34054 | 0.16704
2020 | CA | Isabella Hydro Project | 10139 | CAMX | WECC California | WAT | 11.8 |  | 17547 |  |  | 0 |  |  |  | 0
2020 | CA | ISH Solar Hospital Downey | 57841 | CAMX | WECC California | SUN | 1.1 |  | 72 |  |  | 0 |  |  |  | 0
2020 | CA | ISH Solar Hospital SDMC | 57840 | CAMX | WECC California | SUN | 1.1 |  | 206 |  |  | 0 |  |  |  | 0
2020 | CA | Ivanhoe Solar | 58307 | CAMX | WECC California | SUN | 3.5 |  | 6441.001 |  |  | 0 |  |  |  | 0
2020 | CA | Ivanpah 1 | 57074 | CAMX | WECC California | SUN | 126 |  | 285133 | 484786 | 2.2321 | 0.015657 | 0.0092088 | EPA/NEI; Estimated using an emission factor | 484786 | 2.2321
2020 | CA | Ivanpah 2 | 57073 | CAMX | WECC California | SUN | 133.4 |  | 282545 | 476779.188 | 2.1953 | 0.015539 | 0.0092088 | EPA/NEI; Estimated using an emission factor | 476779.188 | 2.1953
2020 | CA | Ivanpah 3 | 57075 | CAMX | WECC California | SUN | 133.4 |  | 288623 | 480863.188 | 2.2141 | 0.015342 | 0.0092088 | EPA/NEI; Estimated using an emission factor | 480863.188 | 2.2141
2020 | CA | IVC Solar | 61692 | AZNM | WECC Southwest | SUN | 3 |  | 3334 |  |  | 0 |  |  |  | 0
2020 | CA | J S Eastwood | 104 | CAMX | WECC California | WAT | 199.8 |  | 131832 |  |  | 0 |  |  |  | 0
2020 | CA | J&A-Santa Maria II LLC | 57101 | CAMX | WECC California | LFG | 1.4
2020 | CA | J.R. Simplot Company | 58216 | CAMX | WECC California | WH | 4 |  | 5423 |  |  | 0 |  |  |  | 0
2020 | CA | Jacumba Solar Farm | 60947 | CAMX | WECC California | SUN | 20 |  | 38757 |  |  | 0 |  |  |  | 0
2020 | CA | James B Black | 249 | CAMX | WECC California | WAT | 168.6 |  | 449611 |  |  | 0 |  |  |  | 0
2020 | CA | Jaybird | 431 | CAMX | WECC California | WAT | 161.6 |  | 269887 |  |  | 0 |  |  |  | 0
2020 | CA | Johanna Energy Center, LLC | 63843 | CAMX | WECC California | MWH | 20
2020 | CA | John L. Featherstone Plant | 57475 | AZNM | WECC Southwest | GEO | 55 |  | 429894 |  |  | 0 |  |  |  | 0
2020 | CA | Jones Fork | 534 | CAMX | WECC California | WAT | 10 |  | 423 |  |  | 0 |  |  |  | 0
2020 | CA | JSR000 N Mathilda Fuel Cell | 63711 | CAMX | WECC California | NG | 1.1 |  | 9616 |  | 0 | 0 |  | Estimated using an emission factor |  | 0
2020 | CA | Judge F Carr | 442 | NWPP | WECC Northwest | WAT | 154.4 |  | 426332 |  |  | 0 |  |  |  | 0
2020 | CA | Juniper Networks Sunnyvale | 58301 | CAMX | WECC California | NG | 1.1 |  | 7096 |  | 0 | 0 |  | Estimated using an emission factor |  | 0
2020 | CA | JVR Energy Park LLC | 64428 | CAMX | WECC California |  | 160
2020 | CA | Kaiser Deer Valley Rd. Fuel Cell | 62699 | CAMX | WECC California | NG | 1.4 |  | 10177 |  | 0 | 0 |  | Estimated using an emission factor |  | 0
2020 | CA | Kaiser Downey | 58128 | CAMX | WECC California | NG | 1 |  | 6798 |  | 0 | 0 |  | Estimated using an emission factor |  | 0
2020 | CA | Kaiser East La Palma Ave. Fuel Cell | 62698 | CAMX | WECC California | NG | 2.2 |  | 16499 |  | 0 | 0 |  | Estimated using an emission factor |  | 0
2020 | CA | Kaiser Napa Valley Corporate Dr Fuel Cell | 62701 | CAMX | WECC California | NG | 4.8 |  | 32248 |  | 0 | 0 |  | Estimated using an emission factor |  | 0
2020 | CA | Kaiser Ontario | 58132 | CAMX | WECC California | NG | 1 |  | 6732 |  | 0 | 0 |  | Estimated using an emission factor |  | 0
2020 | CA | Kaiser Owens Dr. Fuel Cell | 62700 | CAMX | WECC California | NG | 1 |  | 7324 |  | 0 | 0 |  | Estimated using an emission factor |  | 0
2020 | CA | Kanaka | 54653 | CAMX | WECC California | WAT | 1.1 |  | 0
2020 | CA | Karen Avenue Wind Farm | 10718 | CAMX | WECC California | WND | 11.7 |  | 29328 |  |  | 0 |  |  |  | 0
2020 | CA | Kaweah 1 | 337 | CAMX | WECC California | WAT | 2.3 |  | -69 |  |  | 0 |  |  |  | 0
2020 | CA | Kaweah 2 | 336 | CAMX | WECC California | WAT | 1.8 |  | 2501 |  |  | 0 |  |  |  | 0
2020 | CA | Kaweah 3 | 338 | CAMX | WECC California | WAT | 4.8 |  | 13098 |  |  | 0 |  |  |  | 0
2020 | CA | Kaweah Delta District Hospital | 10042 | CAMX | WECC California | NG | 5.2 | 1 | 20563 | 345670 | 0.17184 | 0.016713 | 0.00099423 | EPA/NEI; Estimated using an emission factor | 345670 | 0.17184
2020 | CA | Kearny Mesa Storage LLC | 62441 | CAMX | WECC California | MWH | 1 |  | -23 | 0 |  | 0 |  |  | 0 | 0
2020 | CA | Kearny North Energy Storage | 64612 | CAMX | WECC California | MWH | 10
2020 | CA | Kearny South Energy Storage | 64614 | CAMX | WECC California | MWH | 10
2020 | CA | Kekawaka Power House | 54654 | CAMX | WECC California | WAT | 4.9 |  | 0
2020 | CA | Kellogg's - San Jose | 59280 | CAMX | WECC California | NG | 1.1 |  | 6017 |  | 0 | 0 |  | Estimated using an emission factor |  | 0
2020 | CA | Kelly Ridge | 418 | CAMX | WECC California | WAT | 10 |  | 48082 |  |  | 0 |  |  |  | 0
2020 | CA | Kerckhoff | 250 | CAMX | WECC California | WAT | 33.9
2020 | CA | Kerckhoff 2 | 682 | CAMX | WECC California | WAT | 139.5 |  | 252501 |  |  | 0 |  |  |  | 0
2020 | CA | Kern Canyon | 7911 | CAMX | WECC California | WAT | 11.5 |  | 0
2020 | CA | Kern Front Limited | 50494 | CAMX | WECC California | NG | 49.8 |  | 18703 | 203296 | 0.10106 | 0.010807 | 0.00099423 | NEI avg EF - PM, fuel type, firing type | 203296 | 0.10106
2020 | CA | Kern Oil & Refining Co | 58100 | CAMX | WECC California | NG | 4.5 |  | 35049 | 476931 | 0.23709 | 0.013529 | 0.00099423 | NEI avg EF - PM, fuel type, firing type | 476931 | 0.23709
2020 | CA | Kern River 1 | 340 | CAMX | WECC California | WAT | 26.4 |  | 156791 |  |  | 0 |  |  |  | 0
2020 | CA | Kern River 3 | 339 | CAMX | WECC California | WAT | 40.3 |  | 100913 |  |  | 0 |  |  |  | 0
2020 | CA | Kern River Cogeneration | 10496 | CAMX | WECC California | NG | 300 | 0.46489 | 448936 | 2610486.861 | 1.2977 | 0.0057813 | 0.00099423 | NEI avg EF - PM, fuel type, firing type | 5615282 | 2.7914
2020 | CA | Kern River Eastridge Cogen | 52107 | CAMX | WECC California | NG | 48.8 | 0.41348 | 241161 | 1207397.763 | 0.60021 | 0.0049777 | 0.00099423 | NEI avg EF - PM, fuel type, firing type | 2920101 | 1.4516
2020 | CA | Kern River Fee A Cogen | 52094 | CAMX | WECC California | NG | 7.4
2020 | CA | Kern River Fee B Cogen | 52092 | CAMX | WECC California | NG | 3.7
2020 | CA | Kern River Fee C Cogen | 52095 | CAMX | WECC California | NG | 7.9
2020 | CA | Kern Valley SP | 63875 | CAMX | WECC California | SUN | 3
2020 | CA | Keswick | 443 | NWPP | WECC Northwest | WAT | 117 |  | 327938.001 |  |  | 0 |  |  |  | 0
2020 | CA | Kettering Solar 1 | 59098 | CAMX | WECC California | SUN | 1 |  | 1840 |  |  | 0 |  |  |  | 0
2020 | CA | Kettering Solar 2 | 59099 | CAMX | WECC California | SUN | 1 |  | 2043 |  |  | 0 |  |  |  | 0
2020 | CA | Kettleman Solar | 57921 | CAMX | WECC California | SUN | 22
2020 | CA | Kettleman Solar -Centaurus | 59633 | CAMX | WECC California | SUN | 20 |  | 48227 |  |  | 0 |  |  |  | 0
2020 | CA | Kettleman Solar Project | 58510 | CAMX | WECC California | SUN | 1 |  | 2557 |  |  | 0 |  |  |  | 0
2020 | CA | Kiefer Landfill | 55766 | CAMX | WECC California | LFG | 9 |  | 67686.999 | 892024.969 | 6.5564 | 0.19373 | 0.0147 | Estimated using an emission factor | 892024.969 | 6.5564
2020 | CA | Kilarc | 253 | CAMX | WECC California | WAT | 3 |  | 0
2020 | CA | Kilroy Solar | 61628 | CAMX | WECC California | SUN | 1.1 |  | 6774 |  |  | 0 |  |  |  | 0
2020 | CA | King City Peaking | 55811 | CAMX | WECC California | NG | 47.3 |  | 10687 | 116063 | 0.057697 | 0.010798 | 0.00099423 | NEI avg EF - PM, fuel type, firing type | 116063 | 0.057697
2020 | CA | King City Power Plant | 10294 | CAMX | WECC California | NG | 133.2 | 0.8331 | 61552 | 527938.474 | 1.3133 | 0.042674 | 0.0049754 | EPA/NEI; Estimated using an emission factor | 633703.102 | 1.5765
2020 | CA | Kingbird A Solar LLC | 59868 | CAMX | WECC California | SUN | 20 |  | 56411 |  |  | 0 |  |  |  | 0
2020 | CA | Kingbird B Solar, LLC | 60091 | CAMX | WECC California | SUN | 20 |  | 57139 |  |  | 0 |  |  |  | 0
2020 | CA | Kings Beach | 6518 | NWPP | WECC Northwest | DFO | 31.2 |  | 10.002 | 342 | 0.05301 | 10.5999 | 0.31 | EPA/NEI; Estimated using an emission factor | 342 | 0.05301
2020 | CA | Kings River PH | 254 | CAMX | WECC California | WAT | 48.6 |  | 70752 |  |  | 0 |  |  |  | 0
2020 | CA | Kingsburg Cogen Facility | 10405 | CAMX | WECC California | NG | 36.2 | 0.88807 | 3282 | 32367.069 | 0.088214 | 0.053757 | 0.0054509 | EPA/NEI | 36446.52 | 0.099333
2020 | CA | Kingsburg Solar | 58304 | CAMX | WECC California | SUN | 3.7 |  | 6706.001 |  |  | 0 |  |  |  | 0
2020 | CA | Kingsley Solar Farm | 64634 | CAMX | WECC California |  | 720
2020 | CA | Kingston Energy Storage, LLC | 61802 | CAMX | WECC California | MWH | 50
2020 | CA | Kohls San Bernardino Solar Facility | 57009 | CAMX | WECC California | SUN | 1 |  | 1455 |  |  | 0 |  |  |  | 0
2020 | CA | Kroger La Habra | 63758 | CAMX | WECC California | SUN | 1.2 |  | 2990 |  |  | 0 |  |  |  | 0
2020 | CA | KSR028 Merced Fuel Cell | 63712 | CAMX | WECC California | NG | 2 |  | 16299 |  | 0 | 0 |  | Estimated using an emission factor |  | 0
2020 | CA | KSR053 Cantara Fuel Cell | 63716 | CAMX | WECC California | NG | 1.6 |  | 12282 |  | 0 | 0 |  | Estimated using an emission factor |  | 0
2020 | CA | Kumeyaay Wind | 56295 | CAMX | WECC California | WND | 50 |  | 143525 |  |  | 0 |  |  |  | 0
2020 | CA | Kyocera America Project | 10720 | CAMX | WECC California | NG | 3.8 | 0.93178 | 11963 | 140418.75 | 0.029628 | 0.0049533 | 0.000422 | Estimated using an emission factor | 150699 | 0.031797
2020 | CA | L-8 Solar Project | 57836 | CAMX | WECC California | SUN | 1.5 |  | 2099 |  |  | 0 |  |  |  | 0
2020 | CA | La Grange | 440 | CAMX | WECC California | WAT | 4.5 |  | 13643 |  |  | 0 |  |  |  | 0
2020 | CA | La Joya Del Sol | 58118 | CAMX | WECC California | SUN | 1.5 |  | 1451 |  |  | 0 |  |  |  | 0
2020 | CA | La Paloma Generating Plant | 55151 | CAMX | WECC California | NG | 1200 |  | 1606855 | 12327116.25 | 31.3791 | 0.039057 | 0.0050911 | EPA/NEI | 12327116.25 | 31.3791
2020 | CA | Lafayette 2 - Internal Services Dept | 63527 | CAMX | WECC California | SUN | 1.9 |  | 550 |  |  | 0 |  |  |  | 0
2020 | CA | Lafayette 2 - MLK Jr. Hospital (MLK) | 63623 | CAMX | WECC California | SUN | 1.7 |  | 723 |  |  | 0 |  |  |  | 0
2020 | CA | Laguna Water Reclamation Facility | 58960 | CAMX | WECC California | OBG | 4.4 | 0.55888 | 15412 | 90026.194 | 0.66169 | 0.085867 | 0.0147 | Estimated using an emission factor | 161082 | 1.184
2020 | CA | Lake | 7987 | CAMX | WECC California | NG | 60.5 |  | 15755 | 167376.484 | 0.64939 | 0.082436 | 0.0077596 | NEI avg EF - PM, fuel type, firing type | 167376.484 | 0.64939
2020 | CA | Lake Herman | 64676 | CAMX | WECC California | SUN | 5
2020 | CA | Lake Hodges Hydroelectric Facility | 57729 | CAMX | WECC California | WAT | 42 |  | -18690 |  |  | 0 |  |  |  | 0
2020 | CA | Lake Mathews | 6644 | CAMX | WECC California | WAT | 4.9 |  | 20834 |  |  | 0 |  |  |  | 0
2020 | CA | Lake Mendocino | 7489 | CAMX | WECC California | WAT | 3.5 |  | 7098 |  |  | 0 |  |  |  | 0
2020 | CA | Lake Perris Solar | 60973 | CAMX | WECC California | SUN | 1.5
2020 | CA | Lambie Energy Center | 55626 | CAMX | WECC California | NG | 47 |  | 13584 | 165186.625 | 0.44979 | 0.066223 | 0.0054458 | EPA/NEI | 165186.625 | 0.44979
2020 | CA | Lancaster | 62056 | CAMX | WECC California | SUN | 3 |  | 6808 |  |  | 0 |  |  |  | 0
2020 | CA | Lancaster Baptist Church | 58634 | CAMX | WECC California | SUN | 1 |  | 1875 |  |  | 0 |  |  |  | 0
2020 | CA | Lancaster Dry Farm Ranch B | 58750 | CAMX | WECC California | SUN | 5 |  | 11962 |  |  | 0 |  |  |  | 0
2020 | CA | Lancaster Little Rock | 59262 | CAMX | WECC California | SUN | 5 |  | 11301 |  |  | 0 |  |  |  | 0
2020 | CA | Lancaster Solar 1 | 59167 | CAMX | WECC California | SUN | 1.5 |  | 3203 |  |  | 0 |  |  |  | 0
2020 | CA | Lancaster Solar 2 | 59169 | CAMX | WECC California | SUN | 1.5 |  | 3376 |  |  | 0 |  |  |  | 0
2020 | CA | Lancaster WAD B | 59739 | CAMX | WECC California | SUN | 3 |  | 7354 |  |  | 0 |  |  |  | 0
2020 | CA | Larkspur Energy Faciity | 55542 | CAMX | WECC California | NG | 99.8 |  | 34385 | 349904.719 | 3.7754 | 0.2196 | 0.02158 | EPA/NEI | 349904.719 | 3.7754
2020 | CA | Las Virgenes | 64264 | CAMX | WECC California | SUN | 3 |  | 0
2020 | CA | Las Virgenes Municipal Water District | 58963 | CAMX | WECC California | SUN | 1 |  | 1274 |  |  | 0 |  |  |  | 0
2020 | CA | LATTC South Campus Solar | 57312 | CAMX | WECC California | SUN | 1.1
2020 | CA | Lavio Solar | 61792 | CAMX | WECC California | SUN | 1 |  | 2054 |  |  | 0 |  |  |  | 0
2020 | CA | LAWRP | 63614 | CAMX | WECC California | MWH | 1 |  | -102 | 0 |  | 0 |  |  | 0 | 0
2020 | CA | LeConte Energy Storage | 64701 | CAMX | WECC California | MWH | 125
2020 | CA | Lemoore 1 | 60142 | CAMX | WECC California | SUN | 1.5 |  | 1184 |  |  | 0 |  |  |  | 0
2020 | CA | Liberty HS Solar Project | 62274 | CAMX | WECC California | SUN | 1.5 |  | 2589 |  |  | 0 |  |  |  | 0
2020 | CA | Life Technologies - Pleasanton | 59279 | CAMX | WECC California | NG | 1.1 |  | 8002 |  | 0 | 0 |  | Estimated using an emission factor |  | 0
2020 | CA | Life Technologies Carlsbad | 58302 | CAMX | WECC California | NG | 1.1 |  | 7890 |  | 0 | 0 |  | Estimated using an emission factor |  | 0
2020 | CA | Lime Saddle | 255 | CAMX | WECC California | WAT | 2 |  | 0
2020 | CA | Lincoln Landfill | 57988 | CAMX | WECC California | LFG | 4.8 |  | 29011.998 | 343939.992 | 2.528 | 0.17427 | 0.0147 | Estimated using an emission factor | 343939.992 | 2.528
2020 | CA | Lindberg FIeld Solar | 60060 | CAMX | WECC California | SUN | 3.2 |  | 5284 |  |  | 0 |  |  |  | 0
2020 | CA | Lindberg Field Solar 2 | 60984 | CAMX | WECC California | SUN | 1.9 |  | 4855 |  |  | 0 |  |  |  | 0
2020 | CA | Linde Wilmington | 50148 | CAMX | WECC California | NG | 31 | 1 | 0 | 0 | 0 |  |  | EPA/NEI; Estimated using an emission factor | 0 | 0
2020 | CA | Lindsay Solar | 58308 | CAMX | WECC California | SUN | 4 |  | 7375 |  |  | 0 |  |  |  | 0
2020 | CA | Little Bear 3 | 62463 | CAMX | WECC California | SUN | 20 |  | 1555 |  |  | 0 |  |  |  | 0
2020 | CA | Little Bear 4 | 62464 | CAMX | WECC California | SUN | 50 |  | 5484 |  |  | 0 |  |  |  | 0
2020 | CA | Little Bear 5 | 62465 | CAMX | WECC California | SUN | 50 |  | 5795 |  |  | 0 |  |  |  | 0
2020 | CA | Little Bear Solar 1, LLC | 59870 | CAMX | WECC California | SUN | 40 |  | 4662 |  |  | 0 |  |  |  | 0
2020 | CA | Little Bear Solar 2, LLC | 59885 | CAMX | WECC California | SUN | 20
2020 | CA | Little Rock Pham Solar | 60026 | CAMX | WECC California | SUN | 3 |  | 8143 |  |  | 0 |  |  |  | 0
2020 | CA | Live Oak Limited | 54768 | CAMX | WECC California | NG | 46 | 0.73462 | 21023 | 144146.309 | 0.014736 | 0.0014019 | 0.00020446 | EPA/NEI | 196218.703 | 0.02006
2020 | CA | Lockheed Martin Sunnyvale | 57808 | CAMX | WECC California | NG | 1.1 |  | 4000 |  | 0 | 0 |  | Estimated using an emission factor |  | 0
2020 | CA | Lodi | 7451 | CAMX | WECC California | NG | 27.4 |  | 2896 | 47470 | 0.023598 | 0.016297 | 0.00099423 | NEI avg EF - PM, fuel type, firing type | 47470 | 0.023598
2020 | CA | Lodi Energy Center | 57978 | CAMX | WECC California | NG | 288.9 |  | 706090 | 5065499.5 | 10.6376 | 0.030131 | 0.0042 | EPA/NEI | 5065499.5 | 10.6376
2020 | CA | Loma Linda University Cogen | 10206 | CAMX | WECC California | NG | 14.3 | 0.38423 | 60623 | 366160.484 | 0.18202 | 0.0060051 | 0.00099423 | EPA/NEI; Estimated using an emission factor | 952977 | 0.47374
2020 | CA | Loma Rica Hydroelectric Powerhouse | 60988 | CAMX | WECC California | WAT | 1.4
2020 | CA | Lone Valley Solar Park I LLC | 58417 | CAMX | WECC California | SUN | 10 |  | 22966 |  |  | 0 |  |  |  | 0
2020 | CA | Lone Valley Solar Park II LLC | 59237 | CAMX | WECC California | SUN | 20 |  | 46026 |  |  | 0 |  |  |  | 0
2020 | CA | Long Beach Convention Center | 63615 | CAMX | WECC California | MWH | 1.5 |  | -85 | 0 |  | 0 |  |  | 0 | 0
2020 | CA | Long Beach Generating Station | 341 | CAMX | WECC California | NG | 587.4 |  | 34123 | 573006 | 1.8451 | 0.10815 | 0.0064401 | EPA/NEI | 573006 | 1.8451
2020 | CA | Longboat Solar, LLC | 60485 | CAMX | WECC California | SUN | 20 |  | 52397 |  |  | 0 |  |  |  | 0
2020 | CA | Loon Lake | 432 | CAMX | WECC California | WAT | 74.1 |  | 43914 |  |  | 0 |  |  |  | 0
2020 | CA | Lopez Canyon | 57730 | CAMX | WECC California | LFG | 1.5
2020 | CA | Los Angeles Harbor College | 57314 | CAMX | WECC California | SUN | 1.2 |  | 2709 |  |  | 0 |  |  |  | 0
2020 | CA | Los Angeles Refinery Wilmington | 54451 | CAMX | WECC California | PRG | 68.5 | 0.4289 | 344340 | 1811675.681 | 0.38226 | 0.0022203 | 0.000422 | EPA/NEI; Estimated using an emission factor | 4224048 | 0.89127
2020 | CA | Los Esteros Critical Energy Facility | 55748 | CAMX | WECC California | NG | 306.1 |  | 273196 | 2390644.562 | 7.3886 | 0.05409 | 0.0061813 | NEI avg EF - PM, fuel type, firing type | 2390644.562 | 7.3886
2020 | CA | Los Medanos Energy Center, LLC | 55217 | CAMX | WECC California | NG | 678.3 | 0.85651 | 2976024 | 19702896.429 | 60.8945 | 0.040923 | 0.0061813 | NEI avg EF - PM, fuel type, firing type | 23003662 | 71.096
2020 | CA | Lost Creek I | 10708 | CAMX | WECC California | WAT | 1.1 |  | 5917 |  |  | 0 |  |  |  | 0
2020 | CA | Lost Hills Cogeneration Plant | 52077 | CAMX | WECC California | NG | 10.5 | 0.40173 | 42383.001 | 282804.053 | 0.14059 | 0.0066341 | 0.00099423 | NEI avg EF - PM, fuel type, firing type | 703965 | 0.34995
2020 | CA | Lost Hills/Blackwell | 58711 | CAMX | WECC California | SUN | 32 |  | 84354 |  |  | 0 |  |  |  | 0
2020 | CA | Lower Tule River | 365 | CAMX | WECC California | WAT | 2.6 |  | -101 |  |  | 0 |  |  |  | 0
2020 | CA | Luna Storage | 63685 | CAMX | WECC California | MWH | 100
2020 | CA | Lundy | 342 | CAMX | WECC California | WAT | 3 |  | 4533 |  |  | 0 |  |  |  | 0
2020 | CA | Ma | 58451 | CAMX | WECC California | SUN | 1.5 |  | 3596 |  |  | 0 |  |  |  | 0
2020 | CA | Maclay Solar Project | 57308 | CAMX | WECC California | SUN | 2.2 |  | 874 |  |  | 0 |  |  |  | 0
2020 | CA | Madelyn Solar, LLC | 59409 | CAMX | WECC California | SUN | 1 |  | 2186 |  |  | 0 |  |  |  | 0
2020 | CA | Madera 1 PV | 61421 | CAMX | WECC California | SUN | 1.5 |  | 2763 |  |  | 0 |  |  |  | 0
2020 | CA | Madera Community Hospital | 58522 | CAMX | WECC California | SUN | 1 |  | 1859 |  |  | 0 |  |  |  | 0
2020 | CA | Magnolia | 375 | CAMX | WECC California | NG | 87.6
2020 | CA | Magnolia | 56046 | CAMX | WECC California | NG | 387.6 |  | 1324449 | 10040818 | 31.0325 | 0.046861 | 0.0061813 | NEI avg EF - PM, fuel type, firing type | 10040818 | 31.0325
2020 | CA | Malaga Power | 56239 | CAMX | WECC California | NG | 121 |  | 12674 | 133407.562 | 0.10299 | 0.016253 | 0.001544 | EPA/NEI | 133407.562 | 0.10299
2020 | CA | Malburg Generating Station | 56041 | CAMX | WECC California | NG | 130 |  | 605732 | 5084236.5 | 3.6525 | 0.01206 | 0.0014368 | EPA/NEI | 5084236.5 | 3.6525
2020 | CA | Malech Solar Farm | 62688 | CAMX | WECC California | SUN | 3.1 |  | 5656 |  |  | 0 |  |  |  | 0
2020 | CA | Mammoth G1 | 10480 | CAMX | WECC California | GEO | 10 |  | 58465 |  |  | 0 |  |  |  | 0
2020 | CA | Mammoth G2 | 10481 | CAMX | WECC California | GEO | 30 |  | 74945.001 |  |  | 0 |  |  |  | 0
2020 | CA | Mammoth G3 | 10479 | CAMX | WECC California | GEO | 15 |  | 103370.001 |  |  | 0 |  |  |  | 0
2020 | CA | Mammoth Pool | 344 | CAMX | WECC California | WAT | 190 |  | 320642 |  |  | 0 |  |  |  | 0
2020 | CA | Mandalay | 345 | CAMX | WECC California | NG | 574
2020 | CA | Manteca Land PV | 61115 | CAMX | WECC California | SUN | 1 |  | 1873 |  |  | 0 |  |  |  | 0
2020 | CA | Manzana Wind LLC | 57484 | CAMX | WECC California | WND | 189 |  | 482628 |  |  | 0 |  |  |  | 0
2020 | CA | Margarita Energy Center | 56676 | CAMX | WECC California | NG | 48.2
2020 | CA | Mariani Packing Vacaville Solar | 57005 | CAMX | WECC California | SUN | 1 |  | 1767 |  |  | 0 |  |  |  | 0
2020 | CA | Maricopa West Solar PV, LLC | 59607 | CAMX | WECC California | SUN | 20 |  | 41675 |  |  | 0 |  |  |  | 0
2020 | CA | Marin Clean Energy Solar One | 61013 | CAMX | WECC California | SUN | 10.5 |  | 20459 |  |  | 0 |  |  |  | 0
2020 | CA | Marina Landfill Gas | 10748 | CAMX | WECC California | LFG | 10 |  | 39129 | 371731.008 | 2.7322 | 0.13965 | 0.0147 | EPA/NEI; Estimated using an emission factor | 371731.008 | 2.7322
2020 | CA | Marina South | 64837 | CAMX | WECC California | SUN | 1
2020 | CA | Mariposa Energy Project | 57483 | CAMX | WECC California | NG | 199.6 |  | 104297 | 1143482.562 | 4.4365 | 0.085074 | 0.0077596 | NEI avg EF - PM, fuel type, firing type | 1143482.562 | 4.4365
2020 | CA | Marsh Landing Generating Station | 57267 | CAMX | WECC California | NG | 828 |  | 265306 | 3034397.531 | 11.7729 | 0.08875 | 0.0077596 | NEI avg EF - PM, fuel type, firing type | 3034397.531 | 11.7729
2020 | CA | Martinez Refining | 54912 | CAMX | WECC California | NG | 100 | 0.43338 | 704853 | 4320380.039 | 10.2905 | 0.029199 | 0.0047637 | EPA/NEI; Estimated using an emission factor | 9968951.25 | 23.7446
2020 | CA | Martinez Sulfuric Acid Regeneration Plt | 52063 | CAMX | WECC California | WH | 4 | 1 | 10933 |  |  | 0 |  |  |  | 0
2020 | CA | Maverick Solar 4, LLC | 64104 | CAMX | WECC California | SUN | 100 |  | 19234 |  |  | 0 |  |  |  | 0
2020 | CA | Maverick Solar 6, LLC | 64105 | CAMX | WECC California |  | 150
2020 | CA | Maverick Solar 7, LLC | 64106 | CAMX | WECC California | SUN | 132
2020 | CA | Maverick Solar, LLC | 62178 | CAMX | WECC California | SUN | 125 |  | 54467 |  |  | 0 |  |  |  | 0
2020 | CA | Maxim | 59802 | CAMX | WECC California | NG | 1.1 |  | 7117 |  | 0 | 0 |  | Estimated using an emission factor |  | 0
2020 | CA | MCAGCC Cogen Plant | 58914 | CAMX | WECC California | NG | 16.4 | 0.42818 | 66654 | 346770.514 | 0.17238 | 0.0051725 | 0.00099423 | NEI avg EF - PM, fuel type, firing type | 809877 | 0.4026
2020 | CA | McClellan (CA) | 535 | CAMX | WECC California | NG | 77 |  | 1476 | 18588 | 0.0092404 | 0.012521 | 0.00099423 | NEI avg EF - PM, fuel type, firing type | 18588 | 0.0092404
2020 | CA | McClure | 151 | CAMX | WECC California | NG | 142.4 |  | 1833 | 37676 | 0.17932 | 0.19566 | 0.0095189 | NEI avg EF - PM, fuel type, firing type | 37676 | 0.17932
2020 | CA | McCoy Solar Energy Project Hybrid | 58462 | CAMX | WECC California | SUN | 500.6 |  | 569161.001 |  |  | 0 |  |  |  | 0
2020 | CA | McGrath Generating Station | 56471 | CAMX | WECC California | NG | 49.8 |  | 22220 | 222666.328 | 0.8639 | 0.077759 | 0.0077596 | NEI avg EF - PM, fuel type, firing type | 222666.328 | 0.8639
2020 | CA | McKittrick Cogen | 52076 | CAMX | WECC California | NG | 21.6 | 0.94314 | 77691 | 902404.21 | 0.4486 | 0.011548 | 0.00099423 | EPA/NEI; Estimated using an emission factor | 956812 | 0.47565
2020 | CA | McKittrick Limited | 50612 | CAMX | WECC California | NG | 46 | 0.73988 | 16096 | 116841.911 | 0.45333 | 0.056328 | 0.0077596 | NEI avg EF - PM, fuel type, firing type | 157919.328 | 0.6127
2020 | CA | McSwain | 410 | CAMX | WECC California | WAT | 9 |  | 23860 |  |  | 0 |  |  |  | 0
2020 | CA | Medline Ind. Phase 2 Tracy | 63361 | CAMX | WECC California | SUN | 1 |  | 2126 |  |  | 0 |  |  |  | 0
2020 | CA | Merced 1 PV | 61420 | CAMX | WECC California | SUN | 3 |  | 6702 |  |  | 0 |  |  |  | 0
2020 | CA | Merced Falls | 258 | CAMX | WECC California | WAT | 3.4 |  | 7116 |  |  | 0 |  |  |  | 0
2020 | CA | Merced Solar LLC | 59265 | CAMX | WECC California | SUN | 1.5 |  | 3868 |  |  | 0 |  |  |  | 0
2020 | CA | Meridian Vineyards | 57982 | CAMX | WECC California | SUN | 1.1 |  | 1516 |  |  | 0 |  |  |  | 0
2020 | CA | Mesa Wind Power Corp | 50535 | CAMX | WECC California | WND | 29.9 |  | 812 |  |  | 0 |  |  |  | 0
2020 | CA | Mesquite Lake Energy Park Plant 2 | 50363 | AZNM | WECC Southwest | WDS | 21
2020 | CA | Mesquite Lake Water & Power Plant 1 | 57154 | AZNM | WECC Southwest | WDS | 18.1
2020 | CA | Metcalf Energy Center | 55393 | CAMX | WECC California | NG | 635 |  | 2384442 | 17624841 | 54.472 | 0.04569 | 0.0061813 | NEI avg EF - PM, fuel type, firing type | 17624841 | 54.472
2020 | CA | Metro Support Services Center Solar | 57313 | CAMX | WECC California | SUN | 1.2 |  | 1125 |  |  | 0 |  |  |  | 0
2020 | CA | Micro Santa Clara | 62459 | CAMX | WECC California | NG | 2 |  | 7403 |  | 0 | 0 |  | Estimated using an emission factor |  | 0
2020 | CA | Middle Fork | 425 | CAMX | WECC California | WAT | 122.4 |  | 265910 |  |  | 0 |  |  |  | 0
2020 | CA | Middle Gorge | 401 | CAMX | WECC California | WAT | 37.5 |  | 42987 |  |  | 0 |  |  |  | 0
2020 | CA | Mid-Set Cogeneration | 10501 | CAMX | WECC California | NG | 39.1 | 1 | 0
2020 | CA | Midway Peaking | 56639 | CAMX | WECC California | NG | 139.8 |  | 30509 | 348478.328 | 0.11946 | 0.0078311 | 0.0006856 | EPA/NEI | 348478.328 | 0.11946
2020 | CA | Midway Solar Farm 1 | 60336 | AZNM | WECC Southwest | SUN | 50 |  | 105641 |  |  | 0 |  |  |  | 0
2020 | CA | Midway Solar Farm II | 60237 | AZNM | WECC Southwest | SUN | 30 |  | 74566 |  |  | 0 |  |  |  | 0
2020 | CA | Midway Solar Farm III | 60315 | AZNM | WECC Southwest | SUN | 20 |  | 44062 |  |  | 0 |  |  |  | 0
2020 | CA | Midway Sunset Cogen | 52169 | CAMX | WECC California | NG | 234 | 0.42703 | 605508.999 | 3102136.684 | 1.5421 | 0.0050936 | 0.00099423 | NEI avg EF - PM, fuel type, firing type | 7264497.75 | 3.6113
2020 | CA | Mill Creek 3 | 7147 | CAMX | WECC California | WAT | 3 |  | 4418.001 |  |  | 0 |  |  |  | 0
2020 | CA | Millikan BESS | 60760 | CAMX | WECC California | MWH | 2 |  | -294 | 0 |  | 0 |  |  | 0 | 0
2020 | CA | Mira Loma | 58698 | CAMX | WECC California | SUN | 3 |  | 2303 |  |  | 0 |  |  |  | 0
2020 | CA | Mira Loma Energy Storage Facility | 60661 | CAMX | WECC California | MWH | 20 |  | 0
2020 | CA | Mira Loma Generating Station | 56473 | CAMX | WECC California | NG | 49.8 |  | 20251 | 208546.391 | 0.80912 | 0.079909 | 0.0077596 | NEI avg EF - PM, fuel type, firing type | 208546.391 | 0.80912
2020 | CA | Miramar Energy Facility | 56232 | CAMX | WECC California | NG | 106 |  | 79253 | 815270.594 | 3.1631 | 0.079823 | 0.0077596 | NEI avg EF - PM, fuel type, firing type | 815270.594 | 3.1631
2020 | CA | Mission College Blvd. Fuel Cell | 62697 | CAMX | WECC California | NG | 5 |  | 36532 |  | 0 | 0 |  | Estimated using an emission factor |  | 0
2020 | CA | Mission Solar LLC | 59267 | CAMX | WECC California | SUN | 1.5 |  | 4002 |  |  | 0 |  |  |  | 0
2020 | CA | Mitchell Solar, LLC | 59411 | CAMX | WECC California | SUN | 1.5 |  | 3623 |  |  | 0 |  |  |  | 0
2020 | CA | MM Lopez Energy | 55161 | CAMX | WECC California | LFG | 6 |  | 24236 | 232956 | 1.7122 | 0.1413 | 0.0147 | EPA/NEI; Estimated using an emission factor | 232956 | 1.7122
2020 | CA | MM San Diego-Miramar | 55094 | CAMX | WECC California | LFG | 6.4 | 0.67401 | 47745 | 417940.732 | 3.0719 | 0.12868 | 0.0147 | Estimated using an emission factor | 620082 | 4.5576
2020 | CA | MM Tulare Energy | 55160 | CAMX | WECC California | LFG | 1.8 |  | 5742 | 109199 | 0.80261 | 0.27956 | 0.0147 | Estimated using an emission factor | 109199 | 0.80261
2020 | CA | MM West Covina | 54015 | CAMX | WECC California | LFG | 11.7 |  | 42781 | 734488 | 1.065 | 0.049789 | 0.0029 | EPA/NEI; Estimated using an emission factor | 734488 | 1.065
2020 | CA | MM Yolo Power | 54567 | CAMX | WECC California | LFG | 3.6 |  | 20694 | 262251 | 1.9275 | 0.18629 | 0.0147 | Estimated using an emission factor | 262251 | 1.9275
2020 | CA | Mobile GT | 6212 | CAMX | WECC California | DFO | 39.9
2020 | CA | Moccasin | 381 | CAMX | WECC California | WAT | 100 |  | 304127 |  |  | 0 |  |  |  | 0
2020 | CA | Moccasin Low Head Hydro Project | 751 | CAMX | WECC California | WAT | 2.9 |  | 0
2020 | CA | Mojave 16/17/18 | 50821 | CAMX | WECC California | WND | 88.5 |  | 97991 |  |  | 0 |  |  |  | 0
2020 | CA | Mojave 3/4/5 | 52142 | CAMX | WECC California | WND | 75 |  | 147742 |  |  | 0 |  |  |  | 0
2020 | CA | Mojave Siphon | 7072 | CAMX | WECC California | WAT | 32.7 |  | 22098 |  |  | 0 |  |  |  | 0
2020 | CA | Mojave Solar Project | 57331 | CAMX | WECC California | SUN | 280 |  | 558414 |  |  | 0 |  |  |  | 0
2020 | CA | Monterey One Water | 54951 | CAMX | WECC California | OBG | 1.8 | 0.37532 | 7662 | 43051.423 | 0.31643 | 0.082597 | 0.0147 | Estimated using an emission factor | 114705 | 0.84308
2020 | CA | Monterey Regional Water Pollution Control Agency | 58633 | CAMX | WECC California | SUN | 1 |  | 1228 |  |  | 0 |  |  |  | 0
2020 | CA | Montezuma Wind II | 57701 | CAMX | WECC California | WND | 78.2 |  | 205736 |  |  | 0 |  |  |  | 0
2020 | CA | Montgomery Creek Hydro | 55009 | CAMX | WECC California | WAT | 2.6 |  | 3638 |  |  | 0 |  |  |  | 0
2020 | CA | Monticello Dam | 7646 | CAMX | WECC California | WAT | 11.5 |  | 42147.001 |  |  | 0 |  |  |  | 0
2020 | CA | Moonlight Packing - Phase 2 | 63514 | CAMX | WECC California | SUN | 1.4 |  | 2772 |  |  | 0 |  |  |  | 0
2020 | CA | Morelos del Sol | 60007 | CAMX | WECC California | SUN | 15 |  | 35570 |  |  | 0 |  |  |  | 0
2020 | CA | Morgan Lancaster 1 | 59942 | CAMX | WECC California | SUN | 1.5 |  | 3524 |  |  | 0 |  |  |  | 0
2020 | CA | Moss Landing Powner Plant | 260 | CAMX | WECC California | NG | 3102 |  | 5223032 | 38567163 | 3.6639 | 0.001403 | 0.00019 | EPA/NEI | 38567163 | 3.6639
2020 | CA | Mount Signal Solar Farm II | 61353 | CAMX | WECC California | SUN | 153.5 |  | 416917 |  |  | 0 |  |  |  | 0
2020 | CA | Mount Signal Solar Farm V | 61202 | CAMX | WECC California | SUN | 252.3 |  | 596017 |  |  | 0 |  |  |  | 0
2020 | CA | Mountain View I&2 | 55719 | CAMX | WECC California | WND | 64.8 |  | 193742 |  |  | 0 |  |  |  | 0
2020 | CA | Mountain View III | 56112 | CAMX | WECC California | WND | 22.4 |  | 58309 |  |  | 0 |  |  |  | 0
2020 | CA | Mountain View IV | 57459 | CAMX | WECC California | WND | 49 |  | 162110 |  |  | 0 |  |  |  | 0
2020 | CA | Mountainview Generating Station | 358 | CAMX | WECC California | NG | 1167.4 |  | 2866899.99 | 21384891.5 | 55.4826 | 0.038706 | 0.0051889 | EPA/NEI | 21384891.5 | 55.4826
2020 | CA | Mt Poso Cogeneration | 54626 | CAMX | WECC California | WDS | 62 | 0.93704 | 294376 | 4443010.332 | 41.5398 | 0.28222 | 0.018699 | NEI avg EF - PM, fuel type | 4741543.5 | 44.3309
2020 | CA | Muck Valley Hydroelectric | 10458 | CAMX | WECC California | WAT | 29.9 |  | 18167 |  |  | 0 |  |  |  | 0
2020 | CA | Mule Creek State Prison | 63876 | CAMX | WECC California | SUN | 2.1
2020 | CA | Municipal Cogen Plant | 50674 | CAMX | WECC California | NG | 2.6 | 1 | 7094 | 73796 | 0.015571 | 0.0043899 | 0.000422 | EPA/NEI; Estimated using an emission factor | 73796 | 0.015571
2020 | CA | Munro Valley Solar | 60412 | CAMX | WECC California | SUN | 4 |  | 10434 |  |  | 0 |  |  |  | 0
2020 | CA | Murphys | 261 | CAMX | WECC California | WAT | 3.6 |  | 13764 |  |  | 0 |  |  |  | 0
2020 | CA | Mustang Hills LLC | 57833 | CAMX | WECC California | WND | 150 |  | 276718 |  |  | 0 |  |  |  | 0
2020 | CA | Mustang Two | 62015 | CAMX | WECC California | SUN | 150 |  | 41994 |  |  | 0 |  |  |  | 0
2020 | CA | Nacimiento Hydro Project | 50352 | CAMX | WECC California | WAT | 4.4 |  | 11676 |  |  | 0 |  |  |  | 0
2020 | CA | Narrows 2 | 455 | CAMX | WECC California | WAT | 46.7 |  | 117266 |  |  | 0 |  |  |  | 0
2020 | CA | Narrows PH | 262 | CAMX | WECC California | WAT | 10.2 |  | 24558 |  |  | 0 |  |  |  | 0
2020 | CA | National Raisin | 61894 | CAMX | WECC California | SUN | 2.9 |  | 3250.001 |  |  | 0 |  |  |  | 0
2020 | CA | Navajo Solar Power Generation Station 1 LLC | 58610 | CAMX | WECC California | SUN | 1.5 |  | 4261 |  |  | 0 |  |  |  | 0
2020 | CA | Naval Air Weapons Station China Lake | 57764 | CAMX | WECC California | SUN | 11.1 |  | 26491 |  |  | 0 |  |  |  | 0
2020 | CA | Naval Hospital Medical Center | 50963 | CAMX | WECC California | NG | 7.7 | 0.46802 | 13444 | 90339.148 | 0.044909 | 0.0066809 | 0.00099423 | EPA/NEI; Estimated using an emission factor | 193023 | 0.095955
2020 | CA | NCPA Combustion Turbine Project #2 | 7449 | CAMX | WECC California | NG | 50 |  | 32516 | 277134.781 | 0.4391 | 0.027008 | 0.0031688 | EPA/NEI | 277134.781 | 0.4391
2020 | CA | Neenach Solar Center | 60826 | CAMX | WECC California | SUN | 1.5
2020 | CA | Nelson Creek | 50223 | CAMX | WECC California | WAT | 1.2 |  | 1082 |  |  | 0 |  |  |  | 0
2020 | CA | New Hogan Power Plant | 50755 | CAMX | WECC California | WAT | 3 |  | 4380 |  |  | 0 |  |  |  | 0
2020 | CA | New Melones | 6158 | CAMX | WECC California | WAT | 300 |  | 433376 |  |  | 0 |  |  |  | 0
2020 | CA | Newberry Solar 1 LLC | 58226 | CAMX | WECC California | SUN | 1.5 |  | 2975 |  |  | 0 |  |  |  | 0
2020 | CA | Newcastle | 632 | CAMX | WECC California | WAT | 12.7 |  | 7372 |  |  | 0 |  |  |  | 0
2020 | CA | New-Indy Ontario Mill | 10427 | CAMX | WECC California | NG | 67 | 1 | 251356 | 2905011 | 1.4441 | 0.011491 | 0.00099423 | EPA/NEI; Estimated using an emission factor | 2905011 | 1.4441
2020 | CA | NextEra Westside PV | 60981 | CAMX | WECC California | SUN | 20 |  | 50305 |  |  | 0 |  |  |  | 0
2020 | CA | Niagara Bottling Stockton | 63363 | CAMX | WECC California | SUN | 1 |  | 1619 |  |  | 0 |  |  |  | 0
2020 | CA | Nickel 1 Solar Facility | 58034 | CAMX | WECC California | SUN | 1.5 |  | 2293 |  |  | 0 |  |  |  | 0
2020 | CA | Nicolis Solar PV Plant | 59600 | CAMX | WECC California | SUN | 20 |  | 47164 |  |  | 0 |  |  |  | 0
2020 | CA | Niland Gas Turbine Plant | 56569 | AZNM | WECC Southwest | NG | 121 |  | 108422 | 1066096.031 | 1.3967 | 0.025764 | 0.0026202 | EPA/NEI | 1066096.031 | 1.3967
2020 | CA | Nimbus | 444 | NWPP | WECC Northwest | WAT | 13.4 |  | 47176 |  |  | 0 |  |  |  | 0
2020 | CA | Noosa Energy Storage LLC | 64531 | CAMX | WECC California | MWH | 99
2020 | CA | Nordhoff Place | 59652 | CAMX | WECC California | SUN | 1.2 |  | 1297 |  |  | 0 |  |  |  | 0
2020 | CA | North Bay Solar 1 | 58748 | CAMX | WECC California | SUN | 1 |  | 1975 |  |  | 0 |  |  |  | 0
2020 | CA | North Brawley Geothermal Plant | 56832 | AZNM | WECC Southwest | GEO | 80 |  | 83639 |  |  | 0 |  |  |  | 0
2020 | CA | North City - Landfill Gas Engine North | 60571 | CAMX | WECC California | LFG | 1.6 |  | 6314 | 78193 | 0.57472 | 0.18205 | 0.0147 | Estimated using an emission factor | 78193 | 0.57472
2020 | CA | North City - Landfill Gas Engines South | 55602 | CAMX | WECC California | LFG | 3.6 |  | 21128 | 248168 | 1.824 | 0.17267 | 0.0147 | Estimated using an emission factor | 248168 | 1.824
2020 | CA | North Fork Community Power | 60192 | CAMX | WECC California | OBG | 2
2020 | CA | North Hollywood | 57854 | CAMX | WECC California | WAT | 9 |  | 0
2020 | CA | North Kern State Prison Phase II | 63651 | CAMX | WECC California | SUN | 4 |  | 7765 |  |  | 0 |  |  |  | 0
2020 | CA | North Lancaster Ranch | 59962 | CAMX | WECC California | SUN | 20 |  | 33681 |  |  | 0 |  |  |  | 0
2020 | CA | North Midway Cogen | 52078 | CAMX | WECC California | NG | 10.5
2020 | CA | North Palm Springs 1A | 57743 | CAMX | WECC California | SUN | 2.5 |  | 5537 |  |  | 0 |  |  |  | 0
2020 | CA | North Palm Springs 4A | 57722 | CAMX | WECC California | SUN | 4 |  | 8994 |  |  | 0 |  |  |  | 0
2020 | CA | North Rosamond Solar LLC | 59879 | CAMX | WECC California | SUN | 151.1 |  | 354247 |  |  | 0 |  |  |  | 0
2020 | CA | North Sky River Energy LLC | 58154 | CAMX | WECC California | WND | 162 |  | 428422 |  |  | 0 |  |  |  | 0
2020 | CA | North Star Solar | 58713 | CAMX | WECC California | SUN | 61.6 |  | 142817 |  |  | 0 |  |  |  | 0
2020 | CA | Nove Power Plant | 50831 | CAMX | WECC California | LFG | 3 |  | 1383.999 | 17751 | 0.13047 | 0.18854 | 0.0147 | Estimated using an emission factor | 17751 | 0.13047
2020 | CA | Nunn | 58448 | CAMX | WECC California | SUN | 1 |  | 2632 |  |  | 0 |  |  |  | 0
2020 | CA | Oak Creek Energy Systems I | 50754 | CAMX | WECC California | WND | 34.5 |  | 62223 |  |  | 0 |  |  |  | 0
2020 | CA | Oak Flat | 626 | CAMX | WECC California | WAT | 1.4 |  | 6252 |  |  | 0 |  |  |  | 0
2020 | CA | Oakley Solar Project | 58376 | CAMX | WECC California | SUN | 1.5 |  | 2209 |  |  | 0 |  |  |  | 0
2020 | CA | Oasis Alta | 63941 | CAMX | WECC California | WND | 14.4
2020 | CA | Oasis Wind | 56302 | CAMX | WECC California | WND | 59 |  | 81991 |  |  | 0 |  |  |  | 0
2020 | CA | Occidental College Solar Project | 57311 | CAMX | WECC California | SUN | 1 |  | 1665 |  |  | 0 |  |  |  | 0
2020 | CA | Ocotillo Express LLC | 57514 | CAMX | WECC California | WND | 265.4 |  | 542897 |  |  | 0 |  |  |  | 0
2020 | CA | OCSD | 63616 | CAMX | WECC California | MWH | 4.9 |  | -446 | 0 |  | 0 |  |  | 0 | 0
2020 | CA | OES Biogas Power | 63622 | CAMX | WECC California | OBG | 2.6
2020 | CA | Olive | 6013 | CAMX | WECC California | NG | 171.9 |  | 0
2020 | CA | Olive View Medical Center | 10884 | CAMX | WECC California | NG | 5.6 | 0.30977 | 18218 | 97343.188 | 0.048391 | 0.0053124 | 0.00099423 | NEI avg EF - PM, fuel type, firing type | 314240 | 0.15621
2020 | CA | OLS Energy Chino | 50850 | CAMX | WECC California | NG | 30.8 | 0.66147 | 7484 | 55816.077 | 0.17251 | 0.0461 | 0.0061813 | EPA/NEI; Estimated using an emission factor | 84381.32 | 0.26079
2020 | CA | Olsen | 50180 | CAMX | WECC California | WAT | 5 |  | 8905 |  |  | 0 |  |  |  | 0
2020 | CA | Oltmans SCE at Champagne | 58581 | CAMX | WECC California | SUN | 1 |  | 1890 |  |  | 0 |  |  |  | 0
2020 | CA | Oltmans SCE at Jurupa | 58582 | CAMX | WECC California | SUN | 1.5 |  | 2932 |  |  | 0 |  |  |  | 0
2020 | CA | One Market Plaza | 58607 | CAMX | WECC California | NG | 1.5 | 0.42621 | 984.999 | 5499.006 | 0.0011603 | 0.0023559 | 0.000422 | Estimated using an emission factor | 12902.001 | 0.0027223
2020 | CA | One Ten Partners PV | 61419 | CAMX | WECC California | SUN | 2 |  | 5910 |  |  | 0 |  |  |  | 0
2020 | CA | ONeill | 446 | CAMX | WECC California | WAT | 25.2 |  | -45652.002 |  |  | 0 |  |  |  | 0
2020 | CA | Orange County Energy Storage 2 | 62497 | CAMX | WECC California | MWH | 9
2020 | CA | Orange County Energy Storage 3 | 62499 | CAMX | WECC California | MWH | 6
2020 | CA | Orange Grove Project | 56914 | CAMX | WECC California | NG | 118 |  | 17719 | 197457.352 | 0.7661 | 0.086472 | 0.0077596 | NEI avg EF - PM, fuel type, firing type | 197457.352 | 0.7661
2020 | CA | Orion Solar I | 58718 | CAMX | WECC California | SUN | 12 |  | 25913 |  |  | 0 |  |  |  | 0
2020 | CA | Orion Solar II | 58721 | CAMX | WECC California | SUN | 8 |  | 16772 |  |  | 0 |  |  |  | 0
2020 | CA | Ormesa I | 50766 | AZNM | WECC Southwest | GEO | 55.2 |  | 98652
2020 | CA | Ormesa IE | 50764 | AZNM | WECC Southwest | GEO | 14.4
2020 | CA | Ormesa IH | 50762 | AZNM | WECC Southwest | GEO | 14.4
2020 | CA | Ormesa II | 54724 | AZNM | WECC Southwest | GEO | 48 |  | 92218
2020 | CA | Ormesa III | 10763 | AZNM | WECC Southwest | GEO | 45.6 |  | 66483 |  |  | 0 |  |  |  | 0
2020 | CA | Ormond Beach Power, LLC. | 350 | CAMX | WECC California | NG | 1612 |  | 726691 | 7227871.75 | 8.78 | 0.024164 | 0.0024295 | EPA/NEI | 7227871.75 | 8.78
2020 | CA | Oro Loma | 59915 | CAMX | WECC California | SUN | 20 |  | 51181 |  |  | 0 |  |  |  | 0
2020 | CA | Oroville Cogeneration LP | 54477 | CAMX | WECC California | NG | 7.7 | 0.39324 | 138.999 | 757.377 | 0.00015981 | 0.0022994 | 0.000422 | Estimated using an emission factor | 1926.001 | 0.00040639
2020 | CA | Ortega Highway Energy Storage | 60567 | CAMX | WECC California | MWH | 2 |  | 0
2020 | CA | Otay Mesa Energy Center, LLC | 55345 | CAMX | WECC California | NG | 688.5 |  | 2107684 | 15281657 | 47.2301 | 0.044817 | 0.0061813 | NEI avg EF - PM, fuel type, firing type | 15281657 | 47.2301
2020 | CA | Otoe Solar Power Generation Station 1 LLC | 58612 | CAMX | WECC California | SUN | 1.5 |  | 3457 |  |  | 0 |  |  |  | 0
2020 | CA | Owens Valley Solar Project 11 | 60953 | CAMX | WECC California | SUN | 1 |  | 3043 |  |  | 0 |  |  |  | 0
2020 | CA | Oxbow (CA) | 426 | CAMX | WECC California | WAT | 6.1 |  | 17880 |  |  | 0 |  |  |  | 0
2020 | CA | Oxnard | 50464 | CAMX | WECC California | NG | 68.7 | 0.67299 | 553012 | 3615892.061 | 1.7975 | 0.0065008 | 0.00099423 | NEI avg EF - PM, fuel type, firing type | 5372890 | 2.6709
2020 | CA | Oxnard Paper Mill | 57585 | CAMX | WECC California | NG | 29 | 0.50285 | 178900 | 1001371.287 | 0.4978 | 0.0055651 | 0.00099423 | NEI avg EF - PM, fuel type, firing type | 1991403 | 0.98996
2020 | CA | Oxnard Wastewater Treatment Plant | 50224 | CAMX | WECC California | OBG | 1.5 | 0.5794 | 5832.999 | 42080.788 | 0.30929 | 0.10605 | 0.0147 | Estimated using an emission factor | 72628.002 | 0.53382
2020 | CA | P Plant | 59456 | CAMX | WECC California | NG | 9.2 | 0.61048 | 36290 | 240965.367 | 0.11979 | 0.0066017 | 0.00099423 | NEI avg EF - PM, fuel type, firing type | 394714 | 0.19622
2020 | CA | Pacific Cruise Ship Terminals Berth 93 | 57309 | CAMX | WECC California | SUN | 1.1 |  | 408 |  |  | 0 |  |  |  | 0
2020 | CA | Pacific Ethanol Madera Solar Array | 61989 | CAMX | WECC California | SUN | 4.3 |  | 3045 |  |  | 0 |  |  |  | 0
2020 | CA | Pacific Ethanol Stockton Cogen Plant | 61027 | CAMX | WECC California | NG | 4.8
2020 | CA | Pacific Union College BESS | 61795 | CAMX | WECC California | MWH | 1 |  | -1 | 0 |  | 0 |  |  | 0 | 0
2020 | CA | Pacific Wind LLC | 57757 | CAMX | WECC California | WND | 151.7 |  | 289197 |  |  | 0 |  |  |  | 0
2020 | CA | Pacific-Ultrapower Chinese Station | 50560 | CAMX | WECC California | WDS | 25 |  | 127045 | 1989733.125 | 18.603 | 0.29286 | 0.018699 | NEI avg EF - PM, fuel type | 1989733.125 | 18.603
2020 | CA | Painted Hills Wind Park | 50533 | CAMX | WECC California | WND | 65.8
2020 | CA | Painter Energy Storage | 62729 | CAMX | WECC California | MWH | 40
2020 | CA | Pala Energy Storage Yard | 60566 | CAMX | WECC California | MWH | 1.5 |  | 0
2020 | CA | Palo Verde College | 57773 | CAMX | WECC California | SUN | 1.2 |  | 2050 |  |  | 0 |  |  |  | 0
2020 | CA | Palomar Energy Center | 55985 | CAMX | WECC California | NG | 559 |  | 2029259 | 14586585 | 45.0818 | 0.044432 | 0.0061813 | NEI avg EF - PM, fuel type, firing type | 14586585 | 45.0818
2020 | CA | Palos Verdes Gas to Energy | 10473 | CAMX | WECC California | LFG | 13
2020 | CA | Panoche Energy Center | 56803 | CAMX | WECC California | NG | 432 |  | 556992 | 5186319.5 | 5.1135 | 0.018361 | 0.0019719 | EPA/NEI | 5186319.5 | 5.1135
2020 | CA | Panoche Valley Solar Farm | 57340 | CAMX | WECC California | SUN | 140 |  | 325277 |  |  | 0 |  |  |  | 0
2020 | CA | Paramount Refinery | 58058 | CAMX | WECC California | NG | 6.7
2020 | CA | Pardee | 376 | CAMX | WECC California | WAT | 23.6 |  | 56224.999 |  |  | 0 |  |  |  | 0
2020 | CA | Park Meridian #1 | 59539 | CAMX | WECC California | SUN | 1.5 |  | 2920 |  |  | 0 |  |  |  | 0
2020 | CA | Parker | 428 | CAMX | WECC California | WAT | 2.7 |  | 5184 |  |  | 0 |  |  |  | 0
2020 | CA | Parker Dam | 447 | AZNM | WECC Southwest | WAT | 120 |  | 430008 |  |  | 0 |  |  |  | 0
2020 | CA | Parnassus Central Utility Plant | 58198 | CAMX | WECC California | NG | 13.4 | 0.42229 | 68493 | 399073.981 | 1.146 | 0.033463 | 0.0057433 | EPA/NEI; Estimated using an emission factor | 945015.516 | 2.7138
2020 | CA | Pastoria Energy Facility | 55656 | CAMX | WECC California | NG | 779 |  | 4341226 | 33505209 | 36.5894 | 0.016857 | 0.0021841 | EPA/NEI | 33505209 | 36.5894
2020 | CA | Patterson Pass | 56213 | CAMX | WECC California | WND | 21.9
2020 | CA | PE Berkeley | 50849 | CAMX | WECC California | NG | 28.5 | 0.45359 | 165885 | 942892.936 | 2.4587 | 0.029643 | 0.0052152 | EPA/NEI; Estimated using an emission factor | 2078741.125 | 5.4206
2020 | CA | Pebbly Beach Generating Station Hybrid | 6704 | CAMX | WECC California | DFO | 12.9 |  | 27416.992 | 288588.012 | 42.1363 | 3.0737 | 0.29202 | EPA/NEI; Estimated using an emission factor | 288588.012 | 42.1363
2020 | CA | Perris | 481 | CAMX | WECC California | WAT | 7.9 |  | 138 |  |  | 0 |  |  |  | 0
2020 | CA | PFMG Solar Grossmont Helix LLC | 62611 | CAMX | WECC California | SUN | 1.2 |  | 2279 |  |  | 0 |  |  |  | 0
2020 | CA | Phelan Pinon Hills CSD Solar | 63376 | CAMX | WECC California | SUN | 1.2 |  | 2658 |  |  | 0 |  |  |  | 0
2020 | CA | Phillips 66 Carbon Plant | 50388 | CAMX | WECC California | PC | 27.3 | 1 | 96745 | 848743 | 3.9171 | 0.080977 | 0.0092303 | NEI avg EF - PM, fuel type | 848743 | 3.9171
2020 | CA | Phillips 66 Rodeo Refinery | 50119 | CAMX | WECC California | PRG | 54.9 | 0.27866 | 384293.001 | 2066324.186 | 0.43599 | 0.0022691 | 0.000422 | Estimated using an emission factor | 7415070 | 1.5646
2020 | CA | Phoenix | 264 | CAMX | WECC California | WAT | 1.6 |  | 6064 |  |  | 0 |  |  |  | 0
2020 | CA | Phoenix Wind Power LLC | 55339 | CAMX | WECC California | WND | 2.1
2020 | CA | Pierce College | 58248 | CAMX | WECC California | SUN | 1.9 |  | 3132 |  |  | 0 |  |  |  | 0
2020 | CA | Pilot Knob | 388 | AZNM | WECC Southwest | WAT | 33 |  | 17897 |  |  | 0 |  |  |  | 0
2020 | CA | Pine Flat | 7907 | CAMX | WECC California | WAT | 165 |  | 240147 |  |  | 0 |  |  |  | 0
2020 | CA | Pine Tree Solar Project | 57306 | CAMX | WECC California | SUN | 8.5 |  | 10092 |  |  | 0 |  |  |  | 0
2020 | CA | Pine Tree Wind Power Project | 56433 | CAMX | WECC California | WND | 135 |  | 260357 |  |  | 0 |  |  |  | 0
2020 | CA | Pinyon Pine I | 57834 | CAMX | WECC California | WND | 168 |  | 276349 |  |  | 0 |  |  |  | 0
2020 | CA | Pinyon Pine II | 57837 | CAMX | WECC California | WND | 132 |  | 206520 |  |  | 0 |  |  |  | 0
2020 | CA | Pio Pico Energy Center LLC | 57555 | CAMX | WECC California | NG | 395.4 |  | 101952.999 | 1006895.188 | 3.9066 | 0.076635 | 0.0077596 | NEI avg EF - PM, fuel type, firing type | 1006895.188 | 3.9066
2020 | CA | Pit 1 | 265 | CAMX | WECC California | WAT | 69.2 |  | 198667 |  |  | 0 |  |  |  | 0
2020 | CA | Pit 3 | 266 | CAMX | WECC California | WAT | 80.1 |  | 260844.999 |  |  | 0 |  |  |  | 0
2020 | CA | Pit 4 | 267 | CAMX | WECC California | WAT | 103.4 |  | 330935 |  |  | 0 |  |  |  | 0
2020 | CA | Pit 5 | 268 | CAMX | WECC California | WAT | 141.6 |  | 547241.999 |  |  | 0 |  |  |  | 0
2020 | CA | Pit 6 | 269 | CAMX | WECC California | WAT | 79.2 |  | 195137 |  |  | 0 |  |  |  | 0
2020 | CA | Pit 7 | 270 | CAMX | WECC California | WAT | 109.8 |  | 314550 |  |  | 0 |  |  |  | 0
2020 | CA | Pitchess Cogen Station | 10478 | CAMX | WECC California | NG | 28.3
2020 | CA | Pixar - Emeryville | 59803 | CAMX | WECC California | NG | 1.1 |  | 6850 |  | 0 | 0 |  | Estimated using an emission factor |  | 0
2020 | CA | Plant No 1 Orange County | 50696 | CAMX | WECC California | OBG | 7.5 | 0.82944 | 33972 | 332229.083 | 2.4419 | 0.14376 | 0.0147 | Estimated using an emission factor | 400544.016 | 2.944
2020 | CA | Plant No 2 Orange County | 52099 | CAMX | WECC California | OBG | 16 | 0.71655 | 54791 | 492760.792 | 3.6218 | 0.1322 | 0.0147 | EPA/NEI; Estimated using an emission factor | 687682.031 | 5.0545
2020 | CA | Pleasant Valley Hydro | 402 | CAMX | WECC California | WAT | 3.2 |  | 4381 |  |  | 0 |  |  |  | 0
2020 | CA | Pleasanton - Amador Valley High School | 63630 | CAMX | WECC California | SUN | 1.1 |  | 804 |  |  | 0 |  |  |  | 0
2020 | CA | Poe | 272 | CAMX | WECC California | WAT | 142.8 |  | 236234 |  |  | 0 |  |  |  | 0
2020 | CA | Point Wind | 63482 | CAMX | WECC California | WND | 64.5
2020 | CA | Pomerado Energy Storage, LLC | 61390 | CAMX | WECC California | MWH | 6
2020 | CA | Ponderosa Bailey Creek | 10709 | CAMX | WECC California | WAT | 1.1 |  | 769 |  |  | 0 |  |  |  | 0
2020 | CA | Poole | 353 | CAMX | WECC California | WAT | 11.3 |  | 13927 |  |  | 0 |  |  |  | 0
2020 | CA | Port of LA Solar FiT Project | 61319 | CAMX | WECC California | SUN | 1.1 |  | 1816 |  |  | 0 |  |  |  | 0
2020 | CA | Portal | 354 | CAMX | WECC California | WAT | 10.8 |  | 16201 |  |  | 0 |  |  |  | 0
2020 | CA | Portal Ridge Solar A, LLC | 60309 | CAMX | WECC California | SUN | 18.5
2020 | CA | Portal Ridge Solar B, LLC | 60310 | CAMX | WECC California | SUN | 20 |  | 48799 |  |  | 0 |  |  |  | 0
2020 | CA | Portal Ridge Solar C, LLC | 60311 | CAMX | WECC California | SUN | 11.4 |  | 28828 |  |  | 0 |  |  |  | 0
2020 | CA | Porterville 6 and 7 | 59219 | CAMX | WECC California | SUN | 3 |  | 4847 |  |  | 0 |  |  |  | 0
2020 | CA | Porterville Solar | 58309 | CAMX | WECC California | SUN | 3.5 |  | 6576 |  |  | 0 |  |  |  | 0
2020 | CA | Portola | 6524 | NWPP | WECC Northwest | DFO | 6
2020 | CA | Potrero Hills Energy Producers | 59952 | CAMX | WECC California | LFG | 8 |  | 63562 | 661578.984 | 4.8626 | 0.153 | 0.0147 | Estimated using an emission factor | 661578.984 | 4.8626
2020 | CA | Potter Valley | 274 | CAMX | WECC California | WAT | 9.4 |  | 13158 |  |  | 0 |  |  |  | 0
2020 | CA | Power Generation Station (PGS) 2 | 57696 | CAMX | WECC California | OBG | 4.6 | 0.46565 | 24714 | 150362.671 | 1.6239 | 0.13142 | 0.0216 | Estimated using an emission factor | 322910 | 3.4874
2020 | CA | Powhatan Solar Power Generation Station 1 LLC | 58611 | CAMX | WECC California | SUN | 1.5 |  | 4376 |  |  | 0 |  |  |  | 0
2020 | CA | Prairie | 64846 | CAMX | WECC California | SUN | 1.8
2020 | CA | PRC-Desoto Intl/PPG Aerospace | 58085 | CAMX | WECC California | DFO | 1.5
2020 | CA | Preferred Freezer San Leandro | 62578 | CAMX | WECC California | SUN | 2 |  | 3284 |  |  | 0 |  |  |  | 0
2020 | CA | Prima Plant | 55601 | CAMX | WECC California | LFG | 6 |  | 45733 | 503999 | 3.7044 | 0.162 | 0.0147 | Estimated using an emission factor | 503999 | 3.7044
2020 | CA | Prologis L.P | 64600 | CAMX | WECC California | SUN | 3
2020 | CA | PSREC/SIAD Solar | 63493 | CAMX | WECC California | SUN | 2.5 |  | 6056 |  |  | 0 |  |  |  | 0
2020 | CA | Puente Hills Energy Recovery | 10472 | CAMX | WECC California | LFG | 62.7 |  | 206024 | 2528118.625 | 3.6658 | 0.035586 | 0.0029 | EPA/NEI; Estimated using an emission factor | 2528118.625 | 3.6658
2020 | CA | Pumpjack Solar I | 59322 | CAMX | WECC California | SUN | 20 |  | 45074 |  |  | 0 |  |  |  | 0
2020 | CA | Putah Creek Solar Farm | 59550 | CAMX | WECC California | SUN | 2 |  | 4826 |  |  | 0 |  |  |  | 0
2020 | CA | PVN Milliken, LLC | 60790 | CAMX | WECC California | SUN | 3 |  | 4582 |  |  | 0 |  |  |  | 0
2020 | CA | Q Plant | 59457 | CAMX | WECC California | NG | 4.6 | 0.52453 | 36094 | 196119.269 | 0.097494 | 0.0054022 | 0.00099423 | NEI avg EF - PM, fuel type, firing type | 373893 | 0.18587
2020 | CA | Quinto Solar PV Project | 59339 | CAMX | WECC California | SUN | 108 |  | 266081 |  |  | 0 |  |  |  | 0
2020 | CA | R C Kirkwood | 382 | CAMX | WECC California | WAT | 115.5 |  | 377752.999 |  |  | 0 |  |  |  | 0
2020 | CA | R E Badger Filtration Plant | 50147 | CAMX | WECC California | WAT | 1.4 |  | 0
2020 | CA | Rabbitbrush Solar, LLC | 64630 | CAMX | WECC California | SUN | 100
2020 | CA | Radiance Solar 4 | 58354 | CAMX | WECC California | SUN | 1.5 |  | 3137 |  |  | 0 |  |  |  | 0
2020 | CA | Radiance Solar 5 | 58355 | CAMX | WECC California | SUN | 1.5 |  | 3234 |  |  | 0 |  |  |  | 0
2020 | CA | Ralston | 427 | CAMX | WECC California | WAT | 79.2 |  | 199300 |  |  | 0 |  |  |  | 0
2020 | CA | Ramona 1 | 58909 | CAMX | WECC California | SUN | 2 |  | 8805 |  |  | 0 |  |  |  | 0
2020 | CA | Ramona 2 | 58911 | CAMX | WECC California | SUN | 5 |  | 4328 |  |  | 0 |  |  |  | 0
2020 | CA | Ramona Solar Energy | 60995 | CAMX | WECC California | SUN | 4.3 |  | 6143 |  |  | 0 |  |  |  | 0
2020 | CA | Rancho Cucamonga Dist #1 | 59540 | CAMX | WECC California | SUN | 1.8 |  | 3078 |  |  | 0 |  |  |  | 0
2020 | CA | Rancho Penasquitos | 56615 | CAMX | WECC California | WAT | 4.6 |  | 2670 |  |  | 0 |  |  |  | 0
2020 | CA | Rancho Seco Solar | 529 | CAMX | WECC California | SUN | 2
2020 | CA | Rancho Seco Solar II, LLC | 63387 | CAMX | WECC California | SUN | 160
2020 | CA | Rancho Seco Solar, LLC | 60226 | CAMX | WECC California | SUN | 10.8 |  | 22903 |  |  | 0 |  |  |  | 0
2020 | CA | Ratkovich Alhambra | 62458 | CAMX | WECC California | NG | 1 |  | 8465 |  | 0 | 0 |  | Estimated using an emission factor |  | 0
2020 | CA | RCWD PV Project | 60426 | CAMX | WECC California | SUN | 4.1 |  | 9590 |  |  | 0 |  |  |  | 0
2020 | CA | RE Adams East, LLC | 58984 | CAMX | WECC California | SUN | 19 |  | 43474 |  |  | 0 |  |  |  | 0
2020 | CA | RE Astoria | 59976 | CAMX | WECC California | SUN | 100 |  | 286961 |  |  | 0 |  |  |  | 0
2020 | CA | RE Astoria 2 | 59977 | CAMX | WECC California | SUN | 75 |  | 221110 |  |  | 0 |  |  |  | 0
2020 | CA | RE Barren Ridge 1 | 60389 | CAMX | WECC California | SUN | 60 |  | 168613 |  |  | 0 |  |  |  | 0
2020 | CA | RE Bruceville 1 LLC | 57783 | CAMX | WECC California | SUN | 5 |  | 10251 |  |  | 0 |  |  |  | 0
2020 | CA | RE Bruceville 2 LLC | 57784 | CAMX | WECC California | SUN | 5 |  | 11006 |  |  | 0 |  |  |  | 0
2020 | CA | RE Bruceville 3 LLC | 57785 | CAMX | WECC California | SUN | 5 |  | 10766 |  |  | 0 |  |  |  | 0
2020 | CA | RE Camelot LLC | 58983 | CAMX | WECC California | SUN | 45 |  | 123952 |  |  | 0 |  |  |  | 0
2020 | CA | RE Columbia 3 LLC | 58502 | CAMX | WECC California | SUN | 10 |  | 22980 |  |  | 0 |  |  |  | 0
2020 | CA | RE Columbia Two, LLC | 58990 | CAMX | WECC California | SUN | 15 |  | 42614 |  |  | 0 |  |  |  | 0
2020 | CA | RE Dillard 1 LLC | 57777 | CAMX | WECC California | SUN | 3 |  | 5625 |  |  | 0 |  |  |  | 0
2020 | CA | RE Dillard 2 LLC | 57779 | CAMX | WECC California | SUN | 3 |  | 6294 |  |  | 0 |  |  |  | 0
2020 | CA | RE Dillard 3 LLC | 57781 | CAMX | WECC California | SUN | 3 |  | 6199 |  |  | 0 |  |  |  | 0
2020 | CA | RE Dillard 4 LLC | 57806 | CAMX | WECC California | SUN | 0.4
2020 | CA | RE Garland | 60233 | CAMX | WECC California | SUN | 273.1 |  | 488100 |  |  | 0 |  |  |  | 0
2020 | CA | RE Garland A | 60386 | CAMX | WECC California | SUN | 20.2 |  | 52819 |  |  | 0 |  |  |  | 0
2020 | CA | RE Gaskell West 2 LLC | 61446 | CAMX | WECC California | SUN | 45
2020 | CA | RE Gaskell West 3 LLC | 61447 | CAMX | WECC California | SUN | 20
2020 | CA | RE Gaskell West 4 LLC | 61448 | CAMX | WECC California | SUN | 20
2020 | CA | RE Gaskell West 5 LLC | 61449 | CAMX | WECC California | SUN | 20
2020 | CA | RE Kammerer 1 LLC | 57778 | CAMX | WECC California | SUN | 5 |  | 10867 |  |  | 0 |  |  |  | 0
2020 | CA | RE Kammerer 2 LLC | 57780 | CAMX | WECC California | SUN | 5 |  | 11169 |  |  | 0 |  |  |  | 0
2020 | CA | RE Kammerer 3 LLC | 57782 | CAMX | WECC California | SUN | 5 |  | 11223 |  |  | 0 |  |  |  | 0
2020 | CA | RE Kansas Solar, LLC | 58985 | CAMX | WECC California | SUN | 20 |  | 45032 |  |  | 0 |  |  |  | 0
2020 | CA | RE Kansas South LLC | 58148 | CAMX | WECC California | SUN | 20 |  | 41638 |  |  | 0 |  |  |  | 0
2020 | CA | RE Kent South, LLC | 58991 | CAMX | WECC California | SUN | 20 |  | 48236 |  |  | 0 |  |  |  | 0
2020 | CA | RE McKenzie 1 LLC | 57816 | CAMX | WECC California | SUN | 5 |  | 11322 |  |  | 0 |  |  |  | 0
2020 | CA | RE McKenzie 2 LLC | 57817 | CAMX | WECC California | SUN | 5 |  | 11716 |  |  | 0 |  |  |  | 0
2020 | CA | RE McKenzie 3 LLC | 57818 | CAMX | WECC California | SUN | 5 |  | 11799 |  |  | 0 |  |  |  | 0
2020 | CA | RE McKenzie 4 LLC | 57819 | CAMX | WECC California | SUN | 5 |  | 11024 |  |  | 0 |  |  |  | 0
2020 | CA | RE McKenzie 5 LLC | 57820 | CAMX | WECC California | SUN | 5 |  | 11462 |  |  | 0 |  |  |  | 0
2020 | CA | RE McKenzie 6 LLC | 57821 | CAMX | WECC California | SUN | 5 |  | 11458 |  |  | 0 |  |  |  | 0
2020 | CA | RE Mustang LLC | 59150 | CAMX | WECC California | SUN | 175 |  | 231275 |  |  | 0 |  |  |  | 0
2020 | CA | RE Old River One, LLC | 58986 | CAMX | WECC California | SUN | 20 |  | 47113 |  |  | 0 |  |  |  | 0
2020 | CA | RE Rio Grande Solar LLC | 58500 | CAMX | WECC California | SUN | 5 |  | 10427 |  |  | 0 |  |  |  | 0
2020 | CA | RE Rosamond One LLC | 58498 | CAMX | WECC California | SUN | 20 |  | 57108 |  |  | 0 |  |  |  | 0
2020 | CA | RE Rosamond Two LLC | 58499 | CAMX | WECC California | SUN | 20 |  | 44079 |  |  | 0 |  |  |  | 0
2020 | CA | RE Tranquillity | 59939 | CAMX | WECC California | SUN | 277.3 |  | 428108 |  |  | 0 |  |  |  | 0
2020 | CA | RE Victor Phelan Solar One LLC | 58202 | CAMX | WECC California | SUN | 20 |  | 44108 |  |  | 0 |  |  |  | 0
2020 | CA | Red Bluff | 56184 | CAMX | WECC California | NG | 46.4 |  | 9062 | 129984.992 | 0.027427 | 0.0060532 | 0.000422 | Estimated using an emission factor | 129984.992 | 0.027427
2020 | CA | Red Mountain | 484 | CAMX | WECC California | WAT | 5.9 |  | 0
2020 | CA | Redcrest Solar Farm | 58831 | CAMX | WECC California | SUN | 16.6 |  | 33849 |  |  | 0 |  |  |  | 0
2020 | CA | Redding Power Plant | 7307 | CAMX | WECC California | NG | 183.1 |  | 336895.001 | 2737669.875 | 2.986 | 0.017726 | 0.0021814 | EPA/NEI | 2737669.875 | 2.986
2020 | CA | Redwood 4 Solar Farm | 60490 | CAMX | WECC California | SUN | 20 |  | 49498 |  |  | 0 |  |  |  | 0
2020 | CA | Redwood Coast Airport Microgrid | 64766 | CAMX | WECC California |  | 4.5
2020 | CA | Reedley Community College Solar | 63074 | CAMX | WECC California | SUN | 2.6 |  | 3774 |  |  | 0 |  |  |  | 0
2020 | CA | Regional Wastewater Control Facility | 56134 | CAMX | WECC California | DFO | 4.8 | 0.34364 | 6222.999 | 55605.369 | 3.4875 | 1.1208 | 0.12544 | Estimated using an emission factor | 161813.004 | 10.1487
2020 | CA | Regulus Solar Project | 57650 | CAMX | WECC California | SUN | 60 |  | 148886 |  |  | 0 |  |  |  | 0
2020 | CA | Renew Solar ABC Sacramento LLC | 62545 | CAMX | WECC California | SUN | 1.7 |  | 332 |  |  | 0 |  |  |  | 0
2020 | CA | Renz Energy Storage | 63529 | CAMX | WECC California | MWH | 20
2020 | CA | Resurgence Solar | 64489 | CAMX | WECC California |  | 253
2020 | CA | RE-VFO LLC | 63455 | CAMX | WECC California | SUN | 1 |  | 1802 |  |  | 0 |  |  |  | 0
2020 | CA | Rexford Solar Farm | 64633 | CAMX | WECC California |  | 600
2020 | CA | Rialto - High School | 63986 | CAMX | WECC California | SUN | 0.9
2020 | CA | Richard J Donovan Correctional Facility | 54936 | CAMX | WECC California | NG | 2.6 | 1 | 6840 | 22881 | 0.011374 | 0.0033259 | 0.00099423 | NEI avg EF - PM, fuel type, firing type | 22881 | 0.011374
2020 | CA | Richmond Cogen | 52109 | CAMX | WECC California | NG | 216.5 | 0.40093 | 929080 | 4778389.789 | 11.7184 | 0.025226 | 0.0049048 | EPA/NEI; Estimated using an emission factor | 11918273.75 | 29.2281
2020 | CA | Richmond Refinery TG800 | 52105 | CAMX | WECC California | OG | 21
2020 | CA | Ridgetop | 54931 | CAMX | WECC California | WND | 46.8 |  | 139753 |  |  | 0 |  |  |  | 0
2020 | CA | Ridgetop Energy LLC | 10597 | CAMX | WECC California | WND | 29 |  | 39458 |  |  | 0 |  |  |  | 0
2020 | CA | Rio Bravo Fresno | 10767 | CAMX | WECC California | WDS | 28 |  | 189792 | 2867096.5 | 26.8058 | 0.28248 | 0.018699 | NEI avg EF - PM, fuel type | 2867096.5 | 26.8058
2020 | CA | Rio Bravo Hydro Project | 50037 | CAMX | WECC California | WAT | 14 |  | 17892 |  |  | 0 |  |  |  | 0
2020 | CA | Rio Bravo Rocklin | 10772 | CAMX | WECC California | WDS | 27.9 |  | 177123 | 2797119.25 | 26.1516 | 0.29529 | 0.018699 | NEI avg EF - PM, fuel type | 2797119.25 | 26.1516
2020 | CA | Rio Bravo Solar 1 LLC | 59249 | CAMX | WECC California | SUN | 20 |  | 45438 |  |  | 0 |  |  |  | 0
2020 | CA | Rio Bravo Solar II LLC | 59250 | CAMX | WECC California | SUN | 20 |  | 45857 |  |  | 0 |  |  |  | 0
2020 | CA | Rio Hondo | 482 | CAMX | WECC California | WAT | 1.9 |  | 0
2020 | CA | Ripon Generation Station | 56135 | CAMX | WECC California | NG | 121 |  | 15731 | 192550.906 | 0.096406 | 0.012257 | 0.0010014 | EPA/NEI | 192550.906 | 0.096406
2020 | CA | Rising Tree Wind Farm | 57621 | CAMX | WECC California | WND | 79.2 |  | 229825 |  |  | 0 |  |  |  | 0
2020 | CA | Rising Tree Wind Farm II | 59235 | CAMX | WECC California | WND | 19.8 |  | 53220 |  |  | 0 |  |  |  | 0
2020 | CA | Rising Tree Wind Farm III | 59236 | CAMX | WECC California | WND | 99 |  | 248075 |  |  | 0 |  |  |  | 0
2020 | CA | Riverside Energy Resource Center | 56143 | CAMX | WECC California | NG | 196 |  | 100731 | 1047800.734 | 3.9157 | 0.077745 | 0.0074741 | EPA/NEI; Estimated using an emission factor | 1047800.734 | 3.9157
2020 | CA | Riverside RWQCP Fuel Cell | 59877 | CAMX | WECC California | OBG | 1.4 | 1 | 8095 |  | 0 | 0 |  | Estimated using an emission factor |  | 0
2020 | CA | Riverview Energy Center | 55963 | CAMX | WECC California | NG | 47 |  | 21620 | 253745.562 | 0.98449 | 0.091072 | 0.0077596 | NEI avg EF - PM, fuel type, firing type | 253745.562 | 0.98449
2020 | CA | Roaring Creek Water Power | 10881 | CAMX | WECC California | WAT | 2 |  | 3419 |  |  | 0 |  |  |  | 0
2020 | CA | Robbs Peak | 433 | CAMX | WECC California | WAT | 25.5 |  | 21241 |  |  | 0 |  |  |  | 0
2020 | CA | Robert O Schulz Solar Farm | 57579 | CAMX | WECC California | SUN | 1.3 |  | 1567 |  |  | 0 |  |  |  | 0
2020 | CA | Rock Creek | 275 | CAMX | WECC California | WAT | 126 |  | 302018 |  |  | 0 |  |  |  | 0
2020 | CA | Rock Creek Dam | 56822 | CAMX | WECC California | WAT | 3.6
2020 | CA | Rock Creek LP | 50892 | CAMX | WECC California | WAT | 3 |  | 556 |  |  | 0 |  |  |  | 0
2020 | CA | Rockwood | 7824 | AZNM | WECC Southwest | NG | 49.8 |  | 960 | 14737 | 0.07014 | 0.14613 | 0.0095189 | NEI avg EF - PM, fuel type, firing type | 14737 | 0.07014
2020 | CA | Rodeo Solar C2 | 58751 | CAMX | WECC California | SUN | 1.5 |  | 3000 |  |  | 0 |  |  |  | 0
2020 | CA | Rodeo Solar D2 | 58752 | CAMX | WECC California | SUN | 1.5 |  | 3795 |  |  | 0 |  |  |  | 0
2020 | CA | Roll Delano | 58297 | CAMX | WECC California | NG | 1.1 |  | 5550 |  | 0 | 0 |  | Estimated using an emission factor |  | 0
2020 | CA | Roll Delano 2 | 58296 | CAMX | WECC California | NG | 1 |  | 3048 |  | 0 | 0 |  | Estimated using an emission factor |  | 0
2020 | CA | Roll Lost Hills | 58298 | CAMX | WECC California | NG | 1.1 |  | 2981 |  | 0 | 0 |  | Estimated using an emission factor |  | 0
2020 | CA | Rollins | 34 | CAMX | WECC California | WAT | 12.1 |  | 47704 |  |  | 0 |  |  |  | 0
2020 | CA | Rooney Ranch | 63088 | CAMX | WECC California | WND | 21
2020 | CA | Roseburg Forest Products Biomass | 56469 | NWPP | WECC Northwest | WDS | 13.4 | 0.23581 | 58105 | 321152.274 | 3.0026 | 0.10335 | 0.018699 | NEI avg EF - PM, fuel type | 1361929.75 | 12.7333
2020 | CA | Roseville Energy Park | 56298 | CAMX | WECC California | NG | 165 |  | 309554 | 2431617.625 | 1.4571 | 0.0094139 | 0.0011984 | EPA/NEI | 2431617.625 | 1.4571
2020 | CA | Roseville Power Plant #2 | 7452 | CAMX | WECC California | NG | 66 |  | 2309 | 38438 | 0.019108 | 0.016551 | 0.00099423 | NEI avg EF - PM, fuel type, firing type | 38438 | 0.019108
2020 | CA | Roseville Solar | 62114 | CAMX | WECC California | SUN | 1 |  | 1769 |  |  | 0 |  |  |  | 0
2020 | CA | RPUWD Scheuer Well Solar Project | 61824 | CAMX | WECC California | SUN | 3 |  | 3179 |  |  | 0 |  |  |  | 0
2020 | CA | Rudy Solar, LLC | 59410 | CAMX | WECC California | SUN | 1.5 |  | 3723 |  |  | 0 |  |  |  | 0
2020 | CA | Rugged Solar LLC | 57960 | CAMX | WECC California | SUN | 80
2020 | CA | Rush Creek | 357 | CAMX | WECC California | WAT | 13.1 |  | 35409 |  |  | 0 |  |  |  | 0
2020 | CA | Russell City Energy Company LLC | 56467 | CAMX | WECC California | NG | 655 |  | 1091956 | 7965583.25 | 24.6187 | 0.045091 | 0.0061813 | NEI avg EF - PM, fuel type, firing type | 7965583.25 | 24.6187
2020 | CA | Rutan | 58449 | CAMX | WECC California | SUN | 4 |  | 3967 |  |  | 0 |  |  |  | 0
2020 | CA | Sacramento (SMUD) | 59323 | CAMX | WECC California | SUN | 1.5 |  | 0
2020 | CA | Sacramento Fairbain Water Treatment Plant | 58636 | CAMX | WECC California | SUN | 1 |  | 1252 |  |  | 0 |  |  |  | 0
2020 | CA | Sacramento Power Authority Cogen | 7552 | CAMX | WECC California | NG | 173.9 | 0.96642 | 546803 | 4418055.724 | 5.738 | 0.020987 | 0.0025975 | EPA/NEI | 4571568.5 | 5.9374
2020 | CA | Sacramento Regional County Sanitation PV | 61209 | CAMX | WECC California | SUN | 3.5 |  | 7627 |  |  | 0 |  |  |  | 0
2020 | CA | Sacramento Soleil LLC | 56875 | CAMX | WECC California | SUN | 1 |  | 1360 |  |  | 0 |  |  |  | 0
2020 | CA | Saint Agnes Medical Center | 54800 | CAMX | WECC California | NG | 7.7 | 0.34009 | 29220 | 150386.878 | 0.07476 | 0.005117 | 0.00099423 | EPA/NEI; Estimated using an emission factor | 442204 | 0.21983
2020 | CA | Saint Johns Health Center | 50610 | CAMX | WECC California | NG | 1.2
2020 | CA | Salinas River Cogeneration Facility | 50865 | CAMX | WECC California | NG | 38.9 | 0.47842 | 254600 | 1597011.986 | 2.7194 | 0.021362 | 0.0034057 | EPA/NEI | 3338059.25 | 5.6842
2020 | CA | Salt Springs | 279 | CAMX | WECC California | WAT | 42 |  | 109102 |  |  | 0 |  |  |  | 0
2020 | CA | Salton Sea Power Gen Co - Unit 2 | 10879 | AZNM | WECC Southwest | GEO | 20 |  | 95482 |  |  | 0 |  |  |  | 0
2020 | CA | Salton Sea Power Gen Co - Unit 3 | 10759 | AZNM | WECC Southwest | GEO | 53.9 |  | 330137 |  |  | 0 |  |  |  | 0
2020 | CA | Salton Sea Power Gen Co - Unit 4 | 54996 | AZNM | WECC Southwest | GEO | 47.5 |  | 222559 |  |  | 0 |  |  |  | 0
2020 | CA | Salton Sea Power Gen Co Unit 1 | 10878 | AZNM | WECC Southwest | GEO | 10 |  | 70469 |  |  | 0 |  |  |  | 0
2020 | CA | Salton Sea Power LLC - Unit 5 | 55983 | AZNM | WECC Southwest | GEO | 58.3 |  | 285039 |  |  | 0 |  |  |  | 0
2020 | CA | San Antonio Regional Hospital | 50234 | CAMX | WECC California | NG | 2.7 | 1 | 12783 | 136905.996 | 0.028887 | 0.0045196 | 0.000422 | Estimated using an emission factor | 136905.996 | 0.028887
2020 | CA | San Antonio West Solar Rooftop | 57904 | CAMX | WECC California | SUN | 1.5 |  | 2444 |  |  | 0 |  |  |  | 0
2020 | CA | San Diego - EMDF at San Diego | 64028 | CAMX | WECC California | SUN | 2.9
2020 | CA | San Diego - NCRC at Vista | 64049 | CAMX | WECC California | SUN | 1.8
2020 | CA | San Diego International Airport BESS | 62754 | CAMX | WECC California | MWH | 2
2020 | CA | San Diego State University | 50061 | CAMX | WECC California | NG | 17.6 | 0.48962 | 46467 | 283276.684 | 0.87551 | 0.037683 | 0.0061813 | EPA/NEI; Estimated using an emission factor | 578559 | 1.7881
2020 | CA | San Diego Zoo | 63412 | CAMX | WECC California | MWH | 1
2020 | CA | San Dimas | 6646 | CAMX | WECC California | WAT | 9.9 |  | 5074 |  |  | 0 |  |  |  | 0
2020 | CA | San Dimas Wash Generating Station | 50233 | CAMX | WECC California | WAT | 1 |  | 0
2020 | CA | San Fernando | 403 | CAMX | WECC California | WAT | 5.6 |  | 1 |  |  | 0 |  |  |  | 0
2020 | CA | San Francisco Electric Reliability Proj | 56305 | CAMX | WECC California | NG | 151.5
2020 | CA | San Francisco Intl Airport Ct Project | 56306 | CAMX | WECC California | NG | 48
2020 | CA | San Francisquito 1 | 6479 | CAMX | WECC California | WAT | 65.5 |  | 145681 |  |  | 0 |  |  |  | 0
2020 | CA | San Francisquito 2 | 6480 | CAMX | WECC California | WAT | 46 |  | 4849.001 |  |  | 0 |  |  |  | 0
2020 | CA | San Gabriel Hydro Project | 54017 | CAMX | WECC California | WAT | 5 |  | 13619 |  |  | 0 |  |  |  | 0
2020 | CA | San Gorgonio 1 | 7148 | CAMX | WECC California | WAT | 1.5
2020 | CA | San Gorgonio Farms Wind Farm | 50281 | CAMX | WECC California | WND | 31 |  | 85980 |  |  | 0 |  |  |  | 0
2020 | CA | San Gorgonio Westwinds II LLC | 50690 | CAMX | WECC California | WND | 43.4 |  | 121948 |  |  | 0 |  |  |  | 0
2020 | CA | San Gorgonio Windplant WPP1993 | 54454 | CAMX | WECC California | WND | 84 |  | 184353 |  |  | 0 |  |  |  | 0
2020 | CA | San Jacinto Solar | 60972 | CAMX | WECC California | SUN | 1.5
2020 | CA | San Joaquin 2 | 276 | CAMX | WECC California | WAT | 2.8 |  | 0
2020 | CA | San Joaquin 3 | 277 | CAMX | WECC California | WAT | 4 |  | 0
2020 | CA | San Joaquin Solar | 60678 | CAMX | WECC California | SUN | 21.3 |  | 41063 |  |  | 0 |  |  |  | 0
2020 | CA | San Jose Cogeneration | 10548 | CAMX | WECC California | NG | 6 | 0.4584 | 31656 | 230887.993 | 0.11478 | 0.0072516 | 0.00099423 | NEI avg EF - PM, fuel type, firing type | 503684 | 0.25039
2020 | CA | San Onofre Nuclear Generating Station | 360 | CAMX | WECC California | NUC | 2254
2020 | CA | San Pablo Raceway | 62004 | CAMX | WECC California | SUN | 100 |  | 276820 |  |  | 0 |  |  |  | 0
2020 | CA | Sanborn BESS 1 | 64712 | CAMX | WECC California | MWH | 100
2020 | CA | Sanborn BESS 2 | 64713 | CAMX | WECC California | MWH | 100
2020 | CA | Sand Bar Power Plant | 50400 | CAMX | WECC California | WAT | 16.2 |  | 44397 |  |  | 0 |  |  |  | 0
2020 | CA | Sand Drag LLC | 57361 | CAMX | WECC California | SUN | 19 |  | 35888 |  |  | 0 |  |  |  | 0
2020 | CA | Sand Hill A | 63126 | CAMX | WECC California | WND | 13.5
2020 | CA | Sand Hill B | 63652 | CAMX | WECC California | WND | 17
2020 | CA | Sand Hill C | 63653 | CAMX | WECC California | WND | 80
2020 | CA | Santa Ana 1 | 361 | CAMX | WECC California | WAT | 3.2 |  | 467 |  |  | 0 |  |  |  | 0
2020 | CA | Santa Ana 3 | 363 | CAMX | WECC California | WAT | 3.1 |  | 1872 |  |  | 0 |  |  |  | 0
2020 | CA | Santa Clara (85C) | 50534 | CAMX | WECC California | WND | 18
2020 | CA | Santa Clara Cogen | 7232 | CAMX | WECC California | NG | 7.8 | 0.55862 | 43184 | 391179.274 | 0.19446 | 0.0090061 | 0.00099423 | NEI avg EF - PM, fuel type, firing type | 700261 | 0.34811
2020 | CA | Santa Cruz Energy | 57876 | CAMX | WECC California | LFG | 1.6 |  | 10310 | 118984 | 0.87453 | 0.16965 | 0.0147 | Estimated using an emission factor | 118984 | 0.87453
2020 | CA | Santa Fe Springs Rooftop Solar BLDG H | 58913 | CAMX | WECC California | SUN | 1.5 |  | 2702 |  |  | 0 |  |  |  | 0
2020 | CA | Santa Fe Springs Rooftop Solar BLDG M | 58912 | CAMX | WECC California | SUN | 1.8 |  | 2925 |  |  | 0 |  |  |  | 0
2020 | CA | Santa Felicia Dam | 50076 | CAMX | WECC California | WAT | 1.3 |  | 1683 |  |  | 0 |  |  |  | 0
2020 | CA | Santa Maria Cogen Plant | 10733 | CAMX | WECC California | NG | 9
2020 | CA | Santa Maria EPG | 56284 | CAMX | WECC California | PRG | 5.5 |  | 7707 | 195389 | 5.5698 | 1.4454 | 0.057012 | NEI avg EF - PM, fuel type | 195389 | 5.5698
2020 | CA | Santa Maria LFG Power Plant | 57100 | CAMX | WECC California | LFG | 1.1
2020 | CA | Santa Rita Jail Fuel Cell | 60385 | CAMX | WECC California | NG | 1.4 | 1 | 9279 |  | 0 | 0 |  | Estimated using an emission factor |  | 0
2020 | CA | Santa Rita Jail Hybrid | 58625 | CAMX | WECC California | NG | 6.7 | 1 | 11875 |  | 0 | 0 |  | EPA/NEI; Estimated using an emission factor |  | 0
2020 | CA | Santa Rosa Junior College Petaluma Solar | 62039 | CAMX | WECC California | SUN | 1.2 |  | 1947 |  |  | 0 |  |  |  | 0
2020 | CA | Sargent Canyon Cogen Facility | 50864 | CAMX | WECC California | NG | 38.2 | 1 | 0
2020 | CA | Saticoy | 63891 | CAMX | WECC California | MWH | 100
2020 | CA | SB Water Reclamation Fuel Cell | 64027 | CAMX | WECC California | OBG | 1.4
2020 | CA | SC 1 Data Center, Phase 2 | 59074 | CAMX | WECC California | DFO | 94.9 |  | 138.008 | 1914.998 | 0.29682 | 4.3016 | 0.31 | Estimated using an emission factor | 1914.998 | 0.29682
2020 | CA | SCA Cogen II | 7551 | CAMX | WECC California | NG | 193.4 | 0.78958 | 667710 | 4572640.933 | 3.5383 | 0.010598 | 0.0015476 | EPA/NEI | 5791207.781 | 4.4812
2020 | CA | Scattergood Generating Station | 404 | CAMX | WECC California | NG | 1718.8 |  | 1701685 | 13597389.188 | 17.5922 | 0.020676 | 0.0025876 | EPA/NEI; Estimated using an emission factor | 13597389.188 | 17.5922
2020 | CA | SCCCD - Clovis Community College | 63021 | CAMX | WECC California | SUN | 1.3 |  | 2002 |  |  | 0 |  |  |  | 0
2020 | CA | SCCCD - Fresno Community College | 63068 | CAMX | WECC California | SUN | 2.2 |  | 3644 |  |  | 0 |  |  |  | 0
2020 | CA | SCDA Solar 1 | 61006 | CAMX | WECC California | SUN | 7 |  | 14390 |  |  | 0 |  |  |  | 0
2020 | CA | SCE-Snowline-Duncan Road (North) | 59359 | CAMX | WECC California | SUN | 1.5 |  | 2978 |  |  | 0 |  |  |  | 0
2020 | CA | SCE-Snowline-Duncan Road (South) | 59360 | CAMX | WECC California | SUN | 1 |  | 2426 |  |  | 0 |  |  |  | 0
2020 | CA | SCE-Snowline-White Rd (Central) | 59423 | CAMX | WECC California | SUN | 1.5 |  | 3829 |  |  | 0 |  |  |  | 0
2020 | CA | SCE-Snowline-White Road (North) | 59422 | CAMX | WECC California | SUN | 1.5 |  | 3597 |  |  | 0 |  |  |  | 0
2020 | CA | SCE-Snowline-White Road (South) | 59421 | CAMX | WECC California | SUN | 1.5 |  | 2899 |  |  | 0 |  |  |  | 0
2020 | CA | Scott Flat | 839 | CAMX | WECC California | WAT | 1 |  | 3596 |  |  | 0 |  |  |  | 0
2020 | CA | SCU000 El Camino Real Fuel Cell | 63715 | CAMX | WECC California | NG | 1.5 |  | 12657 |  | 0 | 0 |  | Estimated using an emission factor |  | 0
2020 | CA | SDCCD - Miramar | 59138 | CAMX | WECC California | SUN | 1.1 |  | 1298 |  |  | 0 |  |  |  | 0
2020 | CA | SDCWA - Twin Oaks | 59139 | CAMX | WECC California | SUN | 1.1 |  | 1856 |  |  | 0 |  |  |  | 0
2020 | CA | SE Athos II, LLC | 64290 | CAMX | WECC California | SUN | 200
2020 | CA | SeaWorld Aquatica | 61843 | CAMX | WECC California | SUN | 1 |  | 1939 |  |  | 0 |  |  |  | 0
2020 | CA | Second Imperial Geothermal | 54111 | AZNM | WECC Southwest | GEO | 80 |  | 205217 |  |  | 0 |  |  |  | 0
2020 | CA | SEGS III | 10439 | CAMX | WECC California | NG | 34.2 |  | 0 | 0 | 0 |  |  | NEI avg EF - PM, fuel type | 0 | 0
2020 | CA | SEGS IV | 10440 | CAMX | WECC California | NG | 34.2 |  | 0 | 0 | 0 |  |  | NEI avg EF - PM, fuel type | 0 | 0
2020 | CA | SEGS IX | 10446 | CAMX | WECC California | NG | 92 |  | 145474 | 315762.906 | 1.1722 | 0.016116 | 0.0074247 | NEI avg EF - PM, fuel type | 315762.906 | 1.1722
2020 | CA | SEGS V | 10441 | CAMX | WECC California | NG | 34.2 |  | 0 | 0 | 0 |  |  | NEI avg EF - PM, fuel type | 0 | 0
2020 | CA | SEGS VI | 10442 | CAMX | WECC California | NG | 35 |  | 0 | 0 | 0 |  |  | NEI avg EF - PM, fuel type | 0 | 0
2020 | CA | SEGS VII | 10443 | CAMX | WECC California | NG | 35 |  | 0 | 0 | 0 |  |  | NEI avg EF - PM, fuel type | 0 | 0
2020 | CA | SEGS VIII | 10444 | CAMX | WECC California | NG | 172 |  | 114899 | 5686.7 | 0.021111 | 0.00036747 | 0.0074247 | EPA/NEI; Estimated using an emission factor | 5686.7 | 0.021111
2020 | CA | Sentinel Energy Center, LLC | 57482 | CAMX | WECC California | NG | 800 |  | 608226 | 5964026.188 | 5.704 | 0.018756 | 0.0019128 | EPA/NEI | 5964026.188 | 5.704
2020 | CA | Sepulveda Canyon | 316 | CAMX | WECC California | WAT | 8.5 |  | 0
2020 | CA | SEPV 1 | 58073 | CAMX | WECC California | SUN | 2 |  | 4275 |  |  | 0 |  |  |  | 0
2020 | CA | SEPV 18 | 59730 | CAMX | WECC California | SUN | 2 |  | 5282 |  |  | 0 |  |  |  | 0
2020 | CA | SEPV 2 | 58074 | CAMX | WECC California | SUN | 2 |  | 3951 |  |  | 0 |  |  |  | 0
2020 | CA | SEPV 8 | 58234 | CAMX | WECC California | SUN | 12 |  | 27791 |  |  | 0 |  |  |  | 0
2020 | CA | SEPV Imperial Dixieland East | 60745 | AZNM | WECC Southwest | SUN | 2 |  | 5648 |  |  | 0 |  |  |  | 0
2020 | CA | SEPV Imperial Dixieland West | 60744 | AZNM | WECC Southwest | SUN | 3 |  | 9046 |  |  | 0 |  |  |  | 0
2020 | CA | SEPV Mojave West | 59740 | CAMX | WECC California | SUN | 20 |  | 52845 |  |  | 0 |  |  |  | 0
2020 | CA | SEPV Palmdale East | 59273 | CAMX | WECC California | SUN | 10 |  | 24596 |  |  | 0 |  |  |  | 0
2020 | CA | SEPV Sierra | 64611 | CAMX | WECC California |  | 8.3
2020 | CA | SEPV9 Power Plant | 58227 | CAMX | WECC California | SUN | 9 |  | 20654 |  |  | 0 |  |  |  | 0
2020 | CA | Seville 1 | 59722 | AZNM | WECC Southwest | SUN | 20 |  | 51497 |  |  | 0 |  |  |  | 0
2020 | CA | Seville 2 | 59723 | AZNM | WECC Southwest | SUN | 30 |  | 79917 |  |  | 0 |  |  |  | 0
2020 | CA | SF Southeast Cogen Plant | 57971 | CAMX | WECC California | OBG | 2.1 |  | 672 | 10042 | 0.073809 | 0.21967 | 0.0147 | Estimated using an emission factor | 10042 | 0.073809
2020 | CA | SF State University | 57043 | CAMX | WECC California | NG | 1.6 | 0.61015 | 10191 |  | 0 | 0 |  | Estimated using an emission factor |  | 0
2020 | CA | SFDK Solar | 62649 | CAMX | WECC California | SUN | 6.3 |  | 10806 |  |  | 0 |  |  |  | 0
2020 | CA | Shafter Solar LLC | 59408 | CAMX | WECC California | SUN | 20 |  | 49793 |  |  | 0 |  |  |  | 0
2020 | CA | Shasta | 445 | NWPP | WECC Northwest | WAT | 714 |  | 1670965.999 |  |  | 0 |  |  |  | 0
2020 | CA | Shasta Solar Farm | 58814 | CAMX | WECC California | SUN | 3 |  | 6815 |  |  | 0 |  |  |  | 0
2020 | CA | Shelter Creek Condominiums Solar | 62806 | CAMX | WECC California | SUN | 2.5 |  | 2928 |  |  | 0 |  |  |  | 0
2020 | CA | Shiloh I Wind Project | 56362 | CAMX | WECC California | WND | 150 |  | 394032 |  |  | 0 |  |  |  | 0
2020 | CA | Shiloh III Wind Project LLC | 57586 | CAMX | WECC California | WND | 102.5 |  | 260826 |  |  | 0 |  |  |  | 0
2020 | CA | Shiloh IV Wind Project LLC | 57725 | CAMX | WECC California | WND | 102.5 |  | 277561 |  |  | 0 |  |  |  | 0
2020 | CA | Shiloh Wind Project 2 LLC | 56874 | CAMX | WECC California | WND | 150 |  | 387422 |  |  | 0 |  |  |  | 0
2020 | CA | Sienna Solar Farm | 64632 | CAMX | WECC California |  | 400
2020 | CA | Sierra | 64320 | CAMX | WECC California | MWH | 10
2020 | CA | Sierra Energy Storage, LLC | 61803 | CAMX | WECC California | MWH | 10
2020 | CA | Sierra Nevada Brewing Co Hybrid | 58585 | CAMX | WECC California | NG | 5.2 | 0.4876 | 9292 | 46504.5 | 0.023118 | 0.0049759 | 0.00099423 | EPA/NEI; Estimated using an emission factor | 95374 | 0.047412
2020 | CA | Sierra Pacific Anderson Facility | 55049 | CAMX | WECC California | WDS | 4
2020 | CA | Sierra Pacific Burney Facility | 50110 | CAMX | WECC California | WDS | 20 | 0.21606 | 96561 | 531554.58 | 4.9698 | 0.10294 | 0.018699 | NEI avg EF - PM, fuel type | 2460240 | 23.002
2020 | CA | Sierra Pacific Industries (2042-RD) | 63416 | CAMX | WECC California | SUN | 8.4 |  | 13336 |  |  | 0 |  |  |  | 0
2020 | CA | Sierra Pacific Lincoln Facility | 10144 | CAMX | WECC California | WDS | 32.2 | 0.20478 | 80497 | 447050.08 | 4.1797 | 0.10385 | 0.018699 | EPA/NEI; Estimated using an emission factor | 2183112 | 20.411
2020 | CA | Sierra Pacific Loyalton Facility | 50111 | NWPP | WECC Northwest | DFO | 20 |  | 0 | 0 | 0 |  |  | NEI avg EF - PM, fuel type | 0 | 0
2020 | CA | Sierra Pacific Quincy Facility | 50112 | CAMX | WECC California | WDS | 62.7 | 1 | 163216 | 4439538 | 41.5074 | 0.50862 | 0.018699 | NEI avg EF - PM, fuel type | 4439538 | 41.5074
2020 | CA | Sierra Pacific Sonora | 54517 | CAMX | WECC California | WDS | 15 | 1 | 38663 | 1441662 | 13.4788 | 0.69724 | 0.018699 | EPA/NEI; Estimated using an emission factor | 1441662 | 13.4788
2020 | CA | Sierra Solar Greenworks | 59431 | CAMX | WECC California | SUN | 20 |  | 40712 |  |  | 0 |  |  |  | 0
2020 | CA | Sierra SunTower Solar Gen Station | 57323 | CAMX | WECC California | SUN | 7.5
2020 | CA | Signal Hill West Unit | 57702 | CAMX | WECC California | PRG | 5.7 |  | 41491 | 602277 | 0.12708 | 0.0061257 | 0.000422 | Estimated using an emission factor | 602277 | 0.12708
2020 | CA | Silicon Valley Clean Water | 60249 | CAMX | WECC California | OBG | 2.2 | 0.4704 | 5991 | 34229.896 | 0.25159 | 0.083989 | 0.0147 | EPA/NEI; Estimated using an emission factor | 72767 | 0.53484
2020 | CA | Silveira Ranch Road Solar | 63762 | CAMX | WECC California | SUN | 3 |  | 0
2020 | CA | Silver Gate | 309 | CAMX | WECC California | DFO | 247
2020 | CA | Silverstrand Grid Energy Storage System | 63735 | CAMX | WECC California | MWH | 11
2020 | CA | Siphon Drop Power Plant | 57364 | AZNM | WECC Southwest | WAT | 4.4 |  | 12776 |  |  | 0 |  |  |  | 0
2020 | CA | Site 980 65 | 50322 | CAMX | WECC California | WAT | 2.1 |  | 2085 |  |  | 0 |  |  |  | 0
2020 | CA | SJ/SC WPCP | 56080 | CAMX | WECC California | OBG | 28.4 | 0.3693 | 40743.001 | 274418.922 | 1.2823 | 0.062947 | 0.0093458 | EPA/NEI; Estimated using an emission factor | 743083 | 3.4723
2020 | CA | Sky River Wind Energy Center | 50536 | CAMX | WECC California | WND | 137.1 |  | 36984 |  |  | 0 |  |  |  | 0
2020 | CA | Slate Creek | 50961 | NWPP | WECC Northwest | WAT | 4.2 |  | 484 |  |  | 0 |  |  |  | 0
2020 | CA | Slate Hybrid | 63727 | CAMX | WECC California |  | 440.3
2020 | CA | Sly Creek | 776 | CAMX | WECC California | WAT | 12.1 |  | 13516 |  |  | 0 |  |  |  | 0
2020 | CA | SMUD at Fleshman | 57671 | CAMX | WECC California | SUN | 2.9 |  | 5500 |  |  | 0 |  |  |  | 0
2020 | CA | SMUD at Grundman | 57669 | CAMX | WECC California | SUN | 17 |  | 32327 |  |  | 0 |  |  |  | 0
2020 | CA | SMUD at Lawrence | 57753 | CAMX | WECC California | SUN | 1 |  | 1715 |  |  | 0 |  |  |  | 0
2020 | CA | SMUD at Van Conett | 57670 | CAMX | WECC California | SUN | 2.9 |  | 5385 |  |  | 0 |  |  |  | 0
2020 | CA | Soboba Community Solar Project | 61834 | CAMX | WECC California | SUN | 2 |  | 3768 |  |  | 0 |  |  |  | 0
2020 | CA | SOCCD | 63617 | CAMX | WECC California | MWH | 1.3 |  | -71 | 0 |  | 0 |  |  | 0 | 0
2020 | CA | Sol Orchard El Centro PV | 58621 | AZNM | WECC Southwest | SUN | 20 |  | 41249 |  |  | 0 |  |  |  | 0
2020 | CA | Solano County Cogen Plant | 50985 | CAMX | WECC California | NG | 2.8 | 0.75018 | 14556 | 101371.184 | 0.021389 | 0.0029389 | 0.000422 | Estimated using an emission factor | 135130 | 0.028512
2020 | CA | Solano Wind | 7526 | CAMX | WECC California | WND | 228.2 |  | 555774.999 |  |  | 0 |  |  |  | 0
2020 | CA | Solar Blue | 63848 | CAMX | WECC California | SUN | 250
2020 | CA | Solar Blythe 2 | 60558 | CAMX | WECC California | SUN | 20 |  | 49520 |  |  | 0 |  |  |  | 0
2020 | CA | Solar Blythe LLC | 56939 | CAMX | WECC California | SUN | 21 |  | 41561 |  |  | 0 |  |  |  | 0
2020 | CA | Solar Borrego I | 57455 | CAMX | WECC California | SUN | 26 |  | 65167 |  |  | 0 |  |  |  | 0
2020 | CA | Solar Gen 2 Solar Facility | 58592 | CAMX | WECC California | SUN | 163.2 |  | 395096.001 |  |  | 0 |  |  |  | 0
2020 | CA | Solar Oasis LLC | 59528 | CAMX | WECC California | SUN | 20 |  | 50839 |  |  | 0 |  |  |  | 0
2020 | CA | Solar Photovoltaic Project #01 | 56976 | CAMX | WECC California | SUN | 2
2020 | CA | Solar Photovoltaic Project #02 | 56996 | CAMX | WECC California | SUN | 1 |  | 722 |  |  | 0 |  |  |  | 0
2020 | CA | Solar Photovoltaic Project #03 | 57217 | CAMX | WECC California | SUN | 1 |  | 570 |  |  | 0 |  |  |  | 0
2020 | CA | Solar Photovoltaic Project #04 | 57218 | CAMX | WECC California | SUN | 1.5
2020 | CA | Solar Photovoltaic Project #05 | 57219 | CAMX | WECC California | SUN | 2.5 |  | 2662 |  |  | 0 |  |  |  | 0
2020 | CA | Solar Photovoltaic Project #06 | 57220 | CAMX | WECC California | SUN | 2 |  | 2454 |  |  | 0 |  |  |  | 0
2020 | CA | Solar Photovoltaic Project #07 | 57221 | CAMX | WECC California | SUN | 2.5 |  | 2305 |  |  | 0 |  |  |  | 0
2020 | CA | Solar Photovoltaic Project #08 | 57222 | CAMX | WECC California | SUN | 2.5 |  | 1939 |  |  | 0 |  |  |  | 0
2020 | CA | Solar Photovoltaic Project #09 | 57223 | CAMX | WECC California | SUN | 1.5 |  | 1191 |  |  | 0 |  |  |  | 0
2020 | CA | Solar Photovoltaic Project #10 | 57224 | CAMX | WECC California | SUN | 2 |  | 1637.001 |  |  | 0 |  |  |  | 0
2020 | CA | Solar Photovoltaic Project #11 | 57225 | CAMX | WECC California | SUN | 3.5 |  | 3259.998 |  |  | 0 |  |  |  | 0
2020 | CA | Solar Photovoltaic Project #12 | 57226 | CAMX | WECC California | SUN | 1
2020 | CA | Solar Photovoltaic Project #13 | 57227 | CAMX | WECC California | SUN | 3.5 |  | 3703 |  |  | 0 |  |  |  | 0
2020 | CA | Solar Photovoltaic Project #14 | 57228 | CAMX | WECC California | SUN | 1.5
2020 | CA | Solar Photovoltaic Project #15 | 57229 | CAMX | WECC California | SUN | 3.5 |  | 3764.999 |  |  | 0 |  |  |  | 0
2020 | CA | Solar Photovoltaic Project #16 | 57230 | CAMX | WECC California | SUN | 1.5 |  | 740.001 |  |  | 0 |  |  |  | 0
2020 | CA | Solar Photovoltaic Project #17 | 57231 | CAMX | WECC California | SUN | 4 |  | 3579.002 |  |  | 0 |  |  |  | 0
2020 | CA | Solar Photovoltaic Project #18 | 57232 | CAMX | WECC California | SUN | 2 |  | 1502.001 |  |  | 0 |  |  |  | 0
2020 | CA | Solar Photovoltaic Project #19 | 57233 | CAMX | WECC California | SUN | 5
2020 | CA | Solar Photovoltaic Project #20 | 57234 | CAMX | WECC California | SUN | 3.5
2020 | CA | Solar Photovoltaic Project #21 | 57235 | CAMX | WECC California | SUN | 2.5
2020 | CA | Solar Photovoltaic Project #22 | 57237 | CAMX | WECC California | SUN | 2 |  | 1726 |  |  | 0 |  |  |  | 0
2020 | CA | Solar Photovoltaic Project #23 | 57236 | CAMX | WECC California | SUN | 3 |  | 3804 |  |  | 0 |  |  |  | 0
2020 | CA | Solar Photovoltaic Project #24 | 57127 | CAMX | WECC California | SUN | 4
2020 | CA | Solar Photovoltaic Project #25 | 57528 | CAMX | WECC California | SUN | 4.5
2020 | CA | Solar Photovoltaic Project #26 | 57245 | CAMX | WECC California | SUN | 6 |  | 7644 |  |  | 0 |  |  |  | 0
2020 | CA | Solar Photovoltaic Project #27 | 57246 | CAMX | WECC California | SUN | 3 |  | 1397 |  |  | 0 |  |  |  | 0
2020 | CA | Solar Photovoltaic Project #28 | 57247 | CAMX | WECC California | SUN | 4 |  | 3711.001 |  |  | 0 |  |  |  | 0
2020 | CA | Solar Photovoltaic Project #30 | 57532 | CAMX | WECC California | SUN | 1.5
2020 | CA | Solar Photovoltaic Project #31 | 57533 | CAMX | WECC California | SUN | 1
2020 | CA | Solar Photovoltaic Project #32 | 57534 | CAMX | WECC California | SUN | 1.5 |  | 1461 |  |  | 0 |  |  |  | 0
2020 | CA | Solar Photovoltaic Project #33 | 57535 | CAMX | WECC California | SUN | 1 |  | 1409 |  |  | 0 |  |  |  | 0
2020 | CA | Solar Photovoltaic Project #35 | 57537 | CAMX | WECC California | SUN | 7
2020 | CA | Solar Photovoltaic Project #40 | 57538 | CAMX | WECC California | SUN | 10
2020 | CA | Solar Photovoltaic Project #41 | 57539 | CAMX | WECC California | SUN | 10
2020 | CA | Solar Photovoltaic Project #42 | 57441 | CAMX | WECC California | SUN | 5 |  | 6673 |  |  | 0 |  |  |  | 0
2020 | CA | Solar Photovoltaic Project #44 | 57540 | CAMX | WECC California | SUN | 8
2020 | CA | Solar Photovoltaic Project #45 | 57541 | CAMX | WECC California | SUN | 6
2020 | CA | Solar Photovoltaic Project #46 | 57545 | CAMX | WECC California | SUN | 3.5
2020 | CA | Solar Photovoltaic Project #47 | 57543 | CAMX | WECC California | SUN | 1
2020 | CA | Solar Photovoltaic Project #48 | 57900 | CAMX | WECC California | SUN | 5 |  | 6224 |  |  | 0 |  |  |  | 0
2020 | CA | Solar Star 1 | 58388 | CAMX | WECC California | SUN | 318 |  | 826320.001 |  |  | 0 |  |  |  | 0
2020 | CA | Solar Star 2 | 58389 | CAMX | WECC California | SUN | 279 |  | 727893.999 |  |  | 0 |  |  |  | 0
2020 | CA | Solar Star California II LLC | 57933 | CAMX | WECC California | SUN | 2 |  | 3648 |  |  | 0 |  |  |  | 0
2020 | CA | Solar Star California, XLI, LLC | 60591 | CAMX | WECC California | SUN | 54 |  | 118517 |  |  | 0 |  |  |  | 0
2020 | CA | Solar Star California, XLIV, LLC | 60869 | CAMX | WECC California | SUN | 9.5 |  | 19357 |  |  | 0 |  |  |  | 0
2020 | CA | Solar Star Palo Alto I, LLC | 62732 | CAMX | WECC California | SUN | 1.3 |  | 2183 |  |  | 0 |  |  |  | 0
2020 | CA | Solverde 1 | 60185 | CAMX | WECC California | SUN | 85 |  | 217655 |  |  | 0 |  |  |  | 0
2020 | CA | Sonoma California Geothermal | 510 | CAMX | WECC California | GEO | 78 |  | 428129 |  |  | 0 |  |  |  | 0
2020 | CA | Sonoma Central Landfill Phase I | 55752 | CAMX | WECC California | LFG | 3.2 |  | 14576 | 211384 | 1.5537 | 0.21318 | 0.0147 | Estimated using an emission factor | 211384 | 1.5537
2020 | CA | Sonoma Central Landfill Phase II | 55753 | CAMX | WECC California | LFG | 3.2 |  | 11206 | 157203 | 1.1554 | 0.20622 | 0.0147 | Estimated using an emission factor | 157203 | 1.1554
2020 | CA | Sonoma Central Landfill Phase III | 55880 | CAMX | WECC California | LFG | 1.6 |  | 0
2020 | CA | Sonoma County Fuel Cell | 57793 | CAMX | WECC California | NG | 1.4 | 0.59525 | 5829 |  | 0 | 0 |  | Estimated using an emission factor |  | 0
2020 | CA | Sonora 1 | 58578 | CAMX | WECC California | SUN | 1.5 |  | 3577 |  |  | 0 |  |  |  | 0
2020 | CA | Soscol Ferry Solar | 63761 | CAMX | WECC California | SUN | 2 |  | 153 |  |  | 0 |  |  |  | 0
2020 | CA | South | 280 | CAMX | WECC California | WAT | 6.7 |  | 11240 |  |  | 0 |  |  |  | 0
2020 | CA | South Bay Fuel Cell Plant | 57770 | CAMX | WECC California | NG | 1.5 |  | 7212 |  | 0 | 0 |  | Estimated using an emission factor |  | 0
2020 | CA | South Belridge Cogeneration Facility | 50752 | CAMX | WECC California | NG | 94.2 | 0.50642 | 464117.001 | 2697162.795 | 1.3408 | 0.0057778 | 0.00099423 | NEI avg EF - PM, fuel type, firing type | 5325916.875 | 2.6476
2020 | CA | Southeast Kern River Cogen | 50751 | CAMX | WECC California | NG | 30.8 | 0.4439 | 120426 | 660463.258 | 0.32833 | 0.0054527 | 0.00099423 | NEI avg EF - PM, fuel type, firing type | 1487878.031 | 0.73965
2020 | CA | Southeast Resource Recovery | 50837 | CAMX | WECC California | MSW | 35.6 | 0.68099 | 173115 | 2573798.241 |  |  |  |  | 3779516.25
2020 | CA | Southern Owens Valley Solar Ranch | 57304 | CAMX | WECC California | SUN | 200
2020 | CA | Spadra Landfill Gas to Energy | 10471 | CAMX | WECC California | LFG | 10.6
2020 | CA | Spaulding 1 | 281 | CAMX | WECC California | WAT | 7 |  | 14160 |  |  | 0 |  |  |  | 0
2020 | CA | Spaulding 2 | 282 | CAMX | WECC California | WAT | 3.7 |  | 4554 |  |  | 0 |  |  |  | 0
2020 | CA | Spaulding 3 | 283 | CAMX | WECC California | WAT | 6.6 |  | 21285 |  |  | 0 |  |  |  | 0
2020 | CA | SPI Anderson 2 | 59658 | CAMX | WECC California | WDS | 30.2 | 0.27637 | 152969 | 826514.914 | 7.7275 | 0.10103 | 0.018699 | NEI avg EF - PM, fuel type | 2990633 | 27.9608
2020 | CA | Spicer Meadow Project | 54554 | CAMX | WECC California | WAT | 5.9 |  | 9869 |  |  | 0 |  |  |  | 0
2020 | CA | Spreckels Sugar Company | 57916 | AZNM | WECC Southwest | NG | 8.9 | 0.10344 | 22811.49 | 127116.33 | 0.4719 | 0.041374 | 0.0074247 | NEI avg EF - PM, fuel type | 1228891 | 4.5621
2020 | CA | Spring Creek | 450 | NWPP | WECC Northwest | WAT | 180 |  | 366539 |  |  | 0 |  |  |  | 0
2020 | CA | Spring Gap | 284 | CAMX | WECC California | WAT | 6 |  | 20166 |  |  | 0 |  |  |  | 0
2020 | CA | Springbok 3 Solar Farm Hybrid | 60491 | CAMX | WECC California | SUN | 91.5 |  | 242554 | 0 |  | 0 |  |  | 0 | 0
2020 | CA | Springbok Solar Farm 1 | 59532 | CAMX | WECC California | SUN | 105 |  | 294619 |  |  | 0 |  |  |  | 0
2020 | CA | Springbok Solar Farm 2 | 59840 | CAMX | WECC California | SUN | 155 |  | 410999 |  |  | 0 |  |  |  | 0
2020 | CA | Springs Generating Station | 56144 | CAMX | WECC California | NG | 40 |  | 1835 | 25723 | 0.012787 | 0.013937 | 0.00099423 | NEI avg EF - PM, fuel type, firing type | 25723 | 0.012787
2020 | CA | Springville Hydroelectric | 56125 | CAMX | WECC California | WAT | 1 |  | 704 |  |  | 0 |  |  |  | 0
2020 | CA | SRI International Cogen Project | 50537 | CAMX | WECC California | NG | 6 | 0.3667 | 28459 | 169808.638 | 0.084414 | 0.0059323 | 0.00099423 | NEI avg EF - PM, fuel type, firing type | 463068 | 0.2302
2020 | CA | Stage Gulch Solar | 61791 | CAMX | WECC California | SUN | 1 |  | 1641 |  |  | 0 |  |  |  | 0
2020 | CA | Stampede | 7066 | NWPP | WECC Northwest | WAT | 3.6 |  | 15247 |  |  | 0 |  |  |  | 0
2020 | CA | Stanford Campus Solar | 62020 | CAMX | WECC California | SUN | 3.4 |  | 6197 |  |  | 0 |  |  |  | 0
2020 | CA | Stanislaus | 285 | CAMX | WECC California | WAT | 81.9 |  | 240725 |  |  | 0 |  |  |  | 0
2020 | CA | Stanton Energy Reliability Center | 60698 | CAMX | WECC California | NG | 161 |  | 20837 | 474567.422 | 1.8412 | 0.17673 | 0.0077596 | NEI avg EF - PM, fuel type, firing type | 474567.422 | 1.8412
2020 | CA | Staples La Mirada, CA | 57683 | CAMX | WECC California | SUN | 1.1 |  | 1556 |  |  | 0 |  |  |  | 0
2020 | CA | Starbucks - Evolution Fresh | 59804 | CAMX | WECC California | NG | 1.1 |  | 6383 |  | 0 | 0 |  | Estimated using an emission factor |  | 0
2020 | CA | Stateline Solar | 58646 | CAMX | WECC California | SUN | 299.5 |  | 653446.001 |  |  | 0 |  |  |  | 0
2020 | CA | Stenner Creek Solar | 61607 | CAMX | WECC California | SUN | 4.5 |  | 10091 |  |  | 0 |  |  |  | 0
2020 | CA | Still Water Power | 64141 | CAMX | WECC California | OBG | 1 |  | 2943 | 40228 | 0.29568 | 0.20093 | 0.0147 | Estimated using an emission factor | 40228 | 0.29568
2020 | CA | Stony Gorge | 7151 | CAMX | WECC California | WAT | 5 |  | 5663 |  |  | 0 |  |  |  | 0
2020 | CA | Strata Roof 1 | 60219 | CAMX | WECC California | SUN | 1 |  | 1468 |  |  | 0 |  |  |  | 0
2020 | CA | Strauss Wind Farm | 62113 | CAMX | WECC California | WND | 98.8
2020 | CA | Stroud Solar Station | 57497 | CAMX | WECC California | SUN | 20 |  | 33705 |  |  | 0 |  |  |  | 0
2020 | CA | Summer North Solar | 58757 | CAMX | WECC California | SUN | 6.5 |  | 13973.999 |  |  | 0 |  |  |  | 0
2020 | CA | Summer Solar A2 | 58753 | CAMX | WECC California | SUN | 1.5 |  | 3765 |  |  | 0 |  |  |  | 0
2020 | CA | Summer Solar B2 | 58754 | CAMX | WECC California | SUN | 1.5 |  | 3731 |  |  | 0 |  |  |  | 0
2020 | CA | Summer Solar C2 | 58755 | CAMX | WECC California | SUN | 1.5 |  | 3675 |  |  | 0 |  |  |  | 0
2020 | CA | Summer Solar D2 | 58756 | CAMX | WECC California | SUN | 1 |  | 2267 |  |  | 0 |  |  |  | 0
2020 | CA | Summer Solar LLC | 60280 | CAMX | WECC California | SUN | 20 |  | 54283 |  |  | 0 |  |  |  | 0
2020 | CA | Summit Winds | 64326 | CAMX | WECC California | WND | 57.5
2020 | CA | Sun City Project LLC | 57360 | CAMX | WECC California | SUN | 20 |  | 37704 |  |  | 0 |  |  |  | 0
2020 | CA | Sun Harvest Solar NDP1 | 59687 | CAMX | WECC California | SUN | 1.5 |  | 171 |  |  | 0 |  |  |  | 0
2020 | CA | SunAnza | 60791 | CAMX | WECC California | SUN | 3.4 |  | 5046 |  |  | 0 |  |  |  | 0
2020 | CA | SunE- E Philadelphia Ontario | 59916 | CAMX | WECC California | SUN | 1 |  | 1645 |  |  | 0 |  |  |  | 0
2020 | CA | SunE Rochester | 60032 | CAMX | WECC California | SUN | 1 |  | 0
2020 | CA | SunEdison Anheuser Busch Fairfield | 57010 | CAMX | WECC California | SUN | 1 |  | 1380 |  |  | 0 |  |  |  | 0
2020 | CA | SunEdison Ironwood State Prison | 57007 | CAMX | WECC California | SUN | 1 |  | 2004 |  |  | 0 |  |  |  | 0
2020 | CA | SunEdison Procter & Gamble Oxnard | 57008 | CAMX | WECC California | SUN | 1 |  | 1775 |  |  | 0 |  |  |  | 0
2020 | CA | SunEdison Walgreens Moreno Valley | 57004 | CAMX | WECC California | SUN | 1 |  | 1459 |  |  | 0 |  |  |  | 0
2020 | CA | SunEdison Walmart Apple Valley DC | 57012 | CAMX | WECC California | SUN | 1 |  | 2305 |  |  | 0 |  |  |  | 0
2020 | CA | Sunnyvale City of WPCP | 57557 | CAMX | WECC California | NG | 1.6 | 0.94073 | 9236 | 105336.517 | 0.022226 | 0.0048129 | 0.000422 | Estimated using an emission factor | 111973 | 0.023626
2020 | CA | Sunray 2 | 10437 | CAMX | WECC California | SUN | 33.8 |  | 58398 |  |  | 0 |  |  |  | 0
2020 | CA | Sunray 3 | 10438 | CAMX | WECC California | SUN | 43.8 |  | 33789 |  |  | 0 |  |  |  | 0
2020 | CA | Sunrise Power Company | 55182 | CAMX | WECC California | NG | 685.2 |  | 2968009 | 20816501 | 58.071 | 0.039131 | 0.0055793 | EPA/NEI | 20816501 | 58.071
2020 | CA | SunSelect1 | 61754 | CAMX | WECC California | NG | 6.6 | 1 | 2421 | 21842 | 0.0046087 | 0.0038072 | 0.000422 | Estimated using an emission factor | 21842 | 0.0046087
2020 | CA | Sunset Reservoir North Basin | 57559 | CAMX | WECC California | SUN | 4.5 |  | 6531 |  |  | 0 |  |  |  | 0
2020 | CA | Sunshine Gas Producers | 58429 | CAMX | WECC California | LFG | 23 |  | 136270 | 1716624.062 | 18.5395 | 0.2721 | 0.0216 | Estimated using an emission factor | 1716624.062 | 18.5395
2020 | CA | Sycamore Cogeneration | 50134 | CAMX | WECC California | NG | 300 | 0.50683 | 706101 | 4270017.55 | 2.1227 | 0.0060124 | 0.00099423 | NEI avg EF - PM, fuel type, firing type | 8424925 | 4.1882
2020 | CA | Sycamore Energy LLC | 10387 | CAMX | WECC California | LFG | 7.2 |  | 25241.999 | 488704 | 5.278 | 0.41819 | 0.0216 | EPA/NEI; Estimated using an emission factor | 488704 | 5.278
2020 | CA | TA-Acacia, LLC | 59443 | CAMX | WECC California | SUN | 20 |  | 57918 |  |  | 0 |  |  |  | 0
2020 | CA | Taft 26C Cogen | 52085 | CAMX | WECC California | NG | 12.4 | 0.33891 | 79490 | 413232.809 | 0.20542 | 0.0051686 | 0.00099423 | NEI avg EF - PM, fuel type, firing type | 1219311 | 0.60614
2020 | CA | TA-High Desert LLC | 58149 | CAMX | WECC California | SUN | 20 |  | 49735 |  |  | 0 |  |  |  | 0
2020 | CA | Tahquitz High School | 58232 | CAMX | WECC California | SUN | 1 |  | 1688 |  |  | 0 |  |  |  | 0
2020 | CA | Tajiguas Plant | 55603 | CAMX | WECC California | LFG | 3 |  | 19396 | 216450 | 1.5909 | 0.16404 | 0.0147 | Estimated using an emission factor | 216450 | 1.5909
2020 | CA | Tajiguas Resource Recovery Project | 63094 | CAMX | WECC California | OBG | 2.2
2020 | CA | Target Woodland Solar Project | 62246 | CAMX | WECC California | SUN | 2.3 |  | 3997 |  |  | 0 |  |  |  | 0
2020 | CA | Taylor Farms | 59330 | CAMX | WECC California | WND | 1 |  | 3507 |  |  | 0 |  |  |  | 0
2020 | CA | Taylor Farms Salinas | 58303 | CAMX | WECC California | NG | 1.1 |  | 8795 |  | 0 | 0 |  | Estimated using an emission factor |  | 0
2020 | CA | Tehachapi Energy Storage Project | 59661 | CAMX | WECC California | MWH | 8 |  | 0
2020 | CA | Tehachapi Wind Resource I | 10191 | CAMX | WECC California | WND | 9.3 |  | 13800 |  |  | 0 |  |  |  | 0
2020 | CA | Tehachapi Wind Resource II | 54909 | CAMX | WECC California | WND | 37.4 |  | 43524 |  |  | 0 |  |  |  | 0
2020 | CA | Teichert Materials-Teichert Vernalis | 57594 | CAMX | WECC California | WND | 1 |  | 1760 |  |  | 0 |  |  |  | 0
2020 | CA | Telephone Flat | 55846 | CAMX | WECC California | GEO | 49.9
2020 | CA | Temescal | 479 | CAMX | WECC California | WAT | 2.9 |  | 8408 |  |  | 0 |  |  |  | 0
2020 | CA | Temescal Canyon RV, LLC | 57656 | CAMX | WECC California | SUN | 1.5 |  | 2130 |  |  | 0 |  |  |  | 0
2020 | CA | Tequesquite Landfill Solar PV Project | 60035 | CAMX | WECC California | SUN | 7.3 |  | 13912 |  |  | 0 |  |  |  | 0
2020 | CA | Terminus Hydroelectric Project | 54343 | CAMX | WECC California | WAT | 20.1 |  | 16432 |  |  | 0 |  |  |  | 0
2020 | CA | Terra Francesco | 59541 | CAMX | WECC California | SUN | 1.5 |  | 2861 |  |  | 0 |  |  |  | 0
2020 | CA | Terra-Gen 251 Wind LLC | 52161 | CAMX | WECC California | WND | 18.4 |  | 0
2020 | CA | Terra-Gen VG Wind LLC | 56570 | CAMX | WECC California | WND | 7.4 |  | 10820 |  |  | 0 |  |  |  | 0
2020 | CA | TESLA Power Project | 55937 | CAMX | WECC California | NG | 1322
2020 | CA | Tesoro Wilmington Calciner | 10601 | CAMX | WECC California | WH | 34 | 1 | 197447 |  |  | 0 |  |  |  | 0
2020 | CA | Thermalito | 438 | CAMX | WECC California | WAT | 115.1 |  | 48089 |  |  | 0 |  |  |  | 0
2020 | CA | Thermalito Diverson Dam | 7129 | CAMX | WECC California | WAT | 3.4 |  | 13246 |  |  | 0 |  |  |  | 0
2020 | CA | Thomas M Knott Cogen Facility | 58190 | CAMX | WECC California | NG | 1.4
2020 | CA | Three Forks Water Power Project | 54308 | CAMX | WECC California | WAT | 1.3 |  | 4043 |  |  | 0 |  |  |  | 0
2020 | CA | THUMS | 56051 | CAMX | WECC California | NG | 57.4 |  | 356465 | 3794604 | 1.8864 | 0.010584 | 0.00099423 | NEI avg EF - PM, fuel type, firing type | 3794604 | 1.8864
2020 | CA | Tierra Bonita Solar | 57923 | CAMX | WECC California | SUN | 22
2020 | CA | Tierra Buena Energy Storage | 64743 | CAMX | WECC California | MWH | 5
2020 | CA | Tiger Creek | 287 | CAMX | WECC California | WAT | 52.2 |  | 235237 |  |  | 0 |  |  |  | 0
2020 | CA | Titan Solar 1 (CA) | 63932 | CAMX | WECC California | SUN | 70 |  | 9853 |  |  | 0 |  |  |  | 0
2020 | CA | TLR000 Hansen Fuel Cell | 63717 | CAMX | WECC California | NG | 3 |  | 26236 |  | 0 | 0 |  | Estimated using an emission factor |  | 0
2020 | CA | Toadtown | 714 | CAMX | WECC California | WAT | 1.8 |  | 1978 |  |  | 0 |  |  |  | 0
2020 | CA | Top Gun Energy Storage | 61366 | CAMX | WECC California | MWH | 30
2020 | CA | Topaz Solar Farm | 57695 | CAMX | WECC California | SUN | 585.9 |  | 1282716 |  |  | 0 |  |  |  | 0
2020 | CA | Torrance Refining Company, LLC | 50624 | CAMX | WECC California | PRG | 49.3 | 0.33995 | 145295 | 774649.845 | 0.16345 | 0.0022499 | 0.000422 | EPA/NEI; Estimated using an emission factor | 2278725 | 0.48081
2020 | CA | Total Energy Facilities | 10091 | CAMX | WECC California | OBG | 58.2 | 0.93667 | 164277 | 1602744.843 | 17.3096 | 0.21074 | 0.0216 | EPA/NEI; Estimated using an emission factor | 1711115 | 18.48
2020 | CA | Toyota Long Beach Trigen | 64005 | CAMX | WECC California | OBG | 2.8
2020 | CA | TPC Windfarms LLC | 54647 | CAMX | WECC California | WND | 28.7 |  | 51903 |  |  | 0 |  |  |  | 0
2020 | CA | Tracy 210 | 63638 | CAMX | WECC California | NG | 2.6 |  | 22837 |  | 0 | 0 |  | Estimated using an emission factor |  | 0
2020 | CA | Tracy Combined Cycle Power Plant | 55933 | CAMX | WECC California | NG | 336.1 |  | 702698 | 5840826.5 | 4.5374 | 0.012914 | 0.0015537 | EPA/NEI | 5840826.5 | 4.5374
2020 | CA | Tranquillity ID | 64376 | CAMX | WECC California | SUN | 1.3 |  | 3040 |  |  | 0 |  |  |  | 0
2020 | CA | Transamerica Pyramid | 58619 | CAMX | WECC California | NG | 1 | 0.436 | 1208 | 7193.922 | 0.0015179 | 0.0025131 | 0.000422 | Estimated using an emission factor | 16500 | 0.0034815
2020 | CA | Tres Vaqueros Wind Farms LLC | 50826 | CAMX | WECC California | WND | 28.3
2020 | CA | Trinity | 451 | NWPP | WECC Northwest | WAT | 140 |  | 408652 |  |  | 0 |  |  |  | 0
2020 | CA | Tropico Solar PV Plant | 59599 | CAMX | WECC California | SUN | 14 |  | 32659 |  |  | 0 |  |  |  | 0
2020 | CA | Tulare 1 and 2 | 58642 | CAMX | WECC California | SUN | 3 |  | 4662 |  |  | 0 |  |  |  | 0
2020 | CA | Tulare BioMAT Fuel Cell | 61846 | CAMX | WECC California | OBG | 2.8 | 1 | 16000 |  | 0 | 0 |  | Estimated using an emission factor |  | 0
2020 | CA | Tulare Success Power Project | 10222 | CAMX | WECC California | WAT | 1.4 |  | 440 |  |  | 0 |  |  |  | 0
2020 | CA | Tule River | 289 | CAMX | WECC California | WAT | 8.4 |  | 0
2020 | CA | Tule Wind LLC | 57913 | CAMX | WECC California | WND | 143 |  | 340692 |  |  | 0 |  |  |  | 0
2020 | CA | Tulloch | 416 | CAMX | WECC California | WAT | 29.9 |  | 115322.999 |  |  | 0 |  |  |  | 0
2020 | CA | Turlock Irrigation District Fuel Cell | 56631 | CAMX | WECC California | OBG | 1.2
2020 | CA | Turlock Lake | 161 | CAMX | WECC California | WAT | 3.3 |  | 110.001 |  |  | 0 |  |  |  | 0
2020 | CA | UC Davis South Campus | 59872 | CAMX | WECC California | SUN | 13 |  | 27793 |  |  | 0 |  |  |  | 0
2020 | CA | UC Merced Solar Hybrid | 61995 | CAMX | WECC California | SUN | 5 |  | 8151 | 0 |  | 0 |  |  | 0 | 0
2020 | CA | UC Riverside Lots 30 & 32 | 62016 | CAMX | WECC California | SUN | 4 |  | 6406 |  |  | 0 |  |  |  | 0
2020 | CA | UC Santa Cruz Solar | 63091 | CAMX | WECC California | SUN | 2.2
2020 | CA | UCI Facilities Management Central Plant | 57122 | CAMX | WECC California | NG | 19 | 0.45161 | 95029 | 525232.556 | 1.6233 | 0.034164 | 0.0061813 | EPA/NEI; Estimated using an emission factor | 1163032.25 | 3.5945
2020 | CA | UCI Fuel Cell | 60120 | CAMX | WECC California | NG | 1.4 | 0.66176 | 4992 |  | 0 | 0 |  | Estimated using an emission factor |  | 0
2020 | CA | UCLA So Campus Cogen Project | 52073 | CAMX | WECC California | NG | 43 | 0.39933 | 263237 | 1390751.443 | 2.9717 | 0.022578 | 0.0042735 | EPA/NEI; Estimated using an emission factor | 3482684.75 | 7.4416
2020 | CA | UCSD Fuel Cell Plant | 57735 | CAMX | WECC California | NG | 3 |  | 12302 |  | 0 | 0 |  | Estimated using an emission factor |  | 0
2020 | CA | Union Valley | 6612 | CAMX | WECC California | WAT | 38.6 |  | 49791 |  |  | 0 |  |  |  | 0
2020 | CA | Univ of Calif Santa Cruz Cogeneration | 50064 | CAMX | WECC California | NG | 7.2 | 0.54669 | 31245 | 190637.217 | 0.094769 | 0.0060662 | 0.00099423 | EPA/NEI; Estimated using an emission factor | 348710 | 0.17335
2020 | CA | Univ of California San Diego Solar | 57856 | CAMX | WECC California | SUN | 1.2 |  | 2672 |  |  | 0 |  |  |  | 0
2020 | CA | Univ of San Francisco Cogen | 50089 | CAMX | WECC California | NG | 1.5 | 0.56637 | 7137 | 51602.377 | 0.010888 | 0.0030512 | 0.000422 | Estimated using an emission factor | 91111 | 0.019224
2020 | CA | University of California San Diego Hybrid | 57584 | CAMX | WECC California | NG | 35.5 | 0.54457 | 201290 | 1226012.554 | 3.7892 | 0.037649 | 0.0061813 | EPA/NEI; Estimated using an emission factor | 2251330.75 | 6.958
2020 | CA | Upper Dawson | 489 | CAMX | WECC California | WAT | 4.4 |  | 8290 |  |  | 0 |  |  |  | 0
2020 | CA | Upper Gorge | 407 | CAMX | WECC California | WAT | 37.5 |  | 50158 |  |  | 0 |  |  |  | 0
2020 | CA | US Borax | 50115 | CAMX | WECC California | NG | 48.2 | 0.38469 | 315050 | 1719582.278 | 0.85483 | 0.0054266 | 0.00099423 | NEI avg EF - PM, fuel type, firing type | 4470057 | 2.2221
2020 | CA | US GSA - Sacramento | 60846 | CAMX | WECC California | SUN | 1.1 |  | 2174 |  |  | 0 |  |  |  | 0
2020 | CA | USG 1 | 61682 | AZNM | WECC Southwest | SUN | 1 |  | 3014 |  |  | 0 |  |  |  | 0
2020 | CA | USG 2 | 61683 | AZNM | WECC Southwest | SUN | 1 |  | 1744 |  |  | 0 |  |  |  | 0
2020 | CA | USPS PV | 61250 | CAMX | WECC California | SUN | 7.4 |  | 11425 |  |  | 0 |  |  |  | 0
2020 | CA | US-TOPCO (Soccer Center) | 60086 | CAMX | WECC California | SUN | 3 |  | 5437 |  |  | 0 |  |  |  | 0
2020 | CA | VA Sepulveda Ambulatory Care Center | 58249 | CAMX | WECC California | SUN | 3.5 |  | 3219 |  |  | 0 |  |  |  | 0
2020 | CA | Vaca Dixon Battery Storage System | 59256 | CAMX | WECC California | MWH | 2 |  | -685 | 0 |  | 0 |  |  | 0 | 0
2020 | CA | Vaca Dixon Solar Station | 57041 | CAMX | WECC California | SUN | 2 |  | 3579 |  |  | 0 |  |  |  | 0
2020 | CA | Vacaville | 59058 | CAMX | WECC California | SUN | 1 |  | 1952 |  |  | 0 |  |  |  | 0
2020 | CA | Vacaville Hospital | 63928 | CAMX | WECC California | SUN | 1.5 |  | 2577 |  |  | 0 |  |  |  | 0
2020 | CA | Valencia 1 Solar CA | 61418 | AZNM | WECC Southwest | SUN | 3 |  | 7221 |  |  | 0 |  |  |  | 0
2020 | CA | Valencia 2 | 64267 | AZNM | WECC Southwest | SUN | 3 |  | 299 |  |  | 0 |  |  |  | 0
2020 | CA | Valencia 3 | 64441 | AZNM | WECC Southwest | SUN | 3
2020 | CA | Valentine Solar, LLC | 62288 | CAMX | WECC California | SUN | 111.2 |  | 253578 |  |  | 0 |  |  |  | 0
2020 | CA | Valero Refinery Cogeneration Unit 1 | 55851 | CAMX | WECC California | NG | 49.9 | 0.49198 | 365875 | 1884935.49 | 0.93703 | 0.0051221 | 0.00099423 | NEI avg EF - PM, fuel type, firing type | 3831312 | 1.9046
2020 | CA | Valero Refinery Cogeneration Unit 2 | 55852 | CAMX | WECC California | OG | 51
2020 | CA | Valero Wilmington Cogeneration Plant | 63285 | CAMX | WECC California | NG | 33.5 | 1 | 227758 | 2130307 | 1.059 | 0.0092994 | 0.00099423 | NEI avg EF - PM, fuel type, firing type | 2130307 | 1.059
2020 | CA | Vallecito | 62801 | CAMX | WECC California | MWH | 10
2020 | CA | Vallecitos Water District | 64438 | CAMX | WECC California | SUN | 1.4
2020 | CA | Valley Center | 60509 | CAMX | WECC California | SUN | 3 |  | 5833 |  |  | 0 |  |  |  | 0
2020 | CA | Valley Center 1 | 58906 | CAMX | WECC California | SUN | 2.5 |  | 5866 |  |  | 0 |  |  |  | 0
2020 | CA | Valley Center 2 | 58907 | CAMX | WECC California | SUN | 5 |  | 11699 |  |  | 0 |  |  |  | 0
2020 | CA | Valley Generating Station | 408 | CAMX | WECC California | NG | 1236.1 |  | 843418 | 6397637.312 | 1.1609 | 0.0027527 | 0.0003629 | EPA/NEI | 6397637.312 | 1.1609
2020 | CA | Valley Sanitary District WTP Solar | 60824 | CAMX | WECC California | SUN | 1 |  | 1570 |  |  | 0 |  |  |  | 0
2020 | CA | Valley View | 487 | CAMX | WECC California | WAT | 4.1 |  | 0
2020 | CA | Van der Hoek Solar Array/ Dairy | 64687 | CAMX | WECC California | SUN | 1
2020 | CA | Van Norman Bypass Solar Project | 57307 | CAMX | WECC California | SUN | 2
2020 | CA | Vanadium Redox Flow Battery Plant | 61107 | CAMX | WECC California | MWH | 2 |  | -800 | 0 |  | 0 |  |  | 0 | 0
2020 | CA | Vandenberg Solar Project | 61463 | CAMX | WECC California | SUN | 25.3 |  | 41915 |  |  | 0 |  |  |  | 0
2020 | CA | Vasco Winds | 57700 | CAMX | WECC California | WND | 78.2 |  | 225951 |  |  | 0 |  |  |  | 0
2020 | CA | Vega Solar | 59555 | CAMX | WECC California | SUN | 20 |  | 43083 |  |  | 0 |  |  |  | 0
2020 | CA | Venable Solar 1 | 58289 | CAMX | WECC California | SUN | 1.5 |  | 3353 |  |  | 0 |  |  |  | 0
2020 | CA | Venable Solar 2 | 58290 | CAMX | WECC California | SUN | 1.5 |  | 3354 |  |  | 0 |  |  |  | 0
2020 | CA | Venice Hydro | 72 | CAMX | WECC California | WAT | 10.1 |  | 0
2020 | CA | Verizon-Torrance | 59261 | CAMX | WECC California | NG | 1 |  | 3803 |  | 0 | 0 |  | Estimated using an emission factor |  | 0
2020 | CA | Vernon | 7436 | CAMX | WECC California | DFO | 30
2020 | CA | Verwey-Hanford Dairy Digester #1 | 60918 | CAMX | WECC California | OBG | 1 |  | 770 | 9374 | 0.068899 | 0.17896 | 0.0147 | Estimated using an emission factor | 9374 | 0.068899
2020 | CA | Verwey-Hanford Dairy Digester #2 | 62418 | CAMX | WECC California | OBG | 1 |  | 5925 | 73008 | 0.53661 | 0.18113 | 0.0147 | Estimated using an emission factor | 73008 | 0.53661
2020 | CA | Verwey-Hanford Dairy Digester #3 | 62419 | CAMX | WECC California | OBG | 1 |  | 5697 | 75573 | 0.55546 | 0.195 | 0.0147 | Estimated using an emission factor | 75573 | 0.55546
2020 | CA | VESI Pomona | 50300 | CAMX | WECC California | MWH | 66 | 1 | -2370 | 0 |  | 0 |  |  | 0 | 0
2020 | CA | Victor Dry Farm Ranch A | 58418 | CAMX | WECC California | SUN | 5 |  | 9485 |  |  | 0 |  |  |  | 0
2020 | CA | Victor Dry Farm Ranch B | 58419 | CAMX | WECC California | SUN | 5 |  | 9437 |  |  | 0 |  |  |  | 0
2020 | CA | Victor Mesa Linda B2 | 59269 | CAMX | WECC California | SUN | 1.5 |  | 3674 |  |  | 0 |  |  |  | 0
2020 | CA | Victor Mesa Linda C2 | 59270 | CAMX | WECC California | SUN | 1.5 |  | 3644 |  |  | 0 |  |  |  | 0
2020 | CA | Victor Mesa Linda D2 | 59271 | CAMX | WECC California | SUN | 1.5 |  | 3637 |  |  | 0 |  |  |  | 0
2020 | CA | Victor Mesa Linda E2 | 59272 | CAMX | WECC California | SUN | 1.5 |  | 3596 |  |  | 0 |  |  |  | 0
2020 | CA | Victor Valley CC CPV Solar | 57254 | CAMX | WECC California | SUN | 1 |  | 1376 |  |  | 0 |  |  |  | 0
2020 | CA | Victorville Energy Center, LLC (CA) | 62726 | CAMX | WECC California | WH | 20.1
2020 | CA | Victory Garden (Tehachapi) | 50532 | CAMX | WECC California | WND | 18.8 |  | 21799 |  |  | 0 |  |  |  | 0
2020 | CA | Victory Garden Phase IV LLC | 52160 | CAMX | WECC California | WND | 22 |  | 1846 |  |  | 0 |  |  |  | 0
2020 | CA | Vinam | 58450 | CAMX | WECC California | SUN | 1.5 |  | 3995 |  |  | 0 |  |  |  | 0
2020 | CA | Vintner Solar | 58509 | CAMX | WECC California | SUN | 1.5 |  | 4057 |  |  | 0 |  |  |  | 0
2020 | CA | Vista Energy Storage System | 61661 | CAMX | WECC California | MWH | 40 |  | -3192 | 0 |  | 0 |  |  | 0 | 0
2020 | CA | Vitro Flat Glass LLC | 58053 | CAMX | WECC California | DFO | 3.3 |  | 0
2020 | CA | Volta 1 | 290 | CAMX | WECC California | WAT | 8.5 |  | 17548 |  |  | 0 |  |  |  | 0
2020 | CA | Volta 2 | 180 | CAMX | WECC California | WAT | 1 |  | 1425 |  |  | 0 |  |  |  | 0
2020 | CA | Voyager Wind I | 60594 | CAMX | WECC California | WND | 131.1 |  | 377298 |  |  | 0 |  |  |  | 0
2020 | CA | Voyager Wind II | 61582 | CAMX | WECC California | WND | 128.7 |  | 468982 |  |  | 0 |  |  |  | 0
2020 | CA | Voyager Wind III | 61583 | CAMX | WECC California | WND | 43.2 |  | 136609 |  |  | 0 |  |  |  | 0
2020 | CA | Voyager Wind IV | 61584 | CAMX | WECC California | WND | 21.6 |  | 71389 |  |  | 0 |  |  |  | 0
2020 | CA | Vulcan-BN Geothermal Power Company | 50210 | AZNM | WECC Southwest | GEO | 39.6 |  | 260347 |  |  | 0 |  |  |  | 0
2020 | CA | W E Warne | 6196 | CAMX | WECC California | WAT | 74.2 |  | 242054 |  |  | 0 |  |  |  | 0
2020 | CA | W Plant | 59458 | CAMX | WECC California | NG | 4.6 | 0.5702 | 34485 | 203083.739 | 0.10096 | 0.0058551 | 0.00099423 | NEI avg EF - PM, fuel type, firing type | 356162 | 0.17705
2020 | CA | W R Gianelli | 448 | CAMX | WECC California | WAT | 424 |  | -24380 |  |  | 0 |  |  |  | 0
2020 | CA | Wadham Energy LP | 50293 | CAMX | WECC California | AB | 29.1 |  | 146543 | 1926296.875 |  |  |  |  | 1926296.875
2020 | CA | Wagner Wind LLC | 58233 | CAMX | WECC California | WND | 6 |  | 13636 |  |  | 0 |  |  |  | 0
2020 | CA | Walgreens Woodland Distribution Center | 57006 | CAMX | WECC California | SUN | 1 |  | 1346 |  |  | 0 |  |  |  | 0
2020 | CA | Walnut | 4256 | CAMX | WECC California | NG | 49.8 |  | -21 | 10162 | 0.0050517 | 0 | 0.00099423 | NEI avg EF - PM, fuel type, firing type | 10162 | 0.0050517
2020 | CA | Walnut Creek Energy Park | 57515 | CAMX | WECC California | NG | 500 |  | 419440 | 3995182.75 | 3.0058 | 0.014332 | 0.0015047 | EPA/NEI | 3995182.75 | 3.0058
2020 | CA | Walnut Energy Center | 56078 | CAMX | WECC California | NG | 300.6 |  | 1252614 | 10275608 | 34.198 | 0.054603 | 0.0066562 | EPA/NEI | 10275608 | 34.198
2020 | CA | Walnut Unified School District Walnut HS Hybrid | 63510 | CAMX | WECC California | SUN | 2.3 |  | 1807 |  |  | 0 |  |  |  | 0
2020 | CA | Warm Springs Hydro Project | 54261 | CAMX | WECC California | WAT | 2.7 |  | 0
2020 | CA | Waste Management Tri-Cities LFGTE | 57164 | CAMX | WECC California | LFG | 4.8
2020 | CA | Waste Mangement Redwood LFGTE | 59299 | CAMX | WECC California | LFG | 4 |  | 25530 | 285580 | 2.099 | 0.16444 | 0.0147 | Estimated using an emission factor | 285580 | 2.099
2020 | CA | Waterman Turnout Hydroelectric | 60466 | CAMX | WECC California | WAT | 1
2020 | CA | Watkins Manufacturing Co. | 57715 | CAMX | WECC California | NG | 2 |  | 5404 | 68805 | 0.014518 | 0.005373 | 0.000422 | Estimated using an emission factor | 68805 | 0.014518
2020 | CA | Watson Cogeneration | 50216 | CAMX | WECC California | NG | 499.2 | 0.46079 | 2963174 | 16602774.056 | 46.8932 | 0.031651 | 0.0056488 | EPA/NEI; Estimated using an emission factor | 36031053.438 | 101.7668
2020 | CA | Watts 3115 | 58454 | CAMX | WECC California | SUN | 2 |  | 3304 |  |  | 0 |  |  |  | 0
2020 | CA | Welport Lease Project | 54447 | CAMX | WECC California | NG | 5 | 0.39735 | 35795 | 225202.886 | 0.11195 | 0.0062552 | 0.00099423 | NEI avg EF - PM, fuel type, firing type | 566769 | 0.28175
2020 | CA | West Ford Flat Power Plant | 10199 | CAMX | WECC California | GEO | 38
2020 | CA | West Gates Solar Station | 58206 | CAMX | WECC California | SUN | 10 |  | 19002 |  |  | 0 |  |  |  | 0
2020 | CA | West Point PH | 291 | CAMX | WECC California | WAT | 13.6 |  | 67531 |  |  | 0 |  |  |  | 0
2020 | CA | West Valley High School Solar | 58244 | CAMX | WECC California | SUN | 1 |  | 1458 |  |  | 0 |  |  |  | 0
2020 | CA | Westend Facility | 10685 | CAMX | WECC California | NG | 20
2020 | CA | Western Antelope Blue Sky B | 59961 | CAMX | WECC California | SUN | 20 |  | 55069 |  |  | 0 |  |  |  | 0
2020 | CA | Western Antelope Blue Sky Ranch A | 58626 | CAMX | WECC California | SUN | 20 |  | 45446 |  |  | 0 |  |  |  | 0
2020 | CA | Western Antelope Dry Ranch | 58627 | CAMX | WECC California | SUN | 10 |  | 25972 |  |  | 0 |  |  |  | 0
2020 | CA | Western Power & Steam Inc | 54410 | CAMX | WECC California | NG | 36 | 0.62157 | 147297 | 1069169.121 | 0.5315 | 0.0072167 | 0.00099423 | EPA/NEI; Estimated using an emission factor | 1720124 | 0.8551
2020 | CA | Westlands Solar PV Farm | 58616 | CAMX | WECC California | SUN | 18 |  | 42566 |  |  | 0 |  |  |  | 0
2020 | CA | Westmont 300A | 61249 | CAMX | WECC California | SUN | 2.9 |  | 5724 |  |  | 0 |  |  |  | 0
2020 | CA | Westmont 300B | 60914 | CAMX | WECC California | SUN | 3 |  | 5724 |  |  | 0 |  |  |  | 0
2020 | CA | Westmont 301 | 61593 | CAMX | WECC California | SUN | 1.8 |  | 3148 |  |  | 0 |  |  |  | 0
2020 | CA | Westmont 400A | 61348 | CAMX | WECC California | SUN | 2.3 |  | 3484 |  |  | 0 |  |  |  | 0
2020 | CA | Westmont 400B | 61349 | CAMX | WECC California | SUN | 2.2 |  | 3484 |  |  | 0 |  |  |  | 0
2020 | CA | Westmont 401 | 61594 | CAMX | WECC California | SUN | 2.9 |  | 4973 |  |  | 0 |  |  |  | 0
2020 | CA | Westside Solar Power PV1 | 60275 | CAMX | WECC California | SUN | 2 |  | 4739 |  |  | 0 |  |  |  | 0
2020 | CA | Westside Solar Station | 57499 | CAMX | WECC California | SUN | 15 |  | 24389 |  |  | 0 |  |  |  | 0
2020 | CA | Weymouth Solar Plant | 60255 | CAMX | WECC California | SUN | 3 |  | 5005 |  |  | 0 |  |  |  | 0
2020 | CA | Wheelabrator Lassen | 50298 | CAMX | WECC California | NG | 38.8
2020 | CA | Wheelabrator Martell | 50950 | CAMX | WECC California | WDS | 23
2020 | CA | Wheelabrator Shasta | 50881 | CAMX | WECC California | WDS | 62.7 |  | 277226 | 5096515 | 47.6497 | 0.34376 | 0.018699 | NEI avg EF - PM, fuel type | 5096515 | 47.6497
2020 | CA | Whiskeytown | 7189 | CAMX | WECC California | WAT | 3.5 |  | 26799 |  |  | 0 |  |  |  | 0
2020 | CA | White River Solar | 58373 | CAMX | WECC California | SUN | 20 |  | 49360 |  |  | 0 |  |  |  | 0
2020 | CA | White River Solar 2 | 58973 | CAMX | WECC California | SUN | 19.8 |  | 49348 |  |  | 0 |  |  |  | 0
2020 | CA | White Rock/Slab Creek | 435 | CAMX | WECC California | WAT | 269.2 |  | 182695 |  |  | 0 |  |  |  | 0
2020 | CA | Whitethorn Solar LLC | 60193 | CAMX | WECC California | SUN | 3.3 |  | 5900 |  |  | 0 |  |  |  | 0
2020 | CA | Whitewater Hill Wind Partners | 56012 | CAMX | WECC California | WND | 61.5 |  | 132375 |  |  | 0 |  |  |  | 0
2020 | CA | Whitewater Hydro Plant | 10162 | CAMX | WECC California | WAT | 1.3 |  | 1975 |  |  | 0 |  |  |  | 0
2020 | CA | Whitney Point Solar | 60975 | CAMX | WECC California | SUN | 20 |  | 50396 |  |  | 0 |  |  |  | 0
2020 | CA | Whittier LFG Power Plant #1 | 57102 | CAMX | WECC California | LFG | 2.2
2020 | CA | Wild Horse Power Plant | 57181 | CAMX | WECC California | GEO | 48
2020 | CA | Wildcat I Energy Storage LLC | 62875 | CAMX | WECC California | MWH | 3
2020 | CA | Wildflower Solar 1 | 62988 | CAMX | WECC California | SUN | 13 |  | 575 |  |  | 0 |  |  |  | 0
2020 | CA | Wildwood Solar I, LLC | 59380 | CAMX | WECC California | SUN | 19.5 |  | 43959 |  |  | 0 |  |  |  | 0
2020 | CA | Wildwood Solar II | 59253 | CAMX | WECC California | SUN | 15 |  | 35232 |  |  | 0 |  |  |  | 0
2020 | CA | Willow Spring Solar 3, LLC | 60325 | CAMX | WECC California | SUN | 75
2020 | CA | Willow Spring Solar, LLC | 60324 | CAMX | WECC California | SUN | 107.9 |  | 253267 |  |  | 0 |  |  |  | 0
2020 | CA | Wilmington Hydrogen Plant | 55557 | CAMX | WECC California | WH | 31.9 | 1 | 164972 |  |  | 0 |  |  |  | 0
2020 | CA | Windhub Solar A LLC | 59878 | CAMX | WECC California | SUN | 20 |  | 49533 |  |  | 0 |  |  |  | 0
2020 | CA | Windhub Solar B, LLC | 59969 | CAMX | WECC California | SUN | 20
2020 | CA | Windland | 50386 | CAMX | WECC California | WND | 15.3 |  | 5298 |  |  | 0 |  |  |  | 0
2020 | CA | Windsor Floating Solar | 62902 | CAMX | WECC California | SUN | 1.5 |  | 271 |  |  | 0 |  |  |  | 0
2020 | CA | Windstar 1 | 57774 | CAMX | WECC California | WND | 120 |  | 278347 |  |  | 0 |  |  |  | 0
2020 | CA | Wintec Energy Ltd | 50276 | CAMX | WECC California | WND | 5.9 |  | 582 |  |  | 0 |  |  |  | 0
2020 | CA | Wise | 292 | CAMX | WECC California | WAT | 16.4 |  | 57978 |  |  | 0 |  |  |  | 0
2020 | CA | Wistaria Ranch Solar | 61750 | CAMX | WECC California | SUN | 106.7 |  | 269780 |  |  | 0 |  |  |  | 0
2020 | CA | Wister Solar | 63487 | AZNM | WECC Southwest | SUN | 20
2020 | CA | Wolfskill Energy Center | 55855 | CAMX | WECC California | NG | 47 |  | 8863 | 107239.008 | 0.56628 | 0.12779 | 0.010561 | EPA/NEI | 107239.008 | 0.56628
2020 | CA | Wonderful Orchards - Belridge | 64221 | CAMX | WECC California | SUN | 5 |  | 0
2020 | CA | Wonderful Orchards - New Columbia | 64055 | CAMX | WECC California | SUN | 5 |  | 0
2020 | CA | Wonderful Orchards - Westside | 64220 | CAMX | WECC California | SUN | 5
2020 | CA | Woodland Biomass Power Ltd | 10836 | CAMX | WECC California | WDS | 28 |  | 31127 | 559866 | 5.2345 | 0.33633 | 0.018699 | NEI avg EF - PM, fuel type | 559866 | 5.2345
2020 | CA | Woodland Generation Station | 7266 | CAMX | WECC California | NG | 199 | 1 | 467562.002 | 3408812.75 | 7.3422 | 0.031406 | 0.0043078 | EPA/NEI | 3408812.75 | 7.3422
2020 | CA | Woodleaf | 419 | CAMX | WECC California | WAT | 67.2 |  | 96397 |  |  | 0 |  |  |  | 0
2020 | CA | Woodmere Solar Farm | 59008 | CAMX | WECC California | SUN | 15 |  | 35671 |  |  | 0 |  |  |  | 0
2020 | CA | Woodward Power Plant | 50218 | CAMX | WECC California | WAT | 2.8 |  | 1866 |  |  | 0 |  |  |  | 0
2020 | CA | Wright Solar Park | 59525 | CAMX | WECC California | SUN | 200 |  | 487564 |  |  | 0 |  |  |  | 0
2020 | CA | WWTP Power Generation Station | 56036 | CAMX | WECC California | OBG | 6.6 | 0.45659 | 23691 | 135908.653 | 0.99893 | 0.08433 | 0.0147 | Estimated using an emission factor | 297661.992 | 2.1878
2020 | CA | Xebec 1 | 62286 | CAMX | WECC California | SUN | 1.9 |  | 4164 |  |  | 0 |  |  |  | 0
2020 | CA | Xilinx San Jose | 58299 | CAMX | WECC California | NG | 1.1 |  | 8135 |  | 0 | 0 |  | Estimated using an emission factor |  | 0
2020 | CA | Yahoo! - HQ | 59805 | CAMX | WECC California | NG | 1.1 |  | 5729 |  | 0 | 0 |  | Estimated using an emission factor |  | 0
2020 | CA | Yerba Buena | 59257 | CAMX | WECC California | MWH | 4 |  | -2277 | 0 |  | 0 |  |  | 0 | 0
2020 | CA | Yolo County Solar Project | 57422 | CAMX | WECC California | SUN | 1 |  | 1332 |  |  | 0 |  |  |  | 0
2020 | CA | Yorba Linda | 6647 | CAMX | WECC California | WAT | 5.1 |  | 16399 |  |  | 0 |  |  |  | 0
2020 | CA | Yorktown Battery Energy Storage Facility | 63325 | CAMX | WECC California | MWH | 3
2020 | CA | Yuba City Cogen Partners | 52186 | CAMX | WECC California | NG | 49.9 | 0.6919 | 24974 | 184129.219 | 0.091533 | 0.0073303 | 0.00099423 | NEI avg EF - PM, fuel type, firing type | 266120 | 0.13229
2020 | CA | Yuba City Energy Center | 10349 | CAMX | WECC California | NG | 49.5 | 0.75136 | 76217 | 486332.571 | 0.44721 | 0.011735 | 0.0018391 | EPA/NEI | 647270.188 | 0.5952
2020 | CA | Yuba City Energy Center | 55813 | CAMX | WECC California | NG | 47.3 |  | 56234 | 647103 | 0.32168 | 0.011441 | 0.00099423 | NEI avg EF - PM, fuel type, firing type | 647103 | 0.32168
2020 | CA | ZCO | 56276 | CAMX | WECC California | WND | 1.6 |  | 1855 |  |  | 0 |  |  |  | 0
2020 | CA | Zero Waste Energy Development Co LLC | 60220 | CAMX | WECC California | OBG | 1.6 | 0.59549 | 4220 | 25021.412 | 0.18391 | 0.08716 | 0.0147 | Estimated using an emission factor | 42018 | 0.30883
2020 | CO | 3 MW LLC | 64592 | RMPA | WECC Rockies | OG | 3 |  | 20987.001 | 214522.008 |  |  |  |  | 214522.008
2020 | CO | Adams Community Solar Garden III LLC | 59850 | RMPA | WECC Rockies | SUN | 1.2 |  | 1112 |  |  | 0 |  |  |  | 0
2020 | CO | Adams Community Solar Garden LLC | 59849 | RMPA | WECC Rockies | SUN | 1.2 |  | 2281 |  |  | 0 |  |  |  | 0
2020 | CO | AFA Solar Farm | 57554 | RMPA | WECC Rockies | SUN | 5.5 |  | 11147 |  |  | 0 |  |  |  | 0
2020 | CO | Airport 1 Solar (DIA) | 59807 | RMPA | WECC Rockies | SUN | 1.5 |  | 2624 |  |  | 0 |  |  |  | 0
2020 | CO | Airport Industrial | 7995 | RMPA | WECC Rockies | DFO | 10 |  | -293 | 1020 | 0.1581 | 0 | 0.31 | Estimated using an emission factor | 1020 | 0.1581
2020 | CO | Alamosa | 464 | RMPA | WECC Rockies | NG | 53.2 |  | 13018 | 274144 | 0.13628 | 0.020937 | 0.00099423 | NEI avg EF - PM, fuel type, firing type | 274144 | 0.13628
2020 | CO | Alamosa Solar South CSG | 64266 | RMPA | WECC Rockies | SUN | 1.6
2020 | CO | Alden Solar CSG LLC | 64021 | RMPA | WECC Rockies | SUN | 1.6 |  | 2579 |  |  | 0 |  |  |  | 0
2020 | CO | Amazon DEN2 Solar Project | 63536 | RMPA | WECC Rockies | SUN | 1.2 |  | 1729 |  |  | 0 |  |  |  | 0
2020 | CO | Amazon Denver DEN3 | 62877 | RMPA | WECC Rockies | SUN | 4.6 |  | 8068 |  |  | 0 |  |  |  | 0
2020 | CO | American Gypsum Cogeneration | 54630 | RMPA | WECC Rockies | NG | 9.6 | 0.95661 | 20856 | 360287.348 | 0.20926 | 0.020067 | 0.0011616 | EPA/NEI; Estimated using an emission factor | 376629 | 0.21875
2020 | CO | Ames Hydro | 6207 | RMPA | WECC Rockies | WAT | 3.6 |  | 4664 |  |  | 0 |  |  |  | 0
2020 | CO | Arapahoe | 465 | RMPA | WECC Rockies | SUB | 240.5
2020 | CO | Arapahoe 3 Community Solar Array | 60724 | RMPA | WECC Rockies | SUN | 1.8 |  | 3748 |  |  | 0 |  |  |  | 0
2020 | CO | Arapahoe Combustion Turbine Facility | 55200 | RMPA | WECC Rockies | NG | 194 |  | 207742 | 1925000.438 | 4.62 | 0.044478 | 0.0048 | EPA/NEI | 1925000.438 | 4.62
2020 | CO | Bar D | 61886 | RMPA | WECC Rockies | SUN | 4 |  | 9734 |  |  | 0 |  |  |  | 0
2020 | CO | Basalt | 7458 | RMPA | WECC Rockies | WAT | 5 |  | 16248 |  |  | 0 |  |  |  | 0
2020 | CO | Big Thompson | 515 | RMPA | WECC Rockies | WAT | 4.5 |  | 4929 |  |  | 0 |  |  |  | 0
2020 | CO | Bighorn Solar 1 | 63770 | RMPA | WECC Rockies | SUN | 240
2020 | CO | Bison Solar LLC | 60351 | RMPA | WECC Rockies | SUN | 30 |  | 62800 |  |  | 0 |  |  |  | 0
2020 | CO | Black Hollow Sun, LLC | 64745 | RMPA | WECC Rockies | SUN | 150
2020 | CO | Blue Mesa | 512 | RMPA | WECC Rockies | WAT | 86.4 |  | 259284 |  |  | 0 |  |  |  | 0
2020 | CO | Blue Spruce Energy Center | 55645 | RMPA | WECC Rockies | NG | 397.8 |  | 478339 | 6192582 | 12.7001 | 0.053101 | 0.0041017 | EPA/NEI | 6192582 | 12.7001
2020 | CO | Boulder Canyon Hydro | 466 | RMPA | WECC Rockies | WAT | 25 |  | 11519 |  |  | 0 |  |  |  | 0
2020 | CO | Boulder City Betasso Hydro Plant | 54680 | RMPA | WECC Rockies | WAT | 3 |  | 7788 |  |  | 0 |  |  |  | 0
2020 | CO | Boulder City Lakewood Hydro | 54679 | RMPA | WECC Rockies | WAT | 3.5 |  | 7788 |  |  | 0 |  |  |  | 0
2020 | CO | Boulder City Silver Lake Hydro | 55931 | RMPA | WECC Rockies | WAT | 3.3 |  | 7820 |  |  | 0 |  |  |  | 0
2020 | CO | Brighton PV Solar Plant | 59144 | RMPA | WECC Rockies | SUN | 1.8 |  | 3260 |  |  | 0 |  |  |  | 0
2020 | CO | Bronco Plains Wind, LLC | 63803 | RMPA | WECC Rockies | WND | 300 |  | 658321 |  |  | 0 |  |  |  | 0
2020 | CO | Brush Power Projects | 10682 | RMPA | WECC Rockies | NG | 297.2 |  | 148617 | 1205080.844 | 5.95 | 0.080072 | 0.0098749 | EPA/NEI | 1205080.844 | 5.95
2020 | CO | Burlington (CO) | 6619 | RMPA | WECC Rockies | DFO | 129.4 |  | 3464 | 44387 | 0.40045 | 0.23121 | 0.018044 | NEI avg EF - PM, fuel type, firing type | 44387 | 0.40045
2020 | CO | Busch Ranch II Wind Farm | 62445 | RMPA | WECC Rockies | WND | 59.4 |  | 179137 |  |  | 0 |  |  |  | 0
2020 | CO | Busch Ranch Wind Energy Farm | 57980 | RMPA | WECC Rockies | WND | 29 |  | 91428 |  |  | 0 |  |  |  | 0
2020 | CO | Cabin Creek | 467 | RMPA | WECC Rockies | WAT | 300 |  | -61944 |  |  | 0 |  |  |  | 0
2020 | CO | Cameo | 468 | RMPA | WECC Rockies | BIT | 75
2020 | CO | Carousel Wind Farm LLC | 59975 | RMPA | WECC Rockies | WND | 150 |  | 656843 |  |  | 0 |  |  |  | 0
2020 | CO | Carson Solar I | 57509 | RMPA | WECC Rockies | SUN | 2 |  | 2287 |  |  | 0 |  |  |  | 0
2020 | CO | Carter Hydro | 58622 | RMPA | WECC Rockies | WAT | 2.6 |  | 9421 |  |  | 0 |  |  |  | 0
2020 | CO | Castle Creek Hydroplant | 56566 | RMPA | WECC Rockies | WAT | 1.2
2020 | CO | CEC Solar #1117, LLC | 60801 | RMPA | WECC Rockies | SUN | 1.5 |  | 3974 |  |  | 0 |  |  |  | 0
2020 | CO | Cedar Creek II | 57210 | RMPA | WECC Rockies | WND | 248.3 |  | 694441 |  |  | 0 |  |  |  | 0
2020 | CO | Cedar Creek Wind | 56371 | RMPA | WECC Rockies | WND | 300.5 |  | 787016 |  |  | 0 |  |  |  | 0
2020 | CO | Cedar Point Wind | 57315 | RMPA | WECC Rockies | WND | 252 |  | 710181 |  |  | 0 |  |  |  | 0
2020 | CO | Center | 491 | RMPA | WECC Rockies | DFO | 1.5 |  | 0
2020 | CO | Cherokee | 469 | RMPA | WECC Rockies | NG | 1426.9 |  | 3829224 | 31338454 | 54.202 | 0.02831 | 0.0034591 | EPA/NEI | 31338454 | 54.202
2020 | CO | Cheyenne Ridge Wind Farm | 62952 | RMPA | WECC Rockies | WND | 498.4 |  | 593134 |  |  | 0 |  |  |  | 0
2020 | CO | City & County of Denver at Denver Int'l | 57645 | RMPA | WECC Rockies | SUN | 3.4 |  | 7201 |  |  | 0 |  |  |  | 0
2020 | CO | City of Boulder WWTP | 57681 | RMPA | WECC Rockies | SUN | 1 |  | 1205 |  |  | 0 |  |  |  | 0
2020 | CO | Clear Spring Ranch PV Project | 60511 | RMPA | WECC Rockies | SUN | 10 |  | 24014 |  |  | 0 |  |  |  | 0
2020 | CO | CO LI CSG 1 - Kamerra | 63278 | RMPA | WECC Rockies | SUN | 1.5 |  | 3694 |  |  | 0 |  |  |  | 0
2020 | CO | Cogentrix of Alamosa | 57368 | RMPA | WECC Rockies | SUN | 30 |  | 54193 |  |  | 0 |  |  |  | 0
2020 | CO | Colorado Energy Nations Company | 10003 | RMPA | WECC Rockies | NG | 35.4 | 0.20373 | 161594.483 | 923692.639 | 3.4291 | 0.042441 | 0.0074247 | NEI avg EF - PM, fuel type | 4533790.531 | 16.8311
2020 | CO | Colorado Green Holdings LLC | 56173 | RMPA | WECC Rockies | WND | 162 |  | 247413 |  |  | 0 |  |  |  | 0
2020 | CO | Colorado Highlands Wind | 57174 | RMPA | WECC Rockies | WND | 115.8 |  | 378178 |  |  | 0 |  |  |  | 0
2020 | CO | Comanche (470) | 470 | RMPA | WECC Rockies | SUB | 1635.3 |  | 4149914 | 47269633.125 | 27.645 | 0.013323 | 0.0011697 | EPA/NEI | 47269633.125 | 27.645
2020 | CO | Comanche Solar | 59656 | RMPA | WECC Rockies | SUN | 120 |  | 290731 |  |  | 0 |  |  |  | 0
2020 | CO | Conejos 1 Community Solar Array | 60723 | RMPA | WECC Rockies | SUN | 1.5 |  | 4087 |  |  | 0 |  |  |  | 0
2020 | CO | Coyote Gulch Solar | 64857 | RMPA | WECC Rockies | SUN | 140
2020 | CO | Coyote Ridge Community Solar | 61425 | RMPA | WECC Rockies | SUN | 1.5 |  | 3223 |  |  | 0 |  |  |  | 0
2020 | CO | Craig | 6021 | RMPA | WECC Rockies | SUB | 1427.6 |  | 6979321 | 80418010 | 83.0997 | 0.023813 | 0.0020667 | EPA/NEI | 80418010 | 83.0997
2020 | CO | Crossing Trails Wind Power Project LLC. | 62489 | RMPA | WECC Rockies | WND | 104
2020 | CO | Crystal | 6159 | RMPA | WECC Rockies | WAT | 28 |  | 171905 |  |  | 0 |  |  |  | 0
2020 | CO | CSU Pueblo | 58481 | RMPA | WECC Rockies | SUN | 1 |  | 1837 |  |  | 0 |  |  |  | 0
2020 | CO | DADS Gas Recovery | 56530 | RMPA | WECC Rockies | LFG | 3.2 |  | 21255 | 261139 | 1.9194 | 0.1806 | 0.0147 | Estimated using an emission factor | 261139 | 1.9194
2020 | CO | Denver Int Airport | 56815 | RMPA | WECC Rockies | SUN | 1.9 |  | 2284 |  |  | 0 |  |  |  | 0
2020 | CO | Denver Intl Airport IV Solar | 59462 | RMPA | WECC Rockies | SUN | 1.5 |  | 3000 |  |  | 0 |  |  |  | 0
2020 | CO | Denver Metro Solar | 61563 | RMPA | WECC Rockies | SUN | 1.6 |  | 3754 |  |  | 0 |  |  |  | 0
2020 | CO | Dillon Hydro Plant | 10421 | RMPA | WECC Rockies | WAT | 1.8 |  | 12093 |  |  | 0 |  |  |  | 0
2020 | CO | Dolores Canyon Solar | 64858 | RMPA | WECC Rockies | SUN | 110
2020 | CO | Drop 5 | 61191 | RMPA | WECC Rockies | WAT | 2.4 |  | 9573 |  |  | 0 |  |  |  | 0
2020 | CO | Eagle Springs Solar LLC | 59239 | RMPA | WECC Rockies | SUN | 1 |  | 1707 |  |  | 0 |  |  |  | 0
2020 | CO | Eagle Valley Clean Energy LLC Biomass | 58574 | RMPA | WECC Rockies | WDS | 12.6 |  | 92246 | 1355907.625 | 12.677 | 0.27485 | 0.018699 | NEI avg EF - PM, fuel type | 1355907.625 | 12.677
2020 | CO | Estes | 513 | RMPA | WECC Rockies | WAT | 45 |  | 95921.001 |  |  | 0 |  |  |  | 0
2020 | CO | Flatiron | 518 | RMPA | WECC Rockies | WAT | 94.5 |  | 126792 |  |  | 0 |  |  |  | 0
2020 | CO | Foothills Hydro Plant | 10070 | RMPA | WECC Rockies | WAT | 3.1 |  | 6088 |  |  | 0 |  |  |  | 0
2020 | CO | Fort Carson Battery Energy Storage System | 63022 | RMPA | WECC Rockies | MWH | 4.2 |  | -1 | 0 |  | 0 |  |  | 0 | 0
2020 | CO | Fort Lupton | 8067 | RMPA | WECC Rockies | NG | 100.8 |  | 7984 | 126450 | 0.06286 | 0.015747 | 0.00099423 | NEI avg EF - PM, fuel type, firing type | 126450 | 0.06286
2020 | CO | Fort St. Vrain | 6112 | RMPA | WECC Rockies | NG | 1148.5 |  | 3375250 | 30889043.5 | 55.3695 | 0.032809 | 0.0035851 | EPA/NEI | 30889043.5 | 55.3695
2020 | CO | Fountain Valley Power Plant | 55453 | RMPA | WECC Rockies | NG | 228 |  | 143764.002 | 1789184.109 | 5.861 | 0.081536 | 0.0065516 | EPA/NEI | 1789184.109 | 5.861
2020 | CO | Frank Knutson Station | 55505 | RMPA | WECC Rockies | NG | 154.2 |  | 72536 | 912492.094 | 3.9 | 0.10753 | 0.008548 | EPA/NEI | 912492.094 | 3.9
2020 | CO | Fremont CO 1, LLC | 64031 | RMPA | WECC Rockies | SUN | 1.8 |  | 3115 |  |  | 0 |  |  |  | 0
2020 | CO | Front Range Power Plant | 55283 | RMPA | WECC Rockies | NG | 554.3 |  | 2806496 | 22508026 | 15.76 | 0.011231 | 0.0014004 | EPA/NEI | 22508026 | 15.76
2020 | CO | Front Range Project | 59143 | RMPA | WECC Rockies | LFG | 4.8 |  | 19968 | 265058 | 1.9482 | 0.19513 | 0.0147 | EPA/NEI; Estimated using an emission factor | 265058 | 1.9482
2020 | CO | Fruita | 471 | RMPA | WECC Rockies | NG | 26.6 |  | 1131 | 20587 | 0.010234 | 0.018097 | 0.00099423 | NEI avg EF - PM, fuel type, firing type | 20587 | 0.010234
2020 | CO | George Birdsall | 493 | RMPA | WECC Rockies | NG | 61.1 |  | 7399 | 116523.949 | 0.43258 | 0.11693 | 0.0074247 | NEI avg EF - PM, fuel type | 116523.949 | 0.43258
2020 | CO | Georgetown Hydro | 472 | RMPA | WECC Rockies | WAT | 1.2 |  | 2276 |  |  | 0 |  |  |  | 0
2020 | CO | Gilcrest Solar | 62663 | RMPA | WECC Rockies | SUN | 1.5 |  | 3298 |  |  | 0 |  |  |  | 0
2020 | CO | Gilcrest V CSG | 64386 | RMPA | WECC Rockies | SUN | 4.8
2020 | CO | Golden West Power Partners LLC | 59974 | RMPA | WECC Rockies | WND | 250 |  | 836444 |  |  | 0 |  |  |  | 0
2020 | CO | Granby Hydro | 60119 | RMPA | WECC Rockies | WAT | 1.2 |  | 5133 |  |  | 0 |  |  |  | 0
2020 | CO | Grand Valley Project Power Plant | 473 | RMPA | WECC Rockies | WAT | 3 |  | 6692 |  |  | 0 |  |  |  | 0
2020 | CO | Grazing Yak Solar | 62376 | RMPA | WECC Rockies | SUN | 35 |  | 86395 |  |  | 0 |  |  |  | 0
2020 | CO | Greater Sandhill I | 57377 | RMPA | WECC Rockies | SUN | 19 |  | 47760 |  |  | 0 |  |  |  | 0
2020 | CO | Green Mountain | 516 | RMPA | WECC Rockies | WAT | 26 |  | 42087 |  |  | 0 |  |  |  | 0
2020 | CO | Gross Hydro Plant | 10424 | RMPA | WECC Rockies | WAT | 7.8 |  | 17902 |  |  | 0 |  |  |  | 0
2020 | CO | Hayden | 525 | RMPA | WECC Rockies | BIT | 465.4 |  | 2031815 | 24115724 | 18.17 | 0.017885 | 0.0015069 | EPA/NEI | 24115724 | 18.17
2020 | CO | Highland Park Project | 59659 | RMPA | WECC Rockies | WND | 181
2020 | CO | Hillcrest Pump Station | 54142 | RMPA | WECC Rockies | WAT | 2 |  | 5529 |  |  | 0 |  |  |  | 0
2020 | CO | Holly | 502 | RMPA | WECC Rockies | DFO | 5.5 |  | 0
2020 | CO | Hooper Solar | 60008 | RMPA | WECC Rockies | SUN | 52 |  | 125372 |  |  | 0 |  |  |  | 0
2020 | CO | Huerfano River Wind | 58548 | RMPA | WECC Rockies | WND | 8 |  | 15544 |  |  | 0 |  |  |  | 0
2020 | CO | I25 Battery Storage | 62373 | RMPA | WECC Rockies | MWH | 4 |  | -133 | 0 |  | 0 |  |  | 0 | 0
2020 | CO | IBM Solar | 63869 | RMPA | WECC Rockies | SUN | 8.1 |  | 15411 |  |  | 0 |  |  |  | 0
2020 | CO | Imboden Solar Garden | 61753 | RMPA | WECC Rockies | SUN | 3 |  | 3582 |  |  | 0 |  |  |  | 0
2020 | CO | J M Shafer | 50707 | RMPA | WECC Rockies | NG | 396.9 | 1 | 912521 | 6947369.625 | 23.37 | 0.051221 | 0.0067277 | EPA/NEI | 6947369.625 | 23.37
2020 | CO | Jack's Solar Garden | 64200 | RMPA | WECC Rockies | SUN | 1 |  | 223 |  |  | 0 |  |  |  | 0
2020 | CO | James W. Broderick Hydropower Plant | 64123 | NWPP | WECC Northwest | WAT | 7.5 |  | 27317 |  |  | 0 |  |  |  | 0
2020 | CO | Jeffco Community Solar Gardens LLC | 60320 | RMPA | WECC Rockies | SUN | 1.2 |  | 2607 |  |  | 0 |  |  |  | 0
2020 | CO | Julesburg | 504 | RMPA | WECC Rockies | DFO | 3.7 |  | 0
2020 | CO | Kit Carson Windpower | 57244 | RMPA | WECC Rockies | WND | 51 |  | 187846 |  |  | 0 |  |  |  | 0
2020 | CO | La Junta | 506 | RMPA | WECC Rockies | DFO | 19 |  | -196755.001 | 0 | 0 | 0 |  | EPA/NEI; Estimated using an emission factor | 0 | 0
2020 | CO | Lafayette Horizon Solar CSG LLC | 62667 | RMPA | WECC Rockies | SUN | 1.6 |  | 3673 |  |  | 0 |  |  |  | 0
2020 | CO | Lamar Plant | 508 | RMPA | WECC Rockies | WND | 63.7 |  | 13232 |  |  | 0 |  |  |  | 0
2020 | CO | Las Animas | 507 | RMPA | WECC Rockies | DFO | 5.6 |  | 0
2020 | CO | Limon Generating Station | 55504 | RMPA | WECC Rockies | NG | 154.2 |  | 70022 | 874973.281 | 3.4568 | 0.098735 | 0.0079015 | EPA/NEI | 874973.281 | 3.4568
2020 | CO | Limon III Wind LLC | 59083 | RMPA | WECC Rockies | WND | 200.6 |  | 811678 |  |  | 0 |  |  |  | 0
2020 | CO | Limon Wind I | 58126 | RMPA | WECC Rockies | WND | 200 |  | 711128 |  |  | 0 |  |  |  | 0
2020 | CO | Limon Wind II | 58127 | RMPA | WECC Rockies | WND | 200 |  | 611274 |  |  | 0 |  |  |  | 0
2020 | CO | Logan 1 Community Solar Array | 60722 | RMPA | WECC Rockies | SUN | 1.7 |  | 3328 |  |  | 0 |  |  |  | 0
2020 | CO | Logan Wind Energy | 56613 | RMPA | WECC Rockies | WND | 201 |  | 557388 |  |  | 0 |  |  |  | 0
2020 | CO | Lower Molina | 520 | RMPA | WECC Rockies | WAT | 5.6 |  | 13223 |  |  | 0 |  |  |  | 0
2020 | CO | Manchief Generating Station | 55127 | RMPA | WECC Rockies | NG | 300 |  | 451444 | 4941013.375 | 14.4452 | 0.063996 | 0.0058471 | EPA/NEI | 4941013.375 | 14.4452
2020 | CO | Manitou Springs | 494 | RMPA | WECC Rockies | WAT | 5.6 |  | 14618.999 |  |  | 0 |  |  |  | 0
2020 | CO | Martin Drake | 492 | RMPA | WECC Rockies | SUB | 500.9 |  | 401685 | 5251736.938 | 12.19 | 0.060694 | 0.0046423 | EPA/NEI | 5251736.938 | 12.19
2020 | CO | Marys Lake | 517 | RMPA | WECC Rockies | WAT | 8.1 |  | 33907 |  |  | 0 |  |  |  | 0
2020 | CO | McPhee | 7372 | RMPA | WECC Rockies | WAT | 1.2 |  | 4618 |  |  | 0 |  |  |  | 0
2020 | CO | Mesa CSG 1 Murdock | 62719 | RMPA | WECC Rockies | SUN | 1.5 |  | 3381 |  |  | 0 |  |  |  | 0
2020 | CO | Mesa CSG 2 Massicotte | 62718 | RMPA | WECC Rockies | SUN | 1.5 |  | 3723 |  |  | 0 |  |  |  | 0
2020 | CO | Mesa PV1 | 59199 | RMPA | WECC Rockies | SUN | 1.6 |  | 3441 |  |  | 0 |  |  |  | 0
2020 | CO | Metro Wastewater Reclamation District | 10180 | RMPA | WECC Rockies | OBG | 15 | 0.42548 | 35545 | 244503.335 | 2.5911 | 0.14579 | 0.021195 | Estimated using an emission factor | 574647 | 6.0899
2020 | CO | Monte Vista Solar 2 CSG, LLC | 64024 | RMPA | WECC Rockies | SUN | 1.6 |  | 2526 |  |  | 0 |  |  |  | 0
2020 | CO | Morrow Point | 514 | RMPA | WECC Rockies | WAT | 173.2 |  | 310973 |  |  | 0 |  |  |  | 0
2020 | CO | Mount Elbert | 6208 | RMPA | WECC Rockies | WAT | 200 |  | -47646 |  |  | 0 |  |  |  | 0
2020 | CO | Mountain Breeze Wind, LLC | 62840 | RMPA | WECC Rockies | WND | 171.7 |  | 161119 |  |  | 0 |  |  |  | 0
2020 | CO | Mtn Solar 6 LLC | 64352 | MROW | MRO West | SUN | 2
2020 | CO | Mtn. Solar 1 | 63276 | RMPA | WECC Rockies | SUN | 1.5 |  | 3556 |  |  | 0 |  |  |  | 0
2020 | CO | Mtn. Solar 2 | 63277 | RMPA | WECC Rockies | SUN | 1.5 |  | 3652 |  |  | 0 |  |  |  | 0
2020 | CO | Mtn. Solar 3 CSG | 63379 | RMPA | WECC Rockies | SUN | 1.5 |  | 3503 |  |  | 0 |  |  |  | 0
2020 | CO | Neptune Energy Center Hybrid | 63731 | RMPA | WECC Rockies |  | 375
2020 | CO | North Fork Hydro Plant | 10423 | RMPA | WECC Rockies | WAT | 5.5 |  | 8935 |  |  | 0 |  |  |  | 0
2020 | CO | Northern Colorado Wind LLC | 57290 | RMPA | WECC Rockies | WND | 174.3 |  | 466260 |  |  | 0 |  |  |  | 0
2020 | CO | NSE Camber BH CSG 2, LLC | 64355 | RMPA | WECC Rockies | SUN | 2
2020 | CO | NSE Camber Solar PS11 LLC | 64353 | MROW | MRO West | SUN | 2
2020 | CO | NSE Camber Solar PS13 LLC | 64356 | MROW | MRO West | SUN | 2
2020 | CO | NSE Camber Solar PS5 LLC | 64358 | MROW | MRO West | SUN | 2
2020 | CO | NSE Camber Solar PS6 LLC | 64357 | MROW | MRO West | SUN | 2
2020 | CO | Nucla | 527 | RMPA | WECC Rockies | BIT | 113.8
2020 | CO | Oak Leaf Solar XVIII LLC | 64831 | RMPA | WECC Rockies | SUN | 9
2020 | CO | Oak Leaf Solar XXI (CSG) | 62243 | RMPA | WECC Rockies | SUN | 1.5 |  | 3669 |  |  | 0 |  |  |  | 0
2020 | CO | Oak Leaf Solar XXII LLC (CSG) | 62252 | RMPA | WECC Rockies | SUN | 1.5 |  | 3730 |  |  | 0 |  |  |  | 0
2020 | CO | Oak Leaf Solar XXIII LLC (CSG) | 62256 | RMPA | WECC Rockies | SUN | 1.5 |  | 3758 |  |  | 0 |  |  |  | 0
2020 | CO | Oak Leaf Solar XXIV LLC (CSG) | 62253 | RMPA | WECC Rockies | SUN | 1.5 |  | 3246 |  |  | 0 |  |  |  | 0
2020 | CO | Oak Leaf Solar XXV LLC (CSG) | 62245 | RMPA | WECC Rockies | SUN | 1.5 |  | 3278 |  |  | 0 |  |  |  | 0
2020 | CO | Oak Leaf Solar XXVI LLC | 62254 | RMPA | WECC Rockies | SUN | 1.5 |  | 3734 |  |  | 0 |  |  |  | 0
2020 | CO | Oak Leaf Solar XXVII LLC | 62224 | RMPA | WECC Rockies | SUN | 1.5 |  | 3539 |  |  | 0 |  |  |  | 0
2020 | CO | Oak Leaf Solar XXVIII LLC (CSG) | 62255 | RMPA | WECC Rockies | SUN | 1.5 |  | 3551 |  |  | 0 |  |  |  | 0
2020 | CO | Oak Leaf Solar XXX LLC (CSG) | 62239 | RMPA | WECC Rockies | SUN | 1.5 |  | 4139 |  |  | 0 |  |  |  | 0
2020 | CO | Oak Leaf Solar XXXI LLC (CSG) | 62244 | RMPA | WECC Rockies | SUN | 1.5 |  | 3674 |  |  | 0 |  |  |  | 0
2020 | CO | Oak Leaf Solar XXXII (CSG) | 62251 | RMPA | WECC Rockies | SUN | 1.5 |  | 3704 |  |  | 0 |  |  |  | 0
2020 | CO | Oak Leaf Solar XXXIII LLC (Lantz) | 63681 | RMPA | WECC Rockies | SUN | 3 |  | 3691 |  |  | 0 |  |  |  | 0
2020 | CO | OREG 4 Peetz | 57134 | RMPA | WECC Rockies | WH | 4.5 |  | 13158 |  |  | 0 |  |  |  | 0
2020 | CO | Palmer Solar | 62495 | RMPA | WECC Rockies | SUN | 60 |  | 124949 |  |  | 0 |  |  |  | 0
2020 | CO | Panasonic Carport Solar Hybrid | 61439 | RMPA | WECC Rockies | SUN | 2.3 |  | 2269 | 0 |  | 0 |  |  | 0 | 0
2020 | CO | Panorama Wind, LLC | 64872 | RMPA | WECC Rockies | WND | 145
2020 | CO | Pawnee | 6248 | RMPA | WECC Rockies | SUB | 552.3 |  | 3067953 | 36728408 | 9.1 | 0.0059323 | 0.00049553 | EPA/NEI | 36728408 | 9.1
2020 | CO | Peak View Wind Farm | 60143 | RMPA | WECC Rockies | WND | 60.8 |  | 216916 |  |  | 0 |  |  |  | 0
2020 | CO | Peetz Table Wind Energy | 56563 | RMPA | WECC Rockies | WND | 199.5 |  | 672737 |  |  | 0 |  |  |  | 0
2020 | CO | Pike Solar Hybrid | 64212 | RMPA | WECC Rockies |  | 200
2020 | CO | Pikes Peak Solar Garden 1 LLC CSG | 59848 | RMPA | WECC Rockies | SUN | 2 |  | 4841 |  |  | 0 |  |  |  | 0
2020 | CO | Pioneer Solar (CO), LLC | 61991 | RMPA | WECC Rockies | SUN | 80
2020 | CO | Pivot Solar 1 LLC | 64649 | RMPA | WECC Rockies | SUN | 1
2020 | CO | Pivot Solar 12 LLC | 64359 | MROW | MRO West | SUN | 1
2020 | CO | Pivot Solar 14 LLC | 64650 | RMPA | WECC Rockies | SUN | 2
2020 | CO | Pivot Solar 15 LLC | 64652 | RMPA | WECC Rockies | SUN | 1
2020 | CO | Pivot Solar 2 LLC | 64651 | RMPA | WECC Rockies | SUN | 2
2020 | CO | Pivot Solar 3 LLC | 64654 | RMPA | WECC Rockies | SUN | 2
2020 | CO | Pivot Solar 4 LLC | 64648 | RMPA | WECC Rockies | SUN | 2
2020 | CO | Pivot Solar 7 LLC | 64653 | RMPA | WECC Rockies | SUN | 2
2020 | CO | Pivot Solar 8 LLC | 64655 | RMPA | WECC Rockies | SUN | 2
2020 | CO | Plains End | 55650 | RMPA | WECC Rockies | NG | 114 |  | 6624 | 61881.001 | 0.013057 | 0.0039423 | 0.000422 | Estimated using an emission factor | 61881.001 | 0.013057
2020 | CO | Plains End II LLC | 56516 | RMPA | WECC Rockies | NG | 117.6 |  | 8612.002 | 70716.994 | 0.014921 | 0.0034652 | 0.000422 | Estimated using an emission factor | 70716.994 | 0.014921
2020 | CO | Platteville Solar CSG, LLC | 63753 | RMPA | WECC Rockies | SUN | 1.3 |  | 2813 |  |  | 0 |  |  |  | 0
2020 | CO | Pole Hill | 519 | RMPA | WECC Rockies | WAT | 38.2 |  | 131158 |  |  | 0 |  |  |  | 0
2020 | CO | Ponnequin | 7937 | RMPA | WECC Rockies | WND | 26.5
2020 | CO | Pueblo | 460 | RMPA | WECC Rockies | DFO | 30.5 |  | -126 | 174 | 0.02697 | 0 | 0.31 | EPA/NEI; Estimated using an emission factor | 174 | 0.02697
2020 | CO | Pueblo Airport Generating Station | 56998 | RMPA | WECC Rockies | NG | 540 |  | 1182171 | 10597713.172 | 37.27 | 0.063053 | 0.0070336 | EPA/NEI; Estimated using an emission factor | 10597713.172 | 37.27
2020 | CO | Quincy II Solar Garden | 61752 | RMPA | WECC Rockies | SUN | 1.5 |  | 3400 |  |  | 0 |  |  |  | 0
2020 | CO | Quincy Solar | 62664 | RMPA | WECC Rockies | SUN | 1.5 |  | 3150 |  |  | 0 |  |  |  | 0
2020 | CO | Rawhide Energy Station | 6761 | RMPA | WECC Rockies | SUB | 800.4 |  | 2032320.002 | 20670571.031 | 30.53 | 0.030044 | 0.002954 | EPA/NEI | 20670571.031 | 30.53
2020 | CO | Rawhide Prairie Solar Hybrid | 63722 | RMPA | WECC Rockies | SUN | 23 |  | 0
2020 | CO | Ray D Nixon | 8219 | RMPA | WECC Rockies | SUB | 282.6 |  | 1256693 | 12034997.648 | 16.4909 | 0.026245 | 0.0027405 | EPA/NEI | 12034997.648 | 16.4909
2020 | CO | Redlands Water & Power | 50267 | RMPA | WECC Rockies | WAT | 1.4 |  | 7540 |  |  | 0 |  |  |  | 0
2020 | CO | Ridge Crest Wind Partners | 55741 | RMPA | WECC Rockies | WND | 29.7 |  | 71721 |  |  | 0 |  |  |  | 0
2020 | CO | Rifle Generating Station | 10755 | RMPA | WECC Rockies | NG | 84 |  | 11053 | 107027.184 | 0.33078 | 0.059854 | 0.0061813 | EPA/NEI; Estimated using an emission factor | 107027.184 | 0.33078
2020 | CO | Riverview Solar | 63092 | RMPA | WECC Rockies | SUN | 1.5 |  | 3517 |  |  | 0 |  |  |  | 0
2020 | CO | Rock Creek 2 CSG | 64265 | RMPA | WECC Rockies | SUN | 1.6 |  | 28 |  |  | 0 |  |  |  | 0
2020 | CO | Rocky Ford | 6516 | RMPA | WECC Rockies | DFO | 12 |  | -285 | 891 | 0.1381 | 0 | 0.31 | EPA/NEI; Estimated using an emission factor | 891 | 0.1381
2020 | CO | Rocky Mountain Energy Center | 55835 | RMPA | WECC Rockies | NG | 685.1 |  | 3039709 | 25871838 | 19.3002 | 0.012699 | 0.001492 | EPA/NEI | 25871838 | 19.3002
2020 | CO | Rush Creek Wind | 60619 | RMPA | WECC Rockies | WND | 600 |  | 2024321 |  |  | 0 |  |  |  | 0
2020 | CO | Ruxton Park | 495 | RMPA | WECC Rockies | WAT | 1 |  | 268 |  |  | 0 |  |  |  | 0
2020 | CO | RV CSU Power II LLC | 57507 | RMPA | WECC Rockies | SUN | 3 |  | 3930 |  |  | 0 |  |  |  | 0
2020 | CO | RV CSU Power LLC | 57141 | RMPA | WECC Rockies | SUN | 1.9 |  | 2998 |  |  | 0 |  |  |  | 0
2020 | CO | Salida | 474 | RMPA | WECC Rockies | WAT | 1.4 |  | 1707 |  |  | 0 |  |  |  | 0
2020 | CO | San Isabel Solar, LLC | 60304 | RMPA | WECC Rockies | SUN | 30 |  | 77455 |  |  | 0 |  |  |  | 0
2020 | CO | San Luis Solar Garden | 61472 | RMPA | WECC Rockies | SUN | 1.2 |  | 3349 |  |  | 0 |  |  |  | 0
2020 | CO | San Luis Valley Solar Array | 61605 | RMPA | WECC Rockies | SUN | 2.7 |  | 6507 |  |  | 0 |  |  |  | 0
2020 | CO | San Luis Valley Solar Ranch | 57317 | RMPA | WECC Rockies | SUN | 35 |  | 76510 |  |  | 0 |  |  |  | 0
2020 | CO | SECC | 7730 | RMPA | WECC Rockies | DFO | 1.5
2020 | CO | Shavano Falls Hydro | 61189 | RMPA | WECC Rockies | WAT | 2.8 |  | 12148 |  |  | 0 |  |  |  | 0
2020 | CO | Shavano Falls Hydro Drop 4 | 61190 | RMPA | WECC Rockies | WAT | 4.8 |  | 21470 |  |  | 0 |  |  |  | 0
2020 | CO | Shoshone (CO) | 476 | RMPA | WECC Rockies | WAT | 14.4 |  | 20256 |  |  | 0 |  |  |  | 0
2020 | CO | Skylark | 60248 | RMPA | WECC Rockies | SUN | 4 |  | 9341 |  |  | 0 |  |  |  | 0
2020 | CO | SMPA Solar 1 Community Solar | 58547 | RMPA | WECC Rockies | SUN | 1 |  | 2016 |  |  | 0 |  |  |  | 0
2020 | CO | South Canal Hydro-1 | 58783 | RMPA | WECC Rockies | WAT | 4 |  | 17317 |  |  | 0 |  |  |  | 0
2020 | CO | South Canal Hydro-3 | 58784 | RMPA | WECC Rockies | WAT | 3.5 |  | 12757 |  |  | 0 |  |  |  | 0
2020 | CO | Spanish Peaks Solar | 62379 | RMPA | WECC Rockies | SUN | 140
2020 | CO | Spindle Hill Energy Center | 56445 | RMPA | WECC Rockies | NG | 420 |  | 426188 | 4690835.5 | 6.7 | 0.031442 | 0.0028566 | EPA/NEI | 4690835.5 | 6.7
2020 | CO | Spring Canyon | 56320 | RMPA | WECC Rockies | WND | 60 |  | 182052 |  |  | 0 |  |  |  | 0
2020 | CO | Spring Canyon Expansion Wind Energy Ctr | 58769 | RMPA | WECC Rockies | WND | 62.6 |  | 243706 |  |  | 0 |  |  |  | 0
2020 | CO | Springfield (CO) | 8100 | RMPA | WECC Rockies | DFO | 2.7 |  | 0
2020 | CO | SR Jenkins Ft Lupton | 60023 | RMPA | WECC Rockies | SUN | 13 |  | 32777 |  |  | 0 |  |  |  | 0
2020 | CO | SR Kersey | 61314 | RMPA | WECC Rockies | SUN | 3.5 |  | 8443 |  |  | 0 |  |  |  | 0
2020 | CO | SR Kersey II | 63586 | RMPA | WECC Rockies | SUN | 1 |  | 2133 |  |  | 0 |  |  |  | 0
2020 | CO | SR Mavericks | 60283 | RMPA | WECC Rockies | SUN | 7.8 |  | 15187 |  |  | 0 |  |  |  | 0
2020 | CO | SR Platte Solar Farm | 61462 | RMPA | WECC Rockies | SUN | 16 |  | 37033 |  |  | 0 |  |  |  | 0
2020 | CO | SR Rattlesnake | 64152 | RMPA | WECC Rockies | SUN | 6 |  | 1104 |  |  | 0 |  |  |  | 0
2020 | CO | SR Skylark B | 60497 | RMPA | WECC Rockies | SUN | 2 |  | 4455 |  |  | 0 |  |  |  | 0
2020 | CO | SR Skylark C | 63587 | RMPA | WECC Rockies | SUN | 1.1 |  | 2282 |  |  | 0 |  |  |  | 0
2020 | CO | Sterling PV 3 | 59198 | RMPA | WECC Rockies | SUN | 1.6 |  | 3758 |  |  | 0 |  |  |  | 0
2020 | CO | Strontia Springs Hydro Plant | 10081 | RMPA | WECC Rockies | WAT | 1 |  | 7179 |  |  | 0 |  |  |  | 0
2020 | CO | Sugarloaf Hydro Plant | 50435 | RMPA | WECC Rockies | WAT | 2.5 |  | 0
2020 | CO | SunE Alamosa | 56481 | RMPA | WECC Rockies | SUN | 8.2 |  | 14258 |  |  | 0 |  |  |  | 0
2020 | CO | Sunnyside Ranch Community Solar Array | 59742 | RMPA | WECC Rockies | SUN | 1.5 |  | 3057 |  |  | 0 |  |  |  | 0
2020 | CO | Tacoma | 6206 | RMPA | WECC Rockies | WAT | 8.1 |  | 2366 |  |  | 0 |  |  |  | 0
2020 | CO | Taylor Draw Hydroelectric Facility | 54729 | NWPP | WECC Northwest | WAT | 2.3 |  | 9357 |  |  | 0 |  |  |  | 0
2020 | CO | Tesla | 7233 | RMPA | WECC Rockies | WAT | 26.6 |  | 56100 |  |  | 0 |  |  |  | 0
2020 | CO | Thunder Wolf Energy Center Hybrid | 63776 | RMPA | WECC Rockies |  | 300
2020 | CO | Titan Solar | 61811 | RMPA | WECC Rockies | SUN | 50 |  | 102015 |  |  | 0 |  |  |  | 0
2020 | CO | Tom Sifers Solar | 63163 | RMPA | WECC Rockies | SUN | 1 |  | 1967 |  |  | 0 |  |  |  | 0
2020 | CO | Towaoc | 7373 | RMPA | WECC Rockies | WAT | 11.4 |  | 17569 |  |  | 0 |  |  |  | 0
2020 | CO | Tri-County Water Hydropower Project | 58901 | RMPA | WECC Rockies | WAT | 8 |  | 14442 |  |  | 0 |  |  |  | 0
2020 | CO | Trinidad (CO) | 511 | RMPA | WECC Rockies | NG | 12.9 |  | 11 | 103 | 0.0093797 | 1.7054 | 0.18213 | EPA/NEI; Estimated using an emission factor | 103 | 0.0093797
2020 | CO | Trishe Wind Colorado | 58928 | RMPA | WECC Rockies | WND | 30
2020 | CO | Trout Creek Solar | 62260 | RMPA | WECC Rockies | SUN | 2 |  | 5145 |  |  | 0 |  |  |  | 0
2020 | CO | TruStile Doors - Denver | 64388 | RMPA | WECC Rockies | SUN | 1.2
2020 | CO | Turkey Creek Solar Project | 64744 | RMPA | WECC Rockies | SUN | 200
2020 | CO | Twin Buttes II Wind | 61040 | RMPA | WECC Rockies | WND | 75 |  | 338717 |  |  | 0 |  |  |  | 0
2020 | CO | Twin Buttes Wind Project | 56460 | RMPA | WECC Rockies | WND | 75 |  | 265372 |  |  | 0 |  |  |  | 0
2020 | CO | University of Colorado | 54372 | RMPA | WECC Rockies | NG | 33 | 0.32628 | 6339.4 | 35648.249 | 0.11018 | 0.034759 | 0.0061813 | EPA/NEI; Estimated using an emission factor | 109255.771 | 0.33767
2020 | CO | Upper Molina | 521 | RMPA | WECC Rockies | WAT | 9.9 |  | 21247 |  |  | 0 |  |  |  | 0
2020 | CO | Vallecito Hydroelectric | 50206 | RMPA | WECC Rockies | WAT | 5.8 |  | 18000.001 |  |  | 0 |  |  |  | 0
2020 | CO | Valley View Solar | 60247 | RMPA | WECC Rockies | SUN | 4 |  | 10595 |  |  | 0 |  |  |  | 0
2020 | CO | Valmont | 477 | RMPA | WECC Rockies | NG | 251 |  | 3791 | 53057 | 0.026375 | 0.013915 | 0.00099423 | EPA/NEI; Estimated using an emission factor | 53057 | 0.026375
2020 | CO | Valmont Combustion Turbine Facility | 55207 | RMPA | WECC Rockies | NG | 142.2 | 1 | 6153 | 112696.77 | 0.43724 | 0.14212 | 0.0077596 | NEI avg EF - PM, fuel type, firing type | 112696.77 | 0.43724
2020 | CO | Venture 1 - 1A | 64880 | RMPA | WECC Rockies | SUN | 1.5
2020 | CO | Vestas Towers America, Inc. | 57643 | RMPA | WECC Rockies | WND | 4.8 |  | 2681 |  |  | 0 |  |  |  | 0
2020 | CO | Victory Solar LLC | 60764 | RMPA | WECC Rockies | SUN | 12.8 |  | 27593 |  |  | 0 |  |  |  | 0
2020 | CO | Vilas Solar Array | 61606 | RMPA | WECC Rockies | SUN | 4 |  | 10285 |  |  | 0 |  |  |  | 0
2020 | CO | W N Clark | 462 | RMPA | WECC Rockies | BIT | 43.7
2020 | CO | Weld 1 Community Solar Array | 60720 | RMPA | WECC Rockies | SUN | 1.5 |  | 3533 |  |  | 0 |  |  |  | 0
2020 | CO | Western Sugar Coop- Ft Morgan | 58081 | RMPA | WECC Rockies | NG | 3 | 0.12278 | 11458.92 | 63590.335 | 0.23607 | 0.041203 | 0.0074247 | NEI avg EF - PM, fuel type | 517934 | 1.9228
2020 | CO | Whiskey Hill Solar | 63164 | RMPA | WECC Rockies | SUN | 1 |  | 2397 |  |  | 0 |  |  |  | 0
2020 | CO | Williams Fork Hydro Plant | 10422 | RMPA | WECC Rockies | WAT | 3.5 |  | 10835 |  |  | 0 |  |  |  | 0
2020 | CO | Williams Ignacio Natural Gas Plant | 50205 | RMPA | WECC Rockies | WH | 6.1 | 1 | 46213 |  |  | 0 |  |  |  | 0
2020 | CO | WWRF Solar Plant | 56922 | RMPA | WECC Rockies | SUN | 1.5 |  | 2744 |  |  | 0 |  |  |  | 0
2020 | CO | Xcel Adams 1 Community Solar Array | 60726 | RMPA | WECC Rockies | SUN | 1.8 |  | 3765 |  |  | 0 |  |  |  | 0
2020 | CO | Xcel Adams 2 Community Solar Array | 60725 | RMPA | WECC Rockies | SUN | 1.5 |  | 3666 |  |  | 0 |  |  |  | 0
2020 | CT | Adams Solar | 62026 | NEWE | NPCC New England | SUN | 1 |  | 1464 |  |  | 0 |  |  |  | 0
2020 | CT | Advance Stores Company, Inc | 59788 | NEWE | NPCC New England | SUN | 1 |  | 611 |  |  | 0 |  |  |  | 0
2020 | CT | ALDI DC 2 | 62615 | NEWE | NPCC New England | SUN | 1.2 |  | 1710 |  |  | 0 |  |  |  | 0
2020 | CT | Alfred L Pierce Generating Station | 6635 | NEWE | NPCC New England | NG | 106.5 |  | 1788 | 22075.072 | 0.10858 | 0.12145 | 0.0098371 | EPA/NEI | 22075.072 | 0.10858
2020 | CT | Algonquin Power Windsor Locks, LLC | 10567 | NEWE | NPCC New England | NG | 71 | 0.4986 | 128092.38 | 43319.406 | 0.086099 | 0.0013443 | 0.0039751 | EPA/NEI | 86882.203 | 0.17268
2020 | CT | Amazon BDL3 Solar Project | 63537 | NEWE | NPCC New England | SUN | 1 |  | 1336 |  |  | 0 |  |  |  | 0
2020 | CT | Antares-GRE 314 East Lyme LLC | 59495 | NEWE | NPCC New England | SUN | 4 |  | 5368 |  |  | 0 |  |  |  | 0
2020 | CT | Backus Microgrid Project | 59415 | NEWE | NPCC New England | DFO | 10.4 |  | 1307 | 13312 | 2.0634 | 3.1574 | 0.31 | Estimated using an emission factor | 13312 | 2.0634
2020 | CT | Barrett Farm Solar - Phase I | 61728 | NEWE | NPCC New England | SUN | 1.7 |  | 2822 |  |  | 0 |  |  |  | 0
2020 | CT | Becton Canaan | 63262 | NEWE | NPCC New England | SUN | 2.5 |  | 3644 |  |  | 0 |  |  |  | 0
2020 | CT | Blair Solar | 64217 | NEWE | NPCC New England | SUN | 1
2020 | CT | Bradley Energy Center | 58327 | NEWE | NPCC New England | NG | 5.8 | 0.36665 | 13771.999 | 87034.226 | 0.018364 | 0.0026669 | 0.000422 | Estimated using an emission factor | 237376 | 0.050086
2020 | CT | Branford | 540 | NEWE | NPCC New England | KER | 21.8 |  | 109 | 4083 | 7.971e-05 | 0.0014626 | 3.9045e-05 | EPA/NEI | 4083 | 7.971e-05
2020 | CT | Brass Mill Center | 63288 | NEWE | NPCC New England | SUN | 3.4 |  | 3996 |  |  | 0 |  |  |  | 0
2020 | CT | Bridge Street 1 & 2 | 57598 | NEWE | NPCC New England | DFO | 5.2 |  | 744 | 7414 | 1.1492 | 3.0892 | 0.31 | Estimated using an emission factor | 7414 | 1.1492
2020 | CT | Bridgeport Energy | 55042 | NEWE | NPCC New England | NG | 520 |  | 1923240 | 13297680 | 10.9132 | 0.011349 | 0.0016414 | EPA/NEI | 13297680 | 10.9132
2020 | CT | Bridgeport Fuel Cell, LLC | 58551 | NEWE | NPCC New England | NG | 16.6 |  | 95689 |  | 0 | 0 |  | Estimated using an emission factor |  | 0
2020 | CT | Bridgeport Harbor Station | 568 | NEWE | NPCC New England | NG | 1157.9 |  | 3604359 | 23911442.492 | 73.7858 | 0.040943 | 0.0061716 | EPA/NEI; Estimated using an emission factor | 23911442.492 | 73.7858
2020 | CT | Bulls Bridge | 541 | NEWE | NPCC New England | WAT | 7.2 |  | 28164 |  |  | 0 |  |  |  | 0
2020 | CT | Candlewood Solar | 61517 | NEWE | NPCC New England | SUN | 25
2020 | CT | Canis Major Solar Farm | 61398 | NEWE | NPCC New England | SUN | 2 |  | 3503 |  |  | 0 |  |  |  | 0
2020 | CT | Canis Minor Solar Farm | 61408 | NEWE | NPCC New England | SUN | 1 |  | 1723 |  |  | 0 |  |  |  | 0
2020 | CT | Capitol District Energy Center | 50498 | NEWE | NPCC New England | NG | 70.5 | 1 | 10495 | 99298.289 | 0.14342 | 0.027331 | 0.0028887 | EPA/NEI | 99298.289 | 0.14342
2020 | CT | CCSU Co-Gen-STBY Gen | 58224 | NEWE | NPCC New England | NG | 3.6 | 0.43863 | 5328.999 | 26265.361 | 1.1349 | 0.42592 | 0.086416 | Estimated using an emission factor | 59880.001 | 2.5873
2020 | CT | CCSU Fuel Cell Project | 58237 | NEWE | NPCC New England | NG | 1.4 | 0.73643 | 10233 |  | 0 | 0 |  | Estimated using an emission factor |  | 0
2020 | CT | Cellu Tissue | 58116 | NEWE | NPCC New England | NG | 3 |  | 13771 | 148220 | 0.031274 | 0.0045421 | 0.000422 | Estimated using an emission factor | 148220 | 0.031274
2020 | CT | CJTS Energy Center | 58365 | NEWE | NPCC New England | NG | 1.6
2020 | CT | CMEEC - Bozrah | 60225 | NEWE | NPCC New England | SUN | 2.5 |  | 2598 |  |  | 0 |  |  |  | 0
2020 | CT | CMEEC - Hollyhock Solar | 60606 | NEWE | NPCC New England | SUN | 6
2020 | CT | CMEEC - Navy NE Trident | 60608 | NEWE | NPCC New England | SUN | 1 |  | 1400 |  |  | 0 |  |  |  | 0
2020 | CT | CMEEC - Norwich Stott St Solar Hybrid | 60609 | NEWE | NPCC New England | SUN | 4.3 |  | 5210 |  |  | 0 |  |  |  | 0
2020 | CT | CMEEC - Polaris Park Solar Hybrid | 60607 | NEWE | NPCC New England | SUN | 4.3 |  | 5646 |  |  | 0 |  |  |  | 0
2020 | CT | CMEEC - Rogers Rd Solar | 60605 | NEWE | NPCC New England | SUN | 1.5 |  | 1459 |  |  | 0 |  |  |  | 0
2020 | CT | Colebrook Hydroelectric | 54301 | NEWE | NPCC New England | WAT | 3
2020 | CT | Conn Mun Electric Energy Coop | 60228 | NEWE | NPCC New England | SUN | 1 |  | 1383 |  |  | 0 |  |  |  | 0
2020 | CT | Corbin Russwin Phase 3 Berlin | 63358 | NEWE | NPCC New England | SUN | 1 |  | 1721 |  |  | 0 |  |  |  | 0
2020 | CT | Cos Cob | 542 | NEWE | NPCC New England | KER | 115 |  | 930 | 14748 | 0.078687 | 0.16922 | 0.010671 | EPA/NEI | 14748 | 0.078687
2020 | CT | Covanta Bristol Energy | 50648 | NEWE | NPCC New England | MSW | 16.3 |  | 103887 | 2027767.625 |  |  |  |  | 2027767.625
2020 | CT | Covanta Southeastern Connecticut Company | 10646 | NEWE | NPCC New England | MSW | 18.3 |  | 125740 | 2477193.625 |  |  |  |  | 2477193.625
2020 | CT | CP Middletown Solar I LLC | 63374 | NEWE | NPCC New England | SUN | 1 |  | 1583 |  |  | 0 |  |  |  | 0
2020 | CT | CP Middletown Solar II LLC | 63375 | NEWE | NPCC New England | SUN | 1 |  | 1583 |  |  | 0 |  |  |  | 0
2020 | CT | CPV Towantic Energy Center | 56047 | NEWE | NPCC New England | NG | 841.5 |  | 5323727 | 35875056 | 14.2921 | 0.0053692 | 0.00079677 | EPA/NEI | 35875056 | 14.2921
2020 | CT | CT Resource Rec Authority Facility | 54945 | NEWE | NPCC New England | MSW | 90 |  | 268300 | 6139456.125 |  |  |  |  | 6139456.125
2020 | CT | Danbury Hospital Cogen Plant | 58152 | NEWE | NPCC New England | NG | 4.3 | 0.38966 | 30222 | 161210.095 | 0.08014 | 0.0053034 | 0.00099423 | NEI avg EF - PM, fuel type, firing type | 413720 | 0.20567
2020 | CT | Derby Fuel Cell | 62588 | NEWE | NPCC New England | NG | 14
2020 | CT | Derby Hydro | 10063 | NEWE | NPCC New England | WAT | 8.6 |  | 13497 |  |  | 0 |  |  |  | 0
2020 | CT | Devon | 544 | NEWE | NPCC New England | DFO | 429.6 |  | -69.001 | 133434.108 | 0.76799 | 0 | 0.011511 | EPA/NEI | 133434.108 | 0.76799
2020 | CT | Dickinson Solar (CT) | 63245 | NEWE | NPCC New England | SUN | 2 |  | 1098 |  |  | 0 |  |  |  | 0
2020 | CT | Digital Fairfield | 62455 | NEWE | NPCC New England | NG | 2 |  | 16146 |  | 0 | 0 |  | Estimated using an emission factor |  | 0
2020 | CT | DWW Solar ll | 62657 | NEWE | NPCC New England | SUN | 36.9 | 1 | 53347 |  |  | 0 |  |  |  | 0
2020 | CT | Fairfield University CHP Plant | 56928 | NEWE | NPCC New England | NG | 4.5 | 0.66005 | 24143 | 154417.201 | 0.076763 | 0.006359 | 0.00099423 | NEI avg EF - PM, fuel type, firing type | 233948 | 0.1163
2020 | CT | Falls Village | 560 | NEWE | NPCC New England | WAT | 9 |  | 34551.999 |  |  | 0 |  |  |  | 0
2020 | CT | FDX010.0 FedEx Fuel Cell | 64753 | NEWE | NPCC New England | NG | 1 |  | 8670 |  | 0 | 0 |  | Estimated using an emission factor |  | 0
2020 | CT | Few Solar | 64219 | NEWE | NPCC New England | SUN | 1
2020 | CT | Fort Hill 1, 2, 3 & 4 | 57599 | NEWE | NPCC New England | DFO | 10.4 |  | 865 | 8568 | 1.328 | 3.0706 | 0.31 | Estimated using an emission factor | 8568 | 1.328
2020 | CT | Foxwoods CoGen | 57666 | NEWE | NPCC New England | NG | 16.2 | 0.51635 | 10732.08 | 59514.283 | 0.18394 | 0.034278 | 0.0061813 | EPA/NEI; Estimated using an emission factor | 115259.039 | 0.35622
2020 | CT | Franklin Drive | 561 | NEWE | NPCC New England | KER | 21.8 |  | 164 | 4236.5 | 0.00010443 | 0.0012736 | 4.9302e-05 | EPA/NEI | 4236.5 | 0.00010443
2020 | CT | Franklin Solar | 62021 | NEWE | NPCC New England | SUN | 1 |  | 1535 |  |  | 0 |  |  |  | 0
2020 | CT | Frito Lay Incorporated | 58664 | NEWE | NPCC New England | NG | 4.6 |  | 23135 | 373906 | 0.18587 | 0.016069 | 0.00099423 | NEI avg EF - PM, fuel type, firing type | 373906 | 0.18587
2020 | CT | Fusion Solar Center LLC | 58876 | NEWE | NPCC New England | SUN | 20 |  | 39397 |  |  | 0 |  |  |  | 0
2020 | CT | Gary Court 1 & 2 | 57601 | NEWE | NPCC New England | DFO | 5.2 |  | 738 | 7403 | 1.1475 | 3.1097 | 0.31 | Estimated using an emission factor | 7403 | 1.1475
2020 | CT | GenConn Devon LLC | 57070 | NEWE | NPCC New England | KER | 242 |  | 4037 | 89524 | 0.51256 | 0.25393 | 0.011451 | NEI avg EF - PM, fuel type | 89524 | 0.51256
2020 | CT | Goodwin Hydroelectric | 54302 | NEWE | NPCC New England | WAT | 3.2 |  | 9017 |  |  | 0 |  |  |  | 0
2020 | CT | Hamilton Solar | 62025 | NEWE | NPCC New England | SUN | 1 |  | 1512 |  |  | 0 |  |  |  | 0
2020 | CT | Hartford Hospital Cogeneration | 52061 | NEWE | NPCC New England | NG | 23.3 | 0.44942 | 48625 | 238898.076 | 0.73835 | 0.030369 | 0.0061813 | EPA/NEI; Estimated using an emission factor | 531570.562 | 1.6429
2020 | CT | Hartford Landfill Solar EGF | 60909 | NEWE | NPCC New England | SUN | 1 |  | 1562 |  |  | 0 |  |  |  | 0
2020 | CT | Homestead Fuel Cell | 63980 | NEWE | NPCC New England | NG | 8.4
2020 | CT | HSCo CHP | 57179 | NEWE | NPCC New England | NG | 4 | 0.38257 | 27609 | 145762.408 | 0.072461 | 0.005249 | 0.00099423 | NEI avg EF - PM, fuel type, firing type | 381004 | 0.1894
2020 | CT | IBM Southbury | 59801 | NEWE | NPCC New England | NG | 1.1 |  | 6234 |  | 0 | 0 |  | Estimated using an emission factor |  | 0
2020 | CT | IKEA New Haven Rooftop PV & Fuel Cell | 61820 | NEWE | NPCC New England | NG | 1.1 |  | 2417 |  | 0 | 0 |  | EPA/NEI; Estimated using an emission factor |  | 0
2020 | CT | Jackson Solar (CT) | 63240 | NEWE | NPCC New England | SUN | 1 |  | 1398 |  |  | 0 |  |  |  | 0
2020 | CT | Jefferson Solar | 62024 | NEWE | NPCC New England | SUN | 1 |  | 1502 |  |  | 0 |  |  |  | 0
2020 | CT | Jewett City 1 | 57602 | NEWE | NPCC New England | DFO | 2.6 |  | 313 | 3248 | 0.50344 | 3.2169 | 0.31 | Estimated using an emission factor | 3248 | 0.50344
2020 | CT | John Street 1, 3, 4 & 5 | 56256 | NEWE | NPCC New England | DFO | 7.2
2020 | CT | Killingly Energy Center | 61239 | NEWE | NPCC New England | NG | 843
2020 | CT | Kimberly Clark-Unit 1,2,3 | 58084 | NEWE | NPCC New England | NG | 36.3 | 0.47421 | 232435 | 1237453.351 | 2.1888 | 0.018833 | 0.0035375 | EPA/NEI; Estimated using an emission factor | 2609513.913 | 4.6156
2020 | CT | Kinneytown New Old | 54385 | NEWE | NPCC New England | WAT | 2.3 |  | 1046 |  |  | 0 |  |  |  | 0
2020 | CT | Kleen Energy Systems Project | 56798 | NEWE | NPCC New England | NG | 693 |  | 1766365 | 12801399.5 | 8.9197 | 0.0101 | 0.0013936 | EPA/NEI | 12801399.5 | 8.9197
2020 | CT | Lake Road Generating Company | 55149 | NEWE | NPCC New England | NG | 840 |  | 5594590 | 39772252 | 55.0039 | 0.019663 | 0.0027659 | EPA/NEI | 39772252 | 55.0039
2020 | CT | Lebanon Pines 1 & 2 | 57604 | NEWE | NPCC New England | DFO | 5.2 |  | 749 | 7311 | 1.1332 | 3.0259 | 0.31 | Estimated using an emission factor | 7311 | 1.1332
2020 | CT | Lebanon Solar 1 | 59991 | NEWE | NPCC New England | SUN | 2
2020 | CT | Lebanon Solar 2 | 59992 | NEWE | NPCC New England | SUN | 2
2020 | CT | LNG 1 & 2 | 57603 | NEWE | NPCC New England | DFO | 5.2 |  | 779 | 7811 | 1.2107 | 3.1084 | 0.31 | Estimated using an emission factor | 7811 | 1.2107
2020 | CT | Madison Solar | 64218 | NEWE | NPCC New England | SUN | 1
2020 | CT | Manchester Community College East | 62639 | NEWE | NPCC New England | SUN | 1 |  | 1506 |  |  | 0 |  |  |  | 0
2020 | CT | Manchester Community College North | 62640 | NEWE | NPCC New England | SUN | 1 |  | 1636 |  |  | 0 |  |  |  | 0
2020 | CT | Middletown | 562 | NEWE | NPCC New England | NG | 1097.4 |  | 295534 | 3439296.947 | 15.1706 | 0.10267 | 0.0088219 | EPA/NEI | 3439296.947 | 15.1706
2020 | CT | Milford Power Company LLC | 55126 | NEWE | NPCC New England | NG | 578 |  | 3496191 | 25675843 | 41.261 | 0.023603 | 0.003214 | EPA/NEI | 25675843 | 41.261
2020 | CT | Millstone | 566 | NEWE | NPCC New England | NUC | 2162.9 |  | 15714855 |  |  | 0 |  |  |  | 0
2020 | CT | Montville | 546 | NEWE | NPCC New England | RFO | 495.3 |  | 11892 | 294037.172 | 2.9511 | 0.49632 | 0.020073 | EPA/NEI | 294037.172 | 2.9511
2020 | CT | Naval Sub Base New London Fuel Cell | 61743 | NEWE | NPCC New England | NG | 7.4
2020 | CT | New Haven Harbor | 6156 | NEWE | NPCC New England | RFO | 641.5 |  | -6428 | 191627.36 | 0.59135 | 0 | 0.0061718 | EPA/NEI | 191627.36 | 0.59135
2020 | CT | New Milford Gas Recovery | 50564 | NEWE | NPCC New England | LFG | 5.4 |  | 6387 | 72358.998 | 0.53184 | 0.16654 | 0.0147 | EPA/NEI; Estimated using an emission factor | 72358.998 | 0.53184
2020 | CT | Norden 1-3 | 57689 | NEWE | NPCC New England | DFO | 6 |  | 33 | 378 | 0.05859 | 3.5509 | 0.31 | Estimated using an emission factor | 378 | 0.05859
2020 | CT | Norwalk Hospital Plant | 63673 | NEWE | NPCC New England | NG | 5.6 | 0.93922 | 20181 | 214342.875 | 0.050453 | 0.0050001 | 0.00047077 | EPA/NEI; Estimated using an emission factor | 228214 | 0.053718
2020 | CT | Norwich | 581 | NEWE | NPCC New England | DFO | 19 |  | 260 | 5984 | 0.022852 | 0.17578 | 0.0076376 | EPA/NEI | 5984 | 0.022852
2020 | CT | Norwich WWTP | 57624 | NEWE | NPCC New England | DFO | 2 |  | 53 | 825 | 0.12787 | 4.8255 | 0.31 | Estimated using an emission factor | 825 | 0.12787
2020 | CT | Nutmeg Solar | 63592 | NEWE | NPCC New England | SUN | 19.6 |  | 1500 |  |  | 0 |  |  |  | 0
2020 | CT | Pawcatuck Solar Center, LLC | 62318 | NEWE | NPCC New England | SUN | 15
2020 | CT | Pepperidge Farm Bloomfield | 59967 | NEWE | NPCC New England | NG | 2.6
2020 | CT | Pfizer Groton Fuel Cell | 60392 | NEWE | NPCC New England | NG | 5.6 | 1 | 32575 |  | 0 | 0 |  | Estimated using an emission factor |  | 0
2020 | CT | Pfizer Groton Plant | 54236 | NEWE | NPCC New England | NG | 42.5 | 0.2561 | 86974.677 | 470661.387 | 1.0998 | 0.025289 | 0.0046732 | EPA/NEI; Estimated using an emission factor | 1837809.547 | 4.2943
2020 | CT | Plainfield Renewable Energy LLC | 56847 | NEWE | NPCC New England | WDS | 43 |  | 292235 | 3486730.5 | 32.5991 | 0.2231 | 0.018699 | NEI avg EF - PM, fuel type | 3486730.5 | 32.5991
2020 | CT | Plainfield Solar 1 | 64370 | NEWE | NPCC New England | SUN | 1 |  | 1296 |  |  | 0 |  |  |  | 0
2020 | CT | Plainfield Solar 2 | 63263 | NEWE | NPCC New England | SUN | 1 |  | 575 |  |  | 0 |  |  |  | 0
2020 | CT | Pratt & Whitney, East Hartford | 54605 | NEWE | NPCC New England | NG | 25.8 | 0.43602 | 80842 | 429718.082 | 1.4095 | 0.034871 | 0.0065601 | EPA/NEI | 985538.75 | 3.2326
2020 | CT | Pure Hedge LLC | 50736 | NEWE | NPCC New England |  | 121.3
2020 | CT | Quinebaug Lower Project | 55860 | NEWE | NPCC New England | WAT | 2.5 |  | 7036 |  |  | 0 |  |  |  | 0
2020 | CT | Quinebaug Solar | 64387 | NEWE | NPCC New England | SUN | 49.4
2020 | CT | Rainbow (CT) | 559 | NEWE | NPCC New England | WAT | 8 |  | 24440 |  |  | 0 |  |  |  | 0
2020 | CT | Rand Whitney CHP Plant | 58184 | NEWE | NPCC New England | NG | 14.6 | 0.35529 | 118505 | 612081.418 | 0.30427 | 0.0051352 | 0.00099423 | NEI avg EF - PM, fuel type, firing type | 1722763 | 0.85641
2020 | CT | Rocky River (CT) | 539 | NEWE | NPCC New England | WAT | 31 |  | 1321 |  |  | 0 |  |  |  | 0
2020 | CT | Scotland Dam | 551 | NEWE | NPCC New England | WAT | 2 |  | 6224 |  |  | 0 |  |  |  | 0
2020 | CT | Shepaug | 552 | NEWE | NPCC New England | WAT | 86.4 |  | 106972 |  |  | 0 |  |  |  | 0
2020 | CT | Sherman Solar | 63239 | NEWE | NPCC New England | SUN | 1 |  | 1398 |  |  | 0 |  |  |  | 0
2020 | CT | Sikorsky Aircraft CHP | 61703 | NEWE | NPCC New England | NG | 9.3 | 0.62964 | 58446 | 548920.393 | 0.27288 | 0.0093377 | 0.00099423 | EPA/NEI; Estimated using an emission factor | 871805 | 0.43339
2020 | CT | Somers Solar Center, LLC | 58554 | NEWE | NPCC New England | SUN | 5 |  | 9910 |  |  | 0 |  |  |  | 0
2020 | CT | South Meadow Station | 563 | NEWE | NPCC New England | DFO | 167.2 |  | 1563 | 22375.8 | 0.67436 | 0.86291 | 0.060276 | EPA/NEI | 22375.8 | 0.67436
2020 | CT | South Windsor Fuel Cell | 63302 | NEWE | NPCC New England | NG | 5 |  | 9910 |  | 0 | 0 |  | Estimated using an emission factor |  | 0
2020 | CT | SR Litchfield | 64161 | NEWE | NPCC New England | SUN | 19.8
2020 | CT | SR North Stonington | 64160 | NEWE | NPCC New England | SUN | 9.9
2020 | CT | Stafford MS Ground Mount Community Solar | 60880 | NEWE | NPCC New England | SUN | 2 |  | 3220 |  |  | 0 |  |  |  | 0
2020 | CT | Stamford Health | 64515 | NEWE | NPCC New England | DFO | 8.4 |  | 97 | 935.002 | 0.14493 | 2.9882 | 0.31 | Estimated using an emission factor | 935.002 | 0.14493
2020 | CT | Stevenson | 553 | NEWE | NPCC New England | WAT | 30.5 |  | 79376.001 |  |  | 0 |  |  |  | 0
2020 | CT | Subase Microgrid Project | 59701 | NEWE | NPCC New England |  | 18.8
2020 | CT | Sydney Solar | 63244 | NEWE | NPCC New England | SUN | 2 |  | 1064 |  |  | 0 |  |  |  | 0
2020 | CT | Taftville | 554 | NEWE | NPCC New England | WAT | 1.6 |  | 3454 |  |  | 0 |  |  |  | 0
2020 | CT | Tenth Street | 583 | NEWE | NPCC New England | WAT | 1.4 |  | 4217 |  |  | 0 |  |  |  | 0
2020 | CT | Ticket Network South Windsor | 63354 | NEWE | NPCC New England | SUN | 1 |  | 1553 |  |  | 0 |  |  |  | 0
2020 | CT | Torrington Terminal | 565 | NEWE | NPCC New England | KER | 21.8 |  | 164 | 12529 | 0.00023394 | 0.002853 | 3.7344e-05 | EPA/NEI | 12529 | 0.00023394
2020 | CT | Town of Branford | 62076 | NEWE | NPCC New England | SUN | 1.1 |  | 1602 |  |  | 0 |  |  |  | 0
2020 | CT | Town of Rocky Hill PV CSG | 61541 | NEWE | NPCC New England | SUN | 3 |  | 1470 |  |  | 0 |  |  |  | 0
2020 | CT | Trinity College Fuel Cell | 61786 | NEWE | NPCC New England | NG | 1.4 |  | 10499 |  | 0 | 0 |  | Estimated using an emission factor |  | 0
2020 | CT | TRS Fuel Cell | 60683 | NEWE | NPCC New England | NG | 3.7 | 1 | 5536 |  | 0 | 0 |  | Estimated using an emission factor |  | 0
2020 | CT | Tunnel | 557 | NEWE | NPCC New England | WAT | 20.5 |  | 8497 | 14586.7 | 0.045841 | 0.01079 | 0.0062853 | EPA/NEI; Estimated using an emission factor | 14586.7 | 0.045841
2020 | CT | UB Fuel Cell | 63438 | NEWE | NPCC New England | NG | 1.4 | 1 | 9593 |  | 0 | 0 |  | Estimated using an emission factor |  | 0
2020 | CT | UCONN Cogen Facility | 58159 | NEWE | NPCC New England | NG | 25.7 | 0.45506 | 118761 | 691962.324 | 1.9038 | 0.032061 | 0.0055027 | EPA/NEI; Estimated using an emission factor | 1520590.582 | 4.1837
2020 | CT | UDR Glastonbury Fuel Cell | 60109 | NEWE | NPCC New England | NG | 3.4 |  | 14318 |  | 0 | 0 |  | Estimated using an emission factor |  | 0
2020 | CT | UI RCP Bridgeport Seaside | 60054 | NEWE | NPCC New England | NG | 5 |  | 22195 |  | 0 | 0 |  | EPA/NEI; Estimated using an emission factor |  | 0
2020 | CT | UI RCP New Haven Fuel Cell | 60040 | NEWE | NPCC New England | NG | 2.8 |  | 18895 |  | 0 | 0 |  | Estimated using an emission factor |  | 0
2020 | CT | UI RCP Woodbridge FC | 60593 | NEWE | NPCC New England | NG | 2.8 |  | 17819 |  | 0 | 0 |  | Estimated using an emission factor |  | 0
2020 | CT | Wallingford Energy, LLC | 55517 | NEWE | NPCC New England | NG | 350 |  | 158937.002 | 1634817.359 | 4.6057 | 0.057957 | 0.0056345 | EPA/NEI | 1634817.359 | 4.6057
2020 | CT | Wallingford Solar | 64559 | NEWE | NPCC New England | SUN | 16.1
2020 | CT | Water Treatment 1 & 2 | 57605 | NEWE | NPCC New England | DFO | 5.2 |  | 764 | 7579 | 1.1747 | 3.0752 | 0.31 | Estimated using an emission factor | 7579 | 1.1747
2020 | CT | Waterbury Generation | 56629 | NEWE | NPCC New England | NG | 96 |  | 18471 | 207845.203 | 0.49988 | 0.054126 | 0.0048101 | EPA/NEI | 207845.203 | 0.49988
2020 | CT | Waterside Power, LLC | 56189 | NEWE | NPCC New England | DFO | 139.2 |  | 1098 | 23440.8 | 0.062988 | 0.11473 | 0.0053742 | EPA/NEI | 23440.8 | 0.062988
2020 | CT | Wesleyan University Cogen 1 | 58158 | NEWE | NPCC New England | NG | 2.4 | 0.77722 | 14219 | 101811.827 | 0.021482 | 0.0030216 | 0.000422 | Estimated using an emission factor | 130995 | 0.02764
2020 | CT | Wheelabrator Bridgeport | 50883 | NEWE | NPCC New England | MSW | 67 |  | 477898 | 7826417.25 |  |  |  |  | 7826417.25
2020 | CT | Wheelabrator Lisbon | 54758 | NEWE | NPCC New England | MSW | 14.6 |  | 100880 | 1898710.625 |  |  |  |  | 1898710.625
2020 | CT | Wilson Solar | 62023 | NEWE | NPCC New England | SUN | 1 |  | 1548 |  |  | 0 |  |  |  | 0
2020 | CT | Wind Colebrook South | 60700 | NEWE | NPCC New England | WND | 5 |  | 12184 |  |  | 0 |  |  |  | 0
2020 | CT | Woods Hill Solar | 61736 | NEWE | NPCC New England | SUN | 20 |  | 31622 |  |  | 0 |  |  |  | 0
2020 | DC | 7185 13th Pl. NW | 63970 | RFCE | RFC East | SUN | 0.9
2020 | DC | AOC, Capitol Power Plant | 63347 | RFCE | RFC East | NG | 7.5 | 0.749 | 56649 | 573298.657 | 0.285 | 0.010062 | 0.00099423 | NEI avg EF - PM, fuel type, firing type | 765418 | 0.3805
2020 | DC | DC Water CHP | 59012 | RFCE | RFC East | OBG | 14.1 | 0.42654 | 55673.001 | 419900.355 | 4.5349 | 0.16291 | 0.0216 | Estimated using an emission factor | 984442.969 | 10.632
2020 | DC | DC Water Solar | 63917 | RFCE | RFC East | SUN | 4.5
2020 | DC | GSA Central Heating | 57788 | RFCE | RFC East | NG | 10.8 | 0.50722 | 49504 | 614399.734 | 2.3503 | 0.094956 | 0.0076508 | EPA/NEI; Estimated using an emission factor | 1211315.719 | 4.6338
2020 | DC | IGS CC, LLC | 63428 | RFCE | RFC East | SUN | 1.5 |  | 1816 |  |  | 0 |  |  |  | 0
2020 | DC | JBAB - Washington DC | 62374 | RFCE | RFC East | SUN | 5.9 |  | 9022 |  |  | 0 |  |  |  | 0
2020 | DC | Nationals | 62710 | RFCE | RFC East | SUN | 1 |  | 1857 |  |  | 0 |  |  |  | 0
2020 | DC | Ridgecrest | 64379 | RFCE | RFC East | SUN | 1.7
2020 | DC | Ross Hall Central Utility Plant | 63478 | RFCE | RFC East | NG | 4.6
2020 | DE | AGT001 Centerville Fuel Cell | 63700 | RFCE | RFC East | NG | 1.3 |  | 10851 |  | 0 | 0 |  | Estimated using an emission factor |  | 0
2020 | DE | Ameresco Delaware Central | 56430 | RFCE | RFC East | LFG | 5 |  | 29718 | 320744.004 | 2.3575 | 0.15866 | 0.0147 | Estimated using an emission factor | 320744.004 | 2.3575
2020 | DE | Ameresco Delaware South | 56429 | RFCE | RFC East | LFG | 5 |  | 30078 | 330908.984 | 2.4322 | 0.16172 | 0.0147 | Estimated using an emission factor | 330908.984 | 2.4322
2020 | DE | Brookside Newark | 58110 | RFCE | RFC East | NG | 2.6 |  | 21479 |  | 0 | 0 |  | Estimated using an emission factor |  | 0
2020 | DE | Bruce A Henry Solar Farm | 58473 | RFCE | RFC East | SUN | 4 |  | 5780 |  |  | 0 |  |  |  | 0
2020 | DE | Cedar Creek Solar | 64543 | RFCE | RFC East | SUN | 114
2020 | DE | Christiana Substation | 591 | RFCE | RFC East | DFO | 52 |  | 0 | 1675 | 0.027129 |  | 0.032393 | EPA/NEI | 1675 | 0.027129
2020 | DE | Croda Atlas Point CHP | 59783 | RFCE | RFC East | LFG | 4.2 | 0.50567 | 12246.001 | 62986.288 | 0.46295 | 0.075608 | 0.0147 | EPA/NEI; Estimated using an emission factor | 124559 | 0.91551
2020 | DE | DD Hay Road Solar 23 LLC | 59715 | RFCE | RFC East | SUN | 1.2 |  | 1033 |  |  | 0 |  |  |  | 0
2020 | DE | DEC Phase II at Georgetown | 63392 | RFCE | RFC East | SUN | 3 |  | 5128 |  |  | 0 |  |  |  | 0
2020 | DE | Delaware City | 592 | RFCE | RFC East | DFO | 18.5 |  | 0 | 923 | 0.011426 |  | 0.024759 | EPA/NEI | 923 | 0.011426
2020 | DE | Delaware City Refinery | 52193 | RFCE | RFC East | PRG | 325.2 | 0.2915 | 1149439 | 1648530.49 | 83.8833 | 0.14596 | 0.10177 | EPA/NEI; Estimated using an emission factor | 5655367 | 287.7664
2020 | DE | DG AMP Solar Smyrna | 61800 | RFCE | RFC East | SUN | 1.2 |  | 1909 |  |  | 0 |  |  |  | 0
2020 | DE | Dover Sun Park | 57337 | RFCE | RFC East | SUN | 10 |  | 15902 |  |  | 0 |  |  |  | 0
2020 | DE | Edge Moor | 593 | RFCE | RFC East | RFO | 710.3 |  | 175479 | 2080509.75 | 0.95692 | 0.010906 | 0.00091989 | EPA/NEI | 2080509.75 | 0.95692
2020 | DE | Energy Center Dover LLC | 10030 | RFCE | RFC East | NG | 118 | 0.71402 | 87197 | 603264.997 | 1.9108 | 0.043827 | 0.0063349 | EPA/NEI | 844882.062 | 2.6761
2020 | DE | ESS Lewes | 60216 | RFCE | RFC East | MWH | 8
2020 | DE | Garrison Energy Center | 57349 | RFCE | RFC East | NG | 361 |  | 1579697 | 11074302 | 27.424 | 0.034721 | 0.0049527 | EPA/NEI | 11074302 | 27.424
2020 | DE | Hay Road | 7153 | RFCE | RFC East | DFO | 1193 |  | 1698843 | 14348604.5 | 34.9304 | 0.041123 | 0.0048688 | EPA/NEI | 14348604.5 | 34.9304
2020 | DE | Indian River | 594 | RFCE | RFC East | BIT | 804.1 |  | 105977 | 1608889.75 | 10.4166 | 0.19658 | 0.012949 | EPA/NEI | 1608889.75 | 10.4166
2020 | DE | Kent County Wastewater Treatment Solar | 57330 | RFCE | RFC East | SUN | 1.2 |  | 1092 |  |  | 0 |  |  |  | 0
2020 | DE | McKee Run | 599 | RFCE | RFC East | NG | 151.2 |  | 5050 | 63914.227 | 0.013913 | 0.0055099 | 0.00043535 | EPA/NEI | 63914.227 | 0.013913
2020 | DE | Milford Solar Farm | 58228 | RFCE | RFC East | SUN | 11.8 |  | 18667 |  |  | 0 |  |  |  | 0
2020 | DE | Onyx - Allen Harim | 61206 | RFCE | RFC East | SUN | 1.2 |  | 1987 |  |  | 0 |  |  |  | 0
2020 | DE | Perdue Bridgeville Photovoltaic | 57772 | RFCE | RFC East | SUN | 1.3 |  | 0
2020 | DE | Raceway Solar | 63846 | RFCE | RFC East | SUN | 50
2020 | DE | Red Lion Energy Center | 58433 | RFCE | RFC East | NG | 25 |  | 204746 |  | 0 | 0 |  | Estimated using an emission factor |  | 0
2020 | DE | Seaford Delaware Plant | 10793 | RFCE | RFC East |  | 30
2020 | DE | South Campus Solar | 59922 | RFCE | RFC East | SUN | 2.6 |  | 492 |  |  | 0 |  |  |  | 0
2020 | DE | University of Delaware Wind Turbine | 57176 | RFCE | RFC East | WND | 2 |  | 5179 |  |  | 0 |  |  |  | 0
2020 | DE | Van Sant | 7318 | RFCE | RFC East | NG | 45.1 |  | 6944 | 99860.117 | 0.042032 | 0.012106 | 0.00084182 | EPA/NEI | 99860.117 | 0.042032
2020 | DE | Warren F. Sam Beasley Pwr Station | 7962 | RFCE | RFC East | NG | 96 |  | 28276 | 320562.203 | 1.1749 | 0.083102 | 0.0073302 | EPA/NEI | 320562.203 | 1.1749
2020 | DE | West Substation | 597 | RFCE | RFC East | DFO | 20 |  | 0 | 2635 | 0.034503 |  | 0.026188 | EPA/NEI | 2635 | 0.034503
2020 | DE | WHA Southbridge Solar Park CSG | 61934 | RFCE | RFC East | SUN | 1.4 |  | 2183 |  |  | 0 |  |  |  | 0
2020 | FL | ACE-Stanton A PV | 61247 | FRCC | FRCC All | SUN | 4.1 |  | 7925 |  |  | 0 |  |  |  | 0
2020 | FL | ACE-Stanton PV | 61246 | FRCC | FRCC All | SUN | 4.8 |  | 9541 |  |  | 0 |  |  |  | 0
2020 | FL | AEP Jacksonville Solar Project | 61388 | FRCC | FRCC All | SUN | 7.1 |  | 14202 |  |  | 0 |  |  |  | 0
2020 | FL | Alafia Solar | 61653 | FRCC | FRCC All | SUN | 50
2020 | FL | Altamonte Mall | 63254 | FRCC | FRCC All | SUN | 1.5 |  | 1897 |  |  | 0 |  |  |  | 0
2020 | FL | Anclote | 8048 | FRCC | FRCC All | NG | 1112.4 |  | 2243889 | 25707132 | 95.1893 | 0.084843 | 0.0074057 | EPA/NEI | 25707132 | 95.1893
2020 | FL | Anheuser-Busch Jacksonville | 10431 | FRCC | FRCC All | NG | 8.7 | 0.39983 | 72613 | 364439.473 | 0.18117 | 0.00499 | 0.00099423 | NEI avg EF - PM, fuel type, firing type | 911483 | 0.45311
2020 | FL | Arvah B Hopkins | 688 | FRCC | FRCC All | NG | 1113.9 |  | 1623559 | 11056639.156 | 36.8457 | 0.045389 | 0.0066649 | EPA/NEI | 11056639.156 | 36.8457
2020 | FL | Avon Park | 624 | FRCC | FRCC All | DFO | 67.4 |  | 610 | 10050 | 0.054521 | 0.17876 | 0.01085 | EPA/NEI | 10050 | 0.054521
2020 | FL | Babcock Preserve | 62634 | FRCC | FRCC All | SUN | 74.5 |  | 160109 |  |  | 0 |  |  |  | 0
2020 | FL | Babcock Solar Energy Center Hybrid | 59993 | FRCC | FRCC All | SUN | 84.5 |  | 155280 | 0 |  | 0 |  |  | 0 | 0
2020 | FL | Balm Solar | 61654 | FRCC | FRCC All | SUN | 74.4 |  | 149517 |  |  | 0 |  |  |  | 0
2020 | FL | Baptist Medical Center | 10008 | FRCC | FRCC All | NG | 13.1 | 0.38236 | 18634 | 105984.778 | 0.052687 | 0.0056549 | 0.00099423 | EPA/NEI; Estimated using an emission factor | 277188 | 0.13779
2020 | FL | Barefoot Bay Solar Energy Center | 61051 | FRCC | FRCC All | SUN | 74.5 |  | 160660 |  |  | 0 |  |  |  | 0
2020 | FL | Bartow Solar Energy LLC | 61879 | FRCC | FRCC All | SUN | 7.3 |  | 13255 |  |  | 0 |  |  |  | 0
2020 | FL | Bay County Waste to Energy | 10250 | SRSO | SERC South | MSW | 13.6 |  | 50458 | 1136935.625 |  |  |  |  | 1136935.625
2020 | FL | Bay Trail Solar Power Plant | 64145 | FRCC | FRCC All | SUN | 74.9
2020 | FL | Bayboro | 627 | FRCC | FRCC All | DFO | 226.8 |  | 3577 | 55931 | 0.5046 | 0.28214 | 0.018044 | NEI avg EF - PM, fuel type, firing type | 55931 | 0.5046
2020 | FL | Bayside Power Station | 7873 | FRCC | FRCC All | NG | 2797.8 |  | 7573447 | 53789560.613 | 186.4515 | 0.049238 | 0.0069326 | EPA/NEI | 53789560.613 | 186.4515
2020 | FL | Big Bend | 645 | FRCC | FRCC All | NG | 3309.2 |  | 3129569.001 | 40258077.949 | 66.4276 | 0.042452 | 0.0033001 | EPA/NEI; Estimated using an emission factor | 40258077.949 | 66.4276
2020 | FL | Big Bend II Solar | 64641 | FRCC | FRCC All | SUN | 25
2020 | FL | Big Pine | 164 | FRCC | FRCC All | DFO | 2.7
2020 | FL | Blue Cypress Solar Energy Center | 61029 | FRCC | FRCC All | SUN | 74.5 |  | 157489 |  |  | 0 |  |  |  | 0
2020 | FL | Blue Heron Solar | 62631 | FRCC | FRCC All | SUN | 74.5 |  | 157064 |  |  | 0 |  |  |  | 0
2020 | FL | Blue Springs | 64757 | SRSO | SERC South | SUN | 74.5
2020 | FL | Bonnie Mine Solar | 61655 | FRCC | FRCC All | SUN | 37.5 |  | 67636 |  |  | 0 |  |  |  | 0
2020 | FL | Brandy Branch | 7846 | FRCC | FRCC All | NG | 783.1 |  | 5268328 | 35947312.25 | 119.2221 | 0.04526 | 0.0066332 | EPA/NEI | 35947312.25 | 119.2221
2020 | FL | Brevard | 61777 | FRCC | FRCC All | LFG | 9.6 |  | 43885.002 | 406737.984 | 2.9895 | 0.13624 | 0.0147 | Estimated using an emission factor | 406737.984 | 2.9895
2020 | FL | Bryant Sugar House | 50483 | FRCC | FRCC All |  | 30.5
2020 | FL | Buckeye Florida LP | 50466 | FRCC | FRCC All | BLQ | 69.4 | 0.09501 | 271577.135 | 1583367.875 | 8.0086 | 0.058979 | 0.010116 | NEI avg EF - PM, fuel type | 16665214.812 | 84.2923
2020 | FL | Butler Plaza | 58618 | FRCC | FRCC All | SUN | 1.2 |  | 1041 |  |  | 0 |  |  |  | 0
2020 | FL | C D McIntosh Jr Power Plant | 676 | FRCC | FRCC All | NG | 1561.9 |  | 2585319 | 21820771.922 | 144.9223 | 0.11211 | 0.013283 | EPA/NEI; Estimated using an emission factor | 21820771.922 | 144.9223
2020 | FL | C H Corn Hydroelectric Facility | 956 | FRCC | FRCC All | WAT | 12.2
2020 | FL | Cane Island | 7238 | FRCC | FRCC All | NG | 706 |  | 3932099 | 28456574.963 | 95.6725 | 0.048662 | 0.0067241 | EPA/NEI | 28456574.963 | 95.6725
2020 | FL | Cape Canaveral | 609 | FRCC | FRCC All | NG | 2099 |  | 6378357 | 41643131 | 139.1531 | 0.043633 | 0.0066831 | EPA/NEI | 41643131 | 139.1531
2020 | FL | Cape San Blas | 63996 | FRCC | FRCC All | MWH | 5.5
2020 | FL | Cattle Ranch | 62632 | FRCC | FRCC All | SUN | 74.5 |  | 148094 |  |  | 0 |  |  |  | 0
2020 | FL | Central District Wastewater Treat Plant | 54623 | FRCC | FRCC All | OBG | 9.6 | 1 | 0
2020 | FL | Charles Larsen Memorial Power Plant | 675 | FRCC | FRCC All | NG | 158.6 |  | 133443 | 1452965.5 | 4.8173 | 0.072199 | 0.0066309 | EPA/NEI | 1452965.5 | 4.8173
2020 | FL | Charlie Creek Solar Power Plant | 63982 | FRCC | FRCC All | SUN | 74.9
2020 | FL | Citrus Ridge Solar | 61988 | FRCC | FRCC All | SUN | 52 |  | 101231 |  |  | 0 |  |  |  | 0
2020 | FL | Citrus Solar Energy Center Hybrid | 60061 | FRCC | FRCC All | SUN | 78.5 |  | 155675 | 0 |  | 0 |  |  | 0 | 0
2020 | FL | Clewiston Sugar House | 50482 | FRCC | FRCC All | AB | 90.2 | 0.093506 | 262827 | 1526174.877 | 764.616 | 5.8184 | 1.002 | EPA/NEI; Estimated using an emission factor | 16321730.5 | 8177.187
2020 | FL | Columbia Solar Power Plant | 61982 | FRCC | FRCC All | SUN | 74.9 |  | 147024 |  |  | 0 |  |  |  | 0
2020 | FL | Coral Farms Solar Energy Center | 61022 | FRCC | FRCC All | SUN | 74.5 |  | 149472 |  |  | 0 |  |  |  | 0
2020 | FL | CoTAL Solar Farm | 60582 | FRCC | FRCC All | SUN | 20 |  | 39011 |  |  | 0 |  |  |  | 0
2020 | FL | Covanta Lake County Energy | 50629 | FRCC | FRCC All | MSW | 15.5 |  | 77771 | 1624259.438 |  |  |  |  | 1624259.438
2020 | FL | Crystal River | 628 | FRCC | FRCC All | BIT | 5303.7 |  | 14947724 | 116870276 | 550.9896 | 0.073722 | 0.0094291 | EPA/NEI; Estimated using an emission factor | 116870276 | 550.9896
2020 | FL | CSL Gas Recovery | 50572 | FRCC | FRCC All | LFG | 11.2 |  | 48821 | 990888.875 | 10.7016 | 0.4384 | 0.0216 | Estimated using an emission factor | 990888.875 | 10.7016
2020 | FL | Cudjoe | 6582 | FRCC | FRCC All | DFO | 5
2020 | FL | Curtis H. Stanton Energy Center | 564 | FRCC | FRCC All | BIT | 1262 |  | 5788902 | 54802138 | 476.8134 | 0.16473 | 0.017401 | EPA/NEI | 54802138 | 476.8134
2020 | FL | Cutler | 610 | FRCC | FRCC All | NG | 236.5
2020 | FL | Cutrale Citrus Juices USA I | 10020 | FRCC | FRCC All | NG | 11.7 |  | 23203 | 388362 | 0.19306 | 0.016641 | 0.00099423 | EPA/NEI; Estimated using an emission factor | 388362 | 0.19306
2020 | FL | Cutrale Citrus Juices USA II | 10188 | FRCC | FRCC All | NG | 24.9 |  | 43102 | 643127 | 0.31971 | 0.014835 | 0.00099423 | EPA/NEI; Estimated using an emission factor | 643127 | 0.31971
2020 | FL | Daytona International Speedway Solar | 60005 | FRCC | FRCC All | SUN | 1.6 |  | 1473 |  |  | 0 |  |  |  | 0
2020 | FL | Debary | 6046 | FRCC | FRCC All | NG | 814.8 |  | 138127.002 | 1880178.887 | 6.5936 | 0.095471 | 0.0070138 | EPA/NEI | 1880178.887 | 6.5936
2020 | FL | Debary Solar Power Plant | 62542 | FRCC | FRCC All | SUN | 74.5 |  | 83504 |  |  | 0 |  |  |  | 0
2020 | FL | Deerhaven | 663 | FRCC | FRCC All | BIT | 471 |  | 646488 | 8258550.305 | 104.1732 | 0.32227 | 0.025228 | EPA/NEI | 8258550.305 | 104.1732
2020 | FL | Deerhaven Renewable Energy Center | 57241 | FRCC | FRCC All | WDS | 116.1 |  | 354752 | 6347019.5 | 3.3676 | 0.018986 | 0.0010612 | EPA/NEI | 6347019.5 | 3.3676
2020 | FL | DeSoto Next Generation Solar Energy | 56929 | FRCC | FRCC All | SUN | 25 |  | 40585 |  |  | 0 |  |  |  | 0
2020 | FL | Dinner Lake | 747 | FRCC | FRCC All | NG | 12.6
2020 | FL | Discovery Solar Center | 63109 | FRCC | FRCC All | SUN | 74.5
2020 | FL | Duette Solar Power Plant | 63978 | FRCC | FRCC All | SUN | 74.5
2020 | FL | Durrance | 63495 | FRCC | FRCC All | SUN | 60
2020 | FL | Echo River Solar | 62490 | FRCC | FRCC All | SUN | 74.5 |  | 71571 |  |  | 0 |  |  |  | 0
2020 | FL | Egret Solar Center | 62925 | FRCC | FRCC All | SUN | 74.5 |  | 7006 |  |  | 0 |  |  |  | 0
2020 | FL | Eight Flags Energy | 60025 | FRCC | FRCC All | NG | 21.6 | 1 | 168620 | 1736235 | 0.86311 | 0.010237 | 0.00099423 | NEI avg EF - PM, fuel type, firing type | 1736235 | 0.86311
2020 | FL | F J Gannon | 646 | FRCC | FRCC All |  | 635
2020 | FL | Fernandina Beach Mill | 10202 | FRCC | FRCC All | BLQ | 106.2 | 0.18128 | 612418.85 | 3399985.48 | 11.4629 | 0.037435 | 0.0067429 | NEI avg EF - PM, fuel type, firing type | 18755523.5 | 63.2336
2020 | FL | Fernandina Plant | 10562 | FRCC | FRCC All | WDL | 54.5 | 0.12076 | 216249.368 | 1272863.238 | 3.6826 | 0.034058 | 0.0057863 | EPA/NEI; Estimated using an emission factor | 10540093 | 30.4939
2020 | FL | Field Street | 7954 | FRCC | FRCC All | DFO | 48 |  | -125 | 72 | 0.00064957 | 0 | 0.018044 | NEI avg EF - PM, fuel type, firing type | 72 | 0.00064957
2020 | FL | FIU Solar | 60006 | FRCC | FRCC All | SUN | 1.6 |  | 536 |  |  | 0 |  |  |  | 0
2020 | FL | FL Solar 4, LLC | 63187 | FRCC | FRCC All | SUN | 42 |  | 73516 |  |  | 0 |  |  |  | 0
2020 | FL | Florida's Natural Growers | 10275 | FRCC | FRCC All | NG | 10.7 | 0.40754 | 47552 | 244594.48 | 0.12159 | 0.005114 | 0.00099423 | NEI avg EF - PM, fuel type, firing type | 600169 | 0.29835
2020 | FL | Fort Drum Energy Center | 64300 | FRCC | FRCC All | SUN | 74.5
2020 | FL | Fort Green Solar Power Plant | 64533 | FRCC | FRCC All | SUN | 74.9
2020 | FL | Fort Myers | 612 | FRCC | FRCC All | NG | 3300.9 |  | 9744450.002 | 67975741.336 | 224.8375 | 0.046147 | 0.0066152 | EPA/NEI | 67975741.336 | 224.8375
2020 | FL | G E Turner | 629 | FRCC | FRCC All | DFO | 180.8
2020 | FL | G W Ivey | 665 | FRCC | FRCC All | NG | 58.4 |  | -370.998 | 7088.001 | 0.0045687 | 0 | 0.0012892 | EPA/NEI; Estimated using an emission factor | 7088.001 | 0.0045687
2020 | FL | G2 Energy Marion LLC | 57128 | FRCC | FRCC All | LFG | 4 |  | 18395 | 210818.008 | 1.5495 | 0.16847 | 0.0147 | Estimated using an emission factor | 210818.008 | 1.5495
2020 | FL | Georgia-Pacific Palatka Operations | 10611 | FRCC | FRCC All | BLQ | 103.5 | 0.13858 | 285113 | 1616023.26 | 6.7639 | 0.047447 | 0.008371 | EPA/NEI; Estimated using an emission factor | 11661193.625 | 48.8082
2020 | FL | Girvin Landfill | 7705 | FRCC | FRCC All | LFG | 3
2020 | FL | Goldfinch | 60124 | FRCC | FRCC All | SUN | 3 |  | 5990 |  |  | 0 |  |  |  | 0
2020 | FL | Grange Hall Solar | 61656 | FRCC | FRCC All | SUN | 61.1 |  | 118872 |  |  | 0 |  |  |  | 0
2020 | FL | Greenland Energy Center | 56799 | FRCC | FRCC All | NG | 610.8 |  | 570938 | 6191672.25 | 20.5762 | 0.072079 | 0.0066464 | EPA/NEI | 6191672.25 | 20.5762
2020 | FL | Gulf Clean Energy Center | 641 | SRSO | SERC South | NG | 1228.8 |  | 1099811 | 14486361.873 | 139.562 | 0.25379 | 0.019268 | EPA/NEI | 14486361.873 | 139.562
2020 | FL | Gulf Coast Solar Center I | 59689 | SRSO | SERC South | SUN | 30 |  | 58989 |  |  | 0 |  |  |  | 0
2020 | FL | Gulf Coast Solar Center II | 59690 | SRSO | SERC South | SUN | 40 |  | 81357 |  |  | 0 |  |  |  | 0
2020 | FL | Gulf Coast Solar Center III | 59691 | SRSO | SERC South | SUN | 50 |  | 91363 |  |  | 0 |  |  |  | 0
2020 | FL | Gulf Power Blue Indigo Energy | 63754 | SRSO | SERC South | SUN | 74.5 |  | 132023 |  |  | 0 |  |  |  | 0
2020 | FL | Hamilton Solar Power Plant | 61807 | FRCC | FRCC All | SUN | 74.9 |  | 175804 |  |  | 0 |  |  |  | 0
2020 | FL | Hammock Solar | 61024 | FRCC | FRCC All | SUN | 74.5 |  | 159621 |  |  | 0 |  |  |  | 0
2020 | FL | Hansel | 672 | FRCC | FRCC All |  | 73
2020 | FL | Hardee Power Station | 50949 | FRCC | FRCC All | NG | 470.1 |  | 887853 | 157271.375 | 0.0149 | 3.3564e-05 | 0.00018948 | EPA/NEI | 157271.375 | 0.0149
2020 | FL | Harmony Solar | 63582 | FRCC | FRCC All | SUN | 74.5 |  | 93607 |  |  | 0 |  |  |  | 0
2020 | FL | Harvest Power Orlando | 59151 | FRCC | FRCC All | OBG | 3.2 | 1 | 0
2020 | FL | Hecate Energy Blair Road LLC | 62778 | FRCC | FRCC All | SUN | 4 |  | 6020 |  |  | 0 |  |  |  | 0
2020 | FL | Henry D King | 658 | FRCC | FRCC All |  | 141.8
2020 | FL | Hernando | 61779 | FRCC | FRCC All | LFG | 1.6 |  | 13562 | 171090 | 1.2575 | 0.18545 | 0.0147 | Estimated using an emission factor | 171090 | 1.2575
2020 | FL | Hibiscus Solar Energy Center | 62206 | FRCC | FRCC All | SUN | 74.5 |  | 120465 |  |  | 0 |  |  |  | 0
2020 | FL | Higgins | 630 | FRCC | FRCC All | NG | 153.2
2020 | FL | Highland Solar North | 64345 | FRCC | FRCC All | SUN | 74.9
2020 | FL | Highland Solar South | 64346 | FRCC | FRCC All | SUN | 74.9
2020 | FL | Hillsborough County Resource Recovery | 50858 | FRCC | FRCC All | MSW | 47 |  | 206484 | 5233904.375 |  |  |  |  | 5233904.375
2020 | FL | Hines Energy Complex | 7302 | FRCC | FRCC All | NG | 3300.3 |  | 11586410 | 82539136 | 374.1673 | 0.064587 | 0.0090664 | EPA/NEI | 82539136 | 374.1673
2020 | FL | Hookers Point | 647 | FRCC | FRCC All | RFO | 232.6
2020 | FL | Horizon Solar Energy Center | 61021 | FRCC | FRCC All | SUN | 74.5 |  | 150955 |  |  | 0 |  |  |  | 0
2020 | FL | Howard F Curren Advncd Wastewater Plant | 54347 | FRCC | FRCC All | OBG | 2.5 | 1 | 0
2020 | FL | IKEA Jacksonville Rooftop PV System | 61821 | FRCC | FRCC All | SUN | 1.4 |  | 2277 |  |  | 0 |  |  |  | 0
2020 | FL | IKEA Miami 327 | 61173 | FRCC | FRCC All | SUN | 1 |  | 1577 |  |  | 0 |  |  |  | 0
2020 | FL | IKEA Tampa 042 | 58012 | FRCC | FRCC All | SUN | 1 |  | 1131 |  |  | 0 |  |  |  | 0
2020 | FL | Imeson Solar | 63186 | FRCC | FRCC All | SUN | 10 |  | 12312 |  |  | 0 |  |  |  | 0
2020 | FL | Indian River | 55318 | FRCC | FRCC All | NG | 609
2020 | FL | Indian River (683) | 683 | FRCC | FRCC All | NG | 342.8 |  | 1628 | 330808.609 | 1.1015 | 1.3532 | 0.0066594 | EPA/NEI | 330808.609 | 1.1015
2020 | FL | Indian River Solar Center | 61020 | FRCC | FRCC All | SUN | 74.5 |  | 157675 |  |  | 0 |  |  |  | 0
2020 | FL | Indiantown Cogeneration, LP | 50976 | FRCC | FRCC All | BIT | 395.4 | 1 | 0
2020 | FL | Intercession City | 8049 | FRCC | FRCC All | NG | 1197.3 |  | 318955.002 | 4261053.051 | 15.2649 | 0.095718 | 0.0071649 | EPA/NEI | 4261053.051 | 15.2649
2020 | FL | International Paper Pensacola | 50250 | SRSO | SERC South | BLQ | 82.8 | 0.13284 | 457245.64 | 2523511.375 | 12.5586 | 0.054932 | 0.0099533 | NEI avg EF - PM, fuel type | 18996345 | 94.5379
2020 | FL | Interstate Solar Energy Center | 61768 | FRCC | FRCC All | SUN | 74.5 |  | 151909 |  |  | 0 |  |  |  | 0
2020 | FL | J D Kennedy | 666 | FRCC | FRCC All | NG | 538.6 |  | 123076 | 1300445.781 | 4.6645 | 0.075799 | 0.0071737 | EPA/NEI | 1300445.781 | 4.6645
2020 | FL | J R Kelly | 664 | FRCC | FRCC All | NG | 284.2 |  | 815995 | 6915963.5 | 23.0742 | 0.056555 | 0.0066727 | EPA/NEI | 6915963.5 | 23.0742
2020 | FL | J Woodruff | 690 | FRCC | FRCC All | WAT | 73.5 |  | 231680.001 |  |  | 0 |  |  |  | 0
2020 | FL | Jackson Mill | 54430 | FRCC | FRCC All | NG | 43.5
2020 | FL | Jacksonville Solar | 57202 | FRCC | FRCC All | SUN | 12.6 |  | 16287 |  |  | 0 |  |  |  | 0
2020 | FL | Jamison Solar (FL) | 64631 | FRCC | FRCC All | SUN | 74.8
2020 | FL | JED Solid Waste Mgmt Renewable Energy | 60701 | FRCC | FRCC All | LFG | 9.6 |  | 33774 | 450822 | 3.3135 | 0.19622 | 0.0147 | Estimated using an emission factor | 450822 | 3.3135
2020 | FL | Jennings Energy Storage Facility | 63998 | FRCC | FRCC All | MWH | 5.5
2020 | FL | John Hopkins Middle School Microgrid | 64752 | FRCC | FRCC All |  | 3.5
2020 | FL | Lake Hancock Solar | 61657 | FRCC | FRCC All | SUN | 49.5 |  | 83191 |  |  | 0 |  |  |  | 0
2020 | FL | Lake Placid Solar Power Plant | 62541 | FRCC | FRCC All | SUN | 45 |  | 96921 |  |  | 0 |  |  |  | 0
2020 | FL | Lakeland Electric Co. (FL) - Airport II | 59754 | FRCC | FRCC All | SUN | 3.5 |  | 9675 |  |  | 0 |  |  |  | 0
2020 | FL | Lakeland Electric Co. (FL)-Airport 1 | 59744 | FRCC | FRCC All | SUN | 2.7 |  | 3228 |  |  | 0 |  |  |  | 0
2020 | FL | Lakeside Solar Center | 62922 | FRCC | FRCC All | SUN | 74.5 |  | 8452 |  |  | 0 |  |  |  | 0
2020 | FL | Lansing Smith Generating Plant | 643 | SRSO | SERC South | NG | 1001.5 |  | 4967565 | 35228322 | 119.1618 | 0.047976 | 0.0067651 | EPA/NEI | 35228322 | 119.1618
2020 | FL | Lauderdale | 613 | FRCC | FRCC All | NG | 4173.7 |  | 373737.001 | 3872544.062 | 8.0577 | 0.04312 | 0.0041615 | EPA/NEI | 3872544.062 | 8.0577
2020 | FL | Lee County Solid Waste Energy | 52010 | FRCC | FRCC All | MSW | 59 |  | 277737 | 5880114.25 |  |  |  |  | 5880114.25
2020 | FL | Legoland Solar | 60371 | FRCC | FRCC All | SUN | 1.4 |  | 1971 |  |  | 0 |  |  |  | 0
2020 | FL | Levy Nuclear Plant | 57894 | FRCC | FRCC All | NUC | 2500
2020 | FL | Lithia Solar | 61663 | FRCC | FRCC All | SUN | 74.5 |  | 143290 |  |  | 0 |  |  |  | 0
2020 | FL | Little Manatee River Solar | 62750 | FRCC | FRCC All | SUN | 74.5 |  | 144990 |  |  | 0 |  |  |  | 0
2020 | FL | LKL BLBD, LLC | 59611 | FRCC | FRCC All | SUN | 6 |  | 9675 |  |  | 0 |  |  |  | 0
2020 | FL | Lockheed Martin Solar | 61694 | FRCC | FRCC All | SUN | 1.9 |  | 3176 |  |  | 0 |  |  |  | 0
2020 | FL | Lockheed Martin Solar System | 59867 | FRCC | FRCC All | SUN | 1.9 |  | 3151 |  |  | 0 |  |  |  | 0
2020 | FL | Loggerhead Solar Energy Center | 61052 | FRCC | FRCC All | SUN | 74.5 |  | 158223 |  |  | 0 |  |  |  | 0
2020 | FL | Magnolia Solar | 64657 | FRCC | FRCC All | SUN | 74.5
2020 | FL | Magnolia Springs Solar Center | 62915 | FRCC | FRCC All | SUN | 74.5
2020 | FL | Manatee | 6042 | FRCC | FRCC All | NG | 2951.2 |  | 9595096 | 74676196 | 257.8252 | 0.053741 | 0.0069051 | EPA/NEI | 74676196 | 257.8252
2020 | FL | Manatee County LFGTE | 59142 | FRCC | FRCC All | LFG | 1.6 |  | 0
2020 | FL | Manatee Solar Energy Center | 60014 | FRCC | FRCC All | SUN | 483.5 |  | 161541 |  |  | 0 |  |  |  | 0
2020 | FL | Marathon Generating Plant | 696 | FRCC | FRCC All | DFO | 25 |  | -216 | 1508 | 0.23374 | 0 | 0.31 | EPA/NEI; Estimated using an emission factor | 1508 | 0.23374
2020 | FL | Martin | 6043 | FRCC | FRCC All | NG | 6071.5 |  | 11092716 | 78574023 | 261.5866 | 0.047164 | 0.0066583 | EPA/NEI | 78574023 | 261.5866
2020 | FL | McKay Bay Facility | 50875 | FRCC | FRCC All | MSW | 22.1 |  | 134155 | 2953381.125 |  |  |  |  | 2953381.125
2020 | FL | Miami Dade County Resource Recovery Fac | 10062 | FRCC | FRCC All | MSW | 77 |  | 270801 | 7266599.625 |  |  |  |  | 7266599.625
2020 | FL | Miami Dade Solar Energy Center | 61766 | FRCC | FRCC All | SUN | 74.5 |  | 153245 |  |  | 0 |  |  |  | 0
2020 | FL | Micanopy Energy Storage Facility | 63999 | FRCC | FRCC All | MWH | 8.3
2020 | FL | Midulla Generating Station | 7380 | FRCC | FRCC All | NG | 1408.3 |  | 4402714 | 31501150.488 | 103.8808 | 0.047189 | 0.0065954 | EPA/NEI; Estimated using an emission factor | 31501150.488 | 103.8808
2020 | FL | Midway | 7893 | FRCC | FRCC All | NG | 1287
2020 | FL | Mosaic Co Bartow Facility | 50633 | FRCC | FRCC All | WH | 81.9 | 1 | 343170 |  |  | 0 |  |  |  | 0
2020 | FL | Mosaic Co Greenbay | 10205 | FRCC | FRCC All | OTH | 38.2
2020 | FL | Mosaic Co Mulberry Facility | 50510 | FRCC | FRCC All | OTH | 21
2020 | FL | Mosaic Co Tampa Facility | 10204 | FRCC | FRCC All | WH | 72.4 | 1 | 243044 |  |  | 0 |  |  |  | 0
2020 | FL | Mosaic New Wales Operations | 10434 | FRCC | FRCC All | WH | 135.5 | 1 | 424816 |  |  | 0 |  |  |  | 0
2020 | FL | Mosaic South Pierce Operations | 10004 | FRCC | FRCC All | WH | 45.5 | 1 | 195871 |  |  | 0 |  |  |  | 0
2020 | FL | Mountain View Solar (FL) | 61664 | FRCC | FRCC All | SUN | 52.5
2020 | FL | Mulberry Cogeneration Facility | 54426 | FRCC | FRCC All | NG | 125.3 | 0.86425 | 401907 | 3039359.333 | 10.0321 | 0.049922 | 0.0066014 | EPA/NEI | 3516748.25 | 11.6078
2020 | FL | NA 1 | 7889 | FRCC | FRCC All | NG | 195
2020 | FL | Nassau Solar Center | 62914 | FRCC | FRCC All | SUN | 74.5 |  | 6210 |  |  | 0 |  |  |  | 0
2020 | FL | Northern Preserve Solar | 62645 | FRCC | FRCC All | SUN | 74.5 |  | 132478 |  |  | 0 |  |  |  | 0
2020 | FL | Northside | 667 | FRCC | FRCC All | NG | 1407.1 |  | 4645080 | 55671420 | 450.3817 | 0.19392 | 0.01618 | EPA/NEI | 55671420 | 450.3817
2020 | FL | Okeechobee Clean Energy Center | 60345 | FRCC | FRCC All | NG | 1723.1 |  | 9466244 | 57924034 | 179.0222 | 0.037823 | 0.0061813 | NEI avg EF - PM, fuel type, firing type | 57924034 | 179.0222
2020 | FL | Okeechobee Solar | 62491 | FRCC | FRCC All | SUN | 74.5 |  | 121494 |  |  | 0 |  |  |  | 0
2020 | FL | Okeelanta Cogeneration | 54627 | FRCC | FRCC All | AB | 128.9 | 0.035804 | 42324.187 | 261113.036 |  |  |  |  | 7292882.25
2020 | FL | Oleander Power Project | 55286 | FRCC | FRCC All | NG | 994.4 |  | 98165.998 | 1100562.522 | 2.1573 | 0.043953 | 0.0039204 | EPA/NEI | 1100562.522 | 2.1573
2020 | FL | Orange Blossom Solar Center | 62919 | FRCC | FRCC All | SUN | 74.5
2020 | FL | Orange Cogeneration Facility | 54365 | FRCC | FRCC All | NG | 136.6 | 0.86333 | 416003.9 | 2950690.687 | 7.3285 | 0.035233 | 0.0049673 | EPA/NEI | 3417799.75 | 8.4886
2020 | FL | Orlando CoGen | 54466 | FRCC | FRCC All | NG | 122.4 | 0.92843 | 948422 | 6810509.442 | 43.8273 | 0.092421 | 0.01287 | EPA/NEI | 7335540.5 | 47.206
2020 | FL | Osceola | 55192 | FRCC | FRCC All | NG | 600
2020 | FL | Osceola Solar Facility | 59954 | FRCC | FRCC All | SUN | 3.8 |  | 5699 |  |  | 0 |  |  |  | 0
2020 | FL | Osprey Energy Center | 55412 | FRCC | FRCC All | NG | 644.2 |  | 2369656 | 17320023 | 78.0948 | 0.065912 | 0.0090179 | EPA/NEI | 17320023 | 78.0948
2020 | FL | P L Bartow | 634 | FRCC | FRCC All | NG | 1969.9 |  | 6821993 | 51241127 | 169.0956 | 0.049574 | 0.0066 | EPA/NEI | 51241127 | 169.0956
2020 | FL | Palm Bay Solar | 62921 | FRCC | FRCC All | SUN | 74.5
2020 | FL | Palm Beach Renewable Energy Facility 1 | 50071 | FRCC | FRCC All | MSW | 62.3 |  | 350144 | 6449304 |  |  |  |  | 6449304
2020 | FL | Palm Beach Renewable Energy Facility 2 | 57898 | FRCC | FRCC All | MSW | 96 |  | 543784 | 9272983.5 | 723.2927 | 2.6602 | 0.156 | Estimated using an emission factor | 9272983.5 | 723.2927
2020 | FL | Partnership Station | 55893 | FRCC | FRCC All | NG | 5.8
2020 | FL | Pasco Cnty Solid Waste Resource Recovery | 50666 | FRCC | FRCC All | MSW | 31.2 |  | 191276 | 3618479.75 |  |  |  |  | 3618479.75
2020 | FL | Payne Creek Solar | 61665 | FRCC | FRCC All | SUN | 70.3 |  | 141497 |  |  | 0 |  |  |  | 0
2020 | FL | Pea Ridge | 7715 | SRSO | SERC South | NG | 14.1 |  | 67890 | 1372876.031 | 0.68248 | 0.020105 | 0.00099423 | NEI avg EF - PM, fuel type, firing type | 1372876.031 | 0.68248
2020 | FL | Peace Creek Solar | 61666 | FRCC | FRCC All | SUN | 55.4 |  | 103555 |  |  | 0 |  |  |  | 0
2020 | FL | Pelican Solar Center | 62924 | FRCC | FRCC All | SUN | 74.5
2020 | FL | Pembroke Lakes Mall | 63256 | FRCC | FRCC All | SUN | 1.1 |  | 1426 |  |  | 0 |  |  |  | 0
2020 | FL | Pensacola Florida Plant | 10416 | SRSO | SERC South | NG | 102 | 0.29875 | 600783.41 | 3310705.654 | 6.0359 | 0.020093 | 0.0036463 | EPA/NEI; Estimated using an emission factor | 11081952.969 | 20.204
2020 | FL | Perdido | 57502 | SRSO | SERC South | LFG | 4.8 |  | 21711 | 250751 | 1.843 | 0.16978 | 0.0147 | EPA/NEI; Estimated using an emission factor | 250751 | 1.843
2020 | FL | Perry Solar Facility | 60071 | FRCC | FRCC All | SUN | 5.1 |  | 8930 |  |  | 0 |  |  |  | 0
2020 | FL | Phillips | 748 | FRCC | FRCC All |  | 42
2020 | FL | Pinellas County Resource Recovery | 50884 | FRCC | FRCC All | MSW | 76.5 | 1 | 441396 | 8693934 |  |  |  |  | 8693934
2020 | FL | Pioneer Trail Solar Energy Center | 61767 | FRCC | FRCC All | SUN | 74.5 |  | 145362 |  |  | 0 |  |  |  | 0
2020 | FL | Polk | 7242 | FRCC | FRCC All | NG | 3351.3 |  | 6773871 | 46535344.5 | 144.5775 | 0.042687 | 0.0062137 | EPA/NEI; Estimated using an emission factor | 46535344.5 | 144.5775
2020 | FL | Port Charlotte Energy LLC | 59240 | FRCC | FRCC All | LFG | 3 |  | 7006 | 72616 | 0.53373 | 0.15236 | 0.0147 | Estimated using an emission factor | 72616 | 0.53373
2020 | FL | Port Everglades | 617 | FRCC | FRCC All | NG | 3062.4 |  | 6283473 | 40796330 | 135.6995 | 0.043193 | 0.0066525 | EPA/NEI | 40796330 | 135.6995
2020 | FL | Portland (FL) | 6192 | SRSO | SERC South | DFO | 11
2020 | FL | Putnam | 6246 | FRCC | FRCC All | NG | 580
2020 | FL | Reedy Creek Central Energy Plant | 7254 | FRCC | FRCC All | NG | 70 | 1 | 0 | 3061.823 | 0.10845 |  | 0.070841 | EPA/NEI | 3061.823 | 0.10845
2020 | FL | Rinehart | 57685 | FRCC | FRCC All | SUN | 10 |  | 1193 |  |  | 0 |  |  |  | 0
2020 | FL | Rio Pinar | 637 | FRCC | FRCC All | DFO | 19.2
2020 | FL | Riviera Beach Energy Center | 619 | FRCC | FRCC All | NG | 1915.8 |  | 6571598 | 41590560 | 138.8705 | 0.042264 | 0.006678 | EPA/NEI | 41590560 | 138.8705
2020 | FL | Rodeo Solar Center | 62917 | FRCC | FRCC All | SUN | 74.5
2020 | FL | RP-Orlando, LLC | 57565 | FRCC | FRCC All | SUN | 5.1 |  | 8557 |  |  | 0 |  |  |  | 0
2020 | FL | S O Purdom | 689 | FRCC | FRCC All | NG | 350.1 |  | 1033960 | 6650960.5 | 26.7122 | 0.05167 | 0.0080326 | EPA/NEI | 6650960.5 | 26.7122
2020 | FL | Sabal Palm Solar Center | 63110 | FRCC | FRCC All | SUN | 74.5
2020 | FL | Sandy Creek Solar Power Plant | 64146 | FRCC | FRCC All | SUN | 74.9
2020 | FL | Sanford | 620 | FRCC | FRCC All | NG | 2534 |  | 9742609 | 67973651 | 226.1749 | 0.04643 | 0.0066548 | EPA/NEI | 67973651 | 226.1749
2020 | FL | Santa Fe Solar Power Plant | 63517 | FRCC | FRCC All | SUN | 74.9
2020 | FL | Santa Rosa Energy Center | 55242 | SRSO | SERC South | NG | 274.5 | 1 | 1500603 | 11160881 | 33.6718 | 0.044878 | 0.0060339 | EPA/NEI | 11160881 | 33.6718
2020 | FL | Sarasota County LFGTE Facility | 59686 | FRCC | FRCC All | LFG | 6.4 |  | 44322 | 600770 | 4.4157 | 0.19925 | 0.0147 | Estimated using an emission factor | 600770 | 4.4157
2020 | FL | Scholz | 642 | SRSO | SERC South | BIT | 98
2020 | FL | Seminole (136) | 136 | FRCC | FRCC All | BIT | 3462.4 |  | 6649299 | 68315034 | 843.186 | 0.25362 | 0.024685 | EPA/NEI | 68315034 | 843.186
2020 | FL | Seminole Energy | 61780 | FRCC | FRCC All | LFG | 6.4 |  | 16502.001 | 200733 | 1.4754 | 0.17881 | 0.0147 | EPA/NEI; Estimated using an emission factor | 200733 | 1.4754
2020 | FL | Seminole Mill | 50803 | FRCC | FRCC All | NG | 30 | 0.23201 | 157934 | 856645.135 | 3.1802 | 0.040272 | 0.0074247 | NEI avg EF - PM, fuel type | 3692266.5 | 13.707
2020 | FL | Shady Hills | 55414 | FRCC | FRCC All | NG | 1059.2 |  | 208543.998 | 2197261.531 | 7.42 | 0.07116 | 0.0067539 | EPA/NEI | 2197261.531 | 7.42
2020 | FL | Shady Hills Combined Cycle Facility | 63802 | FRCC | FRCC All | NG | 573
2020 | FL | Smith Street | 679 | FRCC | FRCC All | DFO | 12.5
2020 | FL | Solar Park Gainesville, LLC | 57438 | FRCC | FRCC All | SUN | 1.6 |  | 1974 |  |  | 0 |  |  |  | 0
2020 | FL | South District Wastewater Treatment Plt | 54624 | FRCC | FRCC All | OBG | 10.7 | 0.57303 | 21718 | 128701.504 | 0.94596 | 0.087113 | 0.0147 | EPA/NEI; Estimated using an emission factor | 224599 | 1.6508
2020 | FL | South Energy Center | 56518 | FRCC | FRCC All | NG | 11.5 | 0.54226 | 47428 | 235694.258 | 0.054437 | 0.0022956 | 0.00046193 | EPA/NEI; Estimated using an emission factor | 434652 | 0.10039
2020 | FL | South West Landfill | 7963 | FRCC | FRCC All | LFG | 2.4
2020 | FL | Southfork Solar | 62493 | FRCC | FRCC All | SUN | 74.5 |  | 127318 |  |  | 0 |  |  |  | 0
2020 | FL | Southside Generating Station | 668 | FRCC | FRCC All | RFO | 231.6
2020 | FL | Space Coast Next Gen Solar Energy | 56930 | FRCC | FRCC All | SUN | 10 |  | 14798 |  |  | 0 |  |  |  | 0
2020 | FL | Springhill Gas Recovery Plant | 56522 | SRSO | SERC South | LFG | 4.8 |  | 40362 | 484049.016 | 3.5578 | 0.17629 | 0.0147 | Estimated using an emission factor | 484049.016 | 3.5578
2020 | FL | SRF Pulp Processing Facility | 58997 | FRCC | FRCC All | WDS | 20
2020 | FL | St Cloud | 685 | FRCC | FRCC All | NG | 29.9
2020 | FL | St Johns River Power Park | 207 | FRCC | FRCC All | BIT | 1358
2020 | FL | St Lucie | 6045 | FRCC | FRCC All | NUC | 2160 |  | 16800370 |  |  | 0 |  |  |  | 0
2020 | FL | Standby Generation Plant | 50310 | SRSO | SERC South | NG | 13.7 | 1 | 114.998 | 1547.004 | 0.00032642 | 0.0056769 | 0.000422 | Estimated using an emission factor | 1547.004 | 0.00032642
2020 | FL | Stanton A | 55821 | FRCC | FRCC All | NG | 1017.3 |  | 2171970 | 15784197.5 | 52.0876 | 0.047963 | 0.0066 | EPA/NEI | 15784197.5 | 52.0876
2020 | FL | Starratt Solar | 62940 | FRCC | FRCC All | SUN | 5 |  | 8860 |  |  | 0 |  |  |  | 0
2020 | FL | Stock Island | 6584 | FRCC | FRCC All | DFO | 134 |  | 3230.001 | 16961.094 | 0.48826 | 0.30233 | 0.057574 | NEI avg EF - PM, fuel type, firing type | 16961.094 | 0.48826
2020 | FL | Sub 12 | 61080 | FRCC | FRCC All | NG | 18.6 |  | 12179 | 110335 | 0.023281 | 0.0038231 | 0.000422 | Estimated using an emission factor | 110335 | 0.023281
2020 | FL | Sunshine Gateway Solar Energy Center | 61763 | FRCC | FRCC All | SUN | 74.5 |  | 152326 |  |  | 0 |  |  |  | 0
2020 | FL | Suwannee River | 638 | FRCC | FRCC All | NG | 344.7 |  | 58898.001 | 846054 | 2.8247 | 0.095919 | 0.0066774 | EPA/NEI; Estimated using an emission factor | 846054 | 2.8247
2020 | FL | Suwannee River Chemical Complex | 50473 | FRCC | FRCC All | OTH | 27.3
2020 | FL | Suwannee Solar Facility | 60788 | FRCC | FRCC All | SUN | 8.8 |  | 18188 |  |  | 0 |  |  |  | 0
2020 | FL | Sweetbay Solar Center | 62394 | FRCC | FRCC All | SUN | 74.5 |  | 136332 |  |  | 0 |  |  |  | 0
2020 | FL | Swift Creek Chemical Complex | 50474 | FRCC | FRCC All | OTH | 18.8 | 0.15446 | 114392 | 580448.815 | 0.12247 | 0.0021413 | 0.000422 | Estimated using an emission factor | 3757916.75 | 0.79292
2020 | FL | Tampa Electric Co NA 2 | 56352 | FRCC | FRCC All | NG | 982
2020 | FL | Tampa Electric Co NA 3 | 56353 | FRCC | FRCC All | NG | 99
2020 | FL | Tampa Electric Co NA 4 | 56354 | FRCC | FRCC All | NG | 200
2020 | FL | Taylor Creek Solar | 63583 | FRCC | FRCC All | SUN | 74.5 |  | 92146 |  |  | 0 |  |  |  | 0
2020 | FL | Telogia Power | 50774 | FRCC | FRCC All | WDS | 14 |  | 40728 | 851956.062 | 7.9653 | 0.39115 | 0.018699 | NEI avg EF - PM, fuel type | 851956.062 | 7.9653
2020 | FL | TIA Solar | 59769 | FRCC | FRCC All | SUN | 1.6 |  | 2700 |  |  | 0 |  |  |  | 0
2020 | FL | Tiger Bay | 7699 | FRCC | FRCC All | NG | 278.1 |  | 765436 | 5725426.5 | 18.894 | 0.049368 | 0.0066 | EPA/NEI | 5725426.5 | 18.894
2020 | FL | Tom G Smith | 673 | FRCC | FRCC All | NG | 146.2 |  | 6834 | 966.052 | 0.031912 | 0.0093393 | 0.066068 | EPA/NEI | 966.052 | 0.031912
2020 | FL | Trail Ridge Landfill Gas Recovery | 57123 | FRCC | FRCC All | LFG | 9.6 |  | 45678 | 494693.016 | 3.636 | 0.1592 | 0.0147 | Estimated using an emission factor | 494693.016 | 3.636
2020 | FL | Trailside Solar Center | 62916 | FRCC | FRCC All | SUN | 74.5 |  | 8122 |  |  | 0 |  |  |  | 0
2020 | FL | Treasure Coast Energy Center | 56400 | FRCC | FRCC All | NG | 411.4 |  | 1876147 | 13851910 | 44.2194 | 0.047139 | 0.0063846 | EPA/NEI | 13851910 | 44.2194
2020 | FL | Trenton | 63995 | FRCC | FRCC All | MWH | 11
2020 | FL | Trenton Solar Power Plant | 62543 | FRCC | FRCC All | SUN | 74.9 |  | 169797 |  |  | 0 |  |  |  | 0
2020 | FL | Tropicana Products Bradent | 50971 | FRCC | FRCC All | NG | 46.8 | 0.4681 | 197147 | 992930.908 | 0.4936 | 0.0050074 | 0.00099423 | NEI avg EF - PM, fuel type, firing type | 2121171 | 1.0545
2020 | FL | Turkey Point | 621 | FRCC | FRCC All | NUC | 3678.7 |  | 19004414 | 43740624 | 142.5609 | 0.015003 | 0.0065185 | EPA/NEI; Estimated using an emission factor | 43740624 | 142.5609
2020 | FL | Twin Lakes | 62633 | FRCC | FRCC All | SUN | 74.5 |  | 147227 |  |  | 0 |  |  |  | 0
2020 | FL | Twin Rivers Solar Power Plant | 63518 | FRCC | FRCC All | SUN | 74.9
2020 | FL | Union Springs Solar Center | 62923 | FRCC | FRCC All | SUN | 74.5 |  | 7091 |  |  | 0 |  |  |  | 0
2020 | FL | University of Florida | 7345 | FRCC | FRCC All | NG | 54.2 | 1 | 318965 | 2694912.5 | 12.0814 | 0.075754 | 0.0089661 | EPA/NEI | 2694912.5 | 12.0814
2020 | FL | Unknown | 7738 | FRCC | FRCC All | DFO | 1560
2020 | FL | Unnamed | 7890 | FRCC | FRCC All |  | 1159
2020 | FL | Unsited | 7744 | FRCC | FRCC All | NG | 896
2020 | FL | Vandolah Power Project | 55415 | FRCC | FRCC All | NG | 728 |  | 567649 | 5852124.75 | 12.1849 | 0.042931 | 0.0041643 | EPA/NEI | 5852124.75 | 12.1849
2020 | FL | W E Swoope | 681 | FRCC | FRCC All | DFO | 5.1
2020 | FL | Walt Disney World Solar Facility | 59973 | FRCC | FRCC All | SUN | 4.9 |  | 8114 |  |  | 0 |  |  |  | 0
2020 | FL | Waste Management Naples LFGTE Project | 57168 | FRCC | FRCC All | LFG | 4 |  | 26614 | 322559.004 | 2.3708 | 0.17816 | 0.0147 | Estimated using an emission factor | 322559.004 | 2.3708
2020 | FL | West County Energy Center | 56407 | FRCC | FRCC All | NG | 4263 |  | 19764524 | 130326165 | 433.6024 | 0.043877 | 0.0066541 | EPA/NEI | 130326165 | 433.6024
2020 | FL | WestRock Panama City Mill | 50807 | SRSO | SERC South | BLQ | 34 | 0.071617 | 206890.674 | 1164944.066 | 5.0209 | 0.048537 | 0.00862 | NEI avg EF - PM, fuel type | 16266275.75 | 70.1079
2020 | FL | Wheelabrator North Broward | 54033 | FRCC | FRCC All | MSW | 67.6
2020 | FL | Wheelabrator Ridge Energy | 54529 | FRCC | FRCC All | WDS | 45.5
2020 | FL | Wheelabrator South Broward | 50887 | FRCC | FRCC All | MSW | 66 |  | 410758 | 8256220.25 |  |  |  |  | 8256220.25
2020 | FL | Wildflower Solar Energy Center | 61050 | FRCC | FRCC All | SUN | 74.5 |  | 158320 |  |  | 0 |  |  |  | 0
2020 | FL | Willow Solar Energy Center | 64301 | FRCC | FRCC All | SUN | 74.5
2020 | FL | Wimauma Solar | 61667 | FRCC | FRCC All | SUN | 74.8 |  | 116495 |  |  | 0 |  |  |  | 0
2020 | FL | Winston | 7997 | FRCC | FRCC All | DFO | 50 |  | 0
2020 | FL | Wynwood Energy Storage | 64546 | FRCC | FRCC All | MWH | 10
2020 | GA | 191 Peachtree Tower | 54818 | SRSO | SERC South | DFO | 2.4 | 1 | 0
2020 | GA | ADS Renewable Energy-Wolf Creek LLC | 60184 | SRSO | SERC South | LFG | 2.8 |  | 19641 | 209464 | 1.5396 | 0.15677 | 0.0147 | Estimated using an emission factor | 209464 | 1.5396
2020 | GA | AL Sandersville Energy Facility | 55672 | SRSO | SERC South | NG | 692 |  | 35483 | 446755.094 | 2.3834 | 0.13434 | 0.01067 | EPA/NEI | 446755.094 | 2.3834
2020 | GA | Albany Green Energy LLC | 60340 | SRSO | SERC South | WDS | 54.5 | 0.84082 | 363145 | 5191464.985 | 27.7219 | 0.15268 | 0.01068 | EPA/NEI | 6174284.5 | 32.97
2020 | GA | Allatoona | 760 | SRSO | SERC South | WAT | 86.6 |  | 188673 |  |  | 0 |  |  |  | 0
2020 | GA | Allen B Wilson Combustion Turbine Plant | 6258 | SRSO | SERC South | DFO | 317.6 |  | -185 | 38502.6 | 0.23149 | 0 | 0.012024 | EPA/NEI | 38502.6 | 0.23149
2020 | GA | Apalachicola | 64565 | SRSO | SERC South | SUN | 2.5 |  | 5180 |  |  | 0 |  |  |  | 0
2020 | GA | Arkwright | 699 | SRSO | SERC South |  | 213.8
2020 | GA | Arnold Cochran | 64569 | SRSO | SERC South | SUN | 1.7 |  | 2778 |  |  | 0 |  |  |  | 0
2020 | GA | Athens Regional Medical Center | 55319 | SRSO | SERC South | DFO | 5.3 |  | 39.198 | 209 | 0.032395 | 1.6529 | 0.31 | EPA/NEI; Estimated using an emission factor | 209 | 0.032395
2020 | GA | Atkinson | 700 | SRSO | SERC South |  | 281.6
2020 | GA | Atlanta Falcons Solar | 62393 | SRSO | SERC South | SUN | 1 |  | 1219 |  |  | 0 |  |  |  | 0
2020 | GA | Atlanta Gift Mart LP | 54877 | SRSO | SERC South | DFO | 1.2 |  | 0
2020 | GA | Azalea Solar, LLC | 58482 | SRSO | SERC South | SUN | 7.7 |  | 12191 |  |  | 0 |  |  |  | 0
2020 | GA | Baconton Power | 55304 | SRSO | SERC South | NG | 242 |  | 150026 | 1459241.281 | 4.8155 | 0.064195 | 0.0066 | EPA/NEI | 1459241.281 | 4.8155
2020 | GA | Bainbridge Solar | 64011 | SRSO | SERC South | SUN | 1 |  | 2147 |  |  | 0 |  |  |  | 0
2020 | GA | Bank of America Plaza | 55152 | SRSO | SERC South | DFO | 3 | 1 | 0
2020 | GA | Barnett Shoals | 701 | SRSO | SERC South | WAT | 2.8
2020 | GA | Baxley | 64211 | SRSO | SERC South | SUN | 25 |  | 3423 |  |  | 0 |  |  |  | 0
2020 | GA | Bibb Jones | 62880 | SRSO | SERC South | SUN | 1 |  | 1986 |  |  | 0 |  |  |  | 0
2020 | GA | BJ Gas Recovery | 54392 | SRSO | SERC South | LFG | 2.4
2020 | GA | Blue Ridge | 757 | SRTV | SERC Tennessee Valley | WAT | 23.5 |  | 61326 |  |  | 0 |  |  |  | 0
2020 | GA | Boulevard | 732 | SRSO | SERC South | DFO | 46.8 |  | -73 | 266 | 0.0023998 | 0 | 0.018044 | EPA/NEI; Estimated using an emission factor | 266 | 0.0023998
2020 | GA | Bowen | 703 | SRSO | SERC South | BIT | 3540.4 |  | 7968535 | 84573288 | 256.9028 | 0.064479 | 0.0060753 | EPA/NEI | 84573288 | 256.9028
2020 | GA | Brunswick Cellulose | 10605 | SRSO | SERC South | BLQ | 72.2 | 0.10941 | 477759 | 2643252.52 | 11.4902 | 0.0481 | 0.008694 | NEI avg EF - PM, fuel type | 24159217.25 | 105.0198
2020 | GA | Buford | 759 | SRSO | SERC South | WAT | 217.2 |  | 294278.999 |  |  | 0 |  |  |  | 0
2020 | GA | Bulloch Neville Farms | 64275 | SRSO | SERC South | SUN | 2.7 |  | 2850 |  |  | 0 |  |  |  | 0
2020 | GA | Burton Dam | 704 | SRSO | SERC South | WAT | 6 |  | 33280 |  |  | 0 |  |  |  | 0
2020 | GA | Butler Solar Farm 20 | 59891 | SRSO | SERC South | SUN | 22 |  | 38334 |  |  | 0 |  |  |  | 0
2020 | GA | Butler Solar Project 103 | 59896 | SRSO | SERC South | SUN | 104 |  | 218068 |  |  | 0 |  |  |  | 0
2020 | GA | Camilla Solar Energy Project | 61785 | SRSO | SERC South | SUN | 171.4 |  | 334654 |  |  | 0 |  |  |  | 0
2020 | GA | Camilla Solar Plant | 58892 | SRSO | SERC South | SUN | 16 |  | 25188 |  |  | 0 |  |  |  | 0
2020 | GA | Camp Solar Plant | 58893 | SRSO | SERC South | SUN | 2.4 |  | 3964 |  |  | 0 |  |  |  | 0
2020 | GA | Carters | 6130 | SRSO | SERC South | WAT | 500 |  | 214963 |  |  | 0 |  |  |  | 0
2020 | GA | Cedartown Battery Energy Storage Project | 60561 | SRSO | SERC South | MWH | 1 |  | 0
2020 | GA | Chattahoochee Energy Facility | 7917 | SRSO | SERC South | NG | 539.7 |  | 3370017 | 23652939 | 81.6 | 0.048427 | 0.0068998 | EPA/NEI | 23652939 | 81.6
2020 | GA | CII Methane Management III LFG Plant | 59650 | SRSO | SERC South | LFG | 1.6 |  | 6648 | 77749 | 0.57146 | 0.17192 | 0.0147 | Estimated using an emission factor | 77749 | 0.57146
2020 | GA | CNN Center | 54323 | SRSO | SERC South | DFO | 13 | 1 | 147.999 | 1494 | 0.23157 | 3.1293 | 0.31 | Estimated using an emission factor | 1494 | 0.23157
2020 | GA | Columbia Bryson | 62879 | SRSO | SERC South | SUN | 1.4 |  | 2787 |  |  | 0 |  |  |  | 0
2020 | GA | Columbia Substation | 64570 | SRSO | SERC South | SUN | 2 |  | 2824 |  |  | 0 |  |  |  | 0
2020 | GA | Comer Solar | 61554 | SRSO | SERC South | SUN | 2 |  | 3371 |  |  | 0 |  |  |  | 0
2020 | GA | Coody Cochran | 64571 | SRSO | SERC South | SUN | 2.6 |  | 5603 |  |  | 0 |  |  |  | 0
2020 | GA | Cool Springs Solar (Hybrid) | 63721 | SRSO | SERC South |  | 253
2020 | GA | Crisp Plant | 753 | SRSO | SERC South | NG | 17.5 |  | 0 | 0 | 0 |  |  | EPA/NEI; Estimated using an emission factor | 0 | 0
2020 | GA | Curry Solar | 64226 | SRSO | SERC South | SUN | 1.1 |  | 728 |  |  | 0 |  |  |  | 0
2020 | GA | Dahlberg (Jackson County) | 7765 | SRSO | SERC South | NG | 919 |  | 512046 | 6470546.328 | 10.0266 | 0.039163 | 0.0030992 | EPA/NEI | 6470546.328 | 10.0266
2020 | GA | Dalton 2 | 59556 | SRSO | SERC South | SUN | 6.5 |  | 8967 |  |  | 0 |  |  |  | 0
2020 | GA | Decatur County Solar Project | 59449 | SRSO | SERC South | SUN | 20 |  | 41663 |  |  | 0 |  |  |  | 0
2020 | GA | Decatur Parkway Solar Project, LLC | 59450 | SRSO | SERC South | SUN | 80 |  | 173580 |  |  | 0 |  |  |  | 0
2020 | GA | Denver Braswell PV | 61441 | SRSO | SERC South | SUN | 1.4 |  | 2659 |  |  | 0 |  |  |  | 0
2020 | GA | Dougherty County Solar, LLC | 62375 | SRSO | SERC South | SUN | 120 |  | 276272 |  |  | 0 |  |  |  | 0
2020 | GA | Doyle Energy Facility | 55244 | SRSO | SERC South | NG | 409 |  | 110143 | 1348435.359 | 6.105 | 0.11086 | 0.0090549 | EPA/NEI; Estimated using an emission factor | 1348435.359 | 6.105
2020 | GA | Dublin Solar I | 60930 | SRSO | SERC South | SUN | 4.1 |  | 6225 |  |  | 0 |  |  |  | 0
2020 | GA | Edward L Addison Generating Plant | 55267 | SRSO | SERC South | NG | 701.2 |  | 348580 | 3899301.84 | 0.83075 | 0.0047665 | 0.0004261 | EPA/NEI | 3899301.84 | 0.83075
2020 | GA | Edwin I Hatch | 6051 | SRSO | SERC South | NUC | 1848 |  | 13967879 |  |  | 0 |  |  |  | 0
2020 | GA | Effingham Energy Facility | 55406 | SRSO | SERC South | NG | 596.6 |  | 2863225 | 20766046 | 143.29 | 0.10009 | 0.0138 | EPA/NEI | 20766046 | 143.29
2020 | GA | Emory Decatur Hospital | 54830 | SRSO | SERC South | DFO | 3.9 |  | 20.579 | 201 | 0.031155 | 3.0278 | 0.31 | Estimated using an emission factor | 201 | 0.031155
2020 | GA | Emory Hillandale Hospital | 56231 | SRSO | SERC South | DFO | 3.1 |  | 4.9 | 81 | 0.012555 | 5.1245 | 0.31 | EPA/NEI; Estimated using an emission factor | 81 | 0.012555
2020 | GA | Flint River | 706 | SRSO | SERC South | WAT | 5.4 |  | 27552.999 |  |  | 0 |  |  |  | 0
2020 | GA | Flint River Operations | 50465 | SRSO | SERC South | BLQ | 85.1 | 0.2993 | 473555.12 | 2513008.057 | 12.6814 | 0.053558 | 0.010093 | NEI avg EF - PM, fuel type | 8396398.5 | 42.3709
2020 | GA | Fort Benning Solar Facility | 59862 | SRSO | SERC South | SUN | 30 |  | 50915 |  |  | 0 |  |  |  | 0
2020 | GA | Fort Gordon Solar Facility | 59863 | SRSO | SERC South | SUN | 30 |  | 53884 |  |  | 0 |  |  |  | 0
2020 | GA | Fort Stewart Solar Facility | 59865 | SRSO | SERC South | SUN | 30 |  | 50513 |  |  | 0 |  |  |  | 0
2020 | GA | Fort Valley State University Solar | 63062 | SRSO | SERC South | SUN | 10.7
2020 | GA | Fountain Folkston | 64584 | SRSO | SERC South | SUN | 2.1 |  | 4403 |  |  | 0 |  |  |  | 0
2020 | GA | Franklin Milliken | 64276 | SRSO | SERC South | SUN | 3 |  | 4938 |  |  | 0 |  |  |  | 0
2020 | GA | Freeman Avenue | 62887 | SRSO | SERC South | SUN | 1.4 |  | 2919 |  |  | 0 |  |  |  | 0
2020 | GA | Georgia College & State University Solar | 63282 | SRSO | SERC South | SUN | 3.5
2020 | GA | Georgia LFG Oak Grove Plant | 61385 | SRSO | SERC South | LFG | 6.6 |  | 39758.001 | 395112 | 2.9041 | 0.14609 | 0.0147 | Estimated using an emission factor | 395112 | 2.9041
2020 | GA | Georgia LFG Pine Ridge Plant | 61386 | SRSO | SERC South | LFG | 6.6 |  | 41331.999 | 383905.008 | 2.8217 | 0.13654 | 0.0147 | Estimated using an emission factor | 383905.008 | 2.8217
2020 | GA | Georgia LFG Richland Creek Plant | 61387 | SRSO | SERC South | LFG | 11 |  | 62866 | 708870 | 5.2102 | 0.16576 | 0.0147 | Estimated using an emission factor | 708870 | 5.2102
2020 | GA | Georgia Pacific Center | 54906 | SRSO | SERC South | DFO | 1.4 |  | 0
2020 | GA | Georgia Power at Jakin GA PV | 61397 | SRSO | SERC South | SUN | 1.5 |  | 2827 |  |  | 0 |  |  |  | 0
2020 | GA | Georgia Power at Swainsboro | 61459 | SRSO | SERC South | SUN | 2.9 |  | 5967 |  |  | 0 |  |  |  | 0
2020 | GA | Georgia Power at Wadley GA | 59843 | SRVC | SERC Virginia/Carolina | SUN | 1 |  | 1827 |  |  | 0 |  |  |  | 0
2020 | GA | Georgia-Pacific Cedar Springs | 54101 | SRSO | SERC South | WDS | 101.2 | 0.14541 | 568930 | 3199939.35 | 18.2433 | 0.064132 | 0.011402 | EPA/NEI; Estimated using an emission factor | 22005887.5 | 125.4582
2020 | GA | GPC3 | 7711 | SRSO | SERC South | NG | 660
2020 | GA | GPC4 | 7712 | SRSO | SERC South | NG | 570
2020 | GA | GPC5 | 7713 | SRSO | SERC South | NG | 930
2020 | GA | GPC6 | 7714 | SRSO | SERC South | NG | 570
2020 | GA | Graniteville Enterprise Division | 54462 | SRSO | SERC South | WAT | 1.2 |  | 998 |  |  | 0 |  |  |  | 0
2020 | GA | Graphic Packaging International Augusta Mill | 54358 | SRSO | SERC South | BLQ | 84.7 | 0.12402 | 388872.527 | 2201324.778 | 9.3693 | 0.048187 | 0.0085124 | NEI avg EF - PM, fuel type | 17749688.5 | 75.5465
2020 | GA | Gratis Road Solar Facility | 61740 | SRSO | SERC South | SUN | 3 |  | 5129 |  |  | 0 |  |  |  | 0
2020 | GA | Greene Durham | 64277 | SRSO | SERC South | SUN | 3 |  | 3338 |  |  | 0 |  |  |  | 0
2020 | GA | Greenville | 60512 | SRSO | SERC South | SUN | 1 |  | 1314 |  |  | 0 |  |  |  | 0
2020 | GA | GRP Franklin Renewable Energy Facility | 60550 | SRSO | SERC South | WDS | 58 |  | 311473 | 4351730 | 40.6864 | 0.26125 | 0.018699 | NEI avg EF - PM, fuel type | 4351730 | 40.6864
2020 | GA | GRP Madison Renewable Energy Facility | 61213 | SRSO | SERC South | WDS | 58 |  | 338425 | 4663294 | 43.5994 | 0.25766 | 0.018699 | NEI avg EF - PM, fuel type | 4663294 | 43.5994
2020 | GA | Guyton Community Solar | 62392 | SRSO | SERC South | SUN | 3.6 |  | 7627 |  |  | 0 |  |  |  | 0
2020 | GA | Hammond | 708 | SRSO | SERC South | BIT | 953
2020 | GA | Happy Hollow Solar Center | 64348 | SRSO | SERC South | SUN | 75
2020 | GA | Harllee Branch | 709 | SRSO | SERC South | BIT | 1746.2
2020 | GA | Harris Shiloh | 64585 | SRSO | SERC South | SUN | 2.1 |  | 3315 |  |  | 0 |  |  |  | 0
2020 | GA | Hartwell Energy Facility | 70454 | SRSO | SERC South | NG | 360 |  | 186874 | 2259725.812 | 10.843 | 0.11605 | 0.0095967 | EPA/NEI; Estimated using an emission factor | 2259725.812 | 10.843
2020 | GA | Hartwell Lake | 754 | SRVC | SERC Virginia/Carolina | WAT | 420 |  | 734281.998 |  |  | 0 |  |  |  | 0
2020 | GA | Hawk Road Energy Facility | 55141 | SRSO | SERC South | NG | 495 |  | 623835 | 7035119.5 | 34.05 | 0.10916 | 0.00968 | EPA/NEI | 7035119.5 | 34.05
2020 | GA | Hazlehurst II | 60554 | SRSO | SERC South | SUN | 52.5 |  | 114772 |  |  | 0 |  |  |  | 0
2020 | GA | Hazlehurst III | 62057 | SRSO | SERC South | SUN | 40 |  | 94973 |  |  | 0 |  |  |  | 0
2020 | GA | Hewlett Packard Enterprise | 54457 | SRSO | SERC South | DFO | 8 |  | 0
2020 | GA | Hickory Park Solar Hybrid | 63522 | SRSO | SERC South |  | 235.5
2020 | GA | Hickory Ridge Landfill Solar Project | 59459 | SRVC | SERC Virginia/Carolina | SUN | 1 |  | 0
2020 | GA | High Shoals Hydro (GA) | 10121 | SRSO | SERC South | WAT | 1.4 |  | 0
2020 | GA | Hopeful Solar LLC | 59892 | SRSO | SERC South | SUN | 20.7
2020 | GA | IKEA Savannah 490 | 58011 | SRSO | SERC South | SUN | 2.2 |  | 1593 |  |  | 0 |  |  |  | 0
2020 | GA | Imperial Savannah LP | 50146 | SRSO | SERC South | NG | 11.7 | 0.077743 | 40845.366 | 229660.964 | 0.85259 | 0.041747 | 0.0074247 | NEI avg EF - PM, fuel type | 2954114.328 | 10.9667
2020 | GA | Inforum | 54290 | SRSO | SERC South | DFO | 1.3 | 1 | 0
2020 | GA | Inland Paperboard Packaging Rome | 10426 | SRSO | SERC South | BLQ | 77.9 | 0.13788 | 324279.869 | 1786405.439 | 10.5149 | 0.064851 | 0.011772 | EPA/NEI; Estimated using an emission factor | 12956427 | 76.2623
2020 | GA | International Paper Savanna Mill | 50398 | SRSO | SERC South | BLQ | 206.5 | 0.178 | 645314 | 3726731.395 | 12.9997 | 0.04029 | 0.0069765 | EPA/NEI; Estimated using an emission factor | 20937040 | 73.0333
2020 | GA | Interstate Paper LLC Riceboro | 54281 | SRSO | SERC South | BLQ | 14.5 | 0.10376 | 110594.99 | 638884.979 | 3.5461 | 0.064128 | 0.011101 | NEI avg EF - PM, fuel type | 6157541.043 | 34.1769
2020 | GA | Jack McDonough | 710 | SRSO | SERC South | NG | 3446.8 |  | 18710645 | 127623706.9 | 152.8271 | 0.016336 | 0.002395 | EPA/NEI | 127623706.9 | 152.8271
2020 | GA | Jesup Plant | 10560 | SRSO | SERC South | BLQ | 82 | 0.12469 | 501262.192 | 2757076.587 | 11.7736 | 0.046976 | 0.0085406 | EPA/NEI; Estimated using an emission factor | 22111653.688 | 94.4234
2020 | GA | Kamin LLC Wrens Mine | 55961 | SRSO | SERC South | DFO | 2
2020 | GA | Kamin LLC Wrens Plant | 54880 | SRSO | SERC South |  | 11.4
2020 | GA | Kimberly-Clark Solar | 62960 | SRSO | SERC South | SUN | 2.3 |  | 4075 |  |  | 0 |  |  |  | 0
2020 | GA | King Mill | 61000 | SRSO | SERC South | WAT | 2.2 |  | 9916 |  |  | 0 |  |  |  | 0
2020 | GA | Kings Bay Solar Facility | 59864 | SRSO | SERC South | SUN | 31.5 |  | 55713 |  |  | 0 |  |  |  | 0
2020 | GA | Kraft | 733 | SRSO | SERC South |  | 352.4
2020 | GA | Lake Blackshear Project | 752 | SRSO | SERC South | WAT | 17.2 |  | 49416 |  |  | 0 |  |  |  | 0
2020 | GA | Lakeland Solar Energy LLC | 58572 | SRSO | SERC South | SUN | 1.8 |  | 3782 |  |  | 0 |  |  |  | 0
2020 | GA | Lancaster Solar GA | 64150 | SRSO | SERC South | SUN | 80
2020 | GA | Laredo Bus Facility Solar Canopies | 58064 | SRSO | SERC South | SUN | 1 |  | 1762 |  |  | 0 |  |  |  | 0
2020 | GA | Live Oak Solar, LLC | 60063 | SRSO | SERC South | SUN | 51 |  | 98209 |  |  | 0 |  |  |  | 0
2020 | GA | Lloyd Shoals | 712 | SRSO | SERC South | WAT | 14.4 |  | 96310.998 |  |  | 0 |  |  |  | 0
2020 | GA | Lowndes IDA | 64278 | SRSO | SERC South | SUN | 1.5 |  | 2522 |  |  | 0 |  |  |  | 0
2020 | GA | Lowndes Tycor Farms | 64279 | SRSO | SERC South | SUN | 2.3 |  | 3161 |  |  | 0 |  |  |  | 0
2020 | GA | Marine Corps Logistics Base Solar | 59876 | SRSO | SERC South | SUN | 31 |  | 55725 |  |  | 0 |  |  |  | 0
2020 | GA | MAS ASB Cogen Plant | 58484 | SRSO | SERC South | NG | 6.6 | 1 | 38793.999 | 349084.008 | 0.073657 | 0.0037973 | 0.000422 | Estimated using an emission factor | 349084.008 | 0.073657
2020 | GA | McCleskey Cotton | 62878 | SRSO | SERC South | SUN | 1.9 |  | 3731 |  |  | 0 |  |  |  | 0
2020 | GA | McIntosh (6124) | 6124 | SRSO | SERC South | NG | 988 |  | 49202 | 791240.988 | 2.6205 | 0.10652 | 0.0066238 | EPA/NEI | 791240.988 | 2.6205
2020 | GA | McIntosh Combined Cycle Facility | 56150 | SRSO | SERC South | NG | 1376.6 |  | 8621415 | 60743931 | 197.9457 | 0.04592 | 0.0065174 | EPA/NEI | 60743931 | 197.9457
2020 | GA | MCLB Landfill Gas to Energy | 59335 | SRSO | SERC South | OBG | 1.9 | 0.68305 | 1695 | 11185.602 | 0.082214 | 0.097008 | 0.0147 | Estimated using an emission factor | 16376 | 0.12036
2020 | GA | McManus | 715 | SRSO | SERC South | DFO | 703.7 |  | 2256.998 | 70698.8 | 0.39399 | 0.34913 | 0.011146 | EPA/NEI | 70698.8 | 0.39399
2020 | GA | MEAG1 | 7879 | SRSO | SERC South | NG | 170.9
2020 | GA | MEAG2 | 7880 | SRSO | SERC South | NG | 170.9
2020 | GA | MEAG3 | 7881 | SRSO | SERC South | NG | 170.9
2020 | GA | Meriwether Jackson | 64280 | SRSO | SERC South | SUN | 3 |  | 5069 |  |  | 0 |  |  |  | 0
2020 | GA | Mid-Georgia Cogeneration | 55040 | SRSO | SERC South | NG | 323 | 0.73435 | 138767 | 881967.324 | 6.3235 | 0.091138 | 0.014339 | EPA/NEI | 1201021.875 | 8.611
2020 | GA | Milstead | 54872 | SRSO | SERC South | WAT | 1 |  | 1646 |  |  | 0 |  |  |  | 0
2020 | GA | Mitchell (GA) | 727 | SRSO | SERC South |  | 343.6
2020 | GA | Moody Air Force Base Solar | 62377 | SRSO | SERC South | SUN | 49.5 |  | 53239 |  |  | 0 |  |  |  | 0
2020 | GA | Morgan Falls | 717 | SRSO | SERC South | WAT | 16.8 |  | 42991.998 |  |  | 0 |  |  |  | 0
2020 | GA | Mount Vernon Solar | 60585 | SRSO | SERC South | SUN | 1 |  | 1795 |  |  | 0 |  |  |  | 0
2020 | GA | MPC Generating | 7764 | SRSO | SERC South | NG | 386.1 |  | 6318 | 74036.668 | 0.23512 | 0.074429 | 0.0063515 | EPA/NEI | 74036.668 | 0.23512
2020 | GA | Multitrade Rabun Gap, LLC | 50201 | SRSO | SERC South | WDS | 22 | 1 | 120421 | 2169962 | 20.288 | 0.33695 | 0.018699 | NEI avg EF - PM, fuel type | 2169962 | 20.288
2020 | GA | Murray Treadwell Farms | 64281 | SRSO | SERC South | SUN | 3 |  | 5229 |  |  | 0 |  |  |  | 0
2020 | GA | Muscogee Public Works | 62881 | SRSO | SERC South | SUN | 1.5 |  | 2885 |  |  | 0 |  |  |  | 0
2020 | GA | Nacoochee | 718 | SRSO | SERC South | WAT | 4.8 |  | 22482 |  |  | 0 |  |  |  | 0
2020 | GA | Naval Submarine Base Kings Bay | 54239 | SRSO | SERC South | DFO | 30 |  | 819.996 | 9570.996 | 1.4835 | 3.6183 | 0.31 | Estimated using an emission factor | 9570.996 | 1.4835
2020 | GA | North Highlands | 719 | SRSO | SERC South | WAT | 29.6 |  | 174624 |  |  | 0 |  |  |  | 0
2020 | GA | Nottely | 758 | SRTV | SERC Tennessee Valley | WAT | 15.9 |  | 67908 |  |  | 0 |  |  |  | 0
2020 | GA | OE_GA3 | 63350 | SRSO | SERC South | SUN | 57.5 |  | 122427 |  |  | 0 |  |  |  | 0
2020 | GA | Oil Dri 2 Solar | 62882 | SRSO | SERC South | SUN | 1.4 |  | 2903 |  |  | 0 |  |  |  | 0
2020 | GA | Old Midville Solar | 60741 | SRSO | SERC South | SUN | 19.7 |  | 42064 |  |  | 0 |  |  |  | 0
2020 | GA | Oliver Dam | 720 | SRSO | SERC South | WAT | 60 |  | 277604 |  |  | 0 |  |  |  | 0
2020 | GA | Pawpaw Solar Plant | 59894 | SRSO | SERC South | SUN | 30.5 |  | 61327 |  |  | 0 |  |  |  | 0
2020 | GA | PCA-Valdosta Mill | 60084 | SRSO | SERC South | BLQ | 69.9 | 0.16447 | 304940.351 | 1809524.98 | 9.6573 | 0.063339 | 0.010674 | NEI avg EF - PM, fuel type | 11002504.406 | 58.7196
2020 | GA | Pecan Row Landfill To Electric Facility | 59221 | SRSO | SERC South | LFG | 6.4 |  | 34642 | 390995 | 2.8738 | 0.16591 | 0.0147 | Estimated using an emission factor | 390995 | 2.8738
2020 | GA | Piedmont Green Power | 57909 | SRSO | SERC South | WDS | 60 |  | 361656 | 4698868.5 | 43.932 | 0.24295 | 0.018699 | NEI avg EF - PM, fuel type | 4698868.5 | 43.932
2020 | GA | PInova Inc | 10120 | SRSO | SERC South | WDS | 9.1 | 0.011693 | 4691 | 26639.306 | 0.24907 | 0.10619 | 0.0187 | EPA/NEI; Estimated using an emission factor | 2278297 | 21.3009
2020 | GA | Pleasant Valley Solar | 60586 | SRSO | SERC South | SUN | 2.5 |  | 4224 |  |  | 0 |  |  |  | 0
2020 | GA | Polk Cedartown | 64586 | SRSO | SERC South | SUN | 2.2 |  | 4352 |  |  | 0 |  |  |  | 0
2020 | GA | Port Wentworth Mill | 50804 | SRSO | SERC South | BLQ | 72.3 | 0.41223 | 482477.77 | 5332454.685 | 26.3764 | 0.10934 | 0.0098928 | NEI avg EF - PM, fuel type | 12935703.5 | 63.9849
2020 | GA | Putnam Erickson | 64282 | SRSO | SERC South | SUN | 2.7 |  | 4848 |  |  | 0 |  |  |  | 0
2020 | GA | Quitman II Solar | 64335 | SRSO | SERC South | SUN | 150
2020 | GA | Quitman Solar | 62584 | SRSO | SERC South | SUN | 150 |  | 354506 |  |  | 0 |  |  |  | 0
2020 | GA | Richard B Russell | 6132 | SRVC | SERC Virginia/Carolina | WAT | 628 |  | 663829 |  |  | 0 |  |  |  | 0
2020 | GA | Richland | 60513 | SRSO | SERC South | SUN | 1 |  | 1251 |  |  | 0 |  |  |  | 0
2020 | GA | Richland Solar Center | 59874 | SRVC | SERC Virginia/Carolina | SUN | 20 |  | 40506 |  |  | 0 |  |  |  | 0
2020 | GA | Richmond Hayes Solar | 62884 | SRSO | SERC South | SUN | 2.3 |  | 3037 |  |  | 0 |  |  |  | 0
2020 | GA | Rincon Solar I | 60702 | SRSO | SERC South | SUN | 18.4 |  | 30995 |  |  | 0 |  |  |  | 0
2020 | GA | Riverside (GA) | 734 | SRSO | SERC South | NG | 105.9
2020 | GA | Riverwood 100 Building | 54816 | SRSO | SERC South | DFO | 1.1
2020 | GA | Riverwood International Macon Mill | 54464 | SRSO | SERC South | BLQ | 73.4 | 0.16236 | 437100.293 | 2429286.585 | 14.5407 | 0.066533 | 0.011971 | NEI avg EF - PM, fuel type | 14962613.102 | 89.56
2020 | GA | Roberts Road Power Plant | 56867 | SRSO | SERC South | LFG | 1.4
2020 | GA | Robins | 7348 | SRSO | SERC South | NG | 183.8 |  | 19126 | 265475.094 | 0.84286 | 0.088138 | 0.0063499 | EPA/NEI | 265475.094 | 0.84286
2020 | GA | Robins Air Force Base Solar | 61648 | SRSO | SERC South | SUN | 128
2020 | GA | Rocky Mountain Hydroelectric Plant | 6189 | SRSO | SERC South | WAT | 847.8 |  | -500222.001 |  |  | 0 |  |  |  | 0
2020 | GA | Rumble Road Energy Center | 57209 | SRSO | SERC South | NG | 0
2020 | GA | Savannah River Mill | 10361 | SRSO | SERC South | PC | 140.4 | 0.21074 | 197455 | 1154395.344 | 5.0046 | 0.050691 | 0.0086706 | EPA/NEI; Estimated using an emission factor | 5477785.75 | 23.7478
2020 | GA | Scherer | 6257 | SRSO | SERC South | SUB | 3564 |  | 5633634 | 71558364.5 | 32.4421 | 0.011517 | 0.00090673 | EPA/NEI | 71558364.5 | 32.4421
2020 | GA | Seminole | 60514 | SRSO | SERC South | SUN | 1.6 |  | 1334 |  |  | 0 |  |  |  | 0
2020 | GA | Sewell Creek Energy | 7813 | SRSO | SERC South | NG | 570 |  | 401002 | 4639901.188 | 26.01 | 0.12973 | 0.011211 | EPA/NEI | 4639901.188 | 26.01
2020 | GA | Shawnee - GA | 64582 | SRSO | SERC South | SUN | 2 |  | 3758 |  |  | 0 |  |  |  | 0
2020 | GA | Shepherd Center | 54813 | SRSO | SERC South | DFO | 2.9 |  | 0
2020 | GA | Sibley Mill | 54322 | SRSO | SERC South | WAT | 2.1 |  | 10107 |  |  | 0 |  |  |  | 0
2020 | GA | Simon Solar Farm LLC | 58628 | SRSO | SERC South | SUN | 30 |  | 50020 |  |  | 0 |  |  |  | 0
2020 | GA | Sinclair Dam | 722 | SRSO | SERC South | WAT | 45 |  | 163296 |  |  | 0 |  |  |  | 0
2020 | GA | Smarr Energy Facility | 7829 | SRSO | SERC South | NG | 242 |  | 262705 | 3503189.25 | 35 | 0.26646 | 0.019982 | EPA/NEI | 3503189.25 | 35
2020 | GA | Snipesville | 62165 | SRSO | SERC South | SUN | 86 |  | 10518 |  |  | 0 |  |  |  | 0
2020 | GA | Solar BESS Hybrid | 63535 | SRSO | SERC South | SUN | 2.5 |  | 696 | 0 |  | 0 |  |  | 0 | 0
2020 | GA | Solar Glynn | 60469 | SRSO | SERC South | SUN | 18 |  | 30436 |  |  | 0 |  |  |  | 0
2020 | GA | South Columbus Water Resource Facility | 57076 | SRSO | SERC South | OBG | 3.6 | 0.42401 | 11 | 55.969 | 0.00041137 | 0.074795 | 0.0147 | Estimated using an emission factor | 132 | 0.0009702
2020 | GA | South Georgia Medical Center | 54848 | SRSO | SERC South | DFO | 6.7 |  | 0
2020 | GA | Sowega Power Project | 7768 | SRSO | SERC South | NG | 99.6 |  | 72806 | 731632.031 | 2.4144 | 0.066324 | 0.0066 | EPA/NEI | 731632.031 | 2.4144
2020 | GA | SR Arlington I | 62436 | SRSO | SERC South | SUN | 20
2020 | GA | SR Arlington II | 62367 | SRSO | SERC South | SUN | 102.5 |  | 220873 |  |  | 0 |  |  |  | 0
2020 | GA | SR Cedar Springs, LLC | 64840 | SRSO | SERC South | SUN | 70
2020 | GA | SR Clay, LLC | 64838 | SRSO | SERC South | SUN | 106
2020 | GA | SR DeSoto I, LLC | 64841 | SRSO | SERC South | SUN | 165
2020 | GA | SR Hazlehurst | 59535 | SRSO | SERC South | SUN | 20 |  | 38044 |  |  | 0 |  |  |  | 0
2020 | GA | SR Lumpkin | 64191 | SRSO | SERC South | SUN | 100
2020 | GA | SR Odom | 63814 | SRSO | SERC South | SUN | 20 |  | 5049 |  |  | 0 |  |  |  | 0
2020 | GA | SR Perry | 64151 | SRSO | SERC South | SUN | 68
2020 | GA | SR Terrell | 62058 | SRSO | SERC South | SUN | 74 |  | 48678 |  |  | 0 |  |  |  | 0
2020 | GA | State Farm Support Center East | 55274 | SRSO | SERC South | DFO | 10.8 |  | 22.998 | 460.998 | 0.071455 | 6.214 | 0.31 | Estimated using an emission factor | 460.998 | 0.071455
2020 | GA | Stevens Creek | 736 | SRVC | SERC Virginia/Carolina | WAT | 17.6 |  | 99276 |  |  | 0 |  |  |  | 0
2020 | GA | Sun Trust Plaza | 54845 | SRSO | SERC South | DFO | 2.4 |  | 34 | 78 | 0.01209 | 0.71118 | 0.31 | Estimated using an emission factor | 78 | 0.01209
2020 | GA | Superior Landfill Gas Recovery | 57026 | SRSO | SERC South | LFG | 6.4 |  | 47280 | 584745 | 4.2979 | 0.18181 | 0.0147 | Estimated using an emission factor | 584745 | 4.2979
2020 | GA | Talbot Energy Facility | 7916 | SRSO | SERC South | NG | 726 |  | 471550.998 | 5623401.562 | 52.0197 | 0.22063 | 0.018501 | EPA/NEI | 5623401.562 | 52.0197
2020 | GA | Tallassee Hydro Project | 7191 | SRSO | SERC South | WAT | 2.3 |  | 9370 |  |  | 0 |  |  |  | 0
2020 | GA | Tallulah Falls | 723 | SRSO | SERC South | WAT | 72 |  | 245034 |  |  | 0 |  |  |  | 0
2020 | GA | Taylor | 56870 | SRSO | SERC South | LFG | 8 |  | 32690 | 409482 | 3.0097 | 0.18414 | 0.0147 | Estimated using an emission factor | 409482 | 3.0097
2020 | GA | Taylor County Solar | 59897 | SRSO | SERC South | SUN | 148 |  | 269667 |  |  | 0 |  |  |  | 0
2020 | GA | Tech Square Microgrid | 63775 | SRSO | SERC South | NG | 1.4 |  | 0
2020 | GA | Telfair Thompson | 62883 | SRSO | SERC South | SUN | 1.9 |  | 4303 |  |  | 0 |  |  |  | 0
2020 | GA | Tenaska Georgia Generating Station | 55061 | SRSO | SERC South | NG | 1099.2 |  | 74103 | 715520.492 | 1.173 | 0.031658 | 0.0032787 | EPA/NEI | 715520.492 | 1.173
2020 | GA | Terrell Riles Stovall | 64283 | SRSO | SERC South | SUN | 1.7 |  | 1680 |  |  | 0 |  |  |  | 0
2020 | GA | Terrora | 724 | SRSO | SERC South | WAT | 16 |  | 42836 |  |  | 0 |  |  |  | 0
2020 | GA | Thomas A. Smith Energy Facility | 55382 | SRSO | SERC South | NG | 1192 |  | 6576898 | 52711238 | 79.1 | 0.024054 | 0.0030013 | EPA/NEI | 52711238 | 79.1
2020 | GA | Tri-County Solar Facility | 60544 | SRSO | SERC South | SUN | 1 |  | 1672 |  |  | 0 |  |  |  | 0
2020 | GA | Troup RC50 | 62885 | SRSO | SERC South | SUN | 2.3 |  | 4450 |  |  | 0 |  |  |  | 0
2020 | GA | Troup RC50 II | 64284 | SRSO | SERC South | SUN | 1.5 |  | 2285 |  |  | 0 |  |  |  | 0
2020 | GA | Tugalo | 725 | SRSO | SERC South | WAT | 44.8 |  | 157136 |  |  | 0 |  |  |  | 0
2020 | GA | Twiggs Solar | 61696 | SRSO | SERC South | SUN | 204 |  | 169223 |  |  | 0 |  |  |  | 0
2020 | GA | Tyre Bridge Solar LLC | 64537 | SRSO | SERC South | SUN | 118
2020 | GA | Upson Rocky Creek Solar Plant | 58485 | SRSO | SERC South | SUN | 1 |  | 1191 |  |  | 0 |  |  |  | 0
2020 | GA | Valdosta | 60448 | SRSO | SERC South | SUN | 1 |  | 1565 |  |  | 0 |  |  |  | 0
2020 | GA | Valdosta | 10859 | SRSO | SERC South | WDS | 2.5
2020 | GA | Valdosta Prison | 61468 | SRSO | SERC South | SUN | 1 |  | 2003 |  |  | 0 |  |  |  | 0
2020 | GA | Valdosta Water Treatment Plant | 54839 | SRSO | SERC South | DFO | 3.4 |  | 0
2020 | GA | Vidalia Water Treatment Plant | 60515 | SRSO | SERC South | SUN | 1 |  | 904 |  |  | 0 |  |  |  | 0
2020 | GA | Vogtle | 649 | SRSO | SERC South | NUC | 4658 |  | 18857818 |  |  | 0 |  |  |  | 0
2020 | GA | W R Clayton Plant | 7968 | SRSO | SERC South | NG | 513
2020 | GA | Wallace Dam | 6087 | SRSO | SERC South | WAT | 321.2 |  | 107865 |  |  | 0 |  |  |  | 0
2020 | GA | Walter F George | 761 | SRSO | SERC South | WAT | 168 |  | 585395 |  |  | 0 |  |  |  | 0
2020 | GA | Walton Bainbridge Power Facility | 56015 | SRSO | SERC South | DFO | 80 |  | 82 | 2099 | 0.0252 | 0.61463 | 0.024011 | EPA/NEI | 2099 | 0.0252
2020 | GA | Walton County Power | 55128 | SRSO | SERC South | NG | 494.1 |  | 303816 | 3151280.875 | 3.8399 | 0.025278 | 0.0024371 | EPA/NEI | 3151280.875 | 3.8399
2020 | GA | Wansley (6052) | 6052 | SRSO | SERC South | BIT | 1956.8 |  | 144367 | 2421208.125 | 21.3958 | 0.29641 | 0.017674 | EPA/NEI | 2421208.125 | 21.3958
2020 | GA | Wansley (7946) | 7946 | SRSO | SERC South | NG | 594.1 |  | 3153311 | 22487978 | 66.6515 | 0.042274 | 0.0059277 | EPA/NEI | 22487978 | 66.6515
2020 | GA | Wansley CC (55965) | 55965 | SRSO | SERC South | NG | 1239 |  | 8405887 | 58146793 | 213.7367 | 0.050854 | 0.0073516 | EPA/NEI | 58146793 | 213.7367
2020 | GA | Ware Avra I | 64285 | SRSO | SERC South | SUN | 3 |  | 4736 |  |  | 0 |  |  |  | 0
2020 | GA | Ware Avra II | 64286 | SRSO | SERC South | SUN | 1.9 |  | 2973 |  |  | 0 |  |  |  | 0
2020 | GA | Washington County Power | 55332 | SRSO | SERC South | NG | 795.6 |  | 220604 | 1186052.133 | 5.7939 | 0.052527 | 0.00977 | EPA/NEI | 1186052.133 | 5.7939
2020 | GA | Waynesboro Community Solar | 62409 | SRSO | SERC South | SUN | 2.4 |  | 4494 |  |  | 0 |  |  |  | 0
2020 | GA | West Point (GA) | 6133 | SRSO | SERC South | WAT | 73.3 |  | 321088.001 |  |  | 0 |  |  |  | 0
2020 | GA | Westberry Jesup | 64583 | SRSO | SERC South | SUN | 2.6 |  | 5364 |  |  | 0 |  |  |  | 0
2020 | GA | WestRock Southeast, LLC. | 54004 | SRSO | SERC South | WDS | 82.1 | 0.21542 | 233236 | 1282293.854 | 10.3845 | 0.089048 | 0.016197 | EPA/NEI; Estimated using an emission factor | 5952434.918 | 48.2054
2020 | GA | White Oak Solar, LLC | 60082 | SRSO | SERC South | SUN | 76.5 |  | 144524 |  |  | 0 |  |  |  | 0
2020 | GA | White Pine Solar, LLC | 60064 | SRSO | SERC South | SUN | 101.2 |  | 188919 |  |  | 0 |  |  |  | 0
2020 | GA | Wilkinson DeFore | 62886 | SRSO | SERC South | SUN | 2.3 |  | 4522 |  |  | 0 |  |  |  | 0
2020 | GA | Yates | 728 | SRSO | SERC South | NG | 1487.3 |  | 2251457 | 25020976 | 90.9295 | 0.080774 | 0.0072683 | EPA/NEI | 25020976 | 90.9295
2020 | GA | YKK USA Chestney | 54566 | SRSO | SERC South | DFO | 7.1 |  | 0
2020 | GA | Yonah | 729 | SRSO | SERC South | WAT | 22.5 |  | 82944 |  |  | 0 |  |  |  | 0
2020 | HI | AES Hawaii | 10673 | HIOA | HICC Oahu | SUB | 203 | 0.99419 | 1184009 | 13168427.056 | 93.7326 | 0.15833 | 0.014236 | NEI avg EF - PM, fuel type, firing type | 13245327.5 | 94.28
2020 | HI | AES Kekaha Solar, LLC Hybrid | 63280 | HIMS | HICC Miscellaneous | SUN | 28 |  | 0
2020 | HI | AES LAWAI SOLAR Hybrid | 61068 | HIMS | HICC Miscellaneous | SUN | 40 |  | 38888 | 0 |  | 0 |  |  | 0 | 0
2020 | HI | AES Maui Kuihelani Solar Hybrid | 64256 | HIMS | HICC Miscellaneous |  | 120
2020 | HI | AES Waikoloa Solar Hybrid | 63900 | HIMS | HICC Miscellaneous |  | 60
2020 | HI | AES West Oahu Solar Hybrid | 64656 | HIOA | HICC Oahu |  | 25
2020 | HI | Aloha Solar Energy Fund 1 PK1 | 58659 | HIOA | HICC Oahu | SUN | 5 |  | 8605 |  |  | 0 |  |  |  | 0
2020 | HI | Auwahi Wind Energy Hybrid | 57996 | HIMS | HICC Miscellaneous | WND | 35 |  | 91064 | 0 |  | 0 |  |  | 0 | 0
2020 | HI | Barbers Point Solar, LLC | 64094 | HIOA | HICC Oahu |  | 30
2020 | HI | Biomass to Energy Facility, Kauai | 59035 | HIMS | HICC Miscellaneous | AB | 10.3 |  | 48797 | 664180 | 332.1106 | 13.6119 | 1.0001 | Estimated using an emission factor | 664180 | 332.1106
2020 | HI | BYU - Hawaii | 64400 | HIOA | HICC Oahu |  | 5
2020 | HI | Campbell Industrial Park | 56329 | HIOA | HICC Oahu | DFO | 113 |  | 83712 | 1410821 | 12.7282 | 0.30409 | 0.018044 | NEI avg EF - PM, fuel type, firing type | 1410821 | 12.7282
2020 | HI | Campbell Industrial Park BESS | 61851 | HIOA | HICC Oahu | MWH | 1 |  | 0
2020 | HI | CEIP Substation Distributed Generation | 56515 | HIOA | HICC Oahu | DFO | 4.8
2020 | HI | EE Waianae Solar Project | 61172 | HIOA | HICC Oahu | SUN | 28.3 |  | 63869 |  |  | 0 |  |  |  | 0
2020 | HI | Ewa Nui Substation DG | 56330 | HIOA | HICC Oahu | DFO | 9.6
2020 | HI | Gay Robinson | 50333 | HIMS | HICC Miscellaneous | WAT | 13.5 |  | 42613 |  |  | 0 |  |  |  | 0
2020 | HI | H Power | 10334 | HIOA | HICC Oahu | MSW | 99.4 |  | 367190 | 7384102.375 |  |  |  |  | 7384102.375
2020 | HI | Hale Kuawehi Solar Hybrid | 62529 | HIMS | HICC Miscellaneous |  | 60
2020 | HI | Hamakua Energy Plant | 55369 | HIMS | HICC Miscellaneous | WO | 66 |  | 232896 | 2136252.812 | 331.1192 | 2.8435 | 0.31 | Estimated using an emission factor | 2136252.812 | 331.1192
2020 | HI | Hana Substation | 56055 | HIMS | HICC Miscellaneous | DFO | 2 |  | 124 | 1395 | 0.21623 | 3.4875 | 0.31 | Estimated using an emission factor | 1395 | 0.21623
2020 | HI | Hawaii Cogen | 10194 | HIOA | HICC Oahu | WO | 12.2 | 0.2828 | 26459.999 | 143589.894 | 22.2565 | 1.6823 | 0.31 | Estimated using an emission factor | 507737 | 78.6992
2020 | HI | Hawi Wind Farm | 56447 | HIMS | HICC Miscellaneous | WND | 10.6 |  | 26658 |  |  | 0 |  |  |  | 0
2020 | HI | Helemano Substation DG | 56332 | HIOA | HICC Oahu | DFO | 4.8
2020 | HI | HNL Emergency Power Facility | 58469 | HIOA | HICC Oahu | OBL | 10 |  | 1322 | 12590 | 1.1142 | 1.6857 | 0.177 | Estimated using an emission factor | 12590 | 1.1142
2020 | HI | Honolulu Generating Station | 764 | HIOA | HICC Oahu |  | 104.4
2020 | HI | Ho'Ohana Solar 1 | 63723 | HIOA | HICC Oahu |  | 104
2020 | HI | Hu Honua Bioenergy Facility | 61364 | HIMS | HICC Miscellaneous | OBS | 36
2020 | HI | Iwilei Tank Farm DG | 56331 | HIOA | HICC Oahu | DFO | 4.8
2020 | HI | Kahana Solar, LLC | 64095 | HIMS | HICC Miscellaneous |  | 40
2020 | HI | Kahe Generating Station | 765 | HIOA | HICC Oahu | RFO | 609.7 |  | 2378045 | 25319883 | 110.5409 | 0.092968 | 0.0087315 | NEI avg EF - PM, fuel type, firing type | 25319883 | 110.5409
2020 | HI | Kaheawa Pastures Wind Farm Hybrid | 56449 | HIMS | HICC Miscellaneous | WND | 30 |  | 108503 |  |  | 0 |  |  |  | 0
2020 | HI | Kaheawa Wind Power II LLC | 57082 | HIMS | HICC Miscellaneous | WND | 31 |  | 51069 |  |  | 0 |  |  |  | 0
2020 | HI | Kaheka Hydro | 55864 | HIMS | HICC Miscellaneous | WAT | 4.5 |  | 1250.001 |  |  | 0 |  |  |  | 0
2020 | HI | Kahuku Wind Power LLC | 57087 | HIOA | HICC Oahu | WND | 45 |  | 68086 |  |  | 0 |  |  |  | 0
2020 | HI | Kahului | 6056 | HIMS | HICC Miscellaneous | RFO | 34 |  | 131121 | 2000589.047 | 8.8146 | 0.13445 | 0.008812 | NEI avg EF - PM, fuel type | 2000589.047 | 8.8146
2020 | HI | Kalaeloa Cogen Plant | 54646 | HIOA | HICC Oahu | RFO | 299.4 | 0.89425 | 1111327 | 8735170.093 | 1341.3749 | 2.414 | 0.30712 | Estimated using an emission factor | 9768196.52 | 1500.0066
2020 | HI | Kalaeloa Renewable Energy Park | 58651 | HIOA | HICC Oahu | SUN | 5 |  | 7812 |  |  | 0 |  |  |  | 0
2020 | HI | Kalaeloa Solar Two | 58259 | HIOA | HICC Oahu | SUN | 5 |  | 10954 |  |  | 0 |  |  |  | 0
2020 | HI | Kalaeoloa Pole Yard DG | 56514 | HIOA | HICC Oahu | DFO | 4.8
2020 | HI | Kalaheo Hydro | 10412 | HIMS | HICC Miscellaneous | WAT | 3.1 |  | 5300 |  |  | 0 |  |  |  | 0
2020 | HI | Kamaoa Wind Farm | 54390 | HIMS | HICC Miscellaneous | WND | 9.2
2020 | HI | Kanoelehua | 769 | HIMS | HICC Miscellaneous | DFO | 21 |  | 1939.999 | 40726.999 | 1.4163 | 1.4601 | 0.06955 | EPA/NEI; Estimated using an emission factor | 40726.999 | 1.4163
2020 | HI | Kapaa Photovoltaic Project | 57525 | HIMS | HICC Miscellaneous | SUN | 1 |  | 1787 |  |  | 0 |  |  |  | 0
2020 | HI | Kapaia Power Station | 56258 | HIMS | HICC Miscellaneous | OTH | 39.1 |  | 139395 | 1289236 |  |  |  |  | 1289236
2020 | HI | Kapolei Solar Energy Park | 58684 | HIOA | HICC Oahu | SUN | 1 |  | 1738 |  |  | 0 |  |  |  | 0
2020 | HI | Kawailoa Solar | 60125 | HIOA | HICC Oahu | SUN | 49 |  | 78891 |  |  | 0 |  |  |  | 0
2020 | HI | Kawailoa Wind | 57529 | HIOA | HICC Oahu | WND | 69 |  | 103768 |  |  | 0 |  |  |  | 0
2020 | HI | Keahole | 8083 | HIMS | HICC Miscellaneous | DFO | 96.6 |  | 385327 | 3717826 | 10.5562 | 0.054791 | 0.0056787 | EPA/NEI; Estimated using an emission factor | 3717826 | 10.5562
2020 | HI | Kihei Solar Farm | 61099 | HIMS | HICC Miscellaneous | SUN | 2.9 |  | 6480 |  |  | 0 |  |  |  | 0
2020 | HI | KIUC Kapaia PV and BA Storage Project Hybrid | 60546 | HIMS | HICC Miscellaneous | SUN | 28 |  | 21619 |  |  | 0 |  |  |  | 0
2020 | HI | KRS I Anahola Solar Hybrid | 58639 | HIMS | HICC Miscellaneous | SUN | 18 |  | 20365 | 0 |  | 0 |  |  | 0 | 0
2020 | HI | KRS II Koloa Solar | 58640 | HIMS | HICC Miscellaneous | SUN | 13.5 |  | 21025 |  |  | 0 |  |  |  | 0
2020 | HI | Ku'ia Solar | 61101 | HIMS | HICC Miscellaneous | SUN | 2.9 |  | 5350 |  |  | 0 |  |  |  | 0
2020 | HI | Kupehau | 63799 | HIOA | HICC Oahu |  | 120
2020 | HI | Lalamilo Windfarm | 7769 | HIMS | HICC Miscellaneous | WND | 2.2
2020 | HI | Lanai Solar-Electric Plant | 56667 | HIMS | HICC Miscellaneous | SUN | 1.2 |  | 869.004 |  |  | 0 |  |  |  | 0
2020 | HI | Lanikuhana Solar LLC | 58281 | HIOA | HICC Oahu | SUN | 14.7 |  | 28353 |  |  | 0 |  |  |  | 0
2020 | HI | Maalaea | 6504 | HIMS | HICC Miscellaneous | DFO | 229.8 |  | 549719.998 | 5171621.262 | 266.9616 | 0.97126 | 0.10324 | EPA/NEI; Estimated using an emission factor | 5171621.262 | 266.9616
2020 | HI | Mauka FIT One | 58662 | HIOA | HICC Oahu | SUN | 3.5 |  | 2898 |  |  | 0 |  |  |  | 0
2020 | HI | Miki Basin | 7264 | HIMS | HICC Miscellaneous | DFO | 10.4 |  | 32033.998 | 326052.004 | 50.5381 | 3.1553 | 0.31 | Estimated using an emission factor | 326052.004 | 50.5381
2020 | HI | Mililani South Solar Farm | 57242 | HIOA | HICC Oahu | SUN | 39
2020 | HI | Na Pua Makani Wind Project | 58837 | HIOA | HICC Oahu | WND | 27.6 |  | 14388 |  |  | 0 |  |  |  | 0
2020 | HI | Paeahu Solar Hybrid | 62534 | HIMS | HICC Miscellaneous |  | 30
2020 | HI | Paia Hydroelectric Plant | 58277 | HIMS | HICC Miscellaneous | WAT | 1.3 |  | 0
2020 | HI | Pakini Nui Wind Farm | 56378 | HIMS | HICC Miscellaneous | WND | 21 |  | 118805 |  |  | 0 |  |  |  | 0
2020 | HI | Palaau Power Hybrid | 792 | HIMS | HICC Miscellaneous | DFO | 17.1 |  | 32073 | 325425.008 | 50.2251 | 3.1319 | 0.30867 | EPA/NEI; Estimated using an emission factor | 325425.008 | 50.2251
2020 | HI | Pearl City Peninsula Solar Park | 58676 | HIOA | HICC Oahu | SUN | 1 |  | 1632 |  |  | 0 |  |  |  | 0
2020 | HI | Port Allen (HI) | 6474 | HIMS | HICC Miscellaneous | DFO | 99.5 |  | 39823 | 417237.994 | 54.4052 | 2.7324 | 0.26079 | EPA/NEI; Estimated using an emission factor | 417237.994 | 54.4052
2020 | HI | Port Allen Solar | 58549 | HIMS | HICC Miscellaneous | SUN | 6 |  | 9200 |  |  | 0 |  |  |  | 0
2020 | HI | Puna | 7130 | HIMS | HICC Miscellaneous | RFO | 39.1 |  | 54081 | 755302.875 | 4.7253 | 0.17475 | 0.012512 | EPA/NEI; Estimated using an emission factor | 755302.875 | 4.7253
2020 | HI | Puna Geothermal Venture I | 52028 | HIMS | HICC Miscellaneous | GEO | 51 |  | 9640 |  |  | 0 |  |  |  | 0
2020 | HI | Puueo | 771 | HIMS | HICC Miscellaneous | WAT | 4.6 |  | 5454 |  |  | 0 |  |  |  | 0
2020 | HI | Schofield Generating Station | 60328 | HIOA | HICC Oahu | OBL | 50.4 |  | 26958 | 238492.008 | 21.1065 | 1.5659 | 0.177 | Estimated using an emission factor | 238492.008 | 21.1065
2020 | HI | Shipman | 6478 | HIMS | HICC Miscellaneous | RFO | 18.5
2020 | HI | Tesoro Hawaii | 10093 | HIOA | HICC Oahu | WO | 20 | 0.48256 | 158519 | 821682.288 | 127.3607 | 1.6069 | 0.31 | Estimated using an emission factor | 1702749 | 263.9261
2020 | HI | W H Hill | 772 | HIMS | HICC Miscellaneous | RFO | 37.1 |  | 171930 | 2325111.938 | 10.2445 | 0.11917 | 0.008812 | NEI avg EF - PM, fuel type | 2325111.938 | 10.2445
2020 | HI | Waiau Generating Station | 766 | HIOA | HICC Oahu | RFO | 474.6 |  | 736867 | 8295118.918 | 38.2552 | 0.10383 | 0.0092235 | NEI avg EF - PM, fuel type, firing type | 8295118.918 | 38.2552
2020 | HI | Waiau Hydro | 774 | HIMS | HICC Miscellaneous | WAT | 1 |  | 0
2020 | HI | Waihonu North Solar | 58655 | HIOA | HICC Oahu | SUN | 5 |  | 8657 |  |  | 0 |  |  |  | 0
2020 | HI | Waihonu South Solar | 58656 | HIOA | HICC Oahu | SUN | 1.5 |  | 2835.999 |  |  | 0 |  |  |  | 0
2020 | HI | Wailuku River Hydroelectric | 54827 | HIMS | HICC Miscellaneous | WAT | 10.4 |  | 23237 |  |  | 0 |  |  |  | 0
2020 | HI | Waimea | 768 | HIMS | HICC Miscellaneous | DFO | 10.5 |  | 1131.999 | 12083.001 | 1.8729 | 3.309 | 0.31 | EPA/NEI; Estimated using an emission factor | 12083.001 | 1.8729
2020 | HI | Wainiha Hydro | 10413 | HIMS | HICC Miscellaneous | WAT | 3.6 |  | 20966 |  |  | 0 |  |  |  | 0
2020 | HI | Waipio Peninsula | 64190 | HIOA | HICC Oahu | SUN | 11 |  | 23268 |  |  | 0 |  |  |  | 0
2020 | HI | Waipio Solar | 60024 | HIOA | HICC Oahu | SUN | 45.9 |  | 79737 |  |  | 0 |  |  |  | 0
2020 | HI | West Loch Solar One | 61987 | HIOA | HICC Oahu | SUN | 20 |  | 38804 |  |  | 0 |  |  |  | 0
2020 | IA | Adair Wind Farm | 56810 | MROW | MRO West | WND | 174.8 |  | 487765 |  |  | 0 |  |  |  | 0
2020 | IA | Adams Wind | 59637 | MROW | MRO West | WND | 154.3 |  | 421448 |  |  | 0 |  |  |  | 0
2020 | IA | Agency GT | 7706 | MROW | MRO West | NG | 78.8
2020 | IA | AgriReNew | 59181 | MROW | MRO West | OBG | 1 | 0.047681 | 2059 | 12372.88 | 0.13363 | 0.1298 | 0.0216 | Estimated using an emission factor | 259495 | 2.8025
2020 | IA | Algona | 1120 | MROW | MRO West | DFO | 19.3 |  | 116 | 1229 | 0.1905 | 3.2844 | 0.31 | EPA/NEI; Estimated using an emission factor | 1229 | 0.1905
2020 | IA | Allendorf | 56215 | MROW | MRO West | WND | 5.8 |  | 1806.001 |  |  | 0 |  |  |  | 0
2020 | IA | Alliant SBD 8501 Aegon LI | 54714 | MROW | MRO West | DFO | 3.1 |  | 83.3 | 1276.999 | 0.19793 | 4.7523 | 0.31 | Estimated using an emission factor | 1276.999 | 0.19793
2020 | IA | Alliant SBD 8601 Quad Graphics | 54720 | MROW | MRO West | DFO | 3.6 |  | 0
2020 | IA | Alliant SBD 8602 Marion Sub | 54716 | MROW | MRO West | DFO | 5.6 |  | 18.622 | 284.999 | 0.044175 | 4.7444 | 0.31 | Estimated using an emission factor | 284.999 | 0.044175
2020 | IA | Alliant SBD 8603 Donnelley | 54713 | MROW | MRO West | DFO | 1
2020 | IA | Alliant SBD 9106 Rockwell CR | 54717 | MROW | MRO West | DFO | 16 |  | 176.4 | 2699 | 0.41834 | 4.7431 | 0.31 | Estimated using an emission factor | 2699 | 0.41834
2020 | IA | Alliant SBD 9107 JBS USA | 54715 | MROW | MRO West | DFO | 11.4 |  | 29.398 | 447.001 | 0.069285 | 4.7136 | 0.31 | Estimated using an emission factor | 447.001 | 0.069285
2020 | IA | Alliant SBD 9201 Norplex | 54712 | MROW | MRO West | DFO | 2.1 |  | 62.72 | 940 | 0.1457 | 4.646 | 0.31 | Estimated using an emission factor | 940 | 0.1457
2020 | IA | Alliant SBD 9203 Profol | 54719 | MROW | MRO West | DFO | 5.6 |  | 177.8 | 1958 | 0.30349 | 3.4138 | 0.31 | Estimated using an emission factor | 1958 | 0.30349
2020 | IA | Alliant SBD 9205 A Y McDonald | 54710 | MROW | MRO West | DFO | 3.6 |  | 8.82 | 144 | 0.02232 | 5.0612 | 0.31 | Estimated using an emission factor | 144 | 0.02232
2020 | IA | Alliant SBD 9206 Donaldson | 54718 | MROW | MRO West | DFO | 1.6 |  | 2.94 | 47 | 0.007285 | 4.9558 | 0.31 | Estimated using an emission factor | 47 | 0.007285
2020 | IA | Alliant SBD 9301 Prairie Farms | 54735 | MROW | MRO West | DFO | 3.5 |  | 40.18 | 618.001 | 0.09579 | 4.7681 | 0.31 | Estimated using an emission factor | 618.001 | 0.09579
2020 | IA | Alliant SBD 9302 Aegon NP | 54967 | MROW | MRO West | DFO | 1.2 |  | 19.6 | 296 | 0.04588 | 4.6816 | 0.31 | Estimated using an emission factor | 296 | 0.04588
2020 | IA | Alliant SBD 9402 Climax | 54930 | MROW | MRO West | DFO | 8
2020 | IA | Alliant SBD 9403 Aegon DC | 54929 | MROW | MRO West | DFO | 5.7 |  | 161.701 | 2470.999 | 0.383 | 4.7372 | 0.31 | EPA/NEI; Estimated using an emission factor | 2470.999 | 0.383
2020 | IA | Alliant SBD 9502 Eaton | 54968 | MROW | MRO West | DFO | 5.4 |  | 30.381 | 447 | 0.069285 | 4.5611 | 0.31 | Estimated using an emission factor | 447 | 0.069285
2020 | IA | Alliant SBD 9702 Cedar Graphics | 55315 | MROW | MRO West | DFO | 1
2020 | IA | Alliant SBD 9801 Aegon Martha's Way | 56072 | MROW | MRO West | DFO | 1.1
2020 | IA | Alliant SBD 9901 Wells Fargo | 56074 | MROW | MRO West | DFO | 1.1 |  | 0
2020 | IA | Alliant SBD0201 Ingredion | 55996 | MROW | MRO West | DFO | 6.1 |  | 89.179 | 1363 | 0.21126 | 4.738 | 0.31 | Estimated using an emission factor | 1363 | 0.21126
2020 | IA | Alliant SBG 9802 Toyota | 56073 | MROW | MRO West | NG | 1 |  | 152 | 1461 | 0.00030827 | 0.0040562 | 0.000422 | Estimated using an emission factor | 1461 | 0.00030827
2020 | IA | Alta Municipal Utilities | 1121 | MROW | MRO West | DFO | 6.1 |  | 21 | 196 | 0.03038 | 2.8933 | 0.31 | EPA/NEI; Estimated using an emission factor | 196 | 0.03038
2020 | IA | Amana Society Service Company | 61850 | MROW | MRO West | DFO | 21.6 |  | 1656 | 16569 | 2.5682 | 3.1017 | 0.31 | Estimated using an emission factor | 16569 | 2.5682
2020 | IA | Ames | 1122 | MROW | MRO West | NG | 108.8 |  | 246169 | 3554398.25 | 16.7074 | 0.13574 | 0.009401 | EPA/NEI; Estimated using an emission factor | 3554398.25 | 16.7074
2020 | IA | Ames Diesel Generating Station | 1052 | MROW | MRO West | DFO | 2
2020 | IA | Anchor Wind, LLC | 58044 | MROW | MRO West | WND | 6 |  | 17666 |  |  | 0 |  |  |  | 0
2020 | IA | Anderson Erickson | 56138 | MROW | MRO West | DFO | 2 |  | 2 | 23 | 0.003565 | 3.565 | 0.31 | Estimated using an emission factor | 23 | 0.003565
2020 | IA | Anita | 1123 | MROW | MRO West | DFO | 3 |  | 103.999 | 1118.999 | 0.17344 | 3.3355 | 0.31 | EPA/NEI; Estimated using an emission factor | 1118.999 | 0.17344
2020 | IA | Arbor Hill Solar | 64755 | MROW | MRO West | SUN | 25
2020 | IA | Arbor Hill Wind Farm | 62132 | MROW | MRO West | WND | 310 |  | 1060503 |  |  | 0 |  |  |  | 0
2020 | IA | Archer Daniels Midland Cedar Rapids | 10864 | MROW | MRO West | SUB | 294.6 | 0.22239 | 814870 | 4505599.097 | 27.151 | 0.066639 | 0.012052 | NEI avg EF - PM, fuel type, firing type | 20260298 | 122.0896
2020 | IA | Archer Daniels Midland Clinton | 10860 | MROW | MRO West | SUB | 211.4 | 0.24072 | 768903 | 4564298.966 | 32.4885 | 0.084506 | 0.014236 | EPA/NEI; Estimated using an emission factor | 18961233 | 134.9657
2020 | IA | Archer Daniels Midland Des Moines | 10861 | MROW | MRO West | SUB | 7.9 | 0.12186 | 27576 | 156637.812 | 0.6963 | 0.050501 | 0.0088906 | NEI avg EF - PM, fuel type | 1285412 | 5.7141
2020 | IA | Atlantic | 1124 | MROW | MRO West | NG | 15.3 |  | 166 | 2329 | 0.0011578 | 0.013949 | 0.00099423 | EPA/NEI; Estimated using an emission factor | 2329 | 0.0011578
2020 | IA | August Wind Farm | 61644 | MROW | MRO West | WND | 1.8 |  | 6967 |  |  | 0 |  |  |  | 0
2020 | IA | Bancroft | 1125 | MROW | MRO West | DFO | 4.5 |  | 5 | 45.999 | 0.0071298 | 2.8519 | 0.31 | EPA/NEI; Estimated using an emission factor | 45.999 | 0.0071298
2020 | IA | Barton Windpower LLC | 56765 | MROW | MRO West | WND | 160 |  | 408202 |  |  | 0 |  |  |  | 0
2020 | IA | Beaver Creek Wind | 61079 | MROW | MRO West | WND | 340 |  | 1252623 |  |  | 0 |  |  |  | 0
2020 | IA | Bellevue | 1126 | MROW | MRO West | DFO | 10.4 |  | 16.999 | 174 | 0.02697 | 3.1731 | 0.31 | EPA/NEI; Estimated using an emission factor | 174 | 0.02697
2020 | IA | Birch | 62172 | MROW | MRO West | WND | 1.8 |  | 6844 |  |  | 0 |  |  |  | 0
2020 | IA | Bloomfield | 1127 | SRMW | SERC Midwest | NG | 8.5 |  | 55.998 | 645.001 | 0.0071836 | 0.25657 | 0.022275 | Estimated using an emission factor | 645.001 | 0.0071836
2020 | IA | Bloomfield Municipal Utilities Solar | 62607 | SRMW | SERC Midwest | SUN | 1.6 |  | 2104 |  |  | 0 |  |  |  | 0
2020 | IA | Brooklyn | 1128 | MROW | MRO West | DFO | 4.6 |  | 110 | 1057 | 0.16384 | 2.9788 | 0.31 | EPA/NEI; Estimated using an emission factor | 1057 | 0.16384
2020 | IA | Brooklyn City North Plant | 7922 | MROW | MRO West | DFO | 2 |  | 42
2020 | IA | Buffalo Center Wind LLC | 58038 | MROW | MRO West | WND | 1.5 |  | 5316 |  |  | 0 |  |  |  | 0
2020 | IA | Bulldog | 57632 | MROW | MRO West | WND | 1.5 |  | 5028 |  |  | 0 |  |  |  | 0
2020 | IA | Burlington (IA) | 1104 | MROW | MRO West | SUB | 290.8 |  | 1129663 | 12458284 | 151.684 | 0.26855 | 0.024351 | EPA/NEI | 12458284 | 151.684
2020 | IA | Cargill Corn Milling Division | 10855 | MROW | MRO West | NG | 40 | 0.11375 | 124895.66 | 697847.677 | 2.5907 | 0.041485 | 0.0074247 | NEI avg EF - PM, fuel type | 6134760.75 | 22.7745
2020 | IA | Carroll Area Wind Farm | 59071 | MROW | MRO West | WND | 20.7 |  | 81048 |  |  | 0 |  |  |  | 0
2020 | IA | Carroll Wind Farm | 56809 | MROW | MRO West | WND | 159.1 |  | 520089 |  |  | 0 |  |  |  | 0
2020 | IA | Cascade | 1129 | MROW | MRO West | DFO | 7.2 |  | 28 | 295 | 0.045725 | 3.2661 | 0.31 | Estimated using an emission factor | 295 | 0.045725
2020 | IA | CED Centerville Wind | 64178 | MROW | MRO West | WND | 7.9
2020 | IA | CED Manchester Wind | 64177 | MROW | MRO West | WND | 7.9
2020 | IA | CED Mason City Wind | 63521 | MROW | MRO West | WND | 7.5 |  | 19359 |  |  | 0 |  |  |  | 0
2020 | IA | Cedar Falls Solar Farm | 62321 | MROW | MRO West | SUN | 1.5 |  | 2619 |  |  | 0 |  |  |  | 0
2020 | IA | Centerville | 1105 | MROW | MRO West | DFO | 60
2020 | IA | Century | 56252 | MROW | MRO West | WND | 201.2 |  | 570021 |  |  | 0 |  |  |  | 0
2020 | IA | Cerro Gordo Wind Farm | 63287 | MROW | MRO West | WND | 42 |  | 79296 |  |  | 0 |  |  |  | 0
2020 | IA | Charles City Wind Farm | 56677 | MROW | MRO West | WND | 80 |  | 246973 |  |  | 0 |  |  |  | 0
2020 | IA | Coggon | 1132 | MROW | MRO West | DFO | 3.4 |  | 47 | 464 | 0.07192 | 3.0604 | 0.31 | EPA/NEI; Estimated using an emission factor | 464 | 0.07192
2020 | IA | Contrail Wind Farm | 63639 | MROW | MRO West | WND | 112.4 |  | 25981 |  |  | 0 |  |  |  | 0
2020 | IA | Coon Rapids II | 7847 | MROW | MRO West | DFO | 5.4 |  | 9.999 | 147.999 | 0.02294 | 4.5884 | 0.31 | Estimated using an emission factor | 147.999 | 0.02294
2020 | IA | Coralville GT | 1079 | MROW | MRO West | NG | 72 |  | -48 | 15118 | 0.0075154 | 0 | 0.00099423 | NEI avg EF - PM, fuel type, firing type | 15118 | 0.0075154
2020 | IA | Corning | 1134 | MROW | MRO West | DFO | 10 |  | 78.999 | 920.999 | 0.14275 | 3.6141 | 0.31 | EPA/NEI; Estimated using an emission factor | 920.999 | 0.14275
2020 | IA | Crane Creek Wind Energy Center | 56831 | MROW | MRO West | WND | 99 |  | 217320 |  |  | 0 |  |  |  | 0
2020 | IA | Crosswind Energy Project | 56859 | MROW | MRO West | WND | 21 |  | 66878 |  |  | 0 |  |  |  | 0
2020 | IA | Crystal Lake 3 LLC | 57468 | MROW | MRO West | WND | 66 |  | 177125 |  |  | 0 |  |  |  | 0
2020 | IA | Cumberland Rose | 58456 | MROW | MRO West | WND | 1.6 |  | 5144 |  |  | 0 |  |  |  | 0
2020 | IA | Davenport Water Pollution Control Plant | 55035 | MROW | MRO West | OBG | 1.6 | 0.80264 | 7254 | 41930.832 | 0.30819 | 0.084971 | 0.0147 | Estimated using an emission factor | 52241 | 0.38397
2020 | IA | Dayton (IA) | 1135 | MROW | MRO West | DFO | 2.5 |  | 6 | 89 | 0.013795 | 4.5983 | 0.31 | EPA/NEI; Estimated using an emission factor | 89 | 0.013795
2020 | IA | Dayton Avenue Substation | 6463 | MROW | MRO West | DFO | 78.7 |  | 177 | 6391.9 | 0.038352 | 0.43336 | 0.012 | EPA/NEI | 6391.9 | 0.038352
2020 | IA | Decorah Battery | 64375 | MROW | MRO West | MWH | 2.5
2020 | IA | Des Moines Wastewater Reclamation Fac | 50932 | MROW | MRO West | OBG | 4.6 | 0.42838 | 1492 | 7646.521 | 0.056202 | 0.075338 | 0.0147 | EPA/NEI; Estimated using an emission factor | 17850 | 0.1312
2020 | IA | Diamond Trail Wind Farm | 63641 | MROW | MRO West | WND | 252.5 |  | 45248 |  |  | 0 |  |  |  | 0
2020 | IA | Dike City Power Plant | 56194 | MROW | MRO West | DFO | 2.2 |  | 98 | 1283 | 0.19886 | 4.0585 | 0.31 | Estimated using an emission factor | 1283 | 0.19886
2020 | IA | Downtown Generation Plant | 64552 | MROW | MRO West | DFO | 5 |  | 43 | 510 | 0.07905 | 3.6767 | 0.31 | Estimated using an emission factor | 510 | 0.07905
2020 | IA | Duane Arnold Energy Center | 1060 | MROW | MRO West | NUC | 679.5 |  | 2904863 |  |  | 0 |  |  |  | 0
2020 | IA | Dubuque | 1046 | MROW | MRO West |  | 85.2
2020 | IA | Durant | 6220 | MROW | MRO West | DFO | 7.4 |  | 19.6 | 201 | 0.031155 | 3.1791 | 0.31 | EPA/NEI; Estimated using an emission factor | 201 | 0.031155
2020 | IA | Earl F Wisdom | 1217 | MROW | MRO West | NG | 119.1 |  | 20959 | 338633.066 | 6.3827 | 0.60906 | 0.037697 | EPA/NEI | 338633.066 | 6.3827
2020 | IA | Earlville | 7865 | MROW | MRO West | DFO | 1.8 |  | 13 | 114 | 0.01767 | 2.7185 | 0.31 | Estimated using an emission factor | 114 | 0.01767
2020 | IA | Eastern Iowa Solar | 60876 | MROW | MRO West | SUN | 1.8 |  | 2985 |  |  | 0 |  |  |  | 0
2020 | IA | Eclipse Wind Farm | 57873 | MROW | MRO West | WND | 200.1 |  | 676555 |  |  | 0 |  |  |  | 0
2020 | IA | Electrifarm | 6063 | MROW | MRO West | NG | 264.1 |  | 1298 | 53973.2 | 0.17325 | 0.26695 | 0.0064199 | EPA/NEI | 53973.2 | 0.17325
2020 | IA | Elk Wind Farm | 57417 | MROW | MRO West | WND | 40.8 |  | 129530 |  |  | 0 |  |  |  | 0
2020 | IA | Emery Station | 8031 | MROW | MRO West | NG | 602.8 |  | 2568745 | 19742336 | 50.4371 | 0.03927 | 0.0051095 | EPA/NEI | 19742336 | 50.4371
2020 | IA | English Farms | 61565 | MROW | MRO West | WND | 171.5 |  | 596549 |  |  | 0 |  |  |  | 0
2020 | IA | Estherville | 1137 | MROW | MRO West | NG | 17.6 |  | 54 | 663.999 | 0.010682 | 0.39562 | 0.032174 | EPA/NEI; Estimated using an emission factor | 663.999 | 0.010682
2020 | IA | Exira Station | 56013 | MROW | MRO West | NG | 181.5 |  | 80036.001 | 865127.562 | 2.8362 | 0.070873 | 0.0065567 | EPA/NEI | 865127.562 | 2.8362
2020 | IA | Fair Station | 1218 | MROW | MRO West | BIT | 62.5
2020 | IA | Farmers Electric Cooperative - Kalona | 62461 | MROW | MRO West | DFO | 6 |  | 195.999 | 1622.001 | 0.25141 | 2.5654 | 0.31 | Estimated using an emission factor | 1622.001 | 0.25141
2020 | IA | Flying Cloud Power Partners LLC | 56172 | MROW | MRO West | WND | 43.5 |  | 133105 |  |  | 0 |  |  |  | 0
2020 | IA | Fontanelle | 58457 | MROW | MRO West | WND | 1.6 |  | 5733 |  |  | 0 |  |  |  | 0
2020 | IA | Forest City Light Plant | 1138 | MROW | MRO West | DFO | 22 |  | 260.001 | 2771 | 0.4295 | 3.3039 | 0.31 | Estimated using an emission factor | 2771 | 0.4295
2020 | IA | Forest City Solar | 62861 | MROW | MRO West | SUN | 3 |  | 5190 |  |  | 0 |  |  |  | 0
2020 | IA | FPL Energy Crystal Lake Wind II LLC | 56925 | MROW | MRO West | WND | 200 |  | 752535 |  |  | 0 |  |  |  | 0
2020 | IA | FPL Energy Crystal Lake Wind LLC | 56923 | MROW | MRO West | WND | 150 |  | 577609 |  |  | 0 |  |  |  | 0
2020 | IA | FPL Energy Story Wind LLC | 56924 | MROW | MRO West | WND | 150 |  | 564654 |  |  | 0 |  |  |  | 0
2020 | IA | Franklin County Wind Farm | 57844 | MROW | MRO West | WND | 99 |  | 235601 |  |  | 0 |  |  |  | 0
2020 | IA | Garden Wind LLC | 57469 | MROW | MRO West | WND | 150 |  | 434812 |  |  | 0 |  |  |  | 0
2020 | IA | Gas Turbine (IA) | 1130 | MROW | MRO West | NG | 43.4 |  | -376 | 5992 | 0.0029787 | 0 | 0.00099423 | NEI avg EF - PM, fuel type, firing type | 5992 | 0.0029787
2020 | IA | George Neal North | 1091 | MROW | MRO West | RC | 1080.3 |  | 859408 | 9719747 | 70.6807 | 0.16449 | 0.014544 | EPA/NEI | 9719747 | 70.6807
2020 | IA | George Neal South | 7343 | MROW | MRO West | RC | 695.9 | 0.91664 | 661565 | 6540377.272 | 72.9857 | 0.22065 | 0.022318 | EPA/NEI | 7135139 | 79.6228
2020 | IA | Gilliam South | 7857 | MROW | MRO West | DFO | 4.3 |  | 23 | 288 | 0.04464 | 3.8817 | 0.31 | Estimated using an emission factor | 288 | 0.04464
2020 | IA | Glaciers Edge Wind Project | 62035 | MROW | MRO West | WND | 211.7 |  | 796222 |  |  | 0 |  |  |  | 0
2020 | IA | Golden Plains | 62081 | MROW | MRO West | WND | 199.8 |  | 582452 |  |  | 0 |  |  |  | 0
2020 | IA | Gowrie | 1141 | MROW | MRO West | DFO | 4.9 |  | 227 | 2030 | 0.31465 | 2.7722 | 0.31 | EPA/NEI; Estimated using an emission factor | 2030 | 0.31465
2020 | IA | Graettinger | 1142 | MROW | MRO West | DFO | 3.6 |  | 9 | 84.001 | 0.01302 | 2.8934 | 0.31 | Estimated using an emission factor | 84.001 | 0.01302
2020 | IA | Grand Junction | 1143 | MROW | MRO West | DFO | 2.2 |  | 12 | 288 | 0.04464 | 7.44 | 0.31 | EPA/NEI; Estimated using an emission factor | 288 | 0.04464
2020 | IA | Greater Des Moines Energy Center | 7985 | MROW | MRO West | NG | 576.3 |  | 672305 | 4992929.75 | 27.1996 | 0.080914 | 0.010895 | EPA/NEI | 4992929.75 | 27.1996
2020 | IA | Green Energy Machine | 60911 | MROW | MRO West | WND | 1.7 |  | 5761 |  |  | 0 |  |  |  | 0
2020 | IA | Greenfield Light Plant | 1144 | MROW | MRO West | DFO | 6.1
2020 | IA | Greenfield Wind | 58458 | MROW | MRO West | WND | 1.6 |  | 4961 |  |  | 0 |  |  |  | 0
2020 | IA | Grinnell | 7137 | MROW | MRO West | NG | 47.6
2020 | IA | Grundy Center City Light Plant | 1145 | MROW | MRO West | DFO | 8.7 |  | 81 | 652.001 | 0.10106 | 2.4953 | 0.31 | Estimated using an emission factor | 652.001 | 0.10106
2020 | IA | Hancock County Wind Energy Center | 56010 | MROW | MRO West | WND | 98 |  | 247213 |  |  | 0 |  |  |  | 0
2020 | IA | Hardin Hilltop Wind LLC | 56860 | MROW | MRO West | WND | 14.7 |  | 43742 |  |  | 0 |  |  |  | 0
2020 | IA | Harlan | 1146 | MROW | MRO West | DFO | 3.4 |  | 0
2020 | IA | Hawkeye Power Partners LLC | 55816 | MROW | MRO West | WND | 42 |  | 79296 |  |  | 0 |  |  |  | 0
2020 | IA | Hawkeye Wind Farm | 57832 | MROW | MRO West | WND | 35 |  | 129927 |  |  | 0 |  |  |  | 0
2020 | IA | Heartland Divide II | 64661 | SRMW | SERC Midwest | WND | 200
2020 | IA | Heartland Divide Wind Project, LLC | 61609 | MROW | MRO West | WND | 103.5 |  | 451894 |  |  | 0 |  |  |  | 0
2020 | IA | Highland Wind Project (IA) | 58883 | MROW | MRO West | WND | 502 |  | 1518437 |  |  | 0 |  |  |  | 0
2020 | IA | Holliday Creek Solar | 64738 | MROW | MRO West | SUN | 100
2020 | IA | Hopkinton | 8108 | MROW | MRO West | DFO | 7 |  | 49 | 489 | 0.075795 | 3.0937 | 0.31 | EPA/NEI; Estimated using an emission factor | 489 | 0.075795
2020 | IA | IA - City of Ames - Airport Road | 64179 | MROW | MRO West | SUN | 2 |  | 79 |  |  | 0 |  |  |  | 0
2020 | IA | Ida Grove II | 62795 | MROW | MRO West | WND | 201 |  | 754181 |  |  | 0 |  |  |  | 0
2020 | IA | Ida Grove Wind | 60342 | MROW | MRO West | WND | 496.6 |  | 1069990 |  |  | 0 |  |  |  | 0
2020 | IA | Independence Wind Farm | 64183 | MROW | MRO West | WND | 54
2020 | IA | Indianola | 1150 | MROW | MRO West | DFO | 54.8 |  | -280 | 5114 | 0.046138 | 0 | 0.018044 | EPA/NEI; Estimated using an emission factor | 5114 | 0.046138
2020 | IA | Intrepid | 56251 | MROW | MRO West | WND | 175.5 |  | 519593 |  |  | 0 |  |  |  | 0
2020 | IA | Iowa Distributed Wind Generation Project | 7966 | MROW | MRO West | WND | 2.3 |  | 5125 |  |  | 0 |  |  |  | 0
2020 | IA | Iowa Hydro LLC | 1067 | MROW | MRO West | WAT | 1.2 |  | 7923 |  |  | 0 |  |  |  | 0
2020 | IA | Iowa Lakes Community College Wind Farm | 57257 | MROW | MRO West | WND | 1 |  | 4234 |  |  | 0 |  |  |  | 0
2020 | IA | Iowa Lakes Superior Wind Farm | 57252 | MROW | MRO West | WND | 10.5 |  | 38784 |  |  | 0 |  |  |  | 0
2020 | IA | Iowa State University | 54201 | MROW | MRO West | NG | 49 | 0.2149 | 95028 | 538613.142 | 2.7613 | 0.058116 | 0.010253 | EPA/NEI; Estimated using an emission factor | 2506337.75 | 12.8493
2020 | IA | Ivester Wind Farm | 61911 | MROW | MRO West | WND | 90.8 |  | 300749 |  |  | 0 |  |  |  | 0
2020 | IA | John Deere Dubuque Works | 54414 | MROW | MRO West | DFO | 23 |  | 61.998 | 576 | 0.08928 | 2.8801 | 0.31 | EPA/NEI; Estimated using an emission factor | 576 | 0.08928
2020 | IA | Junction Hilltop Wind Farm | 58444 | MROW | MRO West | WND | 8 |  | 23994 |  |  | 0 |  |  |  | 0
2020 | IA | Keokuk | 1109 | SRMW | SERC Midwest | WAT | 124.8 |  | 1009458.999 |  |  | 0 |  |  |  | 0
2020 | IA | Kirkwood Wind Turbine | 59735 | MROW | MRO West | WND | 2.5 |  | 2423 |  |  | 0 |  |  |  | 0
2020 | IA | Knoxville Battery Energy Storage | 62569 | MROW | MRO West | MWH | 1.1 |  | -59 | 0 |  | 0 |  |  | 0 | 0
2020 | IA | Knoxville Industrial | 7849 | MROW | MRO West | DFO | 16 |  | 197 | 2039 | 0.31605 | 3.2086 | 0.31 | Estimated using an emission factor | 2039 | 0.31605
2020 | IA | Kossuth | 62103 | MROW | MRO West | WND | 152.2 |  | 147472 |  |  | 0 |  |  |  | 0
2020 | IA | La Porte | 1156 | MROW | MRO West | DFO | 7.3 |  | 126 | 1364.001 | 0.21142 | 3.3559 | 0.31 | EPA/NEI; Estimated using an emission factor | 1364.001 | 0.21142
2020 | IA | Lake Mills | 1154 | MROW | MRO West | DFO | 18.5 |  | 75 | 1882 | 0.29171 | 7.7789 | 0.31 | Estimated using an emission factor | 1882 | 0.29171
2020 | IA | Lake Mills Gas Recovery | 56521 | MROW | MRO West | LFG | 4.8 |  | 14176 | 162129.004 | 1.1916 | 0.16812 | 0.0147 | EPA/NEI; Estimated using an emission factor | 162129.004 | 1.1916
2020 | IA | Lake Park | 1153 | MROW | MRO West | DFO | 5.7 |  | 54 | 843 | 0.13067 | 4.8394 | 0.31 | EPA/NEI; Estimated using an emission factor | 843 | 0.13067
2020 | IA | Lakota Wind Wind Farm | 57251 | MROW | MRO West | WND | 10.5 |  | 36420 |  |  | 0 |  |  |  | 0
2020 | IA | Lamoni Municipal Utilities | 1155 | MROW | MRO West | DFO | 10.5 |  | 84 | 975 | 0.15113 | 3.5982 | 0.31 | Estimated using an emission factor | 975 | 0.15113
2020 | IA | Lansing | 1047 | MROW | MRO West | SUB | 340.5 |  | 327742 | 4329877.5 | 20.1911 | 0.12321 | 0.0093264 | EPA/NEI | 4329877.5 | 20.1911
2020 | IA | Laurel Wind Farm | 57500 | MROW | MRO West | WND | 119.6 |  | 343276 |  |  | 0 |  |  |  | 0
2020 | IA | Laurens | 1157 | MROW | MRO West | DFO | 9.1 |  | 36 | 367 | 0.056885 | 3.1603 | 0.31 | Estimated using an emission factor | 367 | 0.056885
2020 | IA | Lenox | 1158 | MROW | MRO West | DFO | 6.1 |  | 854 | 14906 | 2.3104 | 5.4108 | 0.31 | Estimated using an emission factor | 14906 | 2.3104
2020 | IA | Leonardo Wind 1 LLC | 59228 | MROW | MRO West | WND | 3 |  | 10961 |  |  | 0 |  |  |  | 0
2020 | IA | Lime Creek | 7155 | MROW | MRO West | DFO | 90.2 |  | -304 | 8588.449 | 0.040192 | 0 | 0.0093595 | EPA/NEI | 8588.449 | 0.040192
2020 | IA | Lost Lakes Wind Farm LLC | 57111 | MROW | MRO West | WND | 100 |  | 320370 |  |  | 0 |  |  |  | 0
2020 | IA | Louisa | 6664 | MROW | MRO West | RC | 811.9 |  | 1852138 | 19483010 | 114.5166 | 0.12366 | 0.011756 | EPA/NEI | 19483010 | 114.5166
2020 | IA | Lundgren Wind Project | 58884 | MROW | MRO West | WND | 251 |  | 797900 |  |  | 0 |  |  |  | 0
2020 | IA | Luther College Wind Project | 58407 | MROW | MRO West | WND | 1.6 |  | 2835 |  |  | 0 |  |  |  | 0
2020 | IA | Macksburg Wind Project | 58885 | MROW | MRO West | WND | 119.6 |  | 320713 |  |  | 0 |  |  |  | 0
2020 | IA | Manning | 1160 | MROW | MRO West | DFO | 7.9 |  | 356.002 | 5815.001 | 0.90133 | 5.0636 | 0.31 | Estimated using an emission factor | 5815.001 | 0.90133
2020 | IA | Maquoketa 1 | 1162 | MROW | MRO West | NG | 26.6 |  | -684.001 | 983.999 | 0.033916 | 0 | 0.068935 | EPA/NEI; Estimated using an emission factor | 983.999 | 0.033916
2020 | IA | Maquoketa 2 | 7921 | MROW | MRO West | DFO | 8 |  | -174 | 0 | 0 | 0 |  | Estimated using an emission factor | 0 | 0
2020 | IA | Marshalltown CTs | 1068 | MROW | MRO West | NG | 189 |  | 48735 | 602887.094 | 1.8525 | 0.076023 | 0.0061454 | EPA/NEI | 602887.094 | 1.8525
2020 | IA | Marshalltown Generating Station | 58236 | MROW | MRO West | NG | 708.8 |  | 2677180 | 19623687 | 22.8476 | 0.017068 | 0.0023286 | EPA/NEI; Estimated using an emission factor | 19623687 | 22.8476
2020 | IA | McGregor | 1163 | MROW | MRO West | DFO | 2 |  | 15 | 164 | 0.02542 | 3.3893 | 0.31 | EPA/NEI; Estimated using an emission factor | 164 | 0.02542
2020 | IA | Meadow Ridge | 58459 | MROW | MRO West | WND | 1.6 |  | 5625 |  |  | 0 |  |  |  | 0
2020 | IA | Merl Parr | 1097 | MROW | MRO West | NG | 36 |  | 51 | 6224 | 0.003094 | 0.12133 | 0.00099423 | NEI avg EF - PM, fuel type, firing type | 6224 | 0.003094
2020 | IA | Metro Methane Recovery Facility | 54700 | MROW | MRO West | LFG | 12.8 | 1 | 92194.001 | 1070273.969 | 7.8665 | 0.17065 | 0.0147 | EPA/NEI; Estimated using an emission factor | 1070273.969 | 7.8665
2020 | IA | Michelangelo Wind 1 LLC | 59231 | MROW | MRO West | WND | 3 |  | 10814 |  |  | 0 |  |  |  | 0
2020 | IA | Michelangelo Wind 3 LLC | 59053 | MROW | MRO West | WND | 3 |  | 10401 |  |  | 0 |  |  |  | 0
2020 | IA | Michelangelo Wind 4 LLC | 59232 | MROW | MRO West | WND | 3 |  | 10648 |  |  | 0 |  |  |  | 0
2020 | IA | Milford | 1164 | MROW | MRO West | DFO | 6.8 |  | 34.999 | 347.999 | 0.05394 | 3.0824 | 0.31 | EPA/NEI; Estimated using an emission factor | 347.999 | 0.05394
2020 | IA | Milton L Kapp | 1048 | MROW | MRO West | NG | 237.3
2020 | IA | Montezuma | 1165 | MROW | MRO West | NG | 9.8 |  | 231.001 | 2580.998 | 0.22884 | 1.9813 | 0.17732 | Estimated using an emission factor | 2580.998 | 0.22884
2020 | IA | Morning Light Wind Farm | 57875 | MROW | MRO West | WND | 101.2 |  | 327779 |  |  | 0 |  |  |  | 0
2020 | IA | Mt Pleasant | 1166 | SRMW | SERC Midwest | DFO | 32.5 |  | 444 | 4173 | 0.64682 | 2.9136 | 0.31 | EPA/NEI; Estimated using an emission factor | 4173 | 0.64682
2020 | IA | Muscatine | 1167 | MROW | MRO West | RC | 293.5 | 0.33127 | 532009 | 3169695.003 | 13.0507 | 0.049062 | 0.0082347 | EPA/NEI | 9568392 | 39.3963
2020 | IA | NCAH Central Utility Plant | 58265 | MROW | MRO West | NG | 16.5 | 0.32544 | 16522.399 | 85953.831 | 0.081898 | 0.0099135 | 0.0019056 | EPA/NEI; Estimated using an emission factor | 264118.999 | 0.25165
2020 | IA | New Hampton | 1168 | MROW | MRO West | NG | 26.5 |  | 120.999 | 1257.001 | 0.078093 | 1.2908 | 0.12425 | Estimated using an emission factor | 1257.001 | 0.078093
2020 | IA | New Harvest Wind Project LLC | 57609 | MROW | MRO West | WND | 100 |  | 291829 |  |  | 0 |  |  |  | 0
2020 | IA | NLMU Wind | 58414 | MROW | MRO West | WND | 1.5 |  | 4242 |  |  | 0 |  |  |  | 0
2020 | IA | North English | 62133 | MROW | MRO West | WND | 340 |  | 1250166 |  |  | 0 |  |  |  | 0
2020 | IA | North Generation Plant | 7856 | MROW | MRO West | DFO | 8 |  | 19 | 510 | 0.07905 | 8.3211 | 0.31 | Estimated using an emission factor | 510 | 0.07905
2020 | IA | Northern Iowa Windfarm | 55804 | MROW | MRO West | WND | 80 |  | 128437 |  |  | 0 |  |  |  | 0
2020 | IA | Northern Iowa Windpower II | 56383 | RFCW | RFC West | WND | 80 |  | 139776 |  |  | 0 |  |  |  | 0
2020 | IA | Oakdale Renewable Energy Plant | 57672 | MROW | MRO West | NG | 2.8 |  | 2028 | 21655 | 0.0045692 | 0.0045061 | 0.000422 | Estimated using an emission factor | 21655 | 0.0045692
2020 | IA | O'Brien Wind | 60326 | MROW | MRO West | WND | 467.8 |  | 803319 |  |  | 0 |  |  |  | 0
2020 | IA | Ogden | 1169 | MROW | MRO West | DFO | 3.9 |  | -34 | 928 | 0.14384 | 0 | 0.31 | Estimated using an emission factor | 928 | 0.14384
2020 | IA | Optimum Wind 3 LLC | 59227 | MROW | MRO West | WND | 3 |  | 9614 |  |  | 0 |  |  |  | 0
2020 | IA | Optimum Wind 4 LLC | 59226 | MROW | MRO West | WND | 3 |  | 9121 |  |  | 0 |  |  |  | 0
2020 | IA | Optimum Wind 5 LLC | 59223 | MROW | MRO West | WND | 3 |  | 9569 |  |  | 0 |  |  |  | 0
2020 | IA | Optimum Wind 6 LLC | 59224 | MROW | MRO West | WND | 3 |  | 10347 |  |  | 0 |  |  |  | 0
2020 | IA | Optimum Wind 7 LLC | 59225 | MROW | MRO West | WND | 3 |  | 10424 |  |  | 0 |  |  |  | 0
2020 | IA | Orient Wind Farm | 61077 | MROW | MRO West | WND | 500.8 |  | 1704075 |  |  | 0 |  |  |  | 0
2020 | IA | Osage (IA) | 1172 | MROW | MRO West | WND | 19 |  | 5326 | 1435 | 0.096645 | 0.036292 | 0.1347 | EPA/NEI; Estimated using an emission factor | 1435 | 0.096645
2020 | IA | Osceola Windpower II | 56913 | MROW | MRO West | WND | 49.6 |  | 201517 |  |  | 0 |  |  |  | 0
2020 | IA | Osceola Windpower LLC | 56645 | MROW | MRO West | WND | 98.2 |  | 405393 |  |  | 0 |  |  |  | 0
2020 | IA | Otter Creek Ethanol Poet - Ashton | 58138 | MROW | MRO West | NG | 7.5 | 0.38382 | 26422 | 142758.917 | 0.070967 | 0.0053718 | 0.00099423 | NEI avg EF - PM, fuel type, firing type | 371945 | 0.1849
2020 | IA | Ottumwa | 6254 | MROW | MRO West | SUB | 725.9 |  | 2520610 | 28662182 | 27.2034 | 0.021585 | 0.0018982 | EPA/NEI | 28662182 | 27.2034
2020 | IA | Ottumwa City of | 1173 | MROW | MRO West | WAT | 3.2 |  | 7832.999 |  |  | 0 |  |  |  | 0
2020 | IA | Palo Alto Wind Farm | 63053 | MROW | MRO West | WND | 340 |  | 965577 |  |  | 0 |  |  |  | 0
2020 | IA | Panora | 7584 | MROW | MRO West | DFO | 4.5 |  | 29 | 288 | 0.04464 | 3.0786 | 0.31 | Estimated using an emission factor | 288 | 0.04464
2020 | IA | Pella | 1175 | MROW | MRO West | SUB | 38
2020 | IA | Pella Peaking | 7971 | MROW | MRO West | DFO | 32 |  | 259.994 | 2748.004 | 0.42594 | 3.2765 | 0.31 | EPA/NEI; Estimated using an emission factor | 2748.004 | 0.42594
2020 | IA | Pioneer Prairie Wind Farm | 56797 | MROW | MRO West | WND | 300 |  | 836563 |  |  | 0 |  |  |  | 0
2020 | IA | Pleasant Hill Energy Center | 7145 | MROW | MRO West | NG | 179.8 |  | 3706 | 84852.402 | 0.28365 | 0.15307 | 0.0066856 | EPA/NEI | 84852.402 | 0.28365
2020 | IA | Plum Creek Wind | 61078 | MROW | MRO West | WND | 500
2020 | IA | Plymouth Wind | 64688 | MROW | MRO West | WND | 200
2020 | IA | Pocahontas Prairie Wind Farm | 57976 | MROW | MRO West | WND | 80 |  | 102582 |  |  | 0 |  |  |  | 0
2020 | IA | POET Biorefining - Gowrie | 63923 | MROW | MRO West | NG | 5 | 0.10934 | 19412.61 | 123238.176 | 0.4575 | 0.047135 | 0.0074247 | NEI avg EF - PM, fuel type | 1127157.25 | 4.1844
2020 | IA | POET Biorefining - Jewell | 63826 | MROW | MRO West | NG | 5 | 0.1074 | 20320.53 | 128764.653 | 0.47802 | 0.047048 | 0.0074247 | NEI avg EF - PM, fuel type | 1198926.5 | 4.4508
2020 | IA | POET Biorefining LLC - Corning | 63919 | MROW | MRO West | NG | 5 | 0.12351 | 24669 | 158719.417 | 0.58922 | 0.04777 | 0.0074247 | NEI avg EF - PM, fuel type | 1285021 | 4.7705
2020 | IA | POET Biorefining-Hanlontown, LLC | 63832 | MROW | MRO West | NG | 4 | 0.086956 | 16056.41 | 99762.915 | 0.37036 | 0.046132 | 0.0074248 | NEI avg EF - PM, fuel type | 1147286.375 | 4.2591
2020 | IA | Pomeroy Wind Farm | 56501 | MROW | MRO West | WND | 286.4 |  | 917215.001 |  |  | 0 |  |  |  | 0
2020 | IA | Prairie Creek | 1073 | MROW | MRO West | SUB | 236.4 | 0.34199 | 48756 | 978304.99 | 11.2792 | 0.46268 | 0.023059 | EPA/NEI | 2860638.25 | 32.9813
2020 | IA | Prairie Wind Farm | 60873 | MROW | MRO West | WND | 168 |  | 527262 |  |  | 0 |  |  |  | 0
2020 | IA | Preston (IA) | 1176 | MROW | MRO West | NG | 5 |  | 26 | 290 | 0.022506 | 1.7312 | 0.15521 | EPA/NEI; Estimated using an emission factor | 290 | 0.022506
2020 | IA | Primghar | 1177 | MROW | MRO West | DFO | 1.8 |  | 0
2020 | IA | Red Cedar | 7595 | MROW | MRO West | NG | 22.5
2020 | IA | Red Rock Hydro Plant | 58434 | MROW | MRO West | WAT | 36.4
2020 | IA | Richland | 62080 | MROW | MRO West | WND | 130.9 |  | 163519 |  |  | 0 |  |  |  | 0
2020 | IA | Rippey Wind Farm | 57830 | MROW | MRO West | WND | 50 |  | 149277 |  |  | 0 |  |  |  | 0
2020 | IA | River Hills | 1084 | MROW | MRO West | NG | 128 |  | -590 | 12348 | 0.0061384 | 0 | 0.00099423 | NEI avg EF - PM, fuel type, firing type | 12348 | 0.0061384
2020 | IA | Riverside (1081) | 1081 | MROW | MRO West | NG | 141 |  | -3928 | 51667.422 | 0 | 0 | 0 | EPA/NEI | 51667.422 | 0
2020 | IA | Rock Rapids | 1181 | MROW | MRO West | DFO | 2.5 |  | 8 | 102 | 0.01581 | 3.9525 | 0.31 | Estimated using an emission factor | 102 | 0.01581
2020 | IA | Rockford | 1180 | MROW | MRO West | DFO | 2.9 | 1 | 14 | 123 | 0.019065 | 2.7236 | 0.31 | Estimated using an emission factor | 123 | 0.019065
2020 | IA | Roeder Family Wind Farm LLC | 58089 | MROW | MRO West | WND | 1.6 |  | 3695 |  |  | 0 |  |  |  | 0
2020 | IA | Rolling Hills Wind Farm | 57501 | MROW | MRO West | WND | 443.9 |  | 1219373 |  |  | 0 |  |  |  | 0
2020 | IA | Roquette America | 57953 | MROW | MRO West | PC | 84.4 | 0.1524 | 144699 | 785147.203 | 3.4968 | 0.048331 | 0.0089073 | EPA/NEI; Estimated using an emission factor | 5151933 | 22.9448
2020 | IA | Roseman | 62130 | MROW | MRO West | WND | 1.8 |  | 7092 |  |  | 0 |  |  |  | 0
2020 | IA | Sac County Wind, LLC | 64662 | SRMW | SERC Midwest | WND | 80
2020 | IA | Saratoga Wind Farm | 61070 | MROW | MRO West | WND | 66 |  | 276639 |  |  | 0 |  |  |  | 0
2020 | IA | Shenandoah | 7850 | MROW | MRO West | DFO | 20 |  | 242 | 2500 | 0.3875 | 3.2025 | 0.31 | Estimated using an emission factor | 2500 | 0.3875
2020 | IA | Sibley No Two | 7060 | MROW | MRO West | DFO | 1.1 |  | 36 | 391 | 0.060605 | 3.3669 | 0.31 | Estimated using an emission factor | 391 | 0.060605
2020 | IA | Sibley One | 1184 | MROW | MRO West | DFO | 5.2 |  | 62 | 621 | 0.096255 | 3.105 | 0.31 | Estimated using an emission factor | 621 | 0.096255
2020 | IA | Silver Queen Wind Farm | 64835 | MROW | MRO West | WND | 300
2020 | IA | Sixth Street | 1058 | MROW | MRO West |  | 84.7
2020 | IA | Sky Volt | 58460 | MROW | MRO West | WND | 1.6 |  | 5503 |  |  | 0 |  |  |  | 0
2020 | IA | South Plant | 7758 | MROW | MRO West | DFO | 12 |  | 43.998 | 439.002 | 0.068045 | 3.0931 | 0.31 | Estimated using an emission factor | 439.002 | 0.068045
2020 | IA | South Strawberry | 7926 | MROW | MRO West | DFO | 3.6 |  | 16 | 150 | 0.02325 | 2.9062 | 0.31 | Estimated using an emission factor | 150 | 0.02325
2020 | IA | Southern Hills Wind Farm | 63640 | MROW | MRO West | WND | 254.1
2020 | IA | Spencer Gas Turbine | 1186 | MROW | MRO West | KER | 23.8 |  | 46 | 840 | 0.0048093 | 0.2091 | 0.011451 | NEI avg EF - PM, fuel type | 840 | 0.0048093
2020 | IA | State Center | 1187 | MROW | MRO West | DFO | 6.3 |  | 284 | 3020.001 | 0.4681 | 3.2965 | 0.31 | Estimated using an emission factor | 3020.001 | 0.4681
2020 | IA | Storm Lake 1 | 54793 | MROW | MRO West | WND | 113.9 |  | 207288.001 |  |  | 0 |  |  |  | 0
2020 | IA | Storm Lake II | 55287 | MROW | MRO West | WND | 80.2 |  | 151264 |  |  | 0 |  |  |  | 0
2020 | IA | Story City | 1188 | MROW | MRO West | DFO | 13.9 |  | 307.001 | 2956.001 | 0.45818 | 2.9849 | 0.31 | Estimated using an emission factor | 2956.001 | 0.45818
2020 | IA | Story City Wind Project | 58927 | MROW | MRO West | WND | 1.5 |  | 5365 |  |  | 0 |  |  |  | 0
2020 | IA | Strawberry Point | 1189 | MROW | MRO West | DFO | 2.8
2020 | IA | Strawberry Point DPC Solar | 60955 | MROW | MRO West | SUN | 1.3 |  | 2215 |  |  | 0 |  |  |  | 0
2020 | IA | Streeter Station | 1131 | MROW | MRO West | BIT | 51.5 |  | 1942 | 60445.82 | 0.00029977 | 0.00030873 | 9.9187e-06 | EPA/NEI | 60445.82 | 0.00029977
2020 | IA | Stuart (IA) | 1190 | MROW | MRO West | DFO | 2.8 |  | 2.001 | 50 | 0.00775 | 7.7461 | 0.31 | Estimated using an emission factor | 50 | 0.00775
2020 | IA | Summit Lake | 1206 | MROW | MRO West | NG | 145.2 |  | 13062 | 170455.246 | 0.31695 | 0.04853 | 0.0037189 | EPA/NEI | 170455.246 | 0.31695
2020 | IA | Sumner | 1191 | MROW | MRO West | DFO | 11 |  | 28.001 | 312 | 0.04836 | 3.4542 | 0.31 | EPA/NEI; Estimated using an emission factor | 312 | 0.04836
2020 | IA | Sutherland | 1077 | MROW | MRO West |  | 156.6
2020 | IA | Sycamore Combustion Turbine | 8029 | MROW | MRO West | NG | 157.6 |  | 2278 | 61763.59 | 0.18705 | 0.16422 | 0.0060569 | EPA/NEI | 61763.59 | 0.18705
2020 | IA | Tipton | 8106 | MROW | MRO West | DFO | 12.1 |  | 165.001 | 1712 | 0.17133 | 2.0767 | 0.20015 | EPA/NEI; Estimated using an emission factor | 1712 | 0.17133
2020 | IA | Top of Iowa Windfarm III | 56386 | MROW | MRO West | WND | 29.7 |  | 48847 |  |  | 0 |  |  |  | 0
2020 | IA | Traer East | 56025 | MROW | MRO West | DFO | 4 |  | -157 | 683 | 0.10587 | 0 | 0.31 | Estimated using an emission factor | 683 | 0.10587
2020 | IA | Traer Main | 1192 | MROW | MRO West | DFO | 4.1 |  | 27.001 | 506.001 | 0.07843 | 5.8094 | 0.31 | EPA/NEI; Estimated using an emission factor | 506.001 | 0.07843
2020 | IA | Traer South | 7920 | MROW | MRO West | DFO | 2 |  | -125 | 905 | 0.14028 | 0 | 0.31 | Estimated using an emission factor | 905 | 0.14028
2020 | IA | Traer Wind Project | 58932 | MROW | MRO West | WND | 1.5 |  | 6168 |  |  | 0 |  |  |  | 0
2020 | IA | Turtle Creek Wind Farm LLC | 61638 | MROW | MRO West | WND | 200.1 |  | 658627 |  |  | 0 |  |  |  | 0
2020 | IA | University of Iowa Main Power Plant | 54775 | MROW | MRO West | BIT | 46.5 | 0.085718 | 41672.214 | 235663.115 | 1.4738 | 0.070733 | 0.012508 | EPA/NEI; Estimated using an emission factor | 2749288.938 | 17.1937
2020 | IA | University of Northern Iowa | 50088 | MROW | MRO West | NG | 7.5 | 0.15597 | 17552 | 103836.544 | 0.38548 | 0.043924 | 0.0074247 | NEI avg EF - PM, fuel type | 665747 | 2.4715
2020 | IA | Upland Prairie | 61564 | MROW | MRO West | WND | 299.3 |  | 1040479 |  |  | 0 |  |  |  | 0
2020 | IA | Venus Wind 3 LLC | 59230 | MROW | MRO West | WND | 3 |  | 11370 |  |  | 0 |  |  |  | 0
2020 | IA | Victory Wind Farm | 56379 | MROW | MRO West | WND | 105 |  | 354385 |  |  | 0 |  |  |  | 0
2020 | IA | Vienna Wind Farm | 57874 | MROW | MRO West | WND | 150.2 |  | 464398 |  |  | 0 |  |  |  | 0
2020 | IA | Villisca Municipal Power Plant | 1193 | MROW | MRO West | DFO | 6 |  | 32 | 345 | 0.053475 | 3.3422 | 0.31 | EPA/NEI; Estimated using an emission factor | 345 | 0.053475
2020 | IA | Vinton | 1194 | MROW | MRO West | NG | 17.5 |  | -392.999 | 13735 | 0.17298 | 0 | 0.025188 | Estimated using an emission factor | 13735 | 0.17298
2020 | IA | Walnut Wind Farm | 56811 | MROW | MRO West | WND | 165.2 |  | 542072 |  |  | 0 |  |  |  | 0
2020 | IA | Walter Scott Jr. Energy Center | 1082 | MROW | MRO West | RC | 1778.9 | 0.94528 | 4953301 | 49374557.954 | 205.4059 | 0.082937 | 0.0083203 | EPA/NEI | 52232488 | 217.2955
2020 | IA | Wapello Solar LLC | 63378 | MROW | MRO West | SUN | 100
2020 | IA | Wapsie Valley Creamery Back Up Generator | 59379 | MROW | MRO West | DFO | 1.8 |  | 0
2020 | IA | Washburn Wind Farm | 61071 | MROW | MRO West | WND | 70
2020 | IA | Waterloo Lundquist | 7851 | MROW | MRO West | DFO | 18 |  | 189.999 | 1891.998 | 0.29326 | 3.087 | 0.31 | Estimated using an emission factor | 1891.998 | 0.29326
2020 | IA | Waverly Community Wind Project | 57214 | MROW | MRO West | WND | 2.7 |  | 6021.999 |  |  | 0 |  |  |  | 0
2020 | IA | Waverly Municipal Electric North Plant | 6554 | MROW | MRO West | DFO | 27.6 |  | 203.998 | 2119 | 0.18601 | 1.8236 | 0.17556 | EPA/NEI; Estimated using an emission factor | 2119 | 0.18601
2020 | IA | Webster City | 1198 | MROW | MRO West | DFO | 21.3 |  | 55.86 | 773 | 0.0069739 | 0.24969 | 0.018044 | NEI avg EF - PM, fuel type, firing type | 773 | 0.0069739
2020 | IA | Wellsburg Wind Project | 58886 | MROW | MRO West | WND | 140.8 |  | 431761 |  |  | 0 |  |  |  | 0
2020 | IA | West Bend | 1199 | MROW | MRO West | DFO | 6.7 |  | 11 | 172 | 0.02666 | 4.8473 | 0.31 | Estimated using an emission factor | 172 | 0.02666
2020 | IA | West Diesel Generation Unit | 56517 | MROW | MRO West | DFO | 4 |  | 0
2020 | IA | West Dubuque Solar | 60951 | MROW | MRO West | SUN | 3.8 |  | 5906 |  |  | 0 |  |  |  | 0
2020 | IA | West Liberty | 1200 | MROW | MRO West | DFO | 17.3 |  | 284 | 4044 | 0.076774 | 0.54066 | 0.037969 | EPA/NEI; Estimated using an emission factor | 4044 | 0.076774
2020 | IA | West Liberty Wind Farm | 61057 | MROW | MRO West | WND | 5
2020 | IA | West Receiving | 7853 | MROW | MRO West | DFO | 2 |  | 8 | 78 | 0.01209 | 3.0225 | 0.31 | Estimated using an emission factor | 78 | 0.01209
2020 | IA | Whispering Willow North | 62079 | MROW | MRO West | WND | 201.3 |  | 812082 |  |  | 0 |  |  |  | 0
2020 | IA | Whispering Willow Wind Farm - East | 56355 | MROW | MRO West | WND | 199.7 |  | 445474 |  |  | 0 |  |  |  | 0
2020 | IA | Wilton | 1202 | MROW | MRO West | DFO | 10.2 |  | 24.501 | 250 | 0.03875 | 3.1631 | 0.31 | EPA/NEI; Estimated using an emission factor | 250 | 0.03875
2020 | IA | Wind GEM | 60541 | MROW | MRO West | WND | 1.9 |  | 5107 |  |  | 0 |  |  |  | 0
2020 | IA | Windwalkers LLC | 58071 | MROW | MRO West | WND | 1.6 |  | 3342 |  |  | 0 |  |  |  | 0
2020 | IA | Winnebago Wind Power Project | 56764 | MROW | MRO West | WND | 20 |  | 61923 |  |  | 0 |  |  |  | 0
2020 | IA | Winterset | 1203 | MROW | MRO West | DFO | 13.6 |  | 38.999 | 557.001 | 0.086335 | 4.4276 | 0.31 | Estimated using an emission factor | 557.001 | 0.086335
2020 | IA | Wiota | 58461 | MROW | MRO West | WND | 1.6 |  | 5650 |  |  | 0 |  |  |  | 0
2020 | IA | Wolverine | 57631 | MROW | MRO West | WND | 1.5 |  | 4654 |  |  | 0 |  |  |  | 0
2020 | ID | Albeni Falls | 851 | NWPP | WECC Northwest | WAT | 42 |  | 167366.001 |  |  | 0 |  |  |  | 0
2020 | ID | Amalgamated Sugar LLC Nampa | 54690 | NWPP | WECC Northwest | NG | 8.7 | 0.083643 | 52268 | 292338.406 | 1.0853 | 0.041527 | 0.0074248 | EPA/NEI; Estimated using an emission factor | 3495086 | 12.975
2020 | ID | Amalgamated Sugar Twin Falls | 10504 | NWPP | WECC Northwest | NG | 10.2 | 0.090974 | 45005.419 | 252920.701 | 1.3161 | 0.058486 | 0.010407 | NEI avg EF - PM, fuel type | 2780136.75 | 14.4667
2020 | ID | American Falls | 809 | NWPP | WECC Northwest | WAT | 92.4 |  | 391242.999 |  |  | 0 |  |  |  | 0
2020 | ID | American Falls Solar | 60011 | NWPP | WECC Northwest | SUN | 20 |  | 45758 |  |  | 0 |  |  |  | 0
2020 | ID | American Falls Solar II | 60012 | NWPP | WECC Northwest | SUN | 20 |  | 46501 |  |  | 0 |  |  |  | 0
2020 | ID | Anderson Ranch | 6395 | NWPP | WECC Northwest | WAT | 40 |  | 95120 |  |  | 0 |  |  |  | 0
2020 | ID | Arrowrock Hydroelectric Project | 56997 | NWPP | WECC Northwest | WAT | 15 |  | 67347 |  |  | 0 |  |  |  | 0
2020 | ID | Ashton | 825 | NWPP | WECC Northwest | WAT | 6.7 |  | 35555.999 |  |  | 0 |  |  |  | 0
2020 | ID | Bannock County LFG to Energy | 59529 | NWPP | WECC Northwest | LFG | 3.2 |  | 11529 | 112757 | 0.82876 | 0.14377 | 0.0147 | Estimated using an emission factor | 112757 | 0.82876
2020 | ID | Barber Dam | 10735 | NWPP | WECC Northwest | WAT | 4.1 |  | 4676 |  |  | 0 |  |  |  | 0
2020 | ID | Bennett Creek Windfarm LLC - Mountain Home | 56637 | NWPP | WECC Northwest | WND | 21 |  | 37614 |  |  | 0 |  |  |  | 0
2020 | ID | Bennett Mountain Power Project | 55733 | NWPP | WECC Northwest | NG | 392.8 |  | 310086 | 3400267.25 | 11.2209 | 0.072373 | 0.0066 | EPA/NEI | 3400267.25 | 11.2209
2020 | ID | Big Sky Dairy Digester | 57393 | NWPP | WECC Northwest | OBG | 1.6 | 1 | 9781 | 111437 | 0.81906 | 0.16748 | 0.0147 | Estimated using an emission factor | 111437 | 0.81906
2020 | ID | Birch Creek Power | 10140 | NWPP | WECC Northwest | WAT | 2.6 |  | 10968 |  |  | 0 |  |  |  | 0
2020 | ID | Black Canyon | 6396 | NWPP | WECC Northwest | WAT | 22.7 |  | 60486.999 |  |  | 0 |  |  |  | 0
2020 | ID | Blind Canyon Hydro | 54514 | NWPP | WECC Northwest | WAT | 1.3 |  | 5187 |  |  | 0 |  |  |  | 0
2020 | ID | Bliss | 810 | NWPP | WECC Northwest | WAT | 75 |  | 362010 |  |  | 0 |  |  |  | 0
2020 | ID | Boise R Diversion | 6397 | NWPP | WECC Northwest | WAT | 4.8 |  | 5724.999 |  |  | 0 |  |  |  | 0
2020 | ID | Brownlee | 811 | NWPP | WECC Northwest | WAT | 675 |  | 2065021.001 |  |  | 0 |  |  |  | 0
2020 | ID | Burley Butte Windpark | 56434 | NWPP | WECC Northwest | WND | 21.3 |  | 62600 |  |  | 0 |  |  |  | 0
2020 | ID | Bypass | 50895 | NWPP | WECC Northwest | WAT | 9.9 |  | 30423.999 |  |  | 0 |  |  |  | 0
2020 | ID | BYUI Central Energy Facility | 59496 | NWPP | WECC Northwest | NG | 5.6 | 0.42523 | 39865 | 205697.109 | 0.10225 | 0.0051301 | 0.00099423 | NEI avg EF - PM, fuel type, firing type | 483729 | 0.24047
2020 | ID | C J Strike | 812 | NWPP | WECC Northwest | WAT | 82.8 |  | 447516 |  |  | 0 |  |  |  | 0
2020 | ID | Cabinet Gorge | 833 | NWPP | WECC Northwest | WAT | 265.2 |  | 1002706 |  |  | 0 |  |  |  | 0
2020 | ID | Camp Reed | 57125 | NWPP | WECC Northwest | WND | 22.5 |  | 69699 |  |  | 0 |  |  |  | 0
2020 | ID | Cargill B6 Biofactory | 57343 | NWPP | WECC Northwest | OBG | 2.2 | 0.66166 | 11947 | 87186.128 | 0.64082 | 0.10728 | 0.0147 | Estimated using an emission factor | 131768 | 0.96849
2020 | ID | Cargill Dry Creek Biofactory | 57344 | NWPP | WECC Northwest | OBG | 2.4 | 0.49789 | 10844.001 | 64465.84 | 0.47382 | 0.087389 | 0.0147 | Estimated using an emission factor | 129479.004 | 0.95167
2020 | ID | Cascade Dam | 813 | NWPP | WECC Northwest | WAT | 12.4 |  | 35961 |  |  | 0 |  |  |  | 0
2020 | ID | Cassia Gulch | 56935 | NWPP | WECC Northwest | WND | 18.9 |  | 41982 |  |  | 0 |  |  |  | 0
2020 | ID | Cassia Wind | 56934 | NWPP | WECC Northwest | WND | 10.5 |  | 18994 |  |  | 0 |  |  |  | 0
2020 | ID | Chester Diversion Hydroelectric Project | 56893 | NWPP | WECC Northwest | WAT | 3.6 |  | 5943 |  |  | 0 |  |  |  | 0
2020 | ID | City Power Plant | 841 | NWPP | WECC Northwest | WAT | 8 |  | 49172 |  |  | 0 |  |  |  | 0
2020 | ID | Clear Lake | 814 | NWPP | WECC Northwest | WAT | 2.5 |  | 17443 |  |  | 0 |  |  |  | 0
2020 | ID | Clearwater Paper IPP Lewiston | 50637 | NWPP | WECC Northwest | BLQ | 113.8 | 0.12829 | 419790 | 2328813.274 | 15.8803 | 0.075658 | 0.013638 | EPA/NEI; Estimated using an emission factor | 18153223.781 | 123.788
2020 | ID | Clif Bar Bakery of Twin Falls | 62151 | NWPP | WECC Northwest | SUN | 2 |  | 2939 |  |  | 0 |  |  |  | 0
2020 | ID | Cold Springs Windfarm | 57431 | NWPP | WECC Northwest | WND | 23 |  | 50925 |  |  | 0 |  |  |  | 0
2020 | ID | Cove | 826 | NWPP | WECC Northwest | WAT | 7.5
2020 | ID | Crystal Springs | 10806 | NWPP | WECC Northwest | WAT | 2.3 |  | 11327 |  |  | 0 |  |  |  | 0
2020 | ID | Desert Meadow Windfarm | 57430 | NWPP | WECC Northwest | WND | 23 |  | 57745 |  |  | 0 |  |  |  | 0
2020 | ID | Dietrich Drop | 10807 | NWPP | WECC Northwest | WAT | 4.8 |  | 15030 |  |  | 0 |  |  |  | 0
2020 | ID | Dry Creek Project | 54394 | NWPP | WECC Northwest | WAT | 3.6 |  | 7145 |  |  | 0 |  |  |  | 0
2020 | ID | Dworshak | 840 | NWPP | WECC Northwest | WAT | 465 |  | 1637785.999 |  |  | 0 |  |  |  | 0
2020 | ID | El Dorado Hydro Elk Creek | 50891 | NWPP | WECC Northwest | WAT | 2.6 |  | 615 |  |  | 0 |  |  |  | 0
2020 | ID | Evander Andrews Power Complex | 7953 | NWPP | WECC Northwest | NG | 270.9 |  | 274624.001 | 2986230.188 | 9.8519 | 0.071748 | 0.0065982 | EPA/NEI | 2986230.188 | 9.8519
2020 | ID | Falls River Hydro | 54668 | NWPP | WECC Northwest | WAT | 9 |  | 47476 |  |  | 0 |  |  |  | 0
2020 | ID | Fargo Drop | 58384 | NWPP | WECC Northwest | WAT | 1.1 |  | 3360 |  |  | 0 |  |  |  | 0
2020 | ID | Felt | 6359 | NWPP | WECC Northwest | WAT | 7.4 |  | 27165 |  |  | 0 |  |  |  | 0
2020 | ID | Fighting Creek LFGTE Plant | 57902 | NWPP | WECC Northwest | LFG | 3.2 |  | 17845 | 189618 | 1.3937 | 0.1562 | 0.0147 | Estimated using an emission factor | 189618 | 1.3937
2020 | ID | Ford Hydro LP | 54674 | NWPP | WECC Northwest | WAT | 1.2 |  | 4119.999 |  |  | 0 |  |  |  | 0
2020 | ID | Fossil Gulch | 56308 | NWPP | WECC Northwest | WND | 10.5 |  | 27462 |  |  | 0 |  |  |  | 0
2020 | ID | Gem State | 790 | NWPP | WECC Northwest | WAT | 23.4 |  | 78479 |  |  | 0 |  |  |  | 0
2020 | ID | Golden Valley Wind Park LLC | 56435 | NWPP | WECC Northwest | WND | 12 |  | 33170 |  |  | 0 |  |  |  | 0
2020 | ID | Goshen Phase II | 57211 | NWPP | WECC Northwest | WND | 124.5 |  | 399617 |  |  | 0 |  |  |  | 0
2020 | ID | Grace | 827 | NWPP | WECC Northwest | WAT | 33 |  | 100740 |  |  | 0 |  |  |  | 0
2020 | ID | Grand View Solar Two | 60068 | NWPP | WECC Northwest | SUN | 80 |  | 186520 |  |  | 0 |  |  |  | 0
2020 | ID | Hammett Hill Windfarm | 57428 | NWPP | WECC Northwest | WND | 23 |  | 57717 |  |  | 0 |  |  |  | 0
2020 | ID | Hazelton B Hydro | 54558 | NWPP | WECC Northwest | WAT | 7.6 |  | 26432 |  |  | 0 |  |  |  | 0
2020 | ID | Head of U Canal Hydro Project | 61217 | NWPP | WECC Northwest | WAT | 1.2 |  | 4555 |  |  | 0 |  |  |  | 0
2020 | ID | Hidden Hollow Energy | 57861 | NWPP | WECC Northwest | LFG | 3.2 |  | 25987 | 246676 | 1.8131 | 0.13954 | 0.0147 | Estimated using an emission factor | 246676 | 1.8131
2020 | ID | High Mesa | 58019 | NWPP | WECC Northwest | WND | 40 |  | 92625 |  |  | 0 |  |  |  | 0
2020 | ID | Horse Butte Wind I, LLC | 57890 | NWPP | WECC Northwest | WND | 57.6 |  | 183405 |  |  | 0 |  |  |  | 0
2020 | ID | Horseshoe Bend Hydroelectric Co | 54524 | NWPP | WECC Northwest | WAT | 9.4 |  | 42195 |  |  | 0 |  |  |  | 0
2020 | ID | ID Solar | 60445 | NWPP | WECC Northwest | SUN | 40 |  | 94044 |  |  | 0 |  |  |  | 0
2020 | ID | Island Park | 4204 | NWPP | WECC Northwest | WAT | 4.8 |  | 18859 |  |  | 0 |  |  |  | 0
2020 | ID | Kettle Butte Digester, LLC | 57345 | NWPP | WECC Northwest | OBG | 1.8 | 0.44621 | 1408 | 8333.494 | 0.061251 | 0.087005 | 0.0147 | Estimated using an emission factor | 18676 | 0.13727
2020 | ID | Koyle Ranch Hydroelectric Project | 10781 | NWPP | WECC Northwest | WAT | 1.3 |  | 3582 |  |  | 0 |  |  |  | 0
2020 | ID | Langley Gulch Power Plant | 57028 | NWPP | WECC Northwest | NG | 318.5 |  | 1521451 | 10555785 | 34.8341 | 0.045791 | 0.0066 | EPA/NEI | 10555785 | 34.8341
2020 | ID | Last Chance | 987 | NWPP | WECC Northwest | WAT | 1.7 |  | 6218 |  |  | 0 |  |  |  | 0
2020 | ID | Lateral 10 Ventures | 54753 | NWPP | WECC Northwest | WAT | 2.4
2020 | ID | Little Mac Project | 10049 | NWPP | WECC Northwest | WAT | 1.5 |  | 6328.999 |  |  | 0 |  |  |  | 0
2020 | ID | Little Wood Hydro Project | 54386 | NWPP | WECC Northwest | WAT | 2.8 |  | 2568 |  |  | 0 |  |  |  | 0
2020 | ID | Low Line Rapids | 10808 | NWPP | WECC Northwest | WAT | 2.8 |  | 94 |  |  | 0 |  |  |  | 0
2020 | ID | Lower Malad | 815 | NWPP | WECC Northwest | WAT | 13.5 |  | 96986 |  |  | 0 |  |  |  | 0
2020 | ID | Lower No 1 | 7012 | NWPP | WECC Northwest | WAT | 8 |  | 41188 |  |  | 0 |  |  |  | 0
2020 | ID | Lower No 2 | 843 | NWPP | WECC Northwest | WAT | 3 |  | 9687 |  |  | 0 |  |  |  | 0
2020 | ID | Lower Salmon | 816 | NWPP | WECC Northwest | WAT | 60 |  | 234128 |  |  | 0 |  |  |  | 0
2020 | ID | Lucky Peak Power Plant Project | 10014 | NWPP | WECC Northwest | WAT | 101.2 |  | 254428 |  |  | 0 |  |  |  | 0
2020 | ID | Magic Dam Hydroelectric Project | 10740 | NWPP | WECC Northwest | WAT | 9 |  | 10851 |  |  | 0 |  |  |  | 0
2020 | ID | Mainline Windfarm | 57429 | NWPP | WECC Northwest | WND | 23 |  | 56532 |  |  | 0 |  |  |  | 0
2020 | ID | Marco Ranch | 50323 | NWPP | WECC Northwest | WAT | 1.2 |  | 3130 |  |  | 0 |  |  |  | 0
2020 | ID | Marsh Valley Development | 50972 | NWPP | WECC Northwest | WAT | 1.6 |  | 6278 |  |  | 0 |  |  |  | 0
2020 | ID | MC6 Hydro Facility | 64607 | NWPP | WECC Northwest | WAT | 2.3
2020 | ID | Meadow Creek Project Company | 58106 | NWPP | WECC Northwest | WND | 119.7 |  | 360942 |  |  | 0 |  |  |  | 0
2020 | ID | Mile 28 Water Power Project | 54812 | NWPP | WECC Northwest | WAT | 1.4 |  | 7628 |  |  | 0 |  |  |  | 0
2020 | ID | Milner Butte LFGE | 63755 | NWPP | WECC Northwest | LFG | 2.6 |  | 17664 | 155209 | 1.1408 | 0.12917 | 0.0147 | Estimated using an emission factor | 155209 | 1.1408
2020 | ID | Milner Dam Wind Park LLC | 56437 | NWPP | WECC Northwest | WND | 19.5 |  | 58940 |  |  | 0 |  |  |  | 0
2020 | ID | Milner Hydro | 7190 | NWPP | WECC Northwest | WAT | 59.5 |  | 127584 |  |  | 0 |  |  |  | 0
2020 | ID | Minidoka | 6398 | NWPP | WECC Northwest | WAT | 27.7 |  | 49889 |  |  | 0 |  |  |  | 0
2020 | ID | Mink Creek Hydro | 10325 | NWPP | WECC Northwest | WAT | 3.1 |  | 9644 |  |  | 0 |  |  |  | 0
2020 | ID | Mora Drop Hydroelectric Project | 56498 | NWPP | WECC Northwest | WAT | 1.7 |  | 4676 |  |  | 0 |  |  |  | 0
2020 | ID | Mountain Home | 56636 | NWPP | WECC Northwest | WND | 21 |  | 37077 |  |  | 0 |  |  |  | 0
2020 | ID | Moyie Springs | 6506 | NWPP | WECC Northwest | WAT | 3.9 |  | 26027.001 |  |  | 0 |  |  |  | 0
2020 | ID | Mt. Home Solar 1, LLC | 59695 | NWPP | WECC Northwest | SUN | 20 |  | 51159 |  |  | 0 |  |  |  | 0
2020 | ID | Murphy Flat Solar | 60009 | NWPP | WECC Northwest | SUN | 20 |  | 45900 |  |  | 0 |  |  |  | 0
2020 | ID | North Gooding Main Hydro | 61688 | NWPP | WECC Northwest | WAT | 1.3 |  | 4926 |  |  | 0 |  |  |  | 0
2020 | ID | Notch Butte Hydro | 50718 | NWPP | WECC Northwest | WAT | 1 |  | 3855 |  |  | 0 |  |  |  | 0
2020 | ID | Oneida | 829 | NWPP | WECC Northwest | WAT | 30 |  | 49902.999 |  |  | 0 |  |  |  | 0
2020 | ID | Orchard Ranch Solar | 60010 | NWPP | WECC Northwest | SUN | 20 |  | 46852 |  |  | 0 |  |  |  | 0
2020 | ID | Oregon Trail Wind Park | 56439 | NWPP | WECC Northwest | WND | 13.5 |  | 40411 |  |  | 0 |  |  |  | 0
2020 | ID | Palisades Dam | 850 | NWPP | WECC Northwest | WAT | 176.4 |  | 833894 |  |  | 0 |  |  |  | 0
2020 | ID | Payne's Ferry | 57124 | NWPP | WECC Northwest | WND | 21 |  | 66836 |  |  | 0 |  |  |  | 0
2020 | ID | Pilgrim Stage Wind Park | 56440 | NWPP | WECC Northwest | WND | 10.5 |  | 34404 |  |  | 0 |  |  |  | 0
2020 | ID | Plummer Cogen | 55090 | NWPP | WECC Northwest | WDS | 6.2 | 0.27235 | 36523 | 205044.87 | 1.9171 | 0.10498 | 0.018699 | NEI avg EF - PM, fuel type | 752880 | 7.039
2020 | ID | Post Falls | 835 | NWPP | WECC Northwest | WAT | 14.5 |  | 77007.998 |  |  | 0 |  |  |  | 0
2020 | ID | Power County Wind Park North | 57761 | NWPP | WECC Northwest | WND | 22.5 |  | 70303 |  |  | 0 |  |  |  | 0
2020 | ID | Power County Wind Park South | 57760 | NWPP | WECC Northwest | WND | 22.5 |  | 63049 |  |  | 0 |  |  |  | 0
2020 | ID | Raft River Geothermal Power Plant | 56317 | NWPP | WECC Northwest | GEO | 36 |  | 90572 |  |  | 0 |  |  |  | 0
2020 | ID | Rathdrum Combustion Turbine Project | 7456 | NWPP | WECC Northwest | NG | 166.4 |  | 171022 | 1539881.375 | 8.4315 | 0.098601 | 0.010951 | EPA/NEI | 1539881.375 | 8.4315
2020 | ID | Rathdrum Power, LLC | 55179 | NWPP | WECC Northwest | NG | 301.5 |  | 1688842 | 11935557 | 36.8885 | 0.043685 | 0.0061813 | NEI avg EF - PM, fuel type, firing type | 11935557 | 36.8885
2020 | ID | Rock Creek Dairy | 58142 | NWPP | WECC Northwest | OBG | 3.2 |  | 8379 | 133324 | 0.97993 | 0.2339 | 0.0147 | Estimated using an emission factor | 133324 | 0.97993
2020 | ID | Rock Creek I | 50987 | NWPP | WECC Northwest | WAT | 2.1 |  | 10798 |  |  | 0 |  |  |  | 0
2020 | ID | Rock Creek II | 10809 | NWPP | WECC Northwest | WAT | 1.9 |  | 4729 |  |  | 0 |  |  |  | 0
2020 | ID | Rockland Wind Farm | 57766 | NWPP | WECC Northwest | WND | 79.2 |  | 258372 |  |  | 0 |  |  |  | 0
2020 | ID | Ryegrass Windfarm | 57427 | NWPP | WECC Northwest | WND | 23 |  | 53812 |  |  | 0 |  |  |  | 0
2020 | ID | S E Hazelton A | 50896 | NWPP | WECC Northwest | WAT | 8.4 |  | 27198.999 |  |  | 0 |  |  |  | 0
2020 | ID | Salmon Diesel | 817 | NWPP | WECC Northwest | DFO | 5 |  | 34 | 347 | 0.053785 | 3.1638 | 0.31 | Estimated using an emission factor | 347 | 0.053785
2020 | ID | Salmon Falls Wind Park | 56441 | NWPP | WECC Northwest | WND | 21 |  | 65964 |  |  | 0 |  |  |  | 0
2020 | ID | Sawtooth Wind Project | 57749 | NWPP | WECC Northwest | WND | 22.4 |  | 53480 |  |  | 0 |  |  |  | 0
2020 | ID | Shoshone Falls | 818 | NWPP | WECC Northwest | WAT | 15.7 |  | 52529 |  |  | 0 |  |  |  | 0
2020 | ID | Simcoe Solar | 60748 | NWPP | WECC Northwest | SUN | 20 |  | 45928 |  |  | 0 |  |  |  | 0
2020 | ID | Simplot Leasing Don Plant | 50274 | NWPP | WECC Northwest | WH | 15.9 | 1 | 52810 |  |  | 0 |  |  |  | 0
2020 | ID | Smith Falls Hydro Project | 54249 | NWPP | WECC Northwest | WAT | 38.1 |  | 69766 |  |  | 0 |  |  |  | 0
2020 | ID | Soda | 831 | NWPP | WECC Northwest | WAT | 14.5 |  | 25575 |  |  | 0 |  |  |  | 0
2020 | ID | South Forks Hydro | 10296 | NWPP | WECC Northwest | WAT | 8 |  | 29590 |  |  | 0 |  |  |  | 0
2020 | ID | Swan Falls | 819 | NWPP | WECC Northwest | WAT | 25 |  | 119947 |  |  | 0 |  |  |  | 0
2020 | ID | Tamarack Energy Partnership | 50099 | NWPP | WECC Northwest | WDS | 6.2 | 0.23361 | 23575 | 132782 | 1.2414 | 0.10532 | 0.018699 | NEI avg EF - PM, fuel type | 568397 | 5.3142
2020 | ID | Thousand Springs | 820 | NWPP | WECC Northwest | WAT | 8.8 |  | 56518 |  |  | 0 |  |  |  | 0
2020 | ID | Thousand Springs Wind Park | 56442 | NWPP | WECC Northwest | WND | 12 |  | 34130 |  |  | 0 |  |  |  | 0
2020 | ID | Tuana Gulch Wind Park | 56443 | NWPP | WECC Northwest | WND | 10.5 |  | 31616 |  |  | 0 |  |  |  | 0
2020 | ID | Tuana Springs | 57136 | NWPP | WECC Northwest | WND | 16.8 |  | 33197 |  |  | 0 |  |  |  | 0
2020 | ID | Twin Falls (ID) | 821 | NWPP | WECC Northwest | WAT | 52.7 |  | 53183 |  |  | 0 |  |  |  | 0
2020 | ID | Two Ponds Windfarm | 57444 | NWPP | WECC Northwest | WND | 23 |  | 60327 |  |  | 0 |  |  |  | 0
2020 | ID | UAMPS Carbon Free Power Plant | 61075 | NWPP | WECC Northwest | NUC | 600
2020 | ID | Upper Malad | 823 | NWPP | WECC Northwest | WAT | 8.3 |  | 56453 |  |  | 0 |  |  |  | 0
2020 | ID | Upper Power Plant | 844 | NWPP | WECC Northwest | WAT | 8 |  | 51514 |  |  | 0 |  |  |  | 0
2020 | ID | Upper Salmon A | 822 | NWPP | WECC Northwest | WAT | 18 |  | 88738 |  |  | 0 |  |  |  | 0
2020 | ID | Upper Salmon B | 7079 | NWPP | WECC Northwest | WAT | 16.5 |  | 68659 |  |  | 0 |  |  |  | 0
2020 | ID | Wilson Lake Hydroelectric Project | 54306 | NWPP | WECC Northwest | WAT | 8.4 |  | 30167 |  |  | 0 |  |  |  | 0
2020 | ID | Wolverine Creek | 56301 | NWPP | WECC Northwest | WND | 64.5 |  | 185417 |  |  | 0 |  |  |  | 0
2020 | ID | Yahoo Creek | 57126 | NWPP | WECC Northwest | WND | 21 |  | 67735 |  |  | 0 |  |  |  | 0
2020 | IL | 1515 S Caron Road | 7770 | RFCW | RFC West | NG | 4.2 |  | 153 | 2491 | 0.0012383 | 0.016187 | 0.00099423 | NEI avg EF - PM, fuel type, firing type | 2491 | 0.0012383
2020 | IL | 2662 Freeport Solar 1 CSG | 64058 | SRMW | SERC Midwest | SUN | 2 |  | 315 |  |  | 0 |  |  |  | 0
2020 | IL | Adkins Energy LLC | 58136 | RFCW | RFC West | NG | 6.8 | 0.26623 | 32974 | 175545.327 | 0.31384 | 0.019036 | 0.0035757 | EPA/NEI; Estimated using an emission factor | 659382 | 1.1789
2020 | IL | AES Griggs Solar, LLC | 64328 | RFCW | RFC West | SUN | 2 |  | 1 |  |  | 0 |  |  |  | 0
2020 | IL | Agriwind | 56408 | SRMW | SERC Midwest | WND | 8.4 |  | 13200 |  |  | 0 |  |  |  | 0
2020 | IL | Alsey Station | 7818 | SRMW | SERC Midwest | NG | 173 |  | 29764 | 248594.199 | 0.81876 | 0.055017 | 0.0065872 | EPA/NEI | 248594.199 | 0.81876
2020 | IL | Alta Farms II Wind Project, LLC | 64088 | RFCW | RFC West | WND | 200.5
2020 | IL | Altamont | 7990 | SRMW | SERC Midwest | DFO | 7.2 |  | 58 | 616 | 0.09548 | 3.2924 | 0.31 | Estimated using an emission factor | 616 | 0.09548
2020 | IL | Amazon MDW6 Solar Project | 64610 | RFCW | RFC West | SUN | 1.9
2020 | IL | Apple Canyon Lake Solar | 64040 | RFCW | RFC West | SUN | 1.2 |  | 67 |  |  | 0 |  |  |  | 0
2020 | IL | Archer Daniels Midland Co. | 10865 | SRMW | SERC Midwest | BIT | 335 | 0.1799 | 1178599 | 4822370.509 | 21.4675 | 0.036429 | 0.0089033 | EPA/NEI; Estimated using an emission factor | 26805300.875 | 119.3275
2020 | IL | Archer Daniels Midland Co. - Peoria | 10866 | SRMW | SERC Midwest | NG | 64 | 0.22981 | 71548 | 394714.543 | 1.4494 | 0.040515 | 0.0073439 | NEI avg EF - PM, fuel type, firing type | 1717566.188 | 6.3068
2020 | IL | Archer Daniels Midland Taylorville | 54312 | SRMW | SERC Midwest | NG | 4.6
2020 | IL | Argonne National Laboratory CHP | 60742 | RFCW | RFC West | NG | 6.3 | 0.77909 | 39072 | 399447.081 | 0.19857 | 0.010164 | 0.00099423 | NEI avg EF - PM, fuel type, firing type | 512708 | 0.25487
2020 | IL | Aurora | 55279 | RFCW | RFC West | NG | 1086.2 |  | 768846 | 7770818.688 | 14.5371 | 0.037815 | 0.0037414 | EPA/NEI | 7770818.688 | 14.5371
2020 | IL | Avenue A Generator Sets | 7854 | SRMW | SERC Midwest | DFO | 3.6 |  | 162 | 1646 | 0.25513 | 3.1498 | 0.31 | Estimated using an emission factor | 1646 | 0.25513
2020 | IL | Avon Energy Partners LLC | 55768 | RFCW | RFC West | LFG | 3.3
2020 | IL | Baldwin Energy Complex | 889 | SRMW | SERC Midwest | RC | 1894.1 |  | 4060737 | 42583478 | 14.4838 | 0.0071336 | 0.00068025 | EPA/NEI | 42583478 | 14.4838
2020 | IL | Beecher Gas Recovery | 56419 | RFCW | RFC West | LFG | 3.3 |  | 9038.001 | 110549.004 | 0.81254 | 0.1798 | 0.0147 | Estimated using an emission factor | 110549.004 | 0.81254
2020 | IL | Bennington Wind | 63384 | SRMW | SERC Midwest | WND | 93
2020 | IL | Big River Solar | 64637 | SRMW | SERC Midwest | SUN | 149
2020 | IL | Big Sky Wind LLC | 57135 | RFCW | RFC West | WND | 239.4 |  | 432529 |  |  | 0 |  |  |  | 0
2020 | IL | Bishop Hill Energy LLC | 57463 | RFCW | RFC West | WND | 200 |  | 550709 |  |  | 0 |  |  |  | 0
2020 | IL | Bishop Hill II Wind Farm | 58111 | SRMW | SERC Midwest | WND | 81 |  | 271499 |  |  | 0 |  |  |  | 0
2020 | IL | Bishop Hill III | 61787 | SRMW | SERC Midwest | WND | 119 |  | 424170 |  |  | 0 |  |  |  | 0
2020 | IL | Blackstone Wind Farm II LLC | 57113 | RFCW | RFC West | WND | 200 |  | 479801 |  |  | 0 |  |  |  | 0
2020 | IL | Blackstone Wind Farm LLC | 57110 | RFCW | RFC West | WND | 102 |  | 241039 |  |  | 0 |  |  |  | 0
2020 | IL | Bloom | 865 | RFCW | RFC West | DFO | 152
2020 | IL | Blooming Grove Wind Energy Center | 63988 | RFCW | RFC West | WND | 250 |  | 74734 |  |  | 0 |  |  |  | 0
2020 | IL | Blue Goose Solar CSG | 64228 | SRMW | SERC Midwest | SUN | 2 |  | 100 |  |  | 0 |  |  |  | 0
2020 | IL | BP Naperville Cogeneration Facility | 50722 | RFCW | RFC West | NG | 8.3 | 0.41003 | 67511 | 368294.411 | 0.18308 | 0.0054238 | 0.00099423 | NEI avg EF - PM, fuel type, firing type | 898223 | 0.44652
2020 | IL | Braidwood Generation Station | 6022 | RFCW | RFC West | NUC | 2449.8 |  | 20371676 |  |  | 0 |  |  |  | 0
2020 | IL | Breese | 934 | SRMW | SERC Midwest | DFO | 18.9 |  | 448 | 3521.001 | 0.54576 | 2.4364 | 0.31 | EPA/NEI; Estimated using an emission factor | 3521.001 | 0.54576
2020 | IL | Brickyard Energy Partners LLC | 55762 | SRMW | SERC Midwest | LFG | 4.4
2020 | IL | Bright Stalk Wind Farm I | 57623 | RFCW | RFC West | WND | 205.2 |  | 695023 |  |  | 0 |  |  |  | 0
2020 | IL | Bright Stalk Wind Farm II | 57622 | SRMW | SERC Midwest | WND | 205.2
2020 | IL | Brown County Wind Turbine | 57767 | SRMW | SERC Midwest | WND | 1.5 |  | 2857 |  |  | 0 |  |  |  | 0
2020 | IL | Bunge Oil | 52034 | RFCW | RFC West | NG | 3.5
2020 | IL | Bushnell | 935 | SRMW | SERC Midwest | DFO | 10.8 |  | 241.999 | 2647.999 | 0.41044 | 3.3921 | 0.31 | Estimated using an emission factor | 2647.999 | 0.41044
2020 | IL | Byron Generating Station | 6023 | RFCW | RFC West | NUC | 2449.8 |  | 19524894 |  |  | 0 |  |  |  | 0
2020 | IL | California Ridge Wind Energy LLC | 58008 | SRMW | SERC Midwest | WND | 217 |  | 673076 |  |  | 0 |  |  |  | 0
2020 | IL | Calumet | 866 | RFCW | RFC West | NG | 278.4
2020 | IL | Calumet Energy Team, LLC | 55296 | RFCW | RFC West | NG | 312.8 |  | 14431 | 155608.844 | 0.19394 | 0.026878 | 0.0024927 | EPA/NEI | 155608.844 | 0.19394
2020 | IL | Camp Grove Wind Farm | 56640 | RFCW | RFC West | WND | 150 |  | 399280 |  |  | 0 |  |  |  | 0
2020 | IL | Cardinal Point LLC | 59902 | SRMW | SERC Midwest | WND | 150 |  | 431002 |  |  | 0 |  |  |  | 0
2020 | IL | Carlyle | 936 | SRMW | SERC Midwest | DFO | 15.3 |  | 288.001 | 2889.999 | 0.44795 | 3.1108 | 0.31 | EPA/NEI; Estimated using an emission factor | 2889.999 | 0.44795
2020 | IL | Carmi | 937 | SRMW | SERC Midwest | DFO | 17.4 |  | 42 | 433.001 | 0.067115 | 3.196 | 0.31 | EPA/NEI; Estimated using an emission factor | 433.001 | 0.067115
2020 | IL | Casey City of | 56053 | SRMW | SERC Midwest | DFO | 5.4 |  | 51.999 | 563.001 | 0.087265 | 3.3564 | 0.31 | Estimated using an emission factor | 563.001 | 0.087265
2020 | IL | CED Beecher Sun Solar | 63823 | RFCW | RFC West | SUN | 2
2020 | IL | CED Champaign Solar LLC | 62681 | SRMW | SERC Midwest | SUN | 1.6 |  | 675 |  |  | 0 |  |  |  | 0
2020 | IL | CED Hilltop Solar | 63824 | RFCW | RFC West | SUN | 2
2020 | IL | CED Peoria Solar | 63656 | SRMW | SERC Midwest | SUN | 2
2020 | IL | CED Spring Creek Solar | 63948 | RFCW | RFC West | SUN | 2
2020 | IL | Cedarville Road | 64331 | RFCW | RFC West | SUN | 2 |  | 1 |  |  | 0 |  |  |  | 0
2020 | IL | Charter Dura-Bar | 54540 | RFCW | RFC West | NG | 6 | 1 | 6733.002 | 138999 | 0.029329 | 0.008712 | 0.000422 | Estimated using an emission factor | 138999 | 0.029329
2020 | IL | Charter Durabar at Woodstock | 63967 | RFCW | RFC West | SUN | 2
2020 | IL | Chicago West Side Energy Center | 59794 | RFCW | RFC West | NG | 3.5 | 0.37161 | 16061 | 94383.989 | 0.04692 | 0.0058427 | 0.00099423 | NEI avg EF - PM, fuel type, firing type | 253987 | 0.12626
2020 | IL | CID Gas Recovery | 50573 | RFCW | RFC West | LFG | 6 |  | 20692 | 375163 | 4.0518 | 0.39163 | 0.0216 | EPA/NEI; Estimated using an emission factor | 375163 | 4.0518
2020 | IL | Clendenin A Community Solar, LLC CSG | 64464 | SRMW | SERC Midwest | SUN | 2
2020 | IL | Clinton LFGTE | 59635 | SRMW | SERC Midwest | LFG | 3.2 |  | 22612 | 237416 | 1.745 | 0.15434 | 0.0147 | Estimated using an emission factor | 237416 | 1.745
2020 | IL | Clinton Power Station | 204 | SRMW | SERC Midwest | NUC | 1138.3 |  | 9462481 |  |  | 0 |  |  |  | 0
2020 | IL | Clinton Solar 4 LLC CSG | 63945 | SRMW | SERC Midwest | SUN | 2 |  | 1 |  |  | 0 |  |  |  | 0
2020 | IL | Coffeen | 861 | SRMW | SERC Midwest | RC | 1005.4
2020 | IL | Collins | 6025 | RFCW | RFC West | NG | 2650.1
2020 | IL | Com Adam 1WF-1 | 58887 | RFCW | RFC West | WND | 5 |  | 6253 |  |  | 0 |  |  |  | 0
2020 | IL | Conagra Foods at St. Elmo | 63830 | SRMW | SERC Midwest | SUN | 1.8
2020 | IL | Cordova Energy Company | 55188 | MROW | MRO West | NG | 611.2 |  | 1990983 | 13538133 | 11.1805 | 0.011231 | 0.0016517 | EPA/NEI | 13538133 | 11.1805
2020 | IL | Cortland | 63949 | RFCW | RFC West | SUN | 2
2020 | IL | CPV Three Rivers Energy Center | 63931 | RFCW | RFC West | NG | 1300
2020 | IL | Crawford | 867 | RFCW | RFC West |  | 805
2020 | IL | Crescent Ridge | 56297 | RFCW | RFC West | WND | 53 |  | 132071 |  |  | 0 |  |  |  | 0
2020 | IL | Crescent Ridge II Wind Energy Project | 56653 | RFCW | RFC West | WND | 57.8
2020 | IL | Crete Energy Park | 55253 | RFCW | RFC West | NG | 356 |  | 37942 | 500497.523 | 1.6581 | 0.087402 | 0.0066258 | EPA/NEI | 500497.523 | 1.6581
2020 | IL | CSG Mt. Morris 2, LLC | 64467 | RFCW | RFC West | SUN | 2
2020 | IL | CSL Behring LLC | 54790 | RFCW | RFC West | NG | 4.2 | 1 | 18149 | 268866 | 0.13366 | 0.014729 | 0.00099423 | NEI avg EF - PM, fuel type, firing type | 268866 | 0.13366
2020 | IL | Dallman | 963 | SRMW | SERC Midwest | BIT | 617.8 |  | 755921 | 9252006.188 | 13.2768 | 0.035128 | 0.00287 | EPA/NEI | 9252006.188 | 13.2768
2020 | IL | Dayton Hydro | 10520 | SRMW | SERC Midwest | WAT | 3.6 |  | 21098.001 |  |  | 0 |  |  |  | 0
2020 | IL | DePue Holdings, LLC | 63845 | SRMW | SERC Midwest | SUN | 20
2020 | IL | Devonshire Power Partners LLC | 55761 | RFCW | RFC West | LFG | 5.5
2020 | IL | Dixon Hydroelectric Dam | 54969 | RFCW | RFC West | WAT | 3 |  | 17071 |  |  | 0 |  |  |  | 0
2020 | IL | Dixon/Lee Energy Partners LLC | 55763 | RFCW | RFC West | LFG | 4.4
2020 | IL | Dodds | 64734 | RFCW | RFC West | SUN | 2
2020 | IL | Dresden Generating Station | 869 | RFCW | RFC West | NUC | 2018.6 |  | 15478888 |  |  | 0 |  |  |  | 0
2020 | IL | Dressor Plains Solar, LLC | 64224 | SRMW | SERC Midwest | SUN | 99
2020 | IL | Duck Creek | 6016 | SRMW | SERC Midwest | BIT | 441 |  | 0 | 0 | 0 |  |  | NEI avg EF - PM, fuel type, firing type | 0 | 0
2020 | IL | E D Edwards | 856 | SRMW | SERC Midwest | SUB | 780.3 |  | 3105601 | 32727716 | 174.7251 | 0.11252 | 0.010677 | EPA/NEI | 32727716 | 174.7251
2020 | IL | EcoGrove Wind LLC | 56805 | RFCW | RFC West | WND | 100.5 |  | 260222 |  |  | 0 |  |  |  | 0
2020 | IL | Edwardsville Solar II | 64016 | SRMW | SERC Midwest | SUN | 2
2020 | IL | El Paso Wind Project | 56663 | SRMW | SERC Midwest | WND | 80
2020 | IL | Electric Junction | 870 | RFCW | RFC West | NG | 304
2020 | IL | Elgin Energy Center, LLC | 55438 | RFCW | RFC West | NG | 540 |  | 378234 | 4420334.188 | 11.0515 | 0.058438 | 0.0050003 | EPA/NEI | 4420334.188 | 11.0515
2020 | IL | Elwood Energy Facility | 55199 | RFCW | RFC West | NG | 1728 |  | 392216.004 | 4383567.594 | 11.5861 | 0.05908 | 0.0052861 | EPA/NEI | 4383567.594 | 11.5861
2020 | IL | Elwood Energy Storage Center | 59959 | RFCW | RFC West | MWH | 19.8 |  | -1580 | 0 |  | 0 |  |  | 0 | 0
2020 | IL | ESIL-PFCHICAGO 2, LLC | 63889 | RFCW | RFC West | SUN | 1 |  | 70 |  |  | 0 |  |  |  | 0
2020 | IL | ESIL-PFCHICAGO 3, LLC | 63888 | RFCW | RFC West | SUN | 1.4 |  | 843 |  |  | 0 |  |  |  | 0
2020 | IL | Evanston Township High School | 54788 | RFCW | RFC West | NG | 2.4 |  | 0
2020 | IL | Exelon Solar Chicago | 57191 | RFCW | RFC West | SUN | 9 |  | 13826 |  |  | 0 |  |  |  | 0
2020 | IL | Exxonmobil Oil Corporation | 50627 | RFCW | RFC West | PRG | 39.7 | 0.2351 | 210753.514 | 936343.174 | 26.3032 | 0.24961 | 0.056183 | EPA/NEI; Estimated using an emission factor | 3982675 | 111.8792
2020 | IL | Factory Gas Turbine | 8016 | SRMW | SERC Midwest | DFO | 26.6 |  | 195 | 5094.1 | 0.14664 | 1.504 | 0.057574 | NEI avg EF - PM, fuel type, firing type | 5094.1 | 0.14664
2020 | IL | Fairfield | 940 | SRMW | SERC Midwest | DFO | 7.5 |  | 0
2020 | IL | Farmer City | 941 | SRMW | SERC Midwest | NG | 11.3 |  | 25 | 196 | 0.016956 | 1.3565 | 0.17302 | Estimated using an emission factor | 196 | 0.016956
2020 | IL | Fisk | 886 | RFCW | RFC West | DFO | 634 |  | -473 | 9605.5 | 0.19008 | 0 | 0.039578 | EPA/NEI | 9605.5 | 0.19008
2020 | IL | Five Oaks Gas Recovery | 56529 | SRMW | SERC Midwest | LFG | 3.2 |  | 24163 | 295929 | 2.1751 | 0.18003 | 0.0147 | Estimated using an emission factor | 295929 | 2.1751
2020 | IL | Flora Site A | 56117 | SRMW | SERC Midwest | DFO | 5.4 |  | 39.999 | 446.001 | 0.06913 | 3.4566 | 0.31 | Estimated using an emission factor | 446.001 | 0.06913
2020 | IL | Flora Site B | 56118 | SRMW | SERC Midwest | DFO | 3.6 |  | 25 | 289 | 0.044795 | 3.5836 | 0.31 | Estimated using an emission factor | 289 | 0.044795
2020 | IL | FPL Energy Illinois Wind LLC Hybrid | 57325 | RFCW | RFC West | WND | 237.5 |  | 674616 | 0 |  | 0 |  |  | 0 | 0
2020 | IL | Freeburg | 943 | SRMW | SERC Midwest | DFO | 15.7 |  | 146.001 | 4289.998 | 0.66495 | 9.1088 | 0.31 | Estimated using an emission factor | 4289.998 | 0.66495
2020 | IL | Freedom Power Project | 7842 | SRMW | SERC Midwest | NG | 71 |  | 917 | 9231.402 | 0.0759 | 0.16554 | 0.016444 | EPA/NEI | 9231.402 | 0.0759
2020 | IL | Fuyao Glass Illinois Inc. | 54360 | SRMW | SERC Midwest | DFO | 5.9 |  | 0
2020 | IL | Galesburg | 54310 | SRMW | SERC Midwest | NG | 3
2020 | IL | Galesburg Solar Array | 63399 | SRMW | SERC Midwest | SUN | 1.4 |  | 2461 |  |  | 0 |  |  |  | 0
2020 | IL | Geneseo | 944 | MROW | MRO West | WND | 33.6 |  | 7241.001 | 842.999 | 0.021482 | 0.0059334 | 0.050966 | EPA/NEI; Estimated using an emission factor | 842.999 | 0.021482
2020 | IL | Geneva Generation Facility | 56462 | RFCW | RFC West | NG | 31.5 |  | 5642 | 48387.998 | 0.01021 | 0.0036192 | 0.000422 | EPA/NEI; Estimated using an emission factor | 48387.998 | 0.01021
2020 | IL | Gibson City Energy Center, LLC | 55201 | SRMW | SERC Midwest | NG | 270 |  | 203748 | 2484262.5 | 13.6593 | 0.13408 | 0.010997 | EPA/NEI | 2484262.5 | 13.6593
2020 | IL | Glacier Sands Wind Power, LLC | 64381 | SRMW | SERC Midwest | WND | 185
2020 | IL | Goose Creek Power Plant | 55496 | SRMW | SERC Midwest | NG | 684 |  | 15165 | 242686.922 | 1.07 | 0.14112 | 0.008818 | EPA/NEI | 242686.922 | 1.07
2020 | IL | Grand Ridge Battery Projects | 59957 | RFCW | RFC West | MWH | 33 |  | -13286 | 0 |  | 0 |  |  | 0 | 0
2020 | IL | Grand Ridge Solar Farm | 57912 | RFCW | RFC West | SUN | 20 |  | 30087 |  |  | 0 |  |  |  | 0
2020 | IL | Grand Ridge Wind Energy Center | 56941 | RFCW | RFC West | WND | 210 |  | 254417 |  |  | 0 |  |  |  | 0
2020 | IL | Grand Tower Energy Center, LLC | 862 | SRMW | SERC Midwest | NG | 640.9 |  | 1142069 | 11380873 | 28.9148 | 0.050636 | 0.0050813 | EPA/NEI | 11380873 | 28.9148
2020 | IL | Granite City Works | 57072 | SRMW | SERC Midwest | BFG | 78 | 0.63506 | 533964 | 2324834.757 | 0.49054 | 0.0018374 | 0.000422 | Estimated using an emission factor | 3660795.75 | 0.77243
2020 | IL | Green River Wind Farm | 60471 | RFCW | RFC West | WND | 194.3 |  | 527641 |  |  | 0 |  |  |  | 0
2020 | IL | Greene Valley Gas Recovery | 55014 | RFCW | RFC West | LFG | 9.9 |  | 33849 | 661817 | 7.1476 | 0.42232 | 0.0216 | EPA/NEI; Estimated using an emission factor | 661817 | 7.1476
2020 | IL | GSG LLC | 56450 | RFCW | RFC West | WND | 80 |  | 187761 |  |  | 0 |  |  |  | 0
2020 | IL | Harmony Road Solar | 63069 | RFCW | RFC West | SUN | 1.9 |  | 624 |  |  | 0 |  |  |  | 0
2020 | IL | Harvest Ridge Wind Farm | 61161 | SRMW | SERC Midwest | WND | 202 |  | 276482 |  |  | 0 |  |  |  | 0
2020 | IL | Havana | 891 | SRMW | SERC Midwest |  | 718
2020 | IL | Heartland Community College | 59776 | SRMW | SERC Midwest | WND | 1.7 |  | 4115 |  |  | 0 |  |  |  | 0
2020 | IL | Hennepin Power Station | 892 | SRMW | SERC Midwest | RC | 306.3
2020 | IL | High Point Solar LLC | 63838 | RFCW | RFC West | SUN | 100
2020 | IL | High Trail Wind Farm LLC | 56338 | RFCW | RFC West | WND | 198 |  | 525024 |  |  | 0 |  |  |  | 0
2020 | IL | Highland | 946 | SRMW | SERC Midwest | DFO | 17.6 |  | 119.999 | 1199 | 0.18585 | 3.0974 | 0.31 | Estimated using an emission factor | 1199 | 0.18585
2020 | IL | Hilltopper Wind Project | 61735 | RFCW | RFC West | WND | 185 |  | 541912 |  |  | 0 |  |  |  | 0
2020 | IL | Hoffer Plastics | 54523 | RFCW | RFC West | NG | 7.2 |  | 1040.004 | 13434.003 | 0.0028346 | 0.0054511 | 0.000422 | Estimated using an emission factor | 13434.003 | 0.0028346
2020 | IL | Holland Energy Facility | 55334 | SRMW | SERC Midwest | NG | 702.1 |  | 2269099 | 16862714 | 79.8501 | 0.07038 | 0.0094706 | EPA/NEI | 16862714 | 79.8501
2020 | IL | Homestead Wind LLC | 60871 | SRMW | SERC Midwest | WND | 50
2020 | IL | Hoopeston Wind LLC | 59021 | SRMW | SERC Midwest | WND | 98 |  | 322378 |  |  | 0 |  |  |  | 0
2020 | IL | Hurricane Creek CSG | 64786 | SRMW | SERC Midwest | SUN | 2
2020 | IL | IGS East Central, LLC | 64329 | RFCW | RFC West | SUN | 2 |  | 1 |  |  | 0 |  |  |  | 0
2020 | IL | IGS Frankfort 2 | 64779 | RFCW | RFC West | SUN | 2
2020 | IL | IGS Stockton DG CSG | 64124 | SRMW | SERC Midwest | SUN | 3.8 |  | 3 |  |  | 0 |  |  |  | 0
2020 | IL | IKEA Joliet Rooftop PV System | 61192 | RFCW | RFC West | SUN | 2 |  | 2283 |  |  | 0 |  |  |  | 0
2020 | IL | IL - SMHEC - Moraine Valley | 64181 | RFCW | RFC West | SUN | 1.3
2020 | IL | IL17021 Brush Creek I | 64730 | RFCW | RFC West | SUN | 2
2020 | IL | Illinois PV Fulton 1 CSG | 63790 | SRMW | SERC Midwest | SUN | 2 |  | 897 |  |  | 0 |  |  |  | 0
2020 | IL | IMEA Flora | 56116 | SRMW | SERC Midwest | DFO | 9 |  | 58 | 655 | 0.10153 | 3.5009 | 0.31 | Estimated using an emission factor | 655 | 0.10153
2020 | IL | IMEA Highland | 56114 | SRMW | SERC Midwest | DFO | 3.6 |  | 0
2020 | IL | Industrial Park | 7934 | SRMW | SERC Midwest | DFO | 13.4 |  | 505 | 5607.997 | 0.86924 | 3.4425 | 0.31 | Estimated using an emission factor | 5607.997 | 0.86924
2020 | IL | Ingredion Incorporated Argo Plant | 54556 | RFCW | RFC West | BIT | 54.6 | 0.19339 | 253528 | 1744028.802 | 10.1039 | 0.079707 | 0.011587 | EPA/NEI; Estimated using an emission factor | 9018088.688 | 52.2458
2020 | IL | Interstate | 7425 | SRMW | SERC Midwest | NG | 138.6 |  | 28999 | 357420.031 | 11.3069 | 0.77982 | 0.06327 | EPA/NEI | 357420.031 | 11.3069
2020 | IL | Invenergy Nelson Expansion LLC | 60387 | RFCW | RFC West | NG | 380
2020 | IL | Iroquois Solar 1B LLC CSG | 64229 | SRMW | SERC Midwest | SUN | 2 |  | 89 |  |  | 0 |  |  |  | 0
2020 | IL | ITT Cogen Facility | 52021 | RFCW | RFC West | NG | 7.4 | 0.78173 | 17 | 236.865 | 0.00011775 | 0.013853 | 0.00099423 | NEI avg EF - PM, fuel type, firing type | 303 | 0.00015063
2020 | IL | Jackson Generation, LLC | 62926 | RFCW | RFC West | NG | 1200
2020 | IL | Jake Energy Storage Center | 59960 | RFCW | RFC West | MWH | 19.8 |  | -848 | 0 |  | 0 |  |  | 0 | 0
2020 | IL | JM Huber at Quincy | 64629 | SRMW | SERC Midwest | SUN | 1.5
2020 | IL | John A Logan College Solar | 61878 | SRMW | SERC Midwest | SUN | 1.9 |  | 2453 |  |  | 0 |  |  |  | 0
2020 | IL | Joliet 29 | 384 | RFCW | RFC West | NG | 1320 |  | 1052271 | 11312188 | 1.1639 | 0.0022121 | 0.00020578 | EPA/NEI | 11312188 | 1.1639
2020 | IL | Joliet 9 | 874 | RFCW | RFC West | NG | 507.6 |  | -50577 | 257356.531 | 0.013482 | 0 | 0.00010477 | EPA/NEI | 257356.531 | 0.013482
2020 | IL | Joppa Steam | 887 | SRMW | SERC Midwest | RC | 1099.8 |  | 4109045 | 44699839 | 297.0759 | 0.1446 | 0.013292 | EPA/NEI | 44699839 | 297.0759
2020 | IL | Kankakee Gas Recovery | 54659 | RFCW | RFC West | LFG | 1.6
2020 | IL | Kankakee Hydro Facility | 54525 | RFCW | RFC West | WAT | 1.2 |  | 1127.001 |  |  | 0 |  |  |  | 0
2020 | IL | Kankakee Solar 4 LLC | 64269 | SRMW | SERC Midwest | SUN | 2 |  | 16 |  |  | 0 |  |  |  | 0
2020 | IL | Keeversville Solar CSG | 64868 | RFCW | RFC West | SUN | 2
2020 | IL | Kelly Creek Wind Project | 60587 | RFCW | RFC West | WND | 184 |  | 605088 |  |  | 0 |  |  |  | 0
2020 | IL | Kendall Energy Facility | 55131 | RFCW | RFC West | NG | 1256 |  | 7271182 | 56452604 | 150.0481 | 0.041272 | 0.0053159 | EPA/NEI | 56452604 | 150.0481
2020 | IL | Kent School Road Solar 1 | 64254 | SRMW | SERC Midwest | SUN | 2 |  | 83 |  |  | 0 |  |  |  | 0
2020 | IL | Kern A Community Solar, LLC CSG | 64465 | SRMW | SERC Midwest | SUN | 2
2020 | IL | Kincaid Generating Station | 876 | RFCW | RFC West | SUB | 1319 |  | 1475564 | 16187689.5 | 11.3737 | 0.015416 | 0.0014052 | EPA/NEI | 16187689.5 | 11.3737
2020 | IL | Kinmundy Power Plant | 55204 | SRMW | SERC Midwest | NG | 270 |  | 15667 | 208157.648 | 1.1443 | 0.14608 | 0.010994 | EPA/NEI | 208157.648 | 1.1443
2020 | IL | Kish | 63990 | RFCW | RFC West | SUN | 2
2020 | IL | Kishwaukee CHP Plant | 58177 | RFCW | RFC West | OBG | 3 | 0.44493 | 8718.999 | 44634.016 | 0.32806 | 0.075252 | 0.0147 | Estimated using an emission factor | 100317 | 0.73733
2020 | IL | Lafayette 2 - Kankakee Yonke | 64304 | RFCW | RFC West | SUN | 2 |  | 99 |  |  | 0 |  |  |  | 0
2020 | IL | Lafayette 2 - McHenry Franks 1 | 64302 | RFCW | RFC West | SUN | 2 |  | 103 |  |  | 0 |  |  |  | 0
2020 | IL | Lafayette 2 - McHenry Franks 2 | 64303 | RFCW | RFC West | SUN | 2 |  | 67 |  |  | 0 |  |  |  | 0
2020 | IL | Lake Forest Hospital Central Energy Plant | 60797 | RFCW | RFC West | NG | 3.2 |  | 523 | 5908 | 0.0012466 | 0.0047671 | 0.000422 | Estimated using an emission factor | 5908 | 0.0012466
2020 | IL | Lake Gas Recovery | 50575 | RFCW | RFC West | LFG | 9 |  | 16023 | 311691 | 3.3663 | 0.42018 | 0.0216 | EPA/NEI; Estimated using an emission factor | 311691 | 3.3663
2020 | IL | Lakeside | 964 | SRMW | SERC Midwest | DFO | 80.4 |  | 0
2020 | IL | Lancaster Wind Farm Project | 56657 | RFCW | RFC West | WND | 70
2020 | IL | LaSalle Generating Station | 6026 | RFCW | RFC West | NUC | 2340 |  | 19695684 |  |  | 0 |  |  |  | 0
2020 | IL | Lee County Generating Station, LLC | 55236 | RFCW | RFC West | NG | 692 |  | 257367 | 3387296.156 | 10.4059 | 0.080865 | 0.0061441 | EPA/NEI | 3387296.156 | 10.4059
2020 | IL | Lena | 63951 | RFCW | RFC West | SUN | 2
2020 | IL | Lincoln Generating Facility | 55222 | RFCW | RFC West | NG | 692 |  | 3949 | 62887.625 | 0.09416 | 0.047688 | 0.0029945 | EPA/NEI | 62887.625 | 0.09416
2020 | IL | Lincoln Land Energy Center | 62022 | SRMW | SERC Midwest | NG | 1276.8
2020 | IL | Lincoln Land Wind | 58925 | SRMW | SERC Midwest | WND | 30
2020 | IL | Lineage Logistics Solar | 63825 | RFCW | RFC West | SUN | 1.6 |  | 2560 |  |  | 0 |  |  |  | 0
2020 | IL | Livingston Generating Facility | 55054 | RFCW | RFC West | LFG | 15 |  | 64389.999 | 1156477.969 | 12.49 | 0.38795 | 0.0216 | Estimated using an emission factor | 1156477.969 | 12.49
2020 | IL | Lockport Powerhouse | 10903 | RFCW | RFC West | WAT | 32 |  | 37556 |  |  | 0 |  |  |  | 0
2020 | IL | Lombard | 877 | RFCW | RFC West |  | 132.6
2020 | IL | Lone Tree Wind, LLC | 63251 | RFCW | RFC West | WND | 79 |  | 25004 |  |  | 0 |  |  |  | 0
2020 | IL | Long John CSG | 64784 | RFCW | RFC West | SUN | 2
2020 | IL | Loyola University Health Plant | 58181 | RFCW | RFC West | NG | 10.6 | 0.56454 | 980 | 8719.852 | 0.0043348 | 0.0088465 | 0.00099423 | NEI avg EF - PM, fuel type, firing type | 15446 | 0.0076784
2020 | IL | LSP University Park, LLC | 55640 | RFCW | RFC West | NG | 726 |  | 827156.004 | 8143022.594 | 30.9022 | 0.074719 | 0.0075899 | EPA/NEI | 8143022.594 | 30.9022
2020 | IL | Lukuc B Community Solar LLC CSG | 64466 | SRMW | SERC Midwest | SUN | 2
2020 | IL | Marengo Battery Storage LLC | 62856 | RFCW | RFC West | MWH | 20 |  | -402 | 0 |  | 0 |  |  | 0 | 0
2020 | IL | Marion | 976 | SRMW | SERC Midwest | BIT | 422 |  | 911493 | 12859348.402 | 0.51495 | 0.0011299 | 8.009e-05 | EPA/NEI | 12859348.402 | 0.51495
2020 | IL | Marlow Solar, LLC CSG | 64122 | SRMW | SERC Midwest | SUN | 2 |  | 1 |  |  | 0 |  |  |  | 0
2020 | IL | Mars Snackfood US | 54855 | RFCW | RFC West | NG | 3.5
2020 | IL | Marseilles Lock and Dam Hydro | 58903 | SRMW | SERC Midwest | WAT | 10.4
2020 | IL | Marshall (IL) | 949 | SRMW | SERC Midwest | DFO | 19.9 |  | 157.997 | 1273.998 | 0.19747 | 2.4997 | 0.31 | EPA/NEI; Estimated using an emission factor | 1273.998 | 0.19747
2020 | IL | Mas Countryside RNG, LLC | 55773 | RFCW | RFC West | LFG | 21.2 |  | 17810 | 459466 | 4.9622 | 0.55724 | 0.0216 | EPA/NEI; Estimated using an emission factor | 459466 | 4.9622
2020 | IL | McDonough Solar 1, LLC CSG | 64201 | SRMW | SERC Midwest | SUN | 4 |  | 1 |  |  | 0 |  |  |  | 0
2020 | IL | McHenry Battery Storage | 60656 | RFCW | RFC West | MWH | 19.8 |  | 0
2020 | IL | McLeansboro | 948 | SRMW | SERC Midwest | DFO | 9.2 |  | 27 | 189.998 | 0.02945 | 2.1815 | 0.31 | Estimated using an emission factor | 189.998 | 0.02945
2020 | IL | Mendota | 63954 | RFCW | RFC West | SUN | 2 |  | 0
2020 | IL | Mendota Hills, LLC | 56160 | RFCW | RFC West | WND | 76.2 |  | 242259 |  |  | 0 |  |  |  | 0
2020 | IL | MEPI GT Facility | 7858 | SRMW | SERC Midwest | NG | 301.5 |  | 19382 | 345110.869 | 0.55413 | 0.05718 | 0.0032113 | EPA/NEI | 345110.869 | 0.55413
2020 | IL | Midland Wind | 63003 | RFCW | RFC West | WND | 115
2020 | IL | Milam Gas Recovery | 50566 | SRMW | SERC Midwest | NG | 2.4 |  | 19146 | 205914 | 0.043448 | 0.0045386 | 0.000422 | Estimated using an emission factor | 205914 | 0.043448
2020 | IL | Minonk Wind Farm | 57284 | RFCW | RFC West | WND | 200 |  | 618545 |  |  | 0 |  |  |  | 0
2020 | IL | Moline | 899 | MROW | MRO West | WAT | 75.6 |  | 7609 | 8150 | 0.0040515 | 0.0010649 | 0.00099423 | EPA/NEI; Estimated using an emission factor | 8150 | 0.0040515
2020 | IL | Mondelez Global LLC | 54933 | RFCW | RFC West | NG | 4.7
2020 | IL | Mooseheart Power House | 50337 | RFCW | RFC West | NG | 1.8 | 1 | 0
2020 | IL | Mooseheart School - (IL) | 64368 | RFCW | RFC West | SUN | 2 |  | 197 |  |  | 0 |  |  |  | 0
2020 | IL | Mooseheart School Solar | 63073 | RFCW | RFC West | SUN | 2 |  | 305 |  |  | 0 |  |  |  | 0
2020 | IL | Moraine | 64789 | SRMW | SERC Midwest | SUN | 2
2020 | IL | Morgan Solar 1 CSG | 64741 | SRMW | SERC Midwest | SUN | 2
2020 | IL | Morgan Solar 1b CSG | 64742 | SRMW | SERC Midwest | SUN | 2
2020 | IL | Morgan Solar 2, LLC CSG | 64159 | SRMW | SERC Midwest | SUN | 2 |  | 1 |  |  | 0 |  |  |  | 0
2020 | IL | Morgan Solar 4, LLC CSG | 64100 | SRMW | SERC Midwest | SUN | 2 |  | 4 |  |  | 0 |  |  |  | 0
2020 | IL | Morris Cogeneration, LLC | 55216 | RFCW | RFC West | NG | 218.8 | 0.50292 | 608815 | 3945138.079 | 2.6164 | 0.008595 | 0.0013264 | EPA/NEI | 7844389.293 | 5.2024
2020 | IL | Morris Genco LLC | 55774 | RFCW | RFC West | LFG | 6.4
2020 | IL | MPEA Energy Center | 55067 | RFCW | RFC West | DFO | 9.3 |  | 9.801 | 126 | 0.01953 | 3.9853 | 0.31 | EPA/NEI; Estimated using an emission factor | 126 | 0.01953
2020 | IL | MTHS Co-Gen Buildings | 58825 | RFCW | RFC West | NG | 1.2 | 1 | 0
2020 | IL | Museum of Science and Industry | 58635 | RFCW | RFC West | NG | 1.7 | 0 | 0
2020 | IL | Nalco | 50326 | RFCW | RFC West | NG | 4.7 | 0.37781 | 16027 | 88506.77 | 0.27354 | 0.034135 | 0.0061813 | EPA/NEI; Estimated using an emission factor | 234261 | 0.72402
2020 | IL | Nelson Energy Center | 55183 | RFCW | RFC West | NG | 627.5 |  | 3825587 | 26831807 | 26.7286 | 0.013974 | 0.0019923 | EPA/NEI | 26831807 | 26.7286
2020 | IL | Newton | 6017 | SRMW | SERC Midwest | RC | 1234.8 |  | 2631921 | 28793934 | 38.3216 | 0.029121 | 0.0026618 | EPA/NEI | 28793934 | 38.3216
2020 | IL | North Chicago Energy Center | 58328 | RFCW | RFC West | NG | 12.4 | 0.35031 | 36283 | 205518.307 | 0.10217 | 0.0056316 | 0.00099423 | NEI avg EF - PM, fuel type, firing type | 586678.016 | 0.29165
2020 | IL | North Ninth Street | 960 | RFCW | RFC West | NG | 19 |  | 2844.998 | 27404.004 | 0.70077 | 0.49263 | 0.051144 | EPA/NEI; Estimated using an emission factor | 27404.004 | 0.70077
2020 | IL | Northeastern Illinois University Cogen | 58245 | RFCW | RFC West | NG | 3.2 | 1 | 16.66 | 58 | 1.2238e-05 | 0.0014691 | 0.000422 | Estimated using an emission factor | 58 | 1.2238e-05
2020 | IL | Northwest Community Hospital | 59847 | RFCW | RFC West | NG | 4.4 | 1 | 971 | 8958 | 0.0018901 | 0.0038932 | 0.000422 | Estimated using an emission factor | 8958 | 0.0018901
2020 | IL | Nostrand | 63991 | RFCW | RFC West | SUN | 2
2020 | IL | Oglesby | 894 | SRMW | SERC Midwest | NG | 70
2020 | IL | Old Trail Wind Farm | 56614 | RFCW | RFC West | WND | 198 |  | 542032 |  |  | 0 |  |  |  | 0
2020 | IL | Olmstead II | 64735 | RFCW | RFC West | SUN | 2
2020 | IL | Olney Solar II CSG | 64043 | SRMW | SERC Midwest | SUN | 2
2020 | IL | Orchard Hills Renewable Energy Station | 59792 | RFCW | RFC West | LFG | 16.2 |  | 37348.002 | 421341.984 | 3.0969 | 0.16584 | 0.0147 | Estimated using an emission factor | 421341.984 | 3.0969
2020 | IL | Otter Creek Wind Farm LLC | 61344 | RFCW | RFC West | WND | 150 |  | 388234 |  |  | 0 |  |  |  | 0
2020 | IL | Panther Creek Wind Project | 63907 | SRMW | SERC Midwest | WND | 46.3
2020 | IL | Panther Grove Wind, LLC | 63818 | RFCW | RFC West | WND | 400
2020 | IL | Pearl Station | 6238 | SRMW | SERC Midwest | DFO | 46 |  | 188 | 3329 | 0.030034 | 0.31951 | 0.018044 | EPA/NEI; Estimated using an emission factor | 3329 | 0.030034
2020 | IL | Peru (IL) | 955 | SRMW | SERC Midwest | WAT | 63.5 |  | 36779.997 | 1908.001 | 0.19344 | 0.010519 | 0.20276 | EPA/NEI; Estimated using an emission factor | 1908.001 | 0.19344
2020 | IL | Peterman II | 63989 | RFCW | RFC West | SUN | 2
2020 | IL | Phoenix Solar South Farms LLC Solar Farm | 62735 | SRMW | SERC Midwest | SUN | 4.7 |  | 7210 |  |  | 0 |  |  |  | 0
2020 | IL | Pike County Wind Power | 56376 | SRMW | SERC Midwest | WND | 1.7 |  | 2416 |  |  | 0 |  |  |  | 0
2020 | IL | Pilot Hill Wind Farm | 58898 | RFCW | RFC West | WND | 175 |  | 592929 |  |  | 0 |  |  |  | 0
2020 | IL | Pinckneyville Power Plant | 55202 | SRMW | SERC Midwest | NG | 380 |  | 71669 | 771991.507 | 4.3074 | 0.1202 | 0.011159 | EPA/NEI | 771991.507 | 4.3074
2020 | IL | Pine Road Solar, LLC CSG | 64439 | RFCW | RFC West | SUN | 2
2020 | IL | Pioneer Trail Wind Farm, LLC | 57675 | SRMW | SERC Midwest | WND | 150.4 |  | 445269 |  |  | 0 |  |  |  | 0
2020 | IL | Pittsfield | 6237 | SRMW | SERC Midwest | DFO | 9
2020 | IL | Pontiac | 64414 | RFCW | RFC West | SUN | 2
2020 | IL | Powerton | 879 | RFCW | RFC West | SUB | 1785.6 |  | 844778 | 12096675 | 102.0183 | 0.24153 | 0.016867 | EPA/NEI | 12096675 | 102.0183
2020 | IL | Prairie Solar LLC | 64536 | SRMW | SERC Midwest | SUN | 150
2020 | IL | Prairie State Generating Station | 55856 | SRMW | SERC Midwest | BIT | 1766 |  | 11308063 | 126592428 | 238.4221 | 0.042169 | 0.0037668 | EPA/NEI | 126592428 | 238.4221
2020 | IL | Prairie State Solar Project | 62420 | SRMW | SERC Midwest | SUN | 99
2020 | IL | Prairie View IL | 57406 | RFCW | RFC West | LFG | 4.8 |  | 38631 | 419778 | 3.0854 | 0.15974 | 0.0147 | Estimated using an emission factor | 419778 | 3.0854
2020 | IL | Prairie Wolf Solar LLC | 62893 | SRMW | SERC Midwest | SUN | 200
2020 | IL | Presence Saint Mary of Nazareth Hospital | 54886 | RFCW | RFC West | DFO | 5 | 1 | 4.998 | 186.001 | 0.017862 | 7.1477 | 0.19206 | EPA/NEI; Estimated using an emission factor | 186.001 | 0.017862
2020 | IL | Princeton (IL) | 957 | SRMW | SERC Midwest | NG | 37.9 |  | 525.002 | 5237 | 0.001105 | 0.0042095 | 0.000422 | Estimated using an emission factor | 5237 | 0.001105
2020 | IL | Providence Heights Wind LLC | 56622 | RFCW | RFC West | WND | 72 |  | 183644 |  |  | 0 |  |  |  | 0
2020 | IL | Quad Cities Generating Station | 880 | RFCW | RFC West | NUC | 2018.6 |  | 15712445 |  |  | 0 |  |  |  | 0
2020 | IL | Raccoon Creek Power Plant | 55417 | SRMW | SERC Midwest | NG | 456 |  | 5342 | 66869.28 | 0.29922 | 0.11203 | 0.0089494 | EPA/NEI | 66869.28 | 0.29922
2020 | IL | Radfords Run Wind Farm | 59061 | RFCW | RFC West | WND | 278 |  | 1017939 |  |  | 0 |  |  |  | 0
2020 | IL | Rail Splitter Wind Farm | 56856 | SRMW | SERC Midwest | WND | 100.5 |  | 266090 |  |  | 0 |  |  |  | 0
2020 | IL | Rantoul | 958 | SRMW | SERC Midwest | DFO | 29.9 |  | 173 | 1837 | 0.28474 | 3.2917 | 0.31 | EPA/NEI; Estimated using an emission factor | 1837 | 0.28474
2020 | IL | Rantoul Solar | 62451 | SRMW | SERC Midwest | SUN | 1 |  | 1476 |  |  | 0 |  |  |  | 0
2020 | IL | Red Bud | 959 | SRMW | SERC Midwest | DFO | 16.5 |  | 195 | 2191 | 0.3396 | 3.4831 | 0.31 | EPA/NEI; Estimated using an emission factor | 2191 | 0.3396
2020 | IL | Reed Road Solar | 63071 | RFCW | RFC West | SUN | 1.3 |  | 743 |  |  | 0 |  |  |  | 0
2020 | IL | Reynolds | 965 | SRMW | SERC Midwest | DFO | 17.5 |  | 211 | 3361 | 0.030322 | 0.28742 | 0.018044 | NEI avg EF - PM, fuel type, firing type | 3361 | 0.030322
2020 | IL | Ridge Farm | 63952 | SRMW | SERC Midwest | SUN | 2 |  | 86 |  |  | 0 |  |  |  | 0
2020 | IL | Riveside Resource Recovery LLC | 55767 | RFCW | RFC West | LFG | 1.1
2020 | IL | Rochelle Energy Center | 58377 | RFCW | RFC West | LFG | 4.8 |  | 19676.001 | 218665.008 | 1.6072 | 0.16337 | 0.0147 | Estimated using an emission factor | 218665.008 | 1.6072
2020 | IL | Rockford CSG | 64415 | RFCW | RFC West | SUN | 2
2020 | IL | Rockford Energy Center | 55238 | RFCW | RFC West | NG | 316 |  | 129247 | 1395210.938 | 4.5942 | 0.071092 | 0.0065857 | EPA/NEI | 1395210.938 | 4.5942
2020 | IL | Rockford II Energy Center | 55936 | RFCW | RFC West | NG | 168 |  | 82936 | 825181.875 | 2.8126 | 0.067826 | 0.0068169 | EPA/NEI | 825181.875 | 2.8126
2020 | IL | Rockford Solar Farm | 58643 | RFCW | RFC West | SUN | 2.6 |  | 3742 |  |  | 0 |  |  |  | 0
2020 | IL | Rockton | 903 | RFCW | RFC West | WAT | 1.1 |  | 6320 |  |  | 0 |  |  |  | 0
2020 | IL | Rocky Road Power, LLC | 55109 | RFCW | RFC West | NG | 415.5 |  | 76813 | 928948.262 | 5.776 | 0.15039 | 0.012436 | EPA/NEI | 928948.262 | 5.776
2020 | IL | Route 76 Boone Solar 1 | 64018 | RFCW | RFC West | SUN | 2 |  | 727 |  |  | 0 |  |  |  | 0
2020 | IL | Roxana Resource Recovery | 55759 | SRMW | SERC Midwest | LFG | 4.4
2020 | IL | Sabrooke | 882 | RFCW | RFC West | DFO | 149.6
2020 | IL | Saint Francis Hospital | 50952 | RFCW | RFC West | NG | 1.6
2020 | IL | Sandoval | 64416 | SRMW | SERC Midwest | SUN | 2
2020 | IL | Schulte 2 Community Solar | 64257 | SRMW | SERC Midwest | SUN | 2 |  | 1 |  |  | 0 |  |  |  | 0
2020 | IL | SCS American Bottoms 009885 Sauget, LLC | 64362 | SRMW | SERC Midwest | SUN | 1.8 |  | 685 |  |  | 0 |  |  |  | 0
2020 | IL | SCS Beltway 011754 Rock Falls, LLC | 64364 | SRMW | SERC Midwest | SUN | 1 |  | 373 |  |  | 0 |  |  |  | 0
2020 | IL | Sears Hydroelectric Plant | 56978 | MROW | MRO West | WAT | 1.4 |  | 0
2020 | IL | Segunda II | 64732 | RFCW | RFC West | SUN | 2
2020 | IL | Settlers Hill Gas Recovery | 50563 | RFCW | RFC West | LFG | 6 |  | 30539 | 611888 | 6.6084 | 0.43278 | 0.0216 | Estimated using an emission factor | 611888 | 6.6084
2020 | IL | Settlers Trail Wind Farm LLC | 57493 | SRMW | SERC Midwest | WND | 150.4 |  | 382594 |  |  | 0 |  |  |  | 0
2020 | IL | Shady Oaks Wind Farm | 57964 | RFCW | RFC West | WND | 109.5 |  | 319674 |  |  | 0 |  |  |  | 0
2020 | IL | Shelby County | 55237 | SRMW | SERC Midwest | NG | 483 |  | 310305.002 | 3069795.5 | 7.5577 | 0.048712 | 0.0049239 | EPA/NEI | 3069795.5 | 7.5577
2020 | IL | SIUC | 57928 | SRMW | SERC Midwest | BIT | 5.1 | 0.045362 | 6621 | 38477.73 | 0.26903 | 0.081264 | 0.013983 | EPA/NEI; Estimated using an emission factor | 848232 | 5.9306
2020 | IL | Slidematic at Rockford | 64628 | RFCW | RFC West | SUN | 1.8
2020 | IL | Somonauk Road Solar 1 | 64013 | RFCW | RFC West | SUN | 2
2020 | IL | South Main Street | 961 | RFCW | RFC West | NG | 27.3 |  | 1747.998 | 17234 | 1.8271 | 2.0905 | 0.21203 | EPA/NEI; Estimated using an emission factor | 17234 | 1.8271
2020 | IL | Southeast Chicago Energy Project | 55281 | RFCW | RFC West | NG | 407.2 |  | 0 |  | 0 |  |  | EPA/NEI |  | 0
2020 | IL | Square Barn Solar | 63070 | RFCW | RFC West | SUN | 1.5 |  | 745 |  |  | 0 |  |  |  | 0
2020 | IL | Stallings | 895 | SRMW | SERC Midwest | NG | 95.2
2020 | IL | State Farm | 7556 | SRMW | SERC Midwest | DFO | 5.1 |  | 18 | 393 | 0.060915 | 6.7683 | 0.31 | Estimated using an emission factor | 393 | 0.060915
2020 | IL | Sterling Avenue | 860 | SRMW | SERC Midwest | NG | 36
2020 | IL | Streator Cayuga Ridge South | 57094 | RFCW | RFC West | WND | 300 |  | 736924 |  |  | 0 |  |  |  | 0
2020 | IL | Streator Energy Partners LLC | 55760 | RFCW | RFC West | LFG | 1.1
2020 | IL | Sugar Creek Wind One LLC | 58924 | SRMW | SERC Midwest | WND | 202 |  | 84206 |  |  | 0 |  |  |  | 0
2020 | IL | Sullivan (IL) | 969 | SRMW | SERC Midwest | DFO | 25.4 |  | 139.002 | 1358.002 | 0.21049 | 3.0286 | 0.31 | Estimated using an emission factor | 1358.002 | 0.21049
2020 | IL | Sullivan B Community Solar LLC | 64243 | SRMW | SERC Midwest | SUN | 2 |  | 2530 |  |  | 0 |  |  |  | 0
2020 | IL | SV CSG Lily Lake 2 LLC | 64330 | RFCW | RFC West | SUN | 2 |  | 37 |  |  | 0 |  |  |  | 0
2020 | IL | TAC-Distributed Energy Resource Hybrid | 61990 | SRMW | SERC Midwest | SUN | 1.5 |  | 298 | 15 | 3.165e-06 | 2.1242e-05 | 0.000422 | EPA/NEI; Estimated using an emission factor | 15 | 3.165e-06
2020 | IL | Tate & Lyle | 10867 | SRMW | SERC Midwest | BIT | 64.8 | 0.42486 | 386348 | 1902516.417 | 0 | 0 | 0 | EPA/NEI | 4478024.5 | 0
2020 | IL | Tazewell Gas Recovery | 50721 | SRMW | SERC Midwest | LFG | 2.4 |  | 17301 | 216439.008 | 1.5908 | 0.1839 | 0.0147 | Estimated using an emission factor | 216439.008 | 1.5908
2020 | IL | The GSI Group LLC at Assumption | 63968 | SRMW | SERC Midwest | SUN | 1.5
2020 | IL | Thornridge High School | 55005 | RFCW | RFC West | NG | 1 |  | 0
2020 | IL | Thornwood High School | 55004 | RFCW | RFC West | NG | 1.4 | 1 | 0
2020 | IL | Tilton Power Station | 7760 | SRMW | SERC Midwest | NG | 188 |  | 110392 | 1187466.188 | 1.125 | 0.020381 | 0.0018947 | EPA/NEI | 1187466.188 | 1.125
2020 | IL | Tower Road Solar, LLC CSG | 64468 | RFCW | RFC West | SUN | 2
2020 | IL | Triton East and West Cogen | 58375 | RFCW | RFC West | NG | 3.6 | 0.99937 | 279.999 | 801.496 | 0.00016912 | 0.001208 | 0.000422 | Estimated using an emission factor | 801.999 | 0.00016922
2020 | IL | Tuscola Station | 55245 | SRMW | SERC Midwest | NG | 18 | 0.071168 | 38868.143 | 217345.83 | 0.80687 | 0.041518 | 0.0074247 | NEI avg EF - PM, fuel type | 3053992.875 | 11.3375
2020 | IL | University of Illinois Abbott Power Plt | 54780 | SRMW | SERC Midwest | NG | 83.3 | 0.36054 | 189223.125 | 1081907.772 | 2.4846 | 0.026262 | 0.0045931 | EPA/NEI; Estimated using an emission factor | 3000777.827 | 6.8914
2020 | IL | University of Illinois Cogen Facility | 54044 | RFCW | RFC West | NG | 59.9 | 0.44354 | 106347 | 571232.706 | 0.25592 | 0.0048129 | 0.00089602 | EPA/NEI; Estimated using an emission factor | 1287885.969 | 0.57699
2020 | IL | University Park Energy | 55250 | RFCW | RFC West | NG | 353.4 |  | 388647 | 4363611.922 | 14.6408 | 0.075342 | 0.0067104 | EPA/NEI | 4363611.922 | 14.6408
2020 | IL | Upper Rock Energy Partners LLC | 55764 | MROW | MRO West | LFG | 4.4
2020 | IL | Upper Sterling | 7474 | SRMW | SERC Midwest | WAT | 2.2 |  | 7476 |  |  | 0 |  |  |  | 0
2020 | IL | USS Goodrich Solar | 63620 | RFCW | RFC West | SUN | 2
2020 | IL | USS Grandpa Solar | 63619 | RFCW | RFC West | SUN | 1
2020 | IL | USS Solar Brick | 63618 | SRMW | SERC Midwest | SUN | 2
2020 | IL | USS Sycamore Solar | 63621 | RFCW | RFC West | SUN | 2
2020 | IL | Venice | 913 | SRMW | SERC Midwest | NG | 1097.5 |  | 64837.999 | 656068.875 | 1.763 | 0.054381 | 0.0053744 | EPA/NEI | 656068.875 | 1.763
2020 | IL | Vermilion | 897 | SRMW | SERC Midwest |  | 197.3
2020 | IL | Vermilion Solar 1, LLC CSG | 63946 | SRMW | SERC Midwest | SUN | 2 |  | 6 |  |  | 0 |  |  |  | 0
2020 | IL | Viking Solar CSG | 64787 | SRMW | SERC Midwest | SUN | 2
2020 | IL | Vulcan | 63992 | RFCW | RFC West | SUN | 2
2020 | IL | Walnut Ridge Wind Farm | 58694 | RFCW | RFC West | WND | 212 |  | 776916 |  |  | 0 |  |  |  | 0
2020 | IL | Waterloo | 971 | SRMW | SERC Midwest | NG | 30.2 |  | 451.998 | 5463.999 | 0.18055 | 0.79889 | 0.066087 | EPA/NEI; Estimated using an emission factor | 5463.999 | 0.18055
2020 | IL | Waukegan | 883 | RFCW | RFC West | SUB | 914.7 |  | 621944 | 7877858.85 | 61.7034 | 0.19842 | 0.015665 | EPA/NEI | 7877858.85 | 61.7034
2020 | IL | WestRock (IL) | 54513 | RFCW | RFC West | NG | 2.9 |  | 5 | 66.999 | 1.4137e-05 | 0.0056547 | 0.000422 | Estimated using an emission factor | 66.999 | 1.4137e-05
2020 | IL | White Oak Energy LLC | 57342 | SRMW | SERC Midwest | WND | 150 |  | 401202 |  |  | 0 |  |  |  | 0
2020 | IL | Whiteside Solar 1 CSG | 64059 | SRMW | SERC Midwest | SUN | 2 |  | 6 |  |  | 0 |  |  |  | 0
2020 | IL | Whitney Hill Wind Power LLC | 62606 | RFCW | RFC West | WND | 65 |  | 188920 |  |  | 0 |  |  |  | 0
2020 | IL | Will County | 884 | RFCW | RFC West | SUB | 1268.8 |  | 308360 | 4087933.5 | 24.4845 | 0.1588 | 0.011979 | EPA/NEI | 4087933.5 | 24.4845
2020 | IL | Winnetka | 972 | RFCW | RFC West | NG | 33.4 |  | 4073 | 70421.966 | 0.44782 | 0.2199 | 0.012718 | EPA/NEI; Estimated using an emission factor | 70421.966 | 0.44782
2020 | IL | Wolfcastle | 64736 | RFCW | RFC West | SUN | 2
2020 | IL | Wood River | 898 | SRMW | SERC Midwest |  | 650.1
2020 | IL | Woodland Landfill Gas Recovery | 54662 | RFCW | RFC West | LFG | 4.8 |  | 23700 | 258300 | 1.8985 | 0.16021 | 0.0147 | Estimated using an emission factor | 258300 | 1.8985
2020 | IL | Woodlawn CSG | 64785 | RFCW | RFC West | SUN | 2
2020 | IL | Woodlawn II | 64733 | RFCW | RFC West | SUN | 2
2020 | IL | Woodridge Greene Valley Treatment Plant | 54987 | RFCW | RFC West | NG | 1.5 | 1 | 0
2020 | IL | Yeoman Creek | 61910 | RFCW | RFC West | SUN | 8.8
2020 | IL | Zion Energy Center | 55392 | RFCW | RFC West | NG | 994.5 |  | 548681 | 6015143.625 | 20.767 | 0.075698 | 0.0069049 | EPA/NEI | 6015143.625 | 20.767
2020 | IL | Zion Landfill Gas to Energy Facility | 56871 | RFCW | RFC West | LFG | 7 |  | 6798 | 110964.004 | 0.81559 | 0.23995 | 0.0147 | Estimated using an emission factor | 110964.004 | 0.81559
2020 | IN | 2 AC Station | 10211 | RFCW | RFC West | BFG | 82.4
2020 | IN | A B Brown Generating Station | 6137 | RFCW | RFC West | BIT | 706.8 |  | 2075606 | 25549086.773 | 315.6567 | 0.30416 | 0.02471 | EPA/NEI; Estimated using an emission factor | 25549086.773 | 315.6567
2020 | IN | AEP Churubusco NaS | 60617 | RFCW | RFC West | MWH | 2 |  | 0
2020 | IN | Alcoa Allowance Management Inc | 6705 | RFCW | RFC West | BIT | 822.8 | 0.90902 | 4718034 | 52346016.98 | 535.9676 | 0.2272 | 0.020478 | EPA/NEI | 57585409 | 589.6136
2020 | IN | Anderson | 7336 | RFCW | RFC West | NG | 168.7 |  | 8568.999 | 126798.709 | 0.49196 | 0.11482 | 0.0077596 | NEI avg EF - PM, fuel type, firing type | 126798.709 | 0.49196
2020 | IN | Anderson 3 | 64244 | RFCW | RFC West | SUN | 8.7
2020 | IN | Anderson 4 | 64248 | RFCW | RFC West | SUN | 7.8
2020 | IN | Anderson 5 | 64245 | RFCW | RFC West | SUN | 3
2020 | IN | Anderson 6 | 64249 | RFCW | RFC West | SUN | 7.2
2020 | IN | ArcelorMittal Burns Harbor | 10245 | RFCW | RFC West | NG | 176.2 | 0.26538 | 999658 | 5865131.797 | 22.2144 | 0.044444 | 0.0075751 | NEI avg EF - PM, fuel type, firing type | 22101036 | 83.7084
2020 | IN | ArcelorMittal USA - Indiana Harbor East | 10474 | RFCW | RFC West | PRG | 377 | 0.28138 | 670411
2020 | IN | Bailly Generating Station | 995 | RFCW | RFC West | NG | 641 |  | 0 |  | 0 |  |  | EPA/NEI |  | 0
2020 | IN | Belmont | 59172 | RFCW | RFC West | SUN | 3.8 |  | 5828 |  |  | 0 |  |  |  | 0
2020 | IN | Benton County Wind Farm | 56679 | RFCW | RFC West | WND | 130.5 |  | 323311 |  |  | 0 |  |  |  | 0
2020 | IN | Big Blue River Wind Farm | 60907 | RFCW | RFC West | WND | 200
2020 | IN | BioTown Ag | 59774 | RFCW | RFC West | OBG | 6 | 0.87052 | 36903 | 359440.513 | 2.6419 | 0.14318 | 0.0147 | Estimated using an emission factor | 412902 | 3.0348
2020 | IN | Bitter Ridge Wind Farm, LLC | 63666 | RFCW | RFC West | WND | 130 |  | 111768 |  |  | 0 |  |  |  | 0
2020 | IN | Bluff Point Wind Facility | 61303 | RFCW | RFC West | WND | 119.7 |  | 370850 |  |  | 0 |  |  |  | 0
2020 | IN | Bos Dairy, LLC | 57625 | RFCW | RFC West | NG | 2.5 |  | 6624 | 57658.999 | 0.012166 | 0.0036733 | 0.000422 | EPA/NEI; Estimated using an emission factor | 57658.999 | 0.012166
2020 | IN | BP Whiting Business Unit | 52130 | RFCW | RFC West | PRG | 93.8 | 0.21913 | 438383 | 3427585.673 | 96.2861 | 0.43928 | 0.056183 | NEI avg EF - PM, fuel type, firing type | 15642101.75 | 439.4097
2020 | IN | Broadway (IN) | 1011 | RFCW | RFC West | NG | 141.9
2020 | IN | Bunge North America East LLC | 50316 | RFCW | RFC West | NG | 2 | 0.1033 | 12774 | 71504.767 | 0.26545 | 0.041561 | 0.0074247 | NEI avg EF - PM, fuel type | 692185 | 2.5696
2020 | IN | C. C. Perry K Steam Plant | 992 | RFCW | RFC West | NG | 23.4 | 0.044335 | 27959.28 | 149935.149 | 0.55308 | 0.039564 | 0.0073776 | NEI avg EF - PM, fuel type, firing type | 3381875.027 | 12.4751
2020 | IN | Cabin Creek Renewable Energy Station | 59791 | RFCW | RFC West | LFG | 4
2020 | IN | Camp Atterbury Microgrid Hybrid | 63324 | RFCW | RFC West | SUN | 7 |  | 2974 | 0 |  | 0 |  |  | 0 | 0
2020 | IN | Caterpillar | 50935 | RFCW | RFC West | NG | 29.3 | 1 | 33914.001 | 326911.006 | 25.9408 | 1.5298 | 0.1587 | EPA/NEI; Estimated using an emission factor | 326911.006 | 25.9408
2020 | IN | Cayuga | 1001 | RFCW | RFC West | BIT | 1184.9 |  | 4378203 | 44187386.25 | 566.9014 | 0.25897 | 0.025659 | EPA/NEI | 44187386.25 | 566.9014
2020 | IN | Centerville Solar Park | 62794 | RFCW | RFC West | SUN | 1.1 |  | 259 |  |  | 0 |  |  |  | 0
2020 | IN | Clark-Floyd Landfill Gas Generating | 56539 | RFCW | RFC West | LFG | 3.6
2020 | IN | Clifty Creek | 983 | RFCW | RFC West | BIT | 1303.8 |  | 4375314 | 48939578.5 | 147.1516 | 0.067264 | 0.0060136 | EPA/NEI | 48939578.5 | 147.1516
2020 | IN | Columbia City Solar Park | 62769 | RFCW | RFC West | SUN | 4.3
2020 | IN | Connersville | 1002 | RFCW | RFC West | DFO | 83.6
2020 | IN | Covanta Indianapolis Energy | 50647 | RFCW | RFC West | MSW | 6.5 | 0.034011 | 44616 | 256364.963 | 19.9964 | 0.89638 | 0.156 | Estimated using an emission factor | 7537669 | 587.9382
2020 | IN | Crane Battery Energy Storage System | 64207 | RFCW | RFC West | MWH | 5 |  | 0
2020 | IN | Crane Solar Facility | 60435 | RFCW | RFC West | SUN | 17 |  | 27350 |  |  | 0 |  |  |  | 0
2020 | IN | Crawfordsville 2 Solar Park | 62484 | RFCW | RFC West | SUN | 7.9 |  | 11579 |  |  | 0 |  |  |  | 0
2020 | IN | Crawfordsville 3 Solar Park | 62485 | RFCW | RFC West | SUN | 4.8 |  | 7968 |  |  | 0 |  |  |  | 0
2020 | IN | Crawfordsville 5 Solar Park | 62793 | RFCW | RFC West | SUN | 9.8 |  | 3148 |  |  | 0 |  |  |  | 0
2020 | IN | Crawfordsville Power Plant | 1024 | RFCW | RFC West | BIT | 24.9 |  | 0 | 0 | 0 |  |  | EPA/NEI; Estimated using an emission factor | 0 | 0
2020 | IN | Crawfordsville Solar Park 4 | 62776 | RFCW | RFC West | SUN | 2.3 |  | 2266 |  |  | 0 |  |  |  | 0
2020 | IN | Dean H Mitchell | 996 | RFCW | RFC West |  | 537.6
2020 | IN | Decatur Co. Solar RES (IN) | 59988 | RFCW | RFC West | SUN | 1.1 |  | 1784 |  |  | 0 |  |  |  | 0
2020 | IN | Deer Creek PV | 59855 | RFCW | RFC West | SUN | 2.5 |  | 2985 |  |  | 0 |  |  |  | 0
2020 | IN | Deercroft I & II LFGTE | 54956 | RFCW | RFC West | LFG | 6.4 |  | 21570 | 266929 | 1.0091 | 0.093567 | 0.007561 | Estimated using an emission factor | 266929 | 1.0091
2020 | IN | Duke Building 129 | 59434 | RFCW | RFC West | SUN | 3.4 |  | 4407 |  |  | 0 |  |  |  | 0
2020 | IN | Duke Building 87 | 59432 | RFCW | RFC West | SUN | 2.7 |  | 3423 |  |  | 0 |  |  |  | 0
2020 | IN | Duke Building 98 | 59433 | RFCW | RFC West | SUN | 2.7 |  | 3975 |  |  | 0 |  |  |  | 0
2020 | IN | Earthmovers LFGTE | 57250 | RFCW | RFC West | LFG | 4.8 |  | 29788.998 | 368641.008 | 2.7095 | 0.18191 | 0.0147 | Estimated using an emission factor | 368641.008 | 2.7095
2020 | IN | East Chicago | 59018 | RFCW | RFC West | SUN | 2 |  | 3234 |  |  | 0 |  |  |  | 0
2020 | IN | Edwardsport Generating Station | 1004 | RFCW | RFC West | SGC | 948.7 |  | 3267844 | 23563498 | 21.2505 | 0.013006 | 0.0018037 | EPA/NEI | 23563498 | 21.2505
2020 | IN | Elkhart | 986 | RFCW | RFC West | WAT | 3.4 |  | 8650.001 |  |  | 0 |  |  |  | 0
2020 | IN | Ellettsville Solar RES | 59985 | RFCW | RFC West | SUN | 1.1 |  | 1644 |  |  | 0 |  |  |  | 0
2020 | IN | Evonik Industries AG | 54835 | RFCW | RFC West | DFO | 1.2 |  | 18 | 189 | 0.029295 | 3.255 | 0.31 | Estimated using an emission factor | 189 | 0.029295
2020 | IN | Expander Turbine | 10475 | RFCW | RFC West | BFG | 20 |  | 82797 | 0 | 0 | 0 |  | Estimated using an emission factor | 0 | 0
2020 | IN | F B Culley Generating Station | 1012 | RFCW | RFC West | BIT | 414.9 |  | 922873 | 12318608 | 93.2866 | 0.20217 | 0.015146 | NEI avg EF - PM, fuel type, firing type | 12318608 | 93.2866
2020 | IN | Fowler Ridge IV Wind Farm LLC | 59547 | RFCW | RFC West | WND | 150 |  | 409410 |  |  | 0 |  |  |  | 0
2020 | IN | Fowler Ridge Wind Farm LLC | 56777 | RFCW | RFC West | WND | 600.3 |  | 1369503 |  |  | 0 |  |  |  | 0
2020 | IN | Frank E Ratts | 1043 | RFCW | RFC West | BIT | 233.2
2020 | IN | Gas City Solar Park | 62767 | RFCW | RFC West | SUN | 2.5 |  | 2390 |  |  | 0 |  |  |  | 0
2020 | IN | Georgetown Substation | 7759 | RFCW | RFC West | NG | 340 |  | 214590 | 2882872.625 | 11.185 | 0.10425 | 0.0077596 | NEI avg EF - PM, fuel type, firing type | 2882872.625 | 11.185
2020 | IN | Gibson | 6113 | RFCW | RFC West | BIT | 3339.5 |  | 11784193 | 121401225 | 1729.0844 | 0.29346 | 0.028485 | EPA/NEI | 121401225 | 1729.0844
2020 | IN | Green Cow Power | 60721 | RFCW | RFC West | OBG | 3 |  | 22440 | 265195.008 | 1.9492 | 0.17372 | 0.0147 | Estimated using an emission factor | 265195.008 | 1.9492
2020 | IN | Greenfield Solar Park | 61053 | RFCW | RFC West | SUN | 2.8 |  | 5087 |  |  | 0 |  |  |  | 0
2020 | IN | Griffith | 59019 | RFCW | RFC West | SUN | 2 |  | 3288 |  |  | 0 |  |  |  | 0
2020 | IN | Headwaters Wind Farm II LLC | 62592 | RFCW | RFC West | WND | 200
2020 | IN | Headwaters Wind Farm LLC | 58416 | RFCW | RFC West | WND | 200 |  | 650291 |  |  | 0 |  |  |  | 0
2020 | IN | Heat Recovery Coke Facility | 55066 | RFCW | RFC West | WH | 94.6 | 1 | 473454 |  |  | 0 |  |  |  | 0
2020 | IN | Hendricks Regional Health | 54731 | RFCW | RFC West | DFO | 4.3 |  | 15.999 | 393 | 0.060915 | 7.6149 | 0.31 | Estimated using an emission factor | 393 | 0.060915
2020 | IN | Henry County Generating Station | 7763 | RFCW | RFC West | NG | 181.5 |  | 272484.999 | 2922303.312 | 11.338 | 0.083219 | 0.0077596 | NEI avg EF - PM, fuel type, firing type | 2922303.312 | 11.338
2020 | IN | Henryville Solar RES | 59986 | RFCW | RFC West | SUN | 1.1 |  | 1817 |  |  | 0 |  |  |  | 0
2020 | IN | Hidden View Dairy, LLC | 59260 | RFCW | RFC West | OBG | 2.1 |  | 4872 | 92390 | 0.67907 | 0.27876 | 0.0147 | EPA/NEI; Estimated using an emission factor | 92390 | 0.67907
2020 | IN | Hobart Solar, LLC | 58795 | RFCW | RFC West | SUN | 1 |  | 1570 |  |  | 0 |  |  |  | 0
2020 | IN | Hoosier Energy Lawrence Co Station | 7948 | RFCW | RFC West | NG | 402 |  | 53092.002 | 589337.312 | 2.076 | 0.078204 | 0.0070452 | EPA/NEI | 589337.312 | 2.076
2020 | IN | Hoosier Wind Project LLC | 56878 | RFCW | RFC West | WND | 106 |  | 233507 |  |  | 0 |  |  |  | 0
2020 | IN | Hurricane Creek Lift Station | 61267 | RFCW | RFC West | DFO | 2 |  | 120 | 1217 | 0.18863 | 3.1439 | 0.31 | Estimated using an emission factor | 1217 | 0.18863
2020 | IN | IMPA Anderson Solar Park | 60253 | RFCW | RFC West | SUN | 5 |  | 5714 |  |  | 0 |  |  |  | 0
2020 | IN | IMPA Anderson Solar Park 2 | 61054 | RFCW | RFC West | SUN | 8.1 |  | 13454 |  |  | 0 |  |  |  | 0
2020 | IN | IMPA Crawfordsville Solar Park | 59483 | RFCW | RFC West | SUN | 3 |  | 3178 |  |  | 0 |  |  |  | 0
2020 | IN | IMPA Frankton Solar Park | 59479 | RFCW | RFC West | SUN | 1 |  | 1008 |  |  | 0 |  |  |  | 0
2020 | IN | IMPA Huntingburg Solar Park | 60251 | RFCW | RFC West | SUN | 2 |  | 2353 |  |  | 0 |  |  |  | 0
2020 | IN | IMPA Pendleton Solar Park | 59770 | RFCW | RFC West | SUN | 2 |  | 1946 |  |  | 0 |  |  |  | 0
2020 | IN | IMPA Peru Solar Park | 59481 | RFCW | RFC West | SUN | 3 |  | 2292 |  |  | 0 |  |  |  | 0
2020 | IN | IMPA Rensselaer Solar Park | 59480 | RFCW | RFC West | SUN | 1 |  | 1018 |  |  | 0 |  |  |  | 0
2020 | IN | IMPA Richmond Solar Park | 59478 | RFCW | RFC West | SUN | 1 |  | 99 |  |  | 0 |  |  |  | 0
2020 | IN | IMPA Tell City Solar Park | 59482 | RFCW | RFC West | SUN | 1 |  | 1453 |  |  | 0 |  |  |  | 0
2020 | IN | IMPA Washington Solar Park | 60252 | RFCW | RFC West | SUN | 4 |  | 4922 |  |  | 0 |  |  |  | 0
2020 | IN | IND Community Solar Farm 1st Phase | 58391 | RFCW | RFC West | SUN | 10 |  | 12870 |  |  | 0 |  |  |  | 0
2020 | IN | IND Solar Farm (Phase IIA) | 59424 | RFCW | RFC West | SUN | 7.5 |  | 0
2020 | IN | Indiana Crossroads Wind Farm LLC | 64230 | RFCW | RFC West | WND | 302.4
2020 | IN | Indianapolis Motor Speedway Solar PV | 58615 | RFCW | RFC West | SUN | 9 |  | 12440 |  |  | 0 |  |  |  | 0
2020 | IN | Indy Grocers | 59834 | RFCW | RFC West | SUN | 1 |  | 0
2020 | IN | INDY III | 59823 | RFCW | RFC West | SUN | 2.5 |  | 0
2020 | IN | Indy Solar I, LLC | 58552 | RFCW | RFC West | SUN | 10 |  | 14577 |  |  | 0 |  |  |  | 0
2020 | IN | Indy Solar II, LLC | 58556 | RFCW | RFC West | SUN | 10.1 |  | 13378 |  |  | 0 |  |  |  | 0
2020 | IN | Indy Solar III, LLC | 58553 | RFCW | RFC West | SUN | 8.6 |  | 13145 |  |  | 0 |  |  |  | 0
2020 | IN | IPL - Eagle Valley Generating Station | 991 | RFCW | RFC West | NG | 1040.3 |  | 5093368 | 33248107 | 107.2347 | 0.042108 | 0.0064506 | EPA/NEI | 33248107 | 107.2347
2020 | IN | IPL - Harding Street Station (EW Stout) | 990 | RFCW | RFC West | NG | 1178.3 |  | 1614004.999 | 17931821.344 | 64.179 | 0.079528 | 0.0071581 | EPA/NEI | 17931821.344 | 64.179
2020 | IN | IPL - Petersburg Generating Station | 994 | RFCW | RFC West | BIT | 2154.8 |  | 6141239.999 | 70137795 | 141.6195 | 0.046121 | 0.0040383 | EPA/NEI | 70137795 | 141.6195
2020 | IN | Jackson Co. Solar RES | 59989 | RFCW | RFC West | SUN | 1.1 |  | 1724 |  |  | 0 |  |  |  | 0
2020 | IN | Jay County LFGTE | 56464 | RFCW | RFC West | LFG | 3.2 |  | 20880 | 258393 | 1.8992 | 0.18191 | 0.0147 | Estimated using an emission factor | 258393 | 1.8992
2020 | IN | Johnson Co. Solar RES | 59990 | RFCW | RFC West | SUN | 1.1 |  | 1867 |  |  | 0 |  |  |  | 0
2020 | IN | Jordan Creek Wind Farm, LLC | 63389 | RFCW | RFC West | WND | 398.6 |  | 109175 |  |  | 0 |  |  |  | 0
2020 | IN | Kokomo Solar 1, LLC | 60864 | RFCW | RFC West | SUN | 5.4 |  | 7821 |  |  | 0 |  |  |  | 0
2020 | IN | Lanesville Solar RES | 59984 | RFCW | RFC West | SUN | 1.1 |  | 1166 |  |  | 0 |  |  |  | 0
2020 | IN | Lawrenceburg Energy Facility | 55502 | RFCW | RFC West | NG | 1232 |  | 8552340 | 62865154 | 80.32 | 0.018783 | 0.0025553 | EPA/NEI | 62865154 | 80.32
2020 | IN | Lenape II | 58703 | RFCW | RFC West | SUN | 4 |  | 5426 |  |  | 0 |  |  |  | 0
2020 | IN | Liberty I & II LFGTE | 56465 | RFCW | RFC West | LFG | 12.8 |  | 81150 | 920011 | 6.7621 | 0.16666 | 0.0147 | Estimated using an emission factor | 920011 | 6.7621
2020 | IN | Lilly Technical Center | 58043 | RFCW | RFC West | DFO | 7 |  | 0
2020 | IN | Lincoln Solar | 58496 | RFCW | RFC West | SUN | 1.5 |  | 2507 |  |  | 0 |  |  |  | 0
2020 | IN | Logansport Solar | 63861 | RFCW | RFC West | SUN | 16
2020 | IN | M. G. Emmett J. Bean Federal Center | 58178 | RFCW | RFC West | SUN | 2 |  | 820 |  |  | 0 |  |  |  | 0
2020 | IN | Marion Solar LNG | 59180 | RFCW | RFC West | SUN | 1.5 |  | 2266 |  |  | 0 |  |  |  | 0
2020 | IN | Markland | 1005 | RFCW | RFC West | WAT | 77.7 |  | 204671.001 |  |  | 0 |  |  |  | 0
2020 | IN | Maywood Photovoltaic Project | 58770 | RFCW | RFC West | SUN | 8 |  | 10436 |  |  | 0 |  |  |  | 0
2020 | IN | McDonald Solar Farm, LLC | 60238 | RFCW | RFC West | SUN | 5.2 |  | 8752 |  |  | 0 |  |  |  | 0
2020 | IN | Meadow Lake Wind Farm II LLC | 57112 | RFCW | RFC West | WND | 99 |  | 241687 |  |  | 0 |  |  |  | 0
2020 | IN | Meadow Lake Wind Farm III LLC | 57115 | RFCW | RFC West | WND | 103.5 |  | 259528 |  |  | 0 |  |  |  | 0
2020 | IN | Meadow Lake Wind Farm IV | 57177 | RFCW | RFC West | WND | 98.7 |  | 187807 |  |  | 0 |  |  |  | 0
2020 | IN | Meadow Lake Wind Farm LLC | 57109 | RFCW | RFC West | WND | 199.7 |  | 454807 |  |  | 0 |  |  |  | 0
2020 | IN | Meadow Lake Wind Farm V LLC | 57628 | RFCW | RFC West | WND | 100 |  | 327008 |  |  | 0 |  |  |  | 0
2020 | IN | Meadow Lake Wind Farm VI LLC | 61756 | RFCW | RFC West | WND | 200.4 |  | 619719 |  |  | 0 |  |  |  | 0
2020 | IN | Merom | 6213 | RFCW | RFC West | BIT | 1080 |  | 2585135 | 29308006 | 17.2698 | 0.013361 | 0.0011785 | EPA/NEI | 29308006 | 17.2698
2020 | IN | Miami Wabash | 1006 | RFCW | RFC West | DFO | 104.6
2020 | IN | Michigan City Generating Station | 997 | RFCW | RFC West | SUB | 680 |  | 1512823 | 16260738 | 164.8173 | 0.21789 | 0.020272 | EPA/NEI | 16260738 | 164.8173
2020 | IN | Middlebury Solar | 60047 | RFCW | RFC West | SUN | 1.5 | 1 | 2323 |  |  | 0 |  |  |  | 0
2020 | IN | Montpelier Electric Gen Station | 55229 | RFCW | RFC West | NG | 472 |  | 142020 | 1530873.812 | 5.9395 | 0.083643 | 0.0077596 | NEI avg EF - PM, fuel type, firing type | 1530873.812 | 5.9395
2020 | IN | Munster Landfill Gas-to-Energy | 59808 | RFCW | RFC West | LFG | 1.1 |  | 2963 | 75859 | 0.55756 | 0.37635 | 0.0147 | Estimated using an emission factor | 75859 | 0.55756
2020 | IN | NA 1 (IN) | 7228 | RFCW | RFC West | NG | 3685
2020 | IN | Nabb Battery Energy Storage System | 62862 | RFCW | RFC West | MWH | 5 |  | -14 | 0 |  | 0 |  |  | 0 | 0
2020 | IN | New Castle Solar RES | 59981 | RFCW | RFC West | SUN | 1.1 |  | 1779 |  |  | 0 |  |  |  | 0
2020 | IN | New Haven Solar RES | 59983 | RFCW | RFC West | SUN | 1.1 |  | 1879 |  |  | 0 |  |  |  | 0
2020 | IN | Noblesville | 1007 | RFCW | RFC West | NG | 283 |  | 1675932 | 12602113.5 | 38.9486 | 0.04648 | 0.0061813 | NEI avg EF - PM, fuel type, firing type | 12602113.5 | 38.9486
2020 | IN | Northeast (IN) | 1013 | RFCW | RFC West | NG | 22.2
2020 | IN | Norway (IN) | 998 | RFCW | RFC West | WAT | 7.3 |  | 15344.001 |  |  | 0 |  |  |  | 0
2020 | IN | Notre Dame Hydro | 62918 | RFCW | RFC West | WAT | 2.5
2020 | IN | Oak Hill Solar Array | 61333 | RFCW | RFC West | SUN | 2 |  | 3422 |  |  | 0 |  |  |  | 0
2020 | IN | Oak Ridge LFGTE | 56463 | RFCW | RFC West | LFG | 3.2 |  | 25392 | 314233 | 2.3096 | 0.18192 | 0.0147 | Estimated using an emission factor | 314233 | 2.3096
2020 | IN | Oakdale | 999 | RFCW | RFC West | WAT | 11.8 |  | 17705.999 |  |  | 0 |  |  |  | 0
2020 | IN | OlivePV | 59854 | RFCW | RFC West | SUN | 5 |  | 7760 |  |  | 0 |  |  |  | 0
2020 | IN | Orme Park Water Treatment Plant | 61266 | RFCW | RFC West | DFO | 1.5
2020 | IN | Osprey Point RES | 59255 | RFCW | RFC West | OG | 13.2 |  | 0
2020 | IN | Pastime Farm, LLC | 60239 | RFCW | RFC West | SUN | 5.2 |  | 8949 |  |  | 0 |  |  |  | 0
2020 | IN | Peru (IN) | 1037 | RFCW | RFC West | DFO | 36.3 |  | 0
2020 | IN | Peru 2 | 64246 | RFCW | RFC West | SUN | 9.5
2020 | IN | Peru 3 | 64250 | RFCW | RFC West | SUN | 2.9
2020 | IN | POET Biorefining - North Manchester, LLC | 63852 | RFCW | RFC West | NG | 3.9 | 0.096357 | 19414.55 | 121729.536 | 0.4519 | 0.046553 | 0.0074247 | NEI avg EF - PM, fuel type | 1263317 | 4.6899
2020 | IN | POET Biorefining - Portland | 63922 | RFCW | RFC West | NG | 3.5 | 0.10044 | 17687.95 | 111340.149 | 0.41333 | 0.046736 | 0.0074247 | NEI avg EF - PM, fuel type | 1108497.5 | 4.1151
2020 | IN | POET Biorefining - Shelbyville | 63921 | RFCW | RFC West | NG | 6.1 |  | 18794 | 839904 | 3.118 | 0.33181 | 0.0074247 | NEI avg EF - PM, fuel type | 839904 | 3.118
2020 | IN | POET Biorefining- Alexandria, LLC | 63924 | RFCW | RFC West | NG | 3.6 | 0.081833 | 14901 | 91694.123 | 0.3404 | 0.045688 | 0.0074247 | NEI avg EF - PM, fuel type | 1120503.25 | 4.1597
2020 | IN | Portage Solar | 60046 | RFCW | RFC West | SUN | 1.5 |  | 2255 |  |  | 0 |  |  |  | 0
2020 | IN | Portside Energy | 55096 | RFCW | RFC West | NG | 61 | 0.28985 | 237932 | 1190592.438 | 3.8844 | 0.032652 | 0.0065252 | EPA/NEI | 4107605.938 | 13.4015
2020 | IN | Prairie View I & II LFGTE | 54926 | RFCW | RFC West | LFG | 6.4 |  | 40334 | 499137 | 3.6687 | 0.18191 | 0.0147 | Estimated using an emission factor | 499137 | 3.6687
2020 | IN | Prairies Edge Generating Facility | 58129 | RFCW | RFC West | NG | 1.1 | 1 | 1954 | 19273 | 0.0040666 | 0.0041623 | 0.000422 | Estimated using an emission factor | 19273 | 0.0040666
2020 | IN | Purdue Energy Park | 57518 | RFCW | RFC West | WND | 39.2
2020 | IN | Purdue University-Wade Utility | 50240 | RFCW | RFC West | NG | 43.2 | 0.18635 | 128251.834 | 927389.88 | 4.2472 | 0.066232 | 0.0091594 | EPA/NEI; Estimated using an emission factor | 4976647.312 | 22.7916
2020 | IN | R Gallagher | 1008 | RFCW | RFC West | BIT | 600 |  | 39265 | 663392.375 | 7.5722 | 0.38569 | 0.022829 | EPA/NEI | 663392.375 | 7.5722
2020 | IN | R M Schahfer Generating Station | 6085 | RFCW | RFC West | BIT | 2201.4 |  | 2695580 | 36912136.372 | 367.9845 | 0.27303 | 0.019938 | EPA/NEI | 36912136.372 | 367.9845
2020 | IN | Randolph Eastern School Wind Turbine | 57638 | RFCW | RFC West | WND | 1 |  | 0
2020 | IN | Rensselaer City Light Plant | 1038 | RFCW | RFC West | NG | 24.8 |  | 479 | 79.999 | 0.0047881 | 0.019992 | 0.1197 | EPA/NEI; Estimated using an emission factor | 79.999 | 0.0047881
2020 | IN | Rensselaer Solar Site 2 | 61799 | RFCW | RFC West | SUN | 4 |  | 7278 |  |  | 0 |  |  |  | 0
2020 | IN | Richmond (IN) | 7335 | RFCW | RFC West | NG | 82.8 |  | 4896 | 71253.059 | 0.27645 | 0.11293 | 0.0077596 | NEI avg EF - PM, fuel type, firing type | 71253.059 | 0.27645
2020 | IN | Richmond 5 | 64247 | RFCW | RFC West | SUN | 9.2
2020 | IN | Richmond 6 | 64252 | RFCW | RFC West | SUN | 3
2020 | IN | Richmond Solar Park 3 | 62770 | RFCW | RFC West | SUN | 6.5 |  | 10869 |  |  | 0 |  |  |  | 0
2020 | IN | Richmond Solar Park 4 | 62791 | RFCW | RFC West | SUN | 7.1 |  | 1178 |  |  | 0 |  |  |  | 0
2020 | IN | Richmond Solar Site 2 | 61729 | RFCW | RFC West | SUN | 7.5 |  | 13280 |  |  | 0 |  |  |  | 0
2020 | IN | Riverstart Solar Park LLC | 64553 | RFCW | RFC West | SUN | 200
2020 | IN | Rockport | 6166 | RFCW | RFC West | SUB | 2600 |  | 4038785 | 41905762.301 | 321.1203 | 0.15902 | 0.015326 | EPA/NEI | 41905762.301 | 321.1203
2020 | IN | Rockville Solar I LLC | 58942 | RFCW | RFC West | SUN | 2.8 |  | 3414 |  |  | 0 |  |  |  | 0
2020 | IN | Rockville Solar II, LLC | 58953 | RFCW | RFC West | SUN | 2.7 |  | 3340 |  |  | 0 |  |  |  | 0
2020 | IN | Rosewater Wind Farm | 62891 | RFCW | RFC West | WND | 102 |  | 23147 |  |  | 0 |  |  |  | 0
2020 | IN | SABIC Innovative Plastics Mt. Vernon | 58063 | RFCW | RFC West | NG | 113.5 | 0.82078 | 487124 | 5166741.618 | 2.5685 | 0.010545 | 0.00099423 | EPA/NEI; Estimated using an emission factor | 6294931 | 3.1293
2020 | IN | Sagamore Plant Cogeneration | 50903 | RFCW | RFC West | NG | 7.4 | 0.18892 | 9889.15 | 72436.224 | 0.26891 | 0.054385 | 0.0074247 | NEI avg EF - PM, fuel type | 383424 | 1.4234
2020 | IN | Scotland Solar RES | 59982 | RFCW | RFC West | SUN | 1.1 |  | 1207 |  |  | 0 |  |  |  | 0
2020 | IN | Scottsburg Solar Park | 62766 | RFCW | RFC West | SUN | 7.1 |  | 3157 |  |  | 0 |  |  |  | 0
2020 | IN | Sheridan School Corporation Solar | 63213 | RFCW | RFC West | SUN | 1.5 |  | 2001 |  |  | 0 |  |  |  | 0
2020 | IN | Spring Mill Solar RES | 59987 | RFCW | RFC West | SUN | 1.1 |  | 1519 |  |  | 0 |  |  |  | 0
2020 | IN | St. Joseph Energy Center LLC | 57794 | RFCW | RFC West | NG | 2186 |  | 4737196 | 31951260 | 98.271 | 0.041489 | 0.0061513 | EPA/NEI | 31951260 | 98.271
2020 | IN | St. Joseph Solar | 63801 | RFCW | RFC West | SUN | 20
2020 | IN | Staunton | 61885 | RFCW | RFC West | SUN | 4 |  | 7470 |  |  | 0 |  |  |  | 0
2020 | IN | Sugar Creek Generating Station | 55364 | RFCW | RFC West | NG | 1128.1 |  | 3368873 | 23716141 | 175.4199 | 0.10414 | 0.014793 | EPA/NEI | 23716141 | 175.4199
2020 | IN | Sullivan Solar, LLC | 60410 | RFCW | RFC West | SUN | 5.2 |  | 8947 |  |  | 0 |  |  |  | 0
2020 | IN | Tanners Creek | 988 | RFCW | RFC West | BIT | 1100.1
2020 | IN | Tate & Lyle Lafayette South Plant | 64854 | RFCW | RFC West | NG | 61.8
2020 | IN | Tell City Solar Park | 62790 | RFCW | RFC West | SUN | 3.2 |  | 2552 |  |  | 0 |  |  |  | 0
2020 | IN | Tippecanoe Solar Power Plant | 63137 | RFCW | RFC West | SUN | 1.6 |  | 1085 |  |  | 0 |  |  |  | 0
2020 | IN | Tipton Solar Park | 62305 | RFCW | RFC West | SUN | 5.3 |  | 9156 |  |  | 0 |  |  |  | 0
2020 | IN | Troy Solar | 63929 | RFCW | RFC West | SUN | 50.4
2020 | IN | Twin Branch | 989 | RFCW | RFC West | WAT | 4.8 |  | 24368 |  |  | 0 |  |  |  | 0
2020 | IN | Twin Branch PV | 59861 | RFCW | RFC West | SUN | 2.6 |  | 3061 |  |  | 0 |  |  |  | 0
2020 | IN | Twin Bridges LFGTE | 54925 | RFCW | RFC West | LFG | 12.8 |  | 85221.006 | 1013690 | 7.4506 | 0.17485 | 0.0147 | Estimated using an emission factor | 1013690 | 7.4506
2020 | IN | Union City Wind Turbine | 57637 | RFCW | RFC West | WND | 1 |  | 0
2020 | IN | University of Notre Dame | 50366 | RFCW | RFC West | NG | 39.6 | 0.20756 | 79968.239 | 452297.316 | 1.5675 | 0.039203 | 0.0069313 | EPA/NEI; Estimated using an emission factor | 2179144.855 | 7.5521
2020 | IN | US Steel Corp - Gary Works | 50733 | RFCW | RFC West | PRG | 231 | 0.293 | 1296124 | 7474887.087 | 209.9806 | 0.32401 | 0.056183 | NEI avg EF - PM, fuel type, firing type | 25511821 | 716.6646
2020 | IN | Valparaiso Solar, LLC | 58797 | RFCW | RFC West | SUN | 1 |  | 1590 |  |  | 0 |  |  |  | 0
2020 | IN | Veolia ES Blackfoot Landfill Facility | 58577 | RFCW | RFC West | LFG | 3.2 |  | 9685 | 103801 | 0.76294 | 0.15755 | 0.0147 | Estimated using an emission factor | 103801 | 0.76294
2020 | IN | Vermillion Generating Station | 55111 | RFCW | RFC West | NG | 692 |  | 169529 | 2135816.602 | 6.7356 | 0.079463 | 0.0063073 | EPA/NEI | 2135816.602 | 6.7356
2020 | IN | Volkman Road Solar Array Hybrid | 61334 | RFCW | RFC West | SUN | 3 |  | 3529 | 0 |  | 0 |  |  | 0 | 0
2020 | IN | Wabash River | 1010 | RFCW | RFC West |  | 868.3
2020 | IN | Wabash River Highland Plant | 57842 | RFCW | RFC West | NG | 304.5 |  | 108808 | 1235512.125 | 4.0035 | 0.073589 | 0.0064808 | EPA/NEI | 1235512.125 | 4.0035
2020 | IN | Waterloo Solar, LLC | 58796 | RFCW | RFC West | SUN | 1 |  | 1413 |  |  | 0 |  |  |  | 0
2020 | IN | West Fork Wind | 61214 | RFCW | RFC West | WND | 150
2020 | IN | Wheatland Generating Facility LLC | 55224 | RFCW | RFC West | NG | 500.4 |  | 147744 | 2031851.625 | 110.5759 | 1.4969 | 0.10884 | EPA/NEI | 2031851.625 | 110.5759
2020 | IN | Whitewater Valley | 1040 | RFCW | RFC West | BIT | 93.9 |  | 32945 | 461185.102 | 18.0634 | 1.0966 | 0.078335 | EPA/NEI | 461185.102 | 18.0634
2020 | IN | Whiting Clean Energy, Inc. | 55259 | RFCW | RFC West | NG | 576.8 | 0.82335 | 2806126 | 21449555.843 | 66.2928 | 0.047249 | 0.0061813 | NEI avg EF - PM, fuel type, firing type | 26051463 | 80.5156
2020 | IN | Wildcat Wind Farm I, LLC | 57862 | RFCW | RFC West | WND | 200 |  | 596030 |  |  | 0 |  |  |  | 0
2020 | IN | Wildcat Wind Farm II LLC` | 59069 | RFCW | RFC West | WND | 210
2020 | IN | Worthington Generation | 55148 | RFCW | RFC West | NG | 242 |  | 87575 | 936982.016 | 3.2518 | 0.074264 | 0.0069411 | EPA/NEI | 936982.016 | 3.2518
2020 | IN | Zimmerman Energy | 59425 | RFCW | RFC West | LFG | 7.6 |  | 46543 | 542210.008 | 3.9852 | 0.17125 | 0.0147 | Estimated using an emission factor | 542210.008 | 3.9852
2020 | KS | Abilene Energy Center Combustion Turbine | 1251 | SPNO | SPP North | NG | 77
2020 | KS | Alexander Wind Farm LLC | 58666 | SPNO | SPP North | WND | 50.7 |  | 214900 |  |  | 0 |  |  |  | 0
2020 | KS | Anthony | 1258 | SPNO | SPP North | NG | 11.1 |  | 97 | 2120.999 | 0.00044753 | 0.0092274 | 0.000422 | Estimated using an emission factor | 2120.999 | 0.00044753
2020 | KS | Archer Daniels Midland Fredonia | 10857 | SPNO | SPP North |  | 4.1
2020 | KS | Arkalon Ethanol LLC | 58192 | SPNO | SPP North | NG | 3 | 0.050195 | 7972.43 | 44833.09 | 0.16644 | 0.041753 | 0.0074247 | NEI avg EF - PM, fuel type | 893178 | 3.3158
2020 | KS | Ashland | 1259 | SPNO | SPP North | DFO | 6.8 |  | 78.999 | 900.001 | 0.10218 | 2.587 | 0.22708 | EPA/NEI; Estimated using an emission factor | 900.001 | 0.10218
2020 | KS | Augusta Electric Plant No 1 | 1261 | SPNO | SPP North | NG | 11.5 |  | -95.001 | 65 | 0.0026385 | 0 | 0.081184 | Estimated using an emission factor | 65 | 0.0026385
2020 | KS | Augusta Electric Plant No 2 | 6791 | SPNO | SPP North | NG | 20.7 |  | 367 | 11590.001 | 0.0024455 | 0.013327 | 0.000422 | Estimated using an emission factor | 11590.001 | 0.0024455
2020 | KS | Baldwin City Plant No 1 | 1262 | SPNO | SPP North | DFO | 5.3 |  | 35.001 | 414.001 | 0.06417 | 3.6668 | 0.31 | EPA/NEI; Estimated using an emission factor | 414.001 | 0.06417
2020 | KS | Baldwin City Plant No 2 | 8020 | SPNO | SPP North | NG | 6.4 |  | 116 | 1136 | 0.0002397 | 0.0041327 | 0.000422 | Estimated using an emission factor | 1136 | 0.0002397
2020 | KS | Belleville | 1263 | SPNO | SPP North | NG | 15.8 |  | 154.84 | 1703.001 | 0.051974 | 0.67133 | 0.061039 | EPA/NEI; Estimated using an emission factor | 1703.001 | 0.051974
2020 | KS | Beloit | 1264 | SPNO | SPP North | DFO | 19.3 |  | 160 | 1625.999 | 0.25203 | 3.1504 | 0.31 | Estimated using an emission factor | 1625.999 | 0.25203
2020 | KS | Bird City | 1224 | SPNO | SPP North | DFO | 4 |  | 0
2020 | KS | Bonanza BioEnergy LLC | 58193 | SPNO | SPP North | NG | 2 | 0.020278 | 3942 | 22358.351 | 0.083004 | 0.042113 | 0.0074249 | NEI avg EF - PM, fuel type | 1102616 | 4.0933
2020 | KS | BPU Solar Farm | 61313 | SPNO | SPP North | SUN | 1 |  | 1805 |  |  | 0 |  |  |  | 0
2020 | KS | Buckeye Wind Energy Center | 58767 | SPNO | SPP North | WND | 376.3 |  | 821619 |  |  | 0 |  |  |  | 0
2020 | KS | Buffalo Dunes Wind Project | 58474 | SPSO | SPP South | WND | 249.8 |  | 973772 |  |  | 0 |  |  |  | 0
2020 | KS | Burlingame | 1265 | SPNO | SPP North | NG | 4.5 |  | 7 | 69 | 1.4559e-05 | 0.0041597 | 0.000422 | EPA/NEI; Estimated using an emission factor | 69 | 1.4559e-05
2020 | KS | Burlington (KS) | 1266 | SPNO | SPP North | NG | 12.8 |  | 189.001 | 2309.001 | 0.17606 | 1.863 | 0.1525 | EPA/NEI; Estimated using an emission factor | 2309.001 | 0.17606
2020 | KS | Caney River Wind Project | 57858 | SPNO | SPP North | WND | 200 |  | 695972 |  |  | 0 |  |  |  | 0
2020 | KS | Cedar Bluff Wind, LLC | 60069 | SPNO | SPP North | WND | 198.6 |  | 866135 |  |  | 0 |  |  |  | 0
2020 | KS | Central Plains Wind Farm | 56818 | SPNO | SPP North | WND | 99 |  | 240490 |  |  | 0 |  |  |  | 0
2020 | KS | Chanute 1 | 1267 | SPNO | SPP North | NG | 15.7
2020 | KS | Chanute 2 | 1268 | SPNO | SPP North | NG | 64 |  | 239852 | 3269468.25 | 10.1886 | 0.084957 | 0.0062326 | EPA/NEI | 3269468.25 | 10.1886
2020 | KS | Chanute 3 | 7018 | SPNO | SPP North | NG | 34.8 |  | 470 | 42655.002 | 2.2857 | 9.7265 | 0.10717 | Estimated using an emission factor | 42655.002 | 2.2857
2020 | KS | Cimarron Bend III | 64074 | SPNO | SPP North | WND | 198.8 |  | 52458
2020 | KS | Cimarron Bend Wind Project I, LLC | 60687 | SPNO | SPP North | WND | 200 |  | 902476 |  |  | 0 |  |  |  | 0
2020 | KS | Cimarron Bend Wind Project II, LLC | 60688 | SPNO | SPP North | WND | 200 |  | 909258 |  |  | 0 |  |  |  | 0
2020 | KS | Cimarron River | 1230 | SPNO | SPP North | NG | 65 |  | 456 | 6582.435 | 0.019 | 0.083333 | 0.0057729 | EPA/NEI | 6582.435 | 0.019
2020 | KS | Cimarron Wind Energy LLC | 57762 | SPNO | SPP North | WND | 165.6 |  | 682804 |  |  | 0 |  |  |  | 0
2020 | KS | Cimarron Windpower II | 57663 | SPNO | SPP North | WND | 131 |  | 553703 |  |  | 0 |  |  |  | 0
2020 | KS | City of Pratt Solar | 62931 | SPNO | SPP North | SUN | 6 |  | 12181 |  |  | 0 |  |  |  | 0
2020 | KS | Clay Center | 1270 | SPNO | SPP North | NG | 31.4 |  | -948 | 1819.001 | 0.00038381 | 0 | 0.000422 | EPA/NEI; Estimated using an emission factor | 1819.001 | 0.00038381
2020 | KS | Clifton Station | 8037 | SPNO | SPP North | NG | 87.5 |  | 2072 | 59531.562 | 0.19645 | 0.18963 | 0.0065999 | EPA/NEI | 59531.562 | 0.19645
2020 | KS | Cloud County Wind Farm | 56784 | SPNO | SPP North | WND | 201 |  | 490636 |  |  | 0 |  |  |  | 0
2020 | KS | CML&P Generating Facility No. 2 | 59726 | SPSO | SPP South | NG | 56.1 |  | 44504.001 | 404622 | 0.085375 | 0.0038367 | 0.000422 | Estimated using an emission factor | 404622 | 0.085375
2020 | KS | Coffeyville | 1271 | SPSO | SPP South | NG | 62.7 |  | 252 | 2835.279 | 0.85424 | 6.7797 | 0.60258 | EPA/NEI | 2835.279 | 0.85424
2020 | KS | Colby | 1225 | SPNO | SPP North | NG | 16 |  | 66 | 2594 | 0.0012895 | 0.039076 | 0.00099423 | NEI avg EF - PM, fuel type, firing type | 2594 | 0.0012895
2020 | KS | Colby City of | 1272 | SPNO | SPP North | DFO | 20.2 |  | 67.999 | 716.999 | 0.11113 | 3.2687 | 0.31 | EPA/NEI; Estimated using an emission factor | 716.999 | 0.11113
2020 | KS | CP Bloom Wind LLC | 59888 | SPNO | SPP North | WND | 178.2 |  | 727651 |  |  | 0 |  |  |  | 0
2020 | KS | Diamond Vista Wind Project, LLC | 61789 | SPNO | SPP North | WND | 299.3 |  | 1155477 |  |  | 0 |  |  |  | 0
2020 | KS | East 12th Street | 7013 | SPNO | SPP North | NG | 28.1 |  | 7315 | 95608.5 | 0.34601 | 0.094603 | 0.007238 | EPA/NEI | 95608.5 | 0.34601
2020 | KS | East Fork Wind Project, LLC | 62220 | SPNO | SPP North | WND | 195.8 |  | 600342 |  |  | 0 |  |  |  | 0
2020 | KS | East Kansas Agri-Energy, LLC | 59383 | SPNO | SPP North | WH | 2 |  | 4971 |  |  | 0 |  |  |  | 0
2020 | KS | El Dorado Refinery | 58075 | SPNO | SPP North | NG | 38.9 | 0.4193 | 164305 | 956286.535 | 0.47538 | 0.0057866 | 0.00099423 | NEI avg EF - PM, fuel type, firing type | 2280679 | 1.1338
2020 | KS | Elk River Wind | 56303 | SPNO | SPP North | WND | 150 |  | 348149 |  |  | 0 |  |  |  | 0
2020 | KS | Ellinwood | 1274 | SPNO | SPP North | DFO | 8.5 | 1 | 39 | 450 | 0.06975 | 3.5769 | 0.31 | Estimated using an emission factor | 450 | 0.06975
2020 | KS | Ellis | 1275 | SPNO | SPP North | NG | 5.5
2020 | KS | Emporia Energy Center | 56502 | SPNO | SPP North | NG | 730.2 |  | 386308.999 | 4931796.375 | 16.2749 | 0.084259 | 0.0066 | EPA/NEI | 4931796.375 | 16.2749
2020 | KS | Ensign Wind LLC | 58137 | SPNO | SPP North | WND | 98.9 |  | 444401 |  |  | 0 |  |  |  | 0
2020 | KS | Erie | 1276 | SPNO | SPP North | DFO | 8.2 |  | 12.001 | 185.001 | 0.028675 | 4.7788 | 0.31 | EPA/NEI; Estimated using an emission factor | 185.001 | 0.028675
2020 | KS | Erie Energy Center | 7766 | SPNO | SPP North | DFO | 20 |  | 1546 | 16613 | 2.575 | 3.3312 | 0.31 | Estimated using an emission factor | 16613 | 2.575
2020 | KS | Flat Ridge 2 Wind Energy LLC | 57787 | SPNO | SPP North | WND | 470.4 |  | 1775159 |  |  | 0 |  |  |  | 0
2020 | KS | Flat Ridge 3 | 64407 | SPNO | SPP North | WND | 128
2020 | KS | Flat Ridge Wind Energy LLC | 56879 | SPNO | SPP North | WND | 44 |  | 138029 |  |  | 0 |  |  |  | 0
2020 | KS | Flat Ridge Wind Farm | 56819 | SPNO | SPP North | WND | 50 |  | 121006 |  |  | 0 |  |  |  | 0
2020 | KS | Fort Dodge aka Judson Large | 1233 | SPNO | SPP North | NG | 149 |  | 951 | 34321.449 | 0.14535 | 0.30568 | 0.00847 | EPA/NEI | 34321.449 | 0.14535
2020 | KS | Fort Hays State University Wind Farm | 61540 | SPNO | SPP North | WND | 4 |  | 15500 |  |  | 0 |  |  |  | 0
2020 | KS | Garden City | 1336 | SPNO | SPP North | NG | 267.8 |  | 8768.001 | 166228.219 | 0.55245 | 0.12602 | 0.0066469 | EPA/NEI | 166228.219 | 0.55245
2020 | KS | Gardner Energy Center | 7281 | SPNO | SPP North | NG | 39.2 |  | 14 | 466 | 0.00023166 | 0.033094 | 0.00099423 | NEI avg EF - PM, fuel type, firing type | 466 | 0.00023166
2020 | KS | Garnett Municipal | 1278 | SPNO | SPP North | DFO | 11.7 |  | 16.998 | 370.001 | 0.05735 | 6.7479 | 0.31 | Estimated using an emission factor | 370.001 | 0.05735
2020 | KS | Gas Turbine (KS) | 1298 | SPNO | SPP North | NG | 1.3
2020 | KS | Girard | 1279 | SPNO | SPP North | NG | 10.8 |  | 42 | 500 | 0.0001055 | 0.0050238 | 0.000422 | Estimated using an emission factor | 500 | 0.0001055
2020 | KS | Goodland | 1280 | SPNO | SPP North | NG | 18.7 |  | -2950.998 | 4988.999 | 0.02996 | 0 | 0.01201 | Estimated using an emission factor | 4988.999 | 0.02996
2020 | KS | Goodman Energy Center | 56497 | SPNO | SPP North | NG | 103.5 |  | 60525.999 | 564610.992 | 0.11913 | 0.0039366 | 0.000422 | Estimated using an emission factor | 564610.992 | 0.11913
2020 | KS | Gordon Evans Energy Center | 1240 | SPNO | SPP North | NG | 904 |  | 125165 | 1473745.781 | 4.7911 | 0.076557 | 0.006502 | EPA/NEI | 1473745.781 | 4.7911
2020 | KS | Gray County Wind Energy | 55734 | SPNO | SPP North | WND | 112.2 |  | 210879 |  |  | 0 |  |  |  | 0
2020 | KS | Great Bend - Midwest Energy | 1334 | SPNO | SPP North | NG | 10
2020 | KS | Great Bend Station aka Arthur Mullergren | 1235 | SPNO | SPP North | NG | 81.6 |  | -436 | 17623.414 | 0.06289 | 0 | 0.0071371 | EPA/NEI | 17623.414 | 0.06289
2020 | KS | Greensburg | 57118 | SPNO | SPP North | WND | 12.5 |  | 20784 |  |  | 0 |  |  |  | 0
2020 | KS | Herington | 1283 | SPNO | SPP North | DFO | 10.6 |  | 0
2020 | KS | Hill City | 1285 | SPNO | SPP North | DFO | 6.9 |  | 1.958 | 17.999 | 0.0027898 | 2.8497 | 0.31 | Estimated using an emission factor | 17.999 | 0.0027898
2020 | KS | Hoisington | 1286 | SPNO | SPP North | NG | 14.2 |  | 40 | 421 | 0.0047435 | 0.23717 | 0.022534 | EPA/NEI; Estimated using an emission factor | 421 | 0.0047435
2020 | KS | Holcomb | 108 | SPNO | SPP North | SUB | 348.7 |  | 1448234 | 15249576 | 38.4188 | 0.053056 | 0.0050387 | EPA/NEI | 15249576 | 38.4188
2020 | KS | Holton | 1287 | SPNO | SPP North | DFO | 21.5 |  | 425.999 | 26902.999 | 2.9691 | 13.9395 | 0.22073 | Estimated using an emission factor | 26902.999 | 2.9691
2020 | KS | Hugoton 1 | 1289 | SPNO | SPP North | DFO | 2.2
2020 | KS | Hugoton 2 | 7011 | SPNO | SPP North | DFO | 19.2 |  | 61.739 | 728 | 0.10814 | 3.5033 | 0.2971 | Estimated using an emission factor | 728 | 0.10814
2020 | KS | Hutchinson Energy Center | 1248 | SPNO | SPP North | NG | 538.7 |  | 4882.001 | 201327.304 | 0.3381 | 0.13851 | 0.0033587 | EPA/NEI | 201327.304 | 0.3381
2020 | KS | Iola | 1291 | SPNO | SPP North | NG | 44.1 |  | 932.999 | 10693 | 1.0555 | 2.2627 | 0.19743 | EPA/NEI; Estimated using an emission factor | 10693 | 1.0555
2020 | KS | Irish Creek Wind | 64138 | SPNO | SPP North | WND | 300.6
2020 | KS | Iron Star Wind Project | 64003 | SPNO | SPP North | WND | 297.6
2020 | KS | Ironwood Wind | 57639 | SPNO | SPP North | WND | 167.9 |  | 630889 |  |  | 0 |  |  |  | 0
2020 | KS | Jameson Energy Center | 59045 | SPNO | SPP North | NG | 27.6 |  | 1446.999 | 15555.999 | 0.0032823 | 0.0045367 | 0.000422 | Estimated using an emission factor | 15555.999 | 0.0032823
2020 | KS | Jeffrey Energy Center | 6068 | SPNO | SPP North | SUB | 2160 |  | 6672161 | 77712560 | 577.4794 | 0.1731 | 0.014862 | EPA/NEI | 77712560 | 577.4794
2020 | KS | Jetmore | 1292 | SPNO | SPP North | DFO | 8.5 |  | 662 | 7206 | 1.1169 | 3.3744 | 0.31 | EPA/NEI; Estimated using an emission factor | 7206 | 1.1169
2020 | KS | Johnson | 6579 | SPNO | SPP North | DFO | 12.5 |  | 32 | 407 | 0.063085 | 3.9428 | 0.31 | EPA/NEI; Estimated using an emission factor | 407 | 0.063085
2020 | KS | Johnson Corner Solar 1 | 62993 | SPNO | SPP North | SUN | 20 |  | 38795 |  |  | 0 |  |  |  | 0
2020 | KS | Kansas River Project | 10279 | SPNO | SPP North | WAT | 7 |  | 32401.999 |  |  | 0 |  |  |  | 0
2020 | KS | Kaw | 1294 | SPNO | SPP North | NG | 165.7
2020 | KS | Kingman Municipal Power and Light Plant | 1296 | SPNO | SPP North | NG | 21.5 |  | 2648 | 37390.001 | 0.0078893 | 0.0059587 | 0.000422 | EPA/NEI; Estimated using an emission factor | 37390.001 | 0.0078893
2020 | KS | Kingman Wind | 60639 | SPNO | SPP North | WND | 214.8 |  | 849031 |  |  | 0 |  |  |  | 0
2020 | KS | La Crosse | 1297 | SPNO | SPP North | DFO | 6.1 |  | 25 | 543 | 0.084165 | 6.7332 | 0.31 | EPA/NEI; Estimated using an emission factor | 543 | 0.084165
2020 | KS | La Cygne | 1241 | SPNO | SPP North | SUB | 1598.9 |  | 6032659 | 65925748 | 134.8864 | 0.044719 | 0.0040921 | EPA/NEI | 65925748 | 134.8864
2020 | KS | Larned | 1299 | SPNO | SPP North | DFO | 29.2 |  | -300.998 | 1603.001 | 0.24847 | 0 | 0.31 | EPA/NEI; Estimated using an emission factor | 1603.001 | 0.24847
2020 | KS | Lawrence Energy Center | 1250 | SPNO | SPP North | SUB | 604 |  | 1933757 | 21159756.5 | 44.8001 | 0.046335 | 0.0042345 | EPA/NEI | 21159756.5 | 44.8001
2020 | KS | Lincoln | 1300 | SPNO | SPP North | DFO | 12.6 |  | 53.999 | 635.001 | 0.098425 | 3.6454 | 0.31 | EPA/NEI; Estimated using an emission factor | 635.001 | 0.098425
2020 | KS | Marshall Wind Farm | 59084 | SPNO | SPP North | WND | 73.8 |  | 262092 |  |  | 0 |  |  |  | 0
2020 | KS | McPherson 2 | 1305 | SPNO | SPP North | NG | 246.8 |  | 3027 | 228043.695 | 0.83834 | 0.55391 | 0.0073524 | EPA/NEI | 228043.695 | 0.83834
2020 | KS | McPherson Municipal Power Plant #3 | 7515 | SPNO | SPP North | NG | 115.6 |  | 533 | 124964.695 | 0.44578 | 1.6727 | 0.0071345 | EPA/NEI | 124964.695 | 0.44578
2020 | KS | Meade | 1306 | SPNO | SPP North | NG | 8.2 |  | 95 | 1129.999 | 0.045033 | 0.94806 | 0.079704 | Estimated using an emission factor | 1129.999 | 0.045033
2020 | KS | Midwest Energy Community Solar Array | 59632 | SPNO | SPP North | SUN | 1 |  | 724 |  |  | 0 |  |  |  | 0
2020 | KS | Minneapolis City of | 1307 | SPNO | SPP North | NG | 10.2 |  | 118 | 1172.001 | 0.040118 | 0.67997 | 0.068461 | EPA/NEI; Estimated using an emission factor | 1172.001 | 0.040118
2020 | KS | Mulvane 2 | 7976 | SPNO | SPP North | DFO | 9.2 |  | 4.001 | 113.999 | 0.01767 | 8.8327 | 0.31 | Estimated using an emission factor | 113.999 | 0.01767
2020 | KS | Mulvane Power Plant | 1308 | SPNO | SPP North |  | 7.2
2020 | KS | Murray Gill | 1242 | SPNO | SPP North | NG | 349
2020 | KS | Nearman Creek | 6064 | SPNO | SPP North | SUB | 671 |  | 1075798 | 13611277.195 | 110.8175 | 0.20602 | 0.016283 | EPA/NEI | 13611277.195 | 110.8175
2020 | KS | Neosho | 1243 | SPNO | SPP North | NG | 69
2020 | KS | Neosho Ridge Wind Energy Center | 62481 | SPNO | SPP North | WND | 301
2020 | KS | Ninnescah Wind Energy, LLC | 60620 | SPNO | SPP North | WND | 208.3 |  | 860762 |  |  | 0 |  |  |  | 0
2020 | KS | Oak Grove Power Producers | 57489 | SPNO | SPP North | LFG | 3.6 |  | 16419 | 190417 | 1.3996 | 0.17048 | 0.0147 | Estimated using an emission factor | 190417 | 1.3996
2020 | KS | Oberlin (KS) | 1312 | SPNO | SPP North | DFO | 6.9 |  | 1.959 | 28.999 | 0.0044948 | 4.5889 | 0.31 | Estimated using an emission factor | 28.999 | 0.0044948
2020 | KS | Osage City | 1313 | SPNO | SPP North | NG | 13.5 |  | -29.999 | 1315.999 | 0.025941 | 0 | 0.039424 | EPA/NEI; Estimated using an emission factor | 1315.999 | 0.025941
2020 | KS | Osawatomie City of | 1314 | SPNO | SPP North | DFO | 7 |  | 10 | 255.999 | 0.03968 | 7.936 | 0.31 | EPA/NEI; Estimated using an emission factor | 255.999 | 0.03968
2020 | KS | Osawatomie Generating Station | 7928 | SPNO | SPP North | NG | 741.1 |  | 20799 | 233907.609 | 0.77189 | 0.074224 | 0.0066 | EPA/NEI | 233907.609 | 0.77189
2020 | KS | Osawatomie Power Plant North Sub | 60751 | SPNO | SPP North | DFO | 6 |  | 11.001 | 126 | 0.01953 | 3.5506 | 0.31 | Estimated using an emission factor | 126 | 0.01953
2020 | KS | Osawatomie Power Plant South Sub | 60750 | SPNO | SPP North | DFO | 6 |  | 12 | 131.001 | 0.020305 | 3.3842 | 0.31 | Estimated using an emission factor | 131.001 | 0.020305
2020 | KS | Osborne | 1315 | SPNO | SPP North | DFO | 7.1 |  | 7.84 | 83.999 | 0.0099067 | 2.5272 | 0.23588 | Estimated using an emission factor | 83.999 | 0.0099067
2020 | KS | Ottawa | 1316 | SPNO | SPP North | NG | 30.7 |  | -131.999 | 11306 | 0.0023856 | 0 | 0.000422 | EPA/NEI; Estimated using an emission factor | 11306 | 0.0023856
2020 | KS | Oxford (KS) | 7432 | SPNO | SPP North | DFO | 8.4 |  | 3.999 | 47.001 | 0.0072852 | 3.6435 | 0.31 | EPA/NEI; Estimated using an emission factor | 47.001 | 0.0072852
2020 | KS | Post Rock Wind Power Project, LLC | 57678 | SPNO | SPP North | WND | 201 |  | 765642 |  |  | 0 |  |  |  | 0
2020 | KS | Prairie Horizon Agri Energy | 58183 | SPNO | SPP North | NG | 3.5 | 0.052968 | 6346.71 | 39117.103 | 0.14522 | 0.045761 | 0.0074247 | EPA/NEI; Estimated using an emission factor | 738498 | 2.7416
2020 | KS | Prairie Queen Wind Farm | 62488 | SPNO | SPP North | WND | 199.3 |  | 632795 |  |  | 0 |  |  |  | 0
2020 | KS | Prairie Sky Solar Farm | 61798 | SPNO | SPP North | SUN | 1 |  | 1861 |  |  | 0 |  |  |  | 0
2020 | KS | Pratt | 1317 | SPNO | SPP North | NG | 23.5 |  | 1834 | 26887 | 0.10602 | 0.11561 | 0.0078861 | EPA/NEI; Estimated using an emission factor | 26887 | 0.10602
2020 | KS | Pratt 2 | 7447 | SPNO | SPP North | NG | 16 |  | 207 | 2141 | 0.00045175 | 0.0043647 | 0.000422 | Estimated using an emission factor | 2141 | 0.00045175
2020 | KS | Pratt Wind, LLC | 61957 | SPNO | SPP North | WND | 243.5 |  | 1046380 |  |  | 0 |  |  |  | 0
2020 | KS | Quindaro | 1295 | SPNO | SPP North | DFO | 388.4 |  | 3081 | 91023.5 | 0.50382 | 0.32705 | 0.01107 | EPA/NEI; Estimated using an emission factor | 91023.5 | 0.50382
2020 | KS | Reading Wind Project | 60999 | SPNO | SPP North | WND | 200.1 |  | 364382 |  |  | 0 |  |  |  | 0
2020 | KS | Riverton | 1239 | SPNO | SPP North | NG | 400.2 |  | 1474953 | 10841967 | 19 | 0.025764 | 0.0035049 | EPA/NEI | 10841967 | 19
2020 | KS | Rubart | 58255 | SPNO | SPP North | NG | 120 |  | 16896.996 | 201481.008 | 0.042512 | 0.005032 | 0.000422 | Estimated using an emission factor | 201481.008 | 0.042512
2020 | KS | Russell Downtown | 1319 | SPNO | SPP North | NG | 15.7 |  | 35.999 | 501 | 0.024803 | 1.378 | 0.099014 | Estimated using an emission factor | 501 | 0.024803
2020 | KS | Russell Energy Center | 7930 | SPNO | SPP North | NG | 15 | 1 | 543 | 6417 | 0.00319 | 0.011749 | 0.00099423 | NEI avg EF - PM, fuel type, firing type | 6417 | 0.00319
2020 | KS | Sabetha Power Plant | 1320 | SPNO | SPP North | NG | 21.8 |  | -839.001 | 763 | 0.094427 | 0 | 0.24752 | Estimated using an emission factor | 763 | 0.094427
2020 | KS | Salt Springs Wind Farm | 60807 | SPNO | SPP North | WND | 200
2020 | KS | Sharon Spring | 1324 | SPNO | SPP North | NG | 3 |  | 0
2020 | KS | Sharpe | 7973 | SPNO | SPP North | DFO | 20 |  | 2366 | 29415 | 4.5593 | 3.854 | 0.31 | Estimated using an emission factor | 29415 | 4.5593
2020 | KS | Shooting Star | 58018 | SPNO | SPP North | WND | 104 |  | 439411 |  |  | 0 |  |  |  | 0
2020 | KS | Slate Creek Wind Project LLC | 59837 | SPNO | SPP North | WND | 150 |  | 616241 |  |  | 0 |  |  |  | 0
2020 | KS | Smoky Hills Wind Project Phase I | 56488 | SPNO | SPP North | WND | 100.8 |  | 275094 |  |  | 0 |  |  |  | 0
2020 | KS | Smoky Hills Wind Project Phase II | 56985 | SPNO | SPP North | WND | 148.5 |  | 351279 |  |  | 0 |  |  |  | 0
2020 | KS | Soldier Creek Wind | 64309 | SPNO | SPP North | WND | 300 |  | 127214 |  |  | 0 |  |  |  | 0
2020 | KS | Solomon Forks Wind Project, LLC | 61984 | SPNO | SPP North | WND | 275.6 |  | 1175019 |  |  | 0 |  |  |  | 0
2020 | KS | Spearville | 56351 | SPNO | SPP North | WND | 148.5 |  | 371227 |  |  | 0 |  |  |  | 0
2020 | KS | Spearville 3 LLC | 57975 | SPNO | SPP North | WND | 108 |  | 413794 |  |  | 0 |  |  |  | 0
2020 | KS | St Francis | 1321 | SPNO | SPP North | DFO | 5.9 |  | 0
2020 | KS | St John | 1322 | SPNO | SPP North | DFO | 5.9 |  | 12 | 75 | 0.011625 | 1.9375 | 0.31 | EPA/NEI; Estimated using an emission factor | 75 | 0.011625
2020 | KS | Stafford | 1325 | SPNO | SPP North | DFO | 5.1
2020 | KS | Sterling | 1326 | SPNO | SPP North | DFO | 10.3 |  | 33.998 | 356.999 | 0.055335 | 3.2552 | 0.31 | Estimated using an emission factor | 356.999 | 0.055335
2020 | KS | Stockton | 1327 | SPNO | SPP North | NG | 6 |  | -36.999 | 1812 | 0.00038233 | 0 | 0.000422 | Estimated using an emission factor | 1812 | 0.00038233
2020 | KS | Tecumseh Energy Center | 1252 | SPNO | SPP North |  | 290
2020 | KS | Thunderbird Generator (Tbird) | 63575 | SPNO | SPP North | DFO | 1 |  | 76 | 713 | 0.11052 | 2.9083 | 0.31 | Estimated using an emission factor | 713 | 0.11052
2020 | KS | Wamego | 1328 | SPNO | SPP North | NG | 15.2 |  | -488.002 | 3334.001 | 0.00070347 | 0 | 0.000422 | Estimated using an emission factor | 3334.001 | 0.00070347
2020 | KS | Washington | 1329 | SPNO | SPP North | DFO | 8.9 |  | 35.001 | 378 | 0.05859 | 3.3479 | 0.31 | Estimated using an emission factor | 378 | 0.05859
2020 | KS | Waste Management Rolling Meadows LFGTE | 57023 | SPNO | SPP North | LFG | 5.6 |  | 47279.001 | 569648.023 | 4.1869 | 0.17712 | 0.0147 | Estimated using an emission factor | 569648.023 | 4.1869
2020 | KS | Waste Water Plant Generator | 56022 | SPNO | SPP North | DFO | 1.6 |  | 1 | 12 | 0.00186 | 3.72 | 0.31 | Estimated using an emission factor | 12 | 0.00186
2020 | KS | Waverly Wind Farm LLC | 57614 | SPNO | SPP North | WND | 199 |  | 711202 |  |  | 0 |  |  |  | 0
2020 | KS | Wellington 1 | 1330 | SPNO | SPP North | NG | 25 |  | 45 | 902.335 | 0.0033498 | 0.14888 | 0.0074247 | EPA/NEI; Estimated using an emission factor | 902.335 | 0.0033498
2020 | KS | Wellington 2 | 7339 | SPNO | SPP North | NG | 20 |  | 901 | 14221 | 0.0070695 | 0.015692 | 0.00099423 | NEI avg EF - PM, fuel type, firing type | 14221 | 0.0070695
2020 | KS | West 14th Street | 1332 | SPNO | SPP North | NG | 12.6 |  | 0
2020 | KS | West Gardner Generating Station | 7929 | SPNO | SPP North | NG | 408 |  | 81357 | 1010724.891 | 3.3354 | 0.081994 | 0.0066 | EPA/NEI | 1010724.891 | 3.3354
2020 | KS | Westar Cities Solar | 60956 | SPNO | SPP North | SUN | 1 |  | 2309 |  |  | 0 |  |  |  | 0
2020 | KS | Westar Wind | 56219 | SPNO | SPP North | WND | 1.4
2020 | KS | Western Plains Wind Farm | 60689 | SPNO | SPP North | WND | 280.6 |  | 1109690 |  |  | 0 |  |  |  | 0
2020 | KS | Wichita Plant | 50169 | SPNO | SPP North | NG | 43.7 | 1 | 0
2020 | KS | Wolf Creek Generating Station | 210 | SPNO | SPP North | NUC | 1267.7 |  | 10582482 |  |  | 0 |  |  |  | 0
2020 | KS | Wolf Creek Generator | 62590 | SPNO | SPP North | DFO | 1 |  | 79 | 811 | 0.12571 | 3.1824 | 0.31 | Estimated using an emission factor | 811 | 0.12571
2020 | KY | AEUG Fleming Solar, LLC | 64658 | SRTV | SERC Tennessee Valley | SUN | 188.5
2020 | KY | AEUG Madison Solar, LLC | 64659 | SRTV | SERC Tennessee Valley | SUN | 100
2020 | KY | Barkley | 1371 | SRTV | SERC Tennessee Valley | WAT | 130 |  | 775525 |  |  | 0 |  |  |  | 0
2020 | KY | Bavarian LFGTE | 56277 | SRTV | SERC Tennessee Valley | LFG | 4.8 |  | 33106.001 | 421004.016 | 3.0944 | 0.18694 | 0.0147 | Estimated using an emission factor | 421004.016 | 3.0944
2020 | KY | Big Sandy | 1353 | RFCW | RFC West | NG | 1096.8 |  | 912638 | 9072869 | 86.8976 | 0.19043 | 0.019155 | EPA/NEI | 9072869 | 86.8976
2020 | KY | Blue Ridge Generating | 59392 | SRTV | SERC Tennessee Valley | LFG | 1.6 |  | 6049 | 67931 | 0.49929 | 0.16508 | 0.0147 | Estimated using an emission factor | 67931 | 0.49929
2020 | KY | Bluebird Solar LLC | 62797 | SRTV | SERC Tennessee Valley | SUN | 80
2020 | KY | Bluegrass Generating Station | 55164 | SRTV | SERC Tennessee Valley | NG | 624 |  | 82011.999 | 941294.484 | 6.77 | 0.1651 | 0.014384 | EPA/NEI | 941294.484 | 6.77
2020 | KY | Cane Run | 1363 | SRTV | SERC Tennessee Valley | NG | 1467.9 |  | 4589220 | 31617572 | 13.2794 | 0.0057872 | 0.00084 | EPA/NEI | 31617572 | 13.2794
2020 | KY | Cannelton Hydroelectric Plant | 57399 | RFCW | RFC West | WAT | 87.9 |  | 399708 |  |  | 0 |  |  |  | 0
2020 | KY | Coleman | 1381 | SRTV | SERC Tennessee Valley | BIT | 602
2020 | KY | Cooperative Solar One | 60863 | SRTV | SERC Tennessee Valley | SUN | 8.5 |  | 13651 |  |  | 0 |  |  |  | 0
2020 | KY | Cox Waste to Energy | 54850 | SRTV | SERC Tennessee Valley | WDS | 5 | 0.014097 | 1594 | 9549.652 | 0.089282 | 0.11202 | 0.018699 | NEI avg EF - PM, fuel type | 677410 | 6.3334
2020 | KY | Crittenden Solar Facility | 61310 | SRTV | SERC Tennessee Valley | SUN | 2.7 |  | 4441 |  |  | 0 |  |  |  | 0
2020 | KY | D B Wilson | 6823 | SRTV | SERC Tennessee Valley | BIT | 509.4 |  | 2316612 | 25905336 | 19.9038 | 0.017184 | 0.0015367 | EPA/NEI | 25905336 | 19.9038
2020 | KY | Dale | 1385 | SRTV | SERC Tennessee Valley | BIT | 216
2020 | KY | Dix Dam | 1354 | SRTV | SERC Tennessee Valley | WAT | 28.2 |  | 125253.999 |  |  | 0 |  |  |  | 0
2020 | KY | DTE Calvert City, LLC | 55308 | SRTV | SERC Tennessee Valley | NG | 26.7 | 0.28718 | 187449 | 1037968.39 | 1.7567 | 0.018743 | 0.0033848 | EPA/NEI | 3614294.438 | 6.1169
2020 | KY | E W Brown | 1355 | SRTV | SERC Tennessee Valley | BIT | 1750.7 |  | 1281842.999 | 15795746.32 | 168.0104 | 0.26214 | 0.021273 | EPA/NEI; Estimated using an emission factor | 15795746.32 | 168.0104
2020 | KY | East Bend | 6018 | RFCW | RFC West | BIT | 772 |  | 2274040 | 26608834 | 45.252 | 0.039799 | 0.0034013 | EPA/NEI | 26608834 | 45.252
2020 | KY | Elmer Smith | 1374 | SRTV | SERC Tennessee Valley | BIT | 445.3 |  | 450873 | 4914383 | 24.6069 | 0.10915 | 0.010014 | EPA/NEI | 4914383 | 24.6069
2020 | KY | Evelyn Hydroelectric Project | 62748 | SRTV | SERC Tennessee Valley | WAT | 3
2020 | KY | Ghent | 1356 | SRTV | SERC Tennessee Valley | RC | 2225.9 |  | 9910719 | 102797458 | 377.6691 | 0.076214 | 0.0073478 | EPA/NEI | 102797458 | 377.6691
2020 | KY | Glasgow LFGTE | 60137 | SRTV | SERC Tennessee Valley | LFG | 1 |  | 6826 | 80004 | 0.58803 | 0.17229 | 0.0147 | Estimated using an emission factor | 80004 | 0.58803
2020 | KY | Green City Recovery, LLC | 60703 | SRTV | SERC Tennessee Valley | LFG | 2 |  | 2469 | 49960 | 0.36721 | 0.29745 | 0.0147 | Estimated using an emission factor | 49960 | 0.36721
2020 | KY | Green River | 1357 | SRTV | SERC Tennessee Valley | BIT | 263.6
2020 | KY | Green Valley LFGTE | 56278 | SRTV | SERC Tennessee Valley | LFG | 3.2 |  | 16302 | 192501.996 | 1.4149 | 0.17358 | 0.0147 | EPA/NEI; Estimated using an emission factor | 192501.996 | 1.4149
2020 | KY | H L Spurlock | 6041 | SRTV | SERC Tennessee Valley | BIT | 1608.5 | 0.91314 | 7294286 | 67437255.052 | 103.4581 | 0.028367 | 0.0030683 | EPA/NEI | 73851756 | 113.2988
2020 | KY | Haefling | 1358 | SRTV | SERC Tennessee Valley | NG | 62.1 |  | -72 | 632 | 0.00031418 | 0 | 0.00099423 | EPA/NEI; Estimated using an emission factor | 632 | 0.00031418
2020 | KY | Hardin County LFGTE | 56280 | SRTV | SERC Tennessee Valley | LFG | 2.4 |  | 8046.999 | 103002.996 | 0.75707 | 0.18816 | 0.0147 | Estimated using an emission factor | 103002.996 | 0.75707
2020 | KY | Heidelberg Hydroelectric Project | 62749 | SRTV | SERC Tennessee Valley | WAT | 2.5
2020 | KY | HMP and L Station 2 | 1382 | SRTV | SERC Tennessee Valley | BIT | 405 |  |  |  | 0 |  |  | EPA/NEI |  | 0
2020 | KY | John S. Cooper | 1384 | SRTV | SERC Tennessee Valley | BIT | 344 |  | 142507 | 1722022.719 | 66.8548 | 0.93827 | 0.077647 | EPA/NEI | 1722022.719 | 66.8548
2020 | KY | Kentucky Dam | 1377 | SRTV | SERC Tennessee Valley | WAT | 218.6 |  | 1091182.999 |  |  | 0 |  |  |  | 0
2020 | KY | Kentucky Mills | 55429 | SRTV | SERC Tennessee Valley | BLQ | 88 | 0.14234 | 259283 | 1432851.872 | 4.8342 | 0.037289 | 0.0067477 | NEI avg EF - PM, fuel type | 10066501.375 | 33.9626
2020 | KY | KY No. 11 L&D Hydroelectric Project | 62390 | SRTV | SERC Tennessee Valley | WAT | 2.5
2020 | KY | Laurel Dam | 6171 | SRTV | SERC Tennessee Valley | WAT | 70 |  | 126936 |  |  | 0 |  |  |  | 0
2020 | KY | Laurel Ridge LFGTE | 56279 | SRTV | SERC Tennessee Valley | LFG | 4 |  | 17026 | 201504.004 | 1.4811 | 0.17398 | 0.0147 | Estimated using an emission factor | 201504.004 | 1.4811
2020 | KY | L'Oreal Solar - Florence | 61744 | RFCW | RFC West | SUN | 1.1 |  | 1452 |  |  | 0 |  |  |  | 0
2020 | KY | Marshall County | 55232 | SRTV | SERC Tennessee Valley | NG | 688 |  | 21127 | 320044.871 | 3.8052 | 0.36022 | 0.023779 | EPA/NEI | 320044.871 | 3.8052
2020 | KY | Mason County LFGTE | 56977 | SRTV | SERC Tennessee Valley | LFG | 2
2020 | KY | Meldahl Hydroelectric Project | 56872 | RFCW | RFC West | WAT | 105 |  | 481229.001 |  |  | 0 |  |  |  | 0
2020 | KY | Mill Creek | 1364 | SRTV | SERC Tennessee Valley | RC | 1717.2 |  | 6647969 | 68286753 | 759.8211 | 0.22859 | 0.022254 | EPA/NEI | 68286753 | 759.8211
2020 | KY | Morehead Generating Facility | 62641 | SRTV | SERC Tennessee Valley | LFG | 1.4 |  | 6545 | 73436 | 0.53975 | 0.16494 | 0.0147 | Estimated using an emission factor | 73436 | 0.53975
2020 | KY | Mother Ann Lee | 1359 | SRTV | SERC Tennessee Valley | WAT | 2.1 |  | 9812.001 |  |  | 0 |  |  |  | 0
2020 | KY | Ohio Falls | 1365 | SRTV | SERC Tennessee Valley | WAT | 109.6 |  | 241950 |  |  | 0 |  |  |  | 0
2020 | KY | Paddy's Run | 1366 | SRTV | SERC Tennessee Valley | NG | 226.6 |  | 34846 | 373420.156 | 0.13988 | 0.0080287 | 0.00074921 | EPA/NEI | 373420.156 | 0.13988
2020 | KY | Paducah Power Systems Plant 1 | 56556 | SRTV | SERC Tennessee Valley | NG | 120 |  | 31472 | 197132.812 | 16.0468 | 1.0198 | 0.1628 | EPA/NEI | 197132.812 | 16.0468
2020 | KY | Paradise | 1378 | SRTV | SERC Tennessee Valley | NG | 3718.2 |  | 7365156 | 52114080.045 | 284.9435 | 0.077376 | 0.010935 | EPA/NEI; Estimated using an emission factor | 52114080.045 | 284.9435
2020 | KY | Paris (KY) | 1376 | SRTV | SERC Tennessee Valley | DFO | 11.5 |  | 41.159 | 504 | 0.07812 | 3.796 | 0.31 | Estimated using an emission factor | 504 | 0.07812
2020 | KY | Pendleton County LFGTE | 56327 | SRTV | SERC Tennessee Valley | LFG | 3.2 |  | 18093 | 216504 | 1.5913 | 0.1759 | 0.0147 | Estimated using an emission factor | 216504 | 1.5913
2020 | KY | Pineville | 1360 | SRTV | SERC Tennessee Valley | BIT | 37.5
2020 | KY | R D Green | 6639 | SRTV | SERC Tennessee Valley | BIT | 586 |  | 1113747 | 13717139 | 80.584 | 0.14471 | 0.011749 | EPA/NEI | 13717139 | 80.584
2020 | KY | Ravenna Hydroelectric Project | 62747 | SRTV | SERC Tennessee Valley | WAT | 2.5
2020 | KY | Riverside Generating Company | 55198 | RFCW | RFC West | NG | 1150 |  | 476100 | 5501978.188 | 26.0711 | 0.10952 | 0.009477 | EPA/NEI | 5501978.188 | 26.0711
2020 | KY | Robert Reid | 1383 | SRTV | SERC Tennessee Valley | OG | 194.8 |  | -12148 | 50084.699 | 0.096633 | 0 | 0.0038588 | EPA/NEI | 50084.699 | 0.096633
2020 | KY | Shawnee | 1379 | SRTV | SERC Tennessee Valley | SUB | 1750 |  | 3659543 | 44866117 | 190.4272 | 0.10407 | 0.0084887 | EPA/NEI | 44866117 | 190.4272
2020 | KY | Smith Generating Facility | 54 | SRTV | SERC Tennessee Valley | NG | 1663.4 |  | 314248.998 | 3852807.828 | 24.3183 | 0.15477 | 0.012624 | EPA/NEI | 3852807.828 | 24.3183
2020 | KY | Smithland Hydroelectric Plant | 57400 | SRTV | SERC Tennessee Valley | WAT | 75.9 |  | 331524.999 |  |  | 0 |  |  |  | 0
2020 | KY | SR Turkey Creek, LLC | 64842 | SRTV | SERC Tennessee Valley | SUN | 50
2020 | KY | SunCoke Energy South Shore Facility | 60373 | RFCW | RFC West | BIT | 90
2020 | KY | Trimble County | 6071 | SRTV | SERC Tennessee Valley | RC | 2594.1 |  | 9012591.998 | 84222695.578 | 105.9634 | 0.023515 | 0.0025163 | EPA/NEI | 84222695.578 | 105.9634
2020 | KY | Tyrone | 1361 | SRTV | SERC Tennessee Valley |  | 137.4
2020 | KY | Unknown | 7894 | SRTV | SERC Tennessee Valley | NG | 1468
2020 | KY | Walton 1 Solar Facility | 61311 | SRTV | SERC Tennessee Valley | SUN | 2 |  | 3461 |  |  | 0 |  |  |  | 0
2020 | KY | Walton 2 Solar Facility | 61312 | SRTV | SERC Tennessee Valley | SUN | 2 |  | 3222 |  |  | 0 |  |  |  | 0
2020 | KY | Waterside GT | 1367 | SRTV | SERC Tennessee Valley | NG | 45
2020 | KY | Wolf Creek | 1380 | SRTV | SERC Tennessee Valley | WAT | 270 |  | 1422370.998 |  |  | 0 |  |  |  | 0
2020 | KY | Zorn | 1368 | SRTV | SERC Tennessee Valley | NG | 18 |  | -47 | 268 | 0.00013323 | 0 | 0.00099423 | NEI avg EF - PM, fuel type, firing type | 268 | 0.00013323
2020 | LA | A B Paterson | 1407 | SRMV | SERC Mississippi Valley |  | 148.9
2020 | LA | Acadia Power Station | 55173 | SPSO | SPP South | NG | 1389.2 |  | 5400051 | 39570745 | 163.83 | 0.060677 | 0.0082804 | EPA/NEI | 39570745 | 163.83
2020 | LA | ADA Carbon Solutions Red River | 57938 | SPSO | SPP South | WH | 20.8 | 1 | 83872 |  |  | 0 |  |  |  | 0
2020 | LA | Agrilectric Power Partners Ltd | 10593 | SRMV | SERC Mississippi Valley | AB | 13.6 | 1 | 59110 | 1023895.188 |  |  |  |  | 1023895.188
2020 | LA | Alliance Refinery | 52031 | SRMV | SERC Mississippi Valley | PRG | 25 | 1 | 19521.25 | 304337.719 | 8.6755 | 0.88883 | 0.057012 | EPA/NEI; Estimated using an emission factor | 304337.719 | 8.6755
2020 | LA | Arsenal Hill Power Plant | 1416 | SPSO | SPP South | NG | 749 |  | 3497026 | 24159929.594 | 90.2 | 0.051587 | 0.0074669 | EPA/NEI | 24159929.594 | 90.2
2020 | LA | Axiall Plaquemine | 55051 | SRMV | SERC Mississippi Valley | NG | 306 | 0.41518 | 1596087.999 | 8340004.137 | 4.1459 | 0.0051951 | 0.00099423 | NEI avg EF - PM, fuel type, firing type | 20087503.5 | 9.9858
2020 | LA | Bayou Cove Peaking Power Plant | 55433 | SRMV | SERC Mississippi Valley | NG | 416 |  | 55190 | 715655.953 | 0.67839 | 0.024584 | 0.0018958 | EPA/NEI | 715655.953 | 0.67839
2020 | LA | Big Cajun 1 | 1464 | SRMV | SERC Mississippi Valley | NG | 492.8 |  | 54343 | 692928.773 | 2.2734 | 0.083668 | 0.0065617 | EPA/NEI | 692928.773 | 2.2734
2020 | LA | Big Cajun 2 | 6055 | SRMV | SERC Mississippi Valley | NG | 2632.9 |  | 1282315 | 15225489.625 | 48.5104 | 0.075661 | 0.0063723 | EPA/NEI | 15225489.625 | 48.5104
2020 | LA | Brame Energy Center | 6190 | SPSO | SPP South | PC | 1707.3 |  | 4855981 | 56392477 | 129.79 | 0.053456 | 0.0046031 | EPA/NEI | 56392477 | 129.79
2020 | LA | Buras | 1401 | SRMV | SERC Mississippi Valley | NG | 20.7
2020 | LA | Burnside Alumina Plant | 58200 | SRMV | SERC Mississippi Valley | NG | 12
2020 | LA | Calcasieu Plant | 55165 | SRMV | SERC Mississippi Valley | NG | 358.8 |  | 81925 | 977380.297 | 14.98 | 0.3657 | 0.030653 | EPA/NEI | 977380.297 | 14.98
2020 | LA | Carville Energy Center | 55404 | SRMV | SERC Mississippi Valley | NG | 555 | 0.74094 | 2434453 | 15268296.418 | 43.7898 | 0.035975 | 0.005736 | EPA/NEI | 20606523 | 59.1
2020 | LA | Chalmette Refining LLC | 50626 | SRMV | SERC Mississippi Valley | OTH | 5.7 | 1 | 8511 | 4366102 | 0.92125 | 0.21648 | 0.000422 | Estimated using an emission factor | 4366102 | 0.92125
2020 | LA | CII Carbon LLC | 54677 | SRMV | SERC Mississippi Valley | WH | 46 | 1 | 50882 |  |  | 0 |  |  |  | 0
2020 | LA | CITGO Refinery Powerhouse | 52175 | SRMV | SERC Mississippi Valley | PRG | 75 | 0.082108 | 201569.88 | 1117864.11 | 26.5672 | 0.2636 | 0.047532 | NEI avg EF - PM, fuel type | 13614626.75 | 323.5647
2020 | LA | Coughlin Power Station | 1396 | SPSO | SPP South | NG | 922.8 |  | 3759787 | 27472643.5 | 60.64 | 0.032257 | 0.0044146 | EPA/NEI | 27472643.5 | 60.64
2020 | LA | D G Hunter | 6558 | SPSO | SPP South | NG | 240.1 |  | 61934.999 | 558229 | 0.11779 | 0.0038035 | 0.000422 | EPA/NEI; Estimated using an emission factor | 558229 | 0.11779
2020 | LA | DeRidder Mill | 10488 | SPSO | SPP South | BLQ | 61.5 | 0.12654 | 385409.99 | 2141051.191 | 11.4315 | 0.059322 | 0.010678 | NEI avg EF - PM, fuel type | 16919426.312 | 90.3366
2020 | LA | Dolet Hills Power Station | 51 | SPSO | SPP South | LIG | 720.7 |  | 667237 | 7632777.5 | 30.75 | 0.092171 | 0.0080574 | EPA/NEI | 7632777.5 | 30.75
2020 | LA | Domino Sugar Arabi Plant | 54512 | SRMV | SERC Mississippi Valley | NG | 14 | 0.094802 | 41902.06 | 234387.186 | 0.87013 | 0.041531 | 0.0074247 | NEI avg EF - PM, fuel type | 2472373.719 | 9.1783
2020 | LA | Dow St Charles Operations | 50152 | SRMV | SERC Mississippi Valley | NG | 343.2 | 0.38717 | 2020358 | 10749783.942 | 30.1742 | 0.02987 | 0.0056139 | EPA/NEI; Estimated using an emission factor | 27764693.375 | 77.9342
2020 | LA | Enterprise Sugar Factory | 51008 | SPSO | SPP South | AB | 3 | 0 | 0
2020 | LA | ExxonMobil Baton Rouge Turbine Generator | 10690 | SRMV | SERC Mississippi Valley | NG | 85.3 | 0.4289 | 668851 | 3338078.097 | 1.6594 | 0.004962 | 0.00099423 | NEI avg EF - PM, fuel type, firing type | 7782951 | 3.869
2020 | LA | ExxonMobil Garden City Gas Plant | 50728 | SPSO | SPP South | NG | 2.7
2020 | LA | Formosa Plastics | 54518 | SRMV | SERC Mississippi Valley | NG | 139 | 0.50131 | 380101 | 2268695.777 | 2.3322 | 0.012271 | 0.0020559 | EPA/NEI; Estimated using an emission factor | 4525508.239 | 4.6521
2020 | LA | Franklin (LA) | 1435 | SPSO | SPP South | NG | 10
2020 | LA | Gaylord Container Bogalusa | 54427 | SRMV | SERC Mississippi Valley | BLQ | 99.5 | 0.13342 | 398751.128 | 2256025.049 | 13.2517 | 0.066466 | 0.011748 | NEI avg EF - PM, fuel type | 16909734.75 | 99.3262
2020 | LA | Geismar | 10319 | SRMV | SERC Mississippi Valley | NG | 84.1 | 0.36986 | 600475.41 | 3306645.206 | 3.5215 | 0.011729 | 0.00213 | EPA/NEI; Estimated using an emission factor | 8940275 | 9.5212
2020 | LA | Geismar Cogen | 56787 | SRMV | SERC Mississippi Valley | NG | 83.9 | 0.39929 | 613715 | 3190900.375 | 1.5862 | 0.0051693 | 0.00099423 | NEI avg EF - PM, fuel type, firing type | 7991378 | 3.9726
2020 | LA | Georgia-Pacific Port Hudson | 10612 | SRMV | SERC Mississippi Valley | NG | 127.7 | 0.31212 | 217961.74 | 1248398.863 | 4.5841 | 0.042063 | 0.0073439 | NEI avg EF - PM, fuel type, firing type | 3999763 | 14.687
2020 | LA | Gramercy Holdings LLC | 50846 | SRMV | SERC Mississippi Valley | NG | 117.3 | 0.13897 | 301055.03 | 1844764.008 | 5.2951 | 0.035177 | 0.0057407 | EPA/NEI; Estimated using an emission factor | 13274883.625 | 38.1039
2020 | LA | Grand Isle Gas Plant / Treating Station | 54927 | SRMV | SERC Mississippi Valley | NG | 9 |  | 0
2020 | LA | Hargis-Hebert Electric Generating Statio | 56283 | SPSO | SPP South | NG | 100.8 |  | 18391 | 246671.445 | 0.38018 | 0.041345 | 0.0030825 | EPA/NEI | 246671.445 | 0.38018
2020 | LA | Houma | 1439 | SRMV | SERC Mississippi Valley | NG | 99.3 |  | 23625 | 339518.648 | 1.3791 | 0.11675 | 0.008124 | EPA/NEI | 339518.648 | 1.3791
2020 | LA | International Paper Red River Mill | 58108 | SPSO | SPP South | BLQ | 78.8 | 0.14894 | 381374 | 2220699.632 | 12.9646 | 0.067989 | 0.011676 | NEI avg EF - PM, fuel type | 14909514 | 87.0429
2020 | LA | Iris Solar LLC | 63128 | SRMV | SERC Mississippi Valley | SUN | 50
2020 | LA | LA3 West Baton Rouge Solar Facility | 61646 | SRMV | SERC Mississippi Valley | SUN | 50 |  | 35414 |  |  | 0 |  |  |  | 0
2020 | LA | Lake Charles Plant | 58310 | SRMV | SERC Mississippi Valley | WH | 36.4 | 1 | 152239 |  |  | 0 |  |  |  | 0
2020 | LA | Lake Charles Polymers | 57884 | SRMV | SERC Mississippi Valley | NG | 31.1 |  | 183335 | 1994277 | 0.76118 | 0.0083037 | 0.00076336 | EPA/NEI; Estimated using an emission factor | 1994277 | 0.76118
2020 | LA | Lake Charles Power Station | 60927 | SRMV | SERC Mississippi Valley | NG | 1000 |  | 3439781 | 22113306 | 68.3442 | 0.039738 | 0.0061813 | NEI avg EF - PM, fuel type, firing type | 22113306 | 68.3442
2020 | LA | LaO Energy Systems | 52006 | SRMV | SERC Mississippi Valley | NG | 714.5 | 0.95986 | 1967228 | 11884950.165 | 30.5256 | 0.031034 | 0.0051368 | EPA/NEI; Estimated using an emission factor | 12382003 | 31.8022
2020 | LA | LEPA Unit No. 1 | 58478 | SPSO | SPP South | NG | 74.1 |  | 205513 | 1635772.625 | 5.292 | 0.0515 | 0.0064703 | EPA/NEI | 1635772.625 | 5.292
2020 | LA | Lieberman Power Plant | 1417 | SPSO | SPP South | NG | 278 |  | 25678 | 317447 | 0.7 | 0.054521 | 0.0044102 | EPA/NEI | 317447 | 0.7
2020 | LA | Little Gypsy | 1402 | SRMV | SERC Mississippi Valley | NG | 1250.6 |  | 1641902 | 18307564 | 40.981 | 0.049919 | 0.0044769 | EPA/NEI | 18307564 | 40.981
2020 | LA | Louis Doc Bonin | 1443 | SPSO | SPP South | NG | 340.9
2020 | LA | Louisiana 1 | 1391 | SRMV | SERC Mississippi Valley | PRG | 450.9 | 0.38969 | 3007932 | 14893366.241 | 42.854 | 0.028494 | 0.0057548 | EPA/NEI | 38218652.5 | 109.97
2020 | LA | Louisiana 2 | 1392 | SRMV | SERC Mississippi Valley | NG | 175
2020 | LA | Louisiana Sugar Refining | 10301 | SRMV | SERC Mississippi Valley | NG | 7.4 | 0.047605 | 17674 | 99144.988 | 0.36806 | 0.04165 | 0.0074247 | EPA/NEI; Estimated using an emission factor | 2082663 | 7.7316
2020 | LA | Louisiana Tech University Power Plant | 54240 | SRMV | SERC Mississippi Valley | NG | 15 | 0.35384 | 42701 | 226616.571 | 0.11265 | 0.0052764 | 0.00099423 | EPA/NEI; Estimated using an emission factor | 640454 | 0.31838
2020 | LA | LSU Cogen | 58428 | SRMV | SERC Mississippi Valley | NG | 19.6 | 0.4251 | 144620 | 750917.622 | 0.37329 | 0.0051624 | 0.00099423 | NEI avg EF - PM, fuel type, firing type | 1766439 | 0.87812
2020 | LA | Mansfield Mill | 54091 | SPSO | SPP South | NG | 197 | 0.57532 | 935536 | 4858247.612 | 14.6237 | 0.031263 | 0.0060201 | EPA/NEI; Estimated using an emission factor | 8444400.5 | 25.4182
2020 | LA | Michoud | 1409 | SRMV | SERC Mississippi Valley | NG | 959.2
2020 | LA | Monroe (LA) | 1448 | SRMV | SERC Mississippi Valley | NG | 137.5
2020 | LA | Morgan City | 1449 | SPSO | SPP South | NG | 70.3
2020 | LA | Mosaic Phosphates Uncle Sam | 10198 | SRMV | SERC Mississippi Valley | WH | 37 | 1 | -53398 |  |  | 0 |  |  |  | 0
2020 | LA | Nelson Industrial Steam Company | 50030 | SRMV | SERC Mississippi Valley | PC | 1596.8 | 0.97255 | 2077118 | 14042316.032 | 105.4732 | 0.10156 | 0.015022 | EPA/NEI | 14438645 | 108.45
2020 | LA | Neptune Gas Processing Plant | 56139 | SPSO | SPP South | OTH | 4.5 | 0.036461 | 12917 | 76153.586 | 0.016068 | 0.002488 | 0.000422 | Estimated using an emission factor | 2088641 | 0.4407
2020 | LA | New Orleans | 10639 | SRMV | SERC Mississippi Valley | NG | 31.2
2020 | LA | New Orleans Power | 60928 | SRMV | SERC Mississippi Valley | NG | 250 |  | 69830 | 1737459 | 0.86372 | 0.024738 | 0.00099423 | NEI avg EF - PM, fuel type, firing type | 1737459 | 0.86372
2020 | LA | New Orleans Solar Power Plant | 61647 | SRMV | SERC Mississippi Valley | SUN | 1.6 |  | 926 |  |  | 0 |  |  |  | 0
2020 | LA | New Orleans Solar Station | 64307 | SRMV | SERC Mississippi Valley | SUN | 20 |  | 0
2020 | LA | New Roads | 1453 | SPSO | SPP South | NG | 9.4 |  | 27.44 | 255.999 | 5.4016e-05 | 0.003937 | 0.000422 | Estimated using an emission factor | 255.999 | 5.4016e-05
2020 | LA | Ninemile Point | 1403 | SRMV | SERC Mississippi Valley | NG | 2791 |  | 9490392 | 81544367 | 173.148 | 0.036489 | 0.0042467 | EPA/NEI | 81544367 | 173.148
2020 | LA | NRG Sterlington Power | 55099 | SRMV | SERC Mississippi Valley | NG | 208.5 |  | 2010.999 | 39027.004 | 0.019401 | 0.019295 | 0.00099423 | NEI avg EF - PM, fuel type, firing type | 39027.004 | 0.019401
2020 | LA | Oak Point Cogen | 55857 | SRMV | SERC Mississippi Valley | NG | 23.5 | 0.29625 | 93566 | 485862.452 | 0.24153 | 0.0051627 | 0.00099423 | NEI avg EF - PM, fuel type, firing type | 1640022.969 | 0.81528
2020 | LA | Ouachita Plant | 55467 | SRMV | SERC Mississippi Valley | NG | 903.9 |  | 3506355 | 26487929 | 175.21 | 0.099939 | 0.013229 | EPA/NEI | 26487929 | 175.21
2020 | LA | Overton Hydroelectric Project | 62391 | SPSO | SPP South | WAT | 48.6
2020 | LA | PCS Nitrogen Fertilizer LP | 50341 | SRMV | SERC Mississippi Valley | DFO | 40 |  | 0
2020 | LA | Perryville Power Station | 55620 | SRMV | SERC Mississippi Valley | NG | 824.1 |  | 3219385 | 22919726.859 | 105.82 | 0.065739 | 0.009234 | EPA/NEI | 22919726.859 | 105.82
2020 | LA | Plant 31 Paper Mill | 50028 | SRMV | SERC Mississippi Valley | WDS | 102.2 | 0.19853 | 575724.66 | 3931983.333 | 17.3992 | 0.060443 | 0.0088501 | EPA/NEI; Estimated using an emission factor | 19805636.688 | 87.6408
2020 | LA | Plaquemine | 1455 | SPSO | SPP South | NG | 44
2020 | LA | Plaquemine Cogen Facility | 55419 | SRMV | SERC Mississippi Valley | NG | 987 | 0.53802 | 4900862.66 | 30411492.16 | 112.2473 | 0.045807 | 0.0073819 | EPA/NEI | 56524727 | 208.63
2020 | LA | Plaquemine Operations | 52005 | SRMV | SERC Mississippi Valley | NG | 106
2020 | LA | Port Allen (LA) | 50389 | SRMV | SERC Mississippi Valley | NG | 7.6 | 0.25002 | 50847 | 266777.727 | 0.13262 | 0.0052164 | 0.00099423 | NEI avg EF - PM, fuel type, firing type | 1067026 | 0.53043
2020 | LA | PPG Plant C Caustic | 50490 | SRMV | SERC Mississippi Valley | NG | 3.4 | 1 | 402 | 1477 | 0.0054832 | 0.027279 | 0.0074247 | NEI avg EF - PM, fuel type | 1477 | 0.0054832
2020 | LA | PPG Powerhouse A | 50487 | SRMV | SERC Mississippi Valley | PUR | 52.5 | 1 | 0
2020 | LA | PPG Powerhouse C | 50489 | SRMV | SERC Mississippi Valley | NG | 357.7 | 0.32598 | 1537996 | 1661571.877 | 6.2933 | 0.0081837 | 0.0075751 | EPA/NEI; Estimated using an emission factor | 5097156.5 | 19.3056
2020 | LA | PPG Riverside | 50488 | SRMV | SERC Mississippi Valley | PUR | 162 | 1 | 151421.001 | 1328414.969 |  | 0 | 0 |  | 1328414.969 | 0
2020 | LA | R S Cogen LLC | 55117 | SRMV | SERC Mississippi Valley | NG | 493 | 0.49915 | 1321907 | 12787175.011 | 62.121 | 0.093987 | 0.0097161 | EPA/NEI | 25617820 | 124.453
2020 | LA | Rayne | 1456 | SPSO | SPP South | DFO | 8.2 |  | 0
2020 | LA | River Bend | 6462 | SRMV | SERC Mississippi Valley | NUC | 1035.9 |  | 7988370 |  |  | 0 |  |  |  | 0
2020 | LA | Rodemacher | 1445 | SPSO | SPP South | NG | 38.7
2020 | LA | Shell Chemical | 56248 | SRMV | SERC Mississippi Valley | NG | 80 | 0.35025 | 581070 | 3048569.992 | 1.5155 | 0.0052162 | 0.00099423 | NEI avg EF - PM, fuel type, firing type | 8703893 | 4.3268
2020 | LA | Sidney A Murray Jr Hydroelectric | 54678 | SRMV | SERC Mississippi Valley | WAT | 192 |  | 1203744 |  |  | 0 |  |  |  | 0
2020 | LA | St Francisville Mill | 10697 | SRMV | SERC Mississippi Valley | BLQ | 57.5 | 0.11229 | 114147.98 | 653590.175 | 2.2559 | 0.039526 | 0.0069031 | EPA/NEI; Estimated using an emission factor | 5820518 | 20.0897
2020 | LA | St. Charles Power Station | 60926 | SRMV | SERC Mississippi Valley | NG | 1000 |  | 5850640 | 41588646 | 128.5354 | 0.043939 | 0.0061813 | NEI avg EF - PM, fuel type, firing type | 41588646 | 128.5354
2020 | LA | St. James Solar (LA) | 62854 | SRMV | SERC Mississippi Valley | SUN | 20
2020 | LA | St. Mary Clean Energy Center | 60610 | SPSO | SPP South | WH | 50.9 |  | 179664
2020 | LA | Sterlington | 1404 | SRMV | SERC Mississippi Valley | NG | 474 |  | 574 | 12628.037 | 0.04 | 0.13937 | 0.0063351 | EPA/NEI | 12628.037 | 0.04
2020 | LA | T J Labbe Electric Generating Station | 56108 | SPSO | SPP South | NG | 100.8 |  | 17627 | 234523.031 | 0.59367 | 0.067359 | 0.0050628 | EPA/NEI | 234523.031 | 0.59367
2020 | LA | Taft Cogeneration Facility | 55089 | SRMV | SERC Mississippi Valley | NG | 894.2 | 0.87896 | 5545213 | 37747387.379 | 84.6092 | 0.030516 | 0.0044829 | EPA/NEI | 42945277 | 96.26
2020 | LA | TCI Alvar | 64306 | SRMV | SERC Mississippi Valley | SUN | 1.9 |  | 1522 |  |  | 0 |  |  |  | 0
2020 | LA | TCI France | 64305 | SRMV | SERC Mississippi Valley | SUN | 1.5 |  | 1498 |  |  | 0 |  |  |  | 0
2020 | LA | Teche Power Station | 1400 | SPSO | SPP South | NG | 468.1 |  | 480692 | 5116865.2 | 20.28 | 0.084378 | 0.0079267 | EPA/NEI | 5116865.2 | 20.28
2020 | LA | Thibodaux | 6706 | SRMV | SERC Mississippi Valley | NG | 21
2020 | LA | Toca Plant | 54705 | SRMV | SERC Mississippi Valley | NG | 2.8
2020 | LA | Washington Parish Energy Center | 55486 | SRMV | SERC Mississippi Valley | NG | 1054.6 |  | 7986 | 66571.891 | 0.25829 | 0.064685 | 0.0077596 | NEI avg EF - PM, fuel type, firing type | 66571.891 | 0.25829
2020 | LA | Waterford 1 & 2 | 8056 | SRMV | SERC Mississippi Valley | NG | 932 |  | 133388 | 1479339.356 | 4.4639 | 0.066931 | 0.006035 | EPA/NEI; Estimated using an emission factor | 1479339.356 | 4.4639
2020 | LA | Waterford 3 | 4270 | SRMV | SERC Mississippi Valley | NUC | 1199.8 |  | 8961217 |  |  | 0 |  |  |  | 0
2020 | LA | Westrock Hodge (LA) | 50810 | SRMV | SERC Mississippi Valley | BLQ | 74.4 | 0.13898 | 507741.35 | 2861014.269 | 14.3105 | 0.056369 | 0.010004 | NEI avg EF - PM, fuel type | 20585049.5 | 102.9644
2020 | LA | Willow Glen | 1394 | SRMV | SERC Mississippi Valley | NG | 2178
2020 | MA | 0 Hammond St | 64876 | NEWE | NPCC New England |  | 10
2020 | MA | 126 Grove Solar LLC | 60858 | NEWE | NPCC New England | SUN | 2 |  | 2238 |  |  | 0 |  |  |  | 0
2020 | MA | 201 Sturbridge B | 59822 | NEWE | NPCC New England | SUN | 2 |  | 2978 |  |  | 0 |  |  |  | 0
2020 | MA | 205 Sturbridge A | 59821 | NEWE | NPCC New England | SUN | 3 |  | 4723 |  |  | 0 |  |  |  | 0
2020 | MA | 265 Pleasant Solar NG, LLC | 59485 | NEWE | NPCC New England | SUN | 2.2 |  | 1445 |  |  | 0 |  |  |  | 0
2020 | MA | 276 Federal Rd | 64875 | NEWE | NPCC New England |  | 8.3
2020 | MA | 28 Livermore Hill Road Solar | 64014 | NEWE | NPCC New England | SUN | 5 |  | 3244 |  |  | 0 |  |  |  | 0
2020 | MA | 301 Chestnut Solar NG | 61518 | NEWE | NPCC New England | SUN | 4.3 |  | 2498 |  |  | 0 |  |  |  | 0
2020 | MA | 433 Purchase Solar NG, LLC | 61237 | NEWE | NPCC New England | SUN | 2.5 |  | 4002 |  |  | 0 |  |  |  | 0
2020 | MA | 631 Owner Turbine | 59639 | NEWE | NPCC New England | WND | 2 |  | 416 |  |  | 0 |  |  |  | 0
2020 | MA | 651 Chase Solar NG | 59046 | NEWE | NPCC New England | SUN | 2.5 |  | 4147 |  |  | 0 |  |  |  | 0
2020 | MA | Acton Solar Landfill | 59543 | NEWE | NPCC New England | SUN | 1.6 |  | 2094 |  |  | 0 |  |  |  | 0
2020 | MA | Acushnet AD Makepeace | 58270 | NEWE | NPCC New England | SUN | 4.7 |  | 5884 |  |  | 0 |  |  |  | 0
2020 | MA | Acushnet Ball Plant 2 | 62835 | NEWE | NPCC New England | MWH | 1.5 |  | -291 | 0 |  | 0 |  |  | 0 | 0
2020 | MA | Acushnet Hawes Reed Road | 58271 | NEWE | NPCC New England | SUN | 1 |  | 1785 |  |  | 0 |  |  |  | 0
2020 | MA | Acushnet- High Hill | 59128 | NEWE | NPCC New England | SUN | 3.2 |  | 4153 |  |  | 0 |  |  |  | 0
2020 | MA | Acushnet MA 1 | 64706 | NEWE | NPCC New England | SUN | 1
2020 | MA | Acushnet MA 2 | 64707 | NEWE | NPCC New England | SUN | 1
2020 | MA | Acushnet-Braley Road 1 | 59121 | NEWE | NPCC New England | SUN | 1.9 |  | 2316 |  |  | 0 |  |  |  | 0
2020 | MA | Adams Farm Solar | 59775 | NEWE | NPCC New England | SUN | 3 |  | 4011 |  |  | 0 |  |  |  | 0
2020 | MA | Adirondack A+B Community Solar Garden | 64588 | NEWE | NPCC New England | SUN | 5 |  | 9063 |  |  | 0 |  |  |  | 0
2020 | MA | Agawam Solar | 59028 | NEWE | NPCC New England | SUN | 1.5 |  | 2185 |  |  | 0 |  |  |  | 0
2020 | MA | AIS Solar Project | 60986 | NEWE | NPCC New England | SUN | 2.5
2020 | MA | Ajax Solar, LLC (MA) | 62827 | NEWE | NPCC New England | SUN | 3.8 |  | 4096 |  |  | 0 |  |  |  | 0
2020 | MA | Alicea Solar Project Hybrid CSG | 63469 | NEWE | NPCC New England | SUN | 3.5 |  | 0
2020 | MA | Amaterasu LLC | 64000 | NEWE | NPCC New England |  | 7.6
2020 | MA | Ameresco Chicopee Energy | 56426 | NEWE | NPCC New England | LFG | 7.8 |  | 31854.001 | 353549.008 | 2.5986 | 0.16316 | 0.0147 | Estimated using an emission factor | 353549.008 | 2.5986
2020 | MA | Amherst College Co Gen | 58185 | NEWE | NPCC New England | NG | 1.7 | 0.24179 | 8197 | 34245.944 | 0.017024 | 0.0041537 | 0.00099423 | EPA/NEI; Estimated using an emission factor | 141636 | 0.070409
2020 | MA | Anderson Power Products Division | 10553 | NEWE | NPCC New England | DFO | 1 | 1 | 68 | 177 | 0.027435 | 0.80691 | 0.31 | Estimated using an emission factor | 177 | 0.027435
2020 | MA | Annese Solar Project Hybrid CSG | 63474 | NEWE | NPCC New England | SUN | 7.5 |  | 0
2020 | MA | Antanavica Solar | 61526 | NEWE | NPCC New England | SUN | 1 |  | 1493 |  |  | 0 |  |  |  | 0
2020 | MA | Ashburnham Energy Storage Project | 62219 | NEWE | NPCC New England | MWH | 3 |  | -5 | 0 |  | 0 |  |  | 0 | 0
2020 | MA | Ashby Duffy CSG Solar Farm | 61399 | NEWE | NPCC New England | SUN | 1.8 |  | 3336 |  |  | 0 |  |  |  | 0
2020 | MA | Ashby Solar, LLC CSG | 62199 | NEWE | NPCC New England | SUN | 1.8 |  | 2744 |  |  | 0 |  |  |  | 0
2020 | MA | Auburn Solar Project | 64213 | NEWE | NPCC New England |  | 8.7
2020 | MA | Axio Green LLC | 58702 | NEWE | NPCC New England | SUN | 2 |  | 400 |  |  | 0 |  |  |  | 0
2020 | MA | Ayers Village Solar | 59463 | NEWE | NPCC New England | SUN | 2 |  | 3165 |  |  | 0 |  |  |  | 0
2020 | MA | Barnstable Landfill | 59081 | NEWE | NPCC New England | SUN | 4 |  | 4976 |  |  | 0 |  |  |  | 0
2020 | MA | Barre | 55776 | NEWE | NPCC New England | LFG | 1
2020 | MA | Barre II Solar Project | 59766 | NEWE | NPCC New England | SUN | 1.5 |  | 2361 |  |  | 0 |  |  |  | 0
2020 | MA | Barre Solar III LLC | 62363 | NEWE | NPCC New England | SUN | 1 |  | 1611 |  |  | 0 |  |  |  | 0
2020 | MA | Barrett PV | 61342 | NEWE | NPCC New England | SUN | 11.9 |  | 19569 |  |  | 0 |  |  |  | 0
2020 | MA | Barton Acres Solar, LLC CSG | 63558 | NEWE | NPCC New England | SUN | 1 |  | 1705 |  |  | 0 |  |  |  | 0
2020 | MA | Bashaw Solar CSG 1, LLC | 60866 | NEWE | NPCC New England | SUN | 2 |  | 5035 |  |  | 0 |  |  |  | 0
2020 | MA | Bear Swamp | 8005 | NEWE | NPCC New England | WAT | 600 |  | -140332 |  |  | 0 |  |  |  | 0
2020 | MA | Beebe Substation Battery Storage | 62585 | NEWE | NPCC New England | MWH | 3 |  | -8 | 0 |  | 0 |  |  | 0 | 0
2020 | MA | Belchertown | 60653 | NEWE | NPCC New England | SUN | 1 |  | 1533 |  |  | 0 |  |  |  | 0
2020 | MA | Belchertown Renewables Community Solar | 61295 | NEWE | NPCC New England | SUN | 4 |  | 6581 |  |  | 0 |  |  |  | 0
2020 | MA | Bellingham | 10307 | NEWE | NPCC New England | NG | 386.1 | 1 | 54037 | 481654.906 | 1.4457 | 0.053506 | 0.0060029 | EPA/NEI | 481654.906 | 1.4457
2020 | MA | Bellingham Power Generation LLC | 55211 | NEWE | NPCC New England | NG | 578 |  | 1529292 | 10925397 | 2.1257 | 0.00278 | 0.00038913 | EPA/NEI | 10925397 | 2.1257
2020 | MA | Bellingham PV | 58403 | NEWE | NPCC New England | SUN | 3 |  | 4669 |  |  | 0 |  |  |  | 0
2020 | MA | Berkley | 64112 | NEWE | NPCC New England | SUN | 3 |  | 4308 |  |  | 0 |  |  |  | 0
2020 | MA | Berkley East Solar LLC | 58871 | NEWE | NPCC New England | SUN | 3 |  | 4839 |  |  | 0 |  |  |  | 0
2020 | MA | Berkshire 1 | 58624 | NEWE | NPCC New England | SUN | 1.8 |  | 2442 |  |  | 0 |  |  |  | 0
2020 | MA | Berkshire Power | 55041 | NEWE | NPCC New England | NG | 289 |  | 617602 | 4525904.5 | 16 | 0.051813 | 0.0070704 | EPA/NEI | 4525904.5 | 16
2020 | MA | Berkshire Wind Power Project | 57721 | NEWE | NPCC New England | WND | 19.6 |  | 56150.001 |  |  | 0 |  |  |  | 0
2020 | MA | Beverly | 59242 | NEWE | NPCC New England | SUN | 2 |  | 4870 |  |  | 0 |  |  |  | 0
2020 | MA | Big George PV CSG | 61429 | NEWE | NPCC New England | SUN | 1 |  | 1474 |  |  | 0 |  |  |  | 0
2020 | MA | Bird Machine Solar Farm | 60854 | NEWE | NPCC New England | SUN | 3.5 |  | 5858 |  |  | 0 |  |  |  | 0
2020 | MA | BJ's Wholesale Club, Inc- Uxbridge | 60116 | NEWE | NPCC New England | SUN | 1 |  | 924 |  |  | 0 |  |  |  | 0
2020 | MA | Blackstone Power Generation LLC | 55212 | NEWE | NPCC New England | NG | 578 |  | 1393567 | 10517932 | 2.3013 | 0.0033028 | 0.0004376 | EPA/NEI | 10517932 | 2.3013
2020 | MA | Blair Wire Village Solar, LLC CSG | 63557 | NEWE | NPCC New England | SUN | 1 |  | 1744 |  |  | 0 |  |  |  | 0
2020 | MA | Blodgett Solar | 64627 | NEWE | NPCC New England |  | 10
2020 | MA | BlueWave Capital - Grafton (SREC II) | 59752 | NEWE | NPCC New England | SUN | 1.3 |  | 1726 |  |  | 0 |  |  |  | 0
2020 | MA | Boatlock | 1603 | NEWE | NPCC New England | WAT | 3.1 |  | 14517 |  |  | 0 |  |  |  | 0
2020 | MA | Bolton PV | 59014 | NEWE | NPCC New England | SUN | 4.9 |  | 7193 |  |  | 0 |  |  |  | 0
2020 | MA | Boott Hydropower | 10556 | NEWE | NPCC New England | WAT | 22.9 |  | 66817 |  |  | 0 |  |  |  | 0
2020 | MA | Boston Medical Center CHP Plant | 61186 | NEWE | NPCC New England | NG | 3 | 1 | 15824 | 173046 | 0.036513 | 0.0046149 | 0.000422 | EPA/NEI; Estimated using an emission factor | 173046 | 0.036513
2020 | MA | Boston Scientific Solar | 57992 | NEWE | NPCC New England | SUN | 1.1 |  | 1561 |  |  | 0 |  |  |  | 0
2020 | MA | Bourne (MA) - Holliston I | 59750 | NEWE | NPCC New England | SUN | 2.3 |  | 3401 |  |  | 0 |  |  |  | 0
2020 | MA | Boutillier Solar, LLC CSG | 63556 | NEWE | NPCC New England | SUN | 2.9 |  | 4840 |  |  | 0 |  |  |  | 0
2020 | MA | Bowden Solar LLC | 63659 | NEWE | NPCC New England | SUN | 2 |  | 3469 |  |  | 0 |  |  |  | 0
2020 | MA | Braintree Landfill Solar | 61538 | NEWE | NPCC New England | SUN | 1 |  | 1587 |  |  | 0 |  |  |  | 0
2020 | MA | Braley Road 2 | 58680 | NEWE | NPCC New England | SUN | 2.6 |  | 4550 |  |  | 0 |  |  |  | 0
2020 | MA | Breckenridge Solar | 64432 | NEWE | NPCC New England | SUN | 7.2 |  | 748 |  |  | 0 |  |  |  | 0
2020 | MA | Brewster Landfill | 59075 | NEWE | NPCC New England | SUN | 1 |  | 1449 |  |  | 0 |  |  |  | 0
2020 | MA | Bridgewater Complex Co-Generation Plant | 62757 | NEWE | NPCC New England | NG | 1.5 | 0.13109 | 4112 | 26580.181 | 0.013213 | 0.0064268 | 0.00099423 | NEI avg EF - PM, fuel type, firing type | 202763 | 0.1008
2020 | MA | Bridgewater Solar CSG | 60730 | NEWE | NPCC New England | SUN | 2.3 |  | 3100 |  |  | 0 |  |  |  | 0
2020 | MA | Brockelman | 59241 | NEWE | NPCC New England | SUN | 3 |  | 4098 |  |  | 0 |  |  |  | 0
2020 | MA | Brook Street Solar 1 CSG | 61008 | NEWE | NPCC New England | SUN | 5 |  | 8454 |  |  | 0 |  |  |  | 0
2020 | MA | Brookfield Solar 2013 LLC | 60613 | NEWE | NPCC New England | SUN | 2 |  | 2736 |  |  | 0 |  |  |  | 0
2020 | MA | Brookfield Wire Company | 63232 | NEWE | NPCC New England | SUN | 1.4 |  | 2418 |  |  | 0 |  |  |  | 0
2020 | MA | Brookwood Drive | 64727 | NEWE | NPCC New England |  | 8
2020 | MA | Browne Solar LLC | 59361 | NEWE | NPCC New England | SUN | 1.4 |  | 1593 |  |  | 0 |  |  |  | 0
2020 | MA | Bullock Road Solar 1 | 61010 | NEWE | NPCC New England | SUN | 1.9 |  | 7519 |  |  | 0 |  |  |  | 0
2020 | MA | BWC Gibbs Brook | 62369 | NEWE | NPCC New England | SUN | 4 |  | 6825 |  |  | 0 |  |  |  | 0
2020 | MA | BWC Harlow Brook | 62371 | NEWE | NPCC New England | SUN | 1.5 |  | 2330 |  |  | 0 |  |  |  | 0
2020 | MA | BWC Lake Lashaway, LLC Hybrid | 64182 | NEWE | NPCC New England |  | 7.9
2020 | MA | BWC Muddy Brook, LLC Hybrid | 64170 | NEWE | NPCC New England |  | 1.9
2020 | MA | BWC Origination 18 | 62368 | NEWE | NPCC New England | SUN | 4.8 |  | 7323 |  |  | 0 |  |  |  | 0
2020 | MA | BWC Pocasset River | 62372 | NEWE | NPCC New England | SUN | 1.5 |  | 2416 |  |  | 0 |  |  |  | 0
2020 | MA | BWC Stony Brook, LLC Hybrid | 64140 | NEWE | NPCC New England |  | 2.3
2020 | MA | BWC Swan Pond River CSG | 60067 | NEWE | NPCC New England | SUN | 1.6 |  | 2048 |  |  | 0 |  |  |  | 0
2020 | MA | BWC Wading River One, Two, Three CSG | 61069 | NEWE | NPCC New England | SUN | 3 |  | 5127 |  |  | 0 |  |  |  | 0
2020 | MA | BWC Wareham River | 62370 | NEWE | NPCC New England | SUN | 1 |  | 1797 |  |  | 0 |  |  |  | 0
2020 | MA | Cabot | 1629 | NEWE | NPCC New England | WAT | 61.8 |  | 275922 |  |  | 0 |  |  |  | 0
2020 | MA | Cabot Holyoke | 9864 | NEWE | NPCC New England | WAT | 28.6 |  | 3169 |  |  | 0 |  |  |  | 0
2020 | MA | Camelot Wind LLC | 58958 | NEWE | NPCC New England | WND | 1.5 |  | 2713 |  |  | 0 |  |  |  | 0
2020 | MA | Canal Station | 1599 | NEWE | NPCC New England | NG | 1825 |  | 177157 | 3172012.418 | 13.3044 | 0.1502 | 0.0083886 | EPA/NEI; Estimated using an emission factor | 3172012.418 | 13.3044
2020 | MA | Canton | 64107 | NEWE | NPCC New England | SUN | 5 |  | 6786 |  |  | 0 |  |  |  | 0
2020 | MA | Cape Cod Air Force Station - 6 SWS | 58661 | NEWE | NPCC New England | WND | 3.4 |  | 8627 |  |  | 0 |  |  |  | 0
2020 | MA | Carver | 64115 | NEWE | NPCC New England | SUN | 1.5 |  | 2019 |  |  | 0 |  |  |  | 0
2020 | MA | Carver CSG | 62763 | NEWE | NPCC New England | SUN | 2 |  | 3036 |  |  | 0 |  |  |  | 0
2020 | MA | Carver MA 1 Community Solar | 60442 | NEWE | NPCC New England | SUN | 2 |  | 3074 |  |  | 0 |  |  |  | 0
2020 | MA | CED Chicopee Solar | 61602 | NEWE | NPCC New England | SUN | 3 |  | 5352 |  |  | 0 |  |  |  | 0
2020 | MA | CED Northampton Solar LLC Hybrid | 62695 | NEWE | NPCC New England | SUN | 6.6 |  | 5648 | 0 |  | 0 |  |  | 0 | 0
2020 | MA | CED Westfield Solar, LLC | 60274 | NEWE | NPCC New England | SUN | 2 |  | 3349 |  |  | 0 |  |  |  | 0
2020 | MA | Cedarville CSG | 60757 | NEWE | NPCC New England | SUN | 2.5 |  | 919 |  |  | 0 |  |  |  | 0
2020 | MA | Centaurus Solar - MA | 61371 | NEWE | NPCC New England | SUN | 2.4 |  | 3543 |  |  | 0 |  |  |  | 0
2020 | MA | CES Agawam Tuckahoe Solar Hybrid | 63763 | NEWE | NPCC New England |  | 5.9
2020 | MA | CES Sterling LLC | 58387 | NEWE | NPCC New England | SUN | 2 |  | 3485 |  |  | 0 |  |  |  | 0
2020 | MA | Charlestown Wind Turbine | 58065 | NEWE | NPCC New England | WND | 1.5 |  | 1663 |  |  | 0 |  |  |  | 0
2020 | MA | Charlton Solar I CSG | 59636 | NEWE | NPCC New England | SUN | 4.4 |  | 5502 |  |  | 0 |  |  |  | 0
2020 | MA | Chatham Landfill | 59077 | NEWE | NPCC New England | SUN | 1.5 |  | 2001 |  |  | 0 |  |  |  | 0
2020 | MA | Chemical | 1604 | NEWE | NPCC New England | WAT | 1.6 |  | 0
2020 | MA | Cherry Street | 9038 | NEWE | NPCC New England | DFO | 20.3 |  | 258.999 | 2420.001 | 0.3751 | 2.8965 | 0.31 | EPA/NEI; Estimated using an emission factor | 2420.001 | 0.3751
2020 | MA | Cherry Valley Solar, LLC CSG | 63561 | NEWE | NPCC New England | SUN | 1 |  | 1662 |  |  | 0 |  |  |  | 0
2020 | MA | Chester Solar Farm | 59767 | NEWE | NPCC New England | SUN | 4.8 |  | 7130 |  |  | 0 |  |  |  | 0
2020 | MA | Chicopee | 64120 | NEWE | NPCC New England | SUN | 2 |  | 2824 |  |  | 0 |  |  |  | 0
2020 | MA | Chicopee Electric | 55590 | NEWE | NPCC New England | LFG | 2
2020 | MA | Chicopee Granby Road Solar | 59626 | NEWE | NPCC New England | SUN | 1.6 |  | 2547 |  |  | 0 |  |  |  | 0
2020 | MA | Chicopee Hydroelectric Station | 50832 | NEWE | NPCC New England | WAT | 2.4 |  | 1165 |  |  | 0 |  |  |  | 0
2020 | MA | Chicopee River Solar | 59625 | NEWE | NPCC New England | SUN | 2 |  | 3087 |  |  | 0 |  |  |  | 0
2020 | MA | Chicopee Solar | 59030 | NEWE | NPCC New England | SUN | 3 |  | 4398 |  |  | 0 |  |  |  | 0
2020 | MA | Chocksett Rd Energy Storage Project | 60959 | NEWE | NPCC New England | MWH | 2 |  | -40 | 0 |  | 0 |  |  | 0 | 0
2020 | MA | Citizens Agawam Landfill Solar | 61596 | NEWE | NPCC New England | SUN | 1.8 |  | 2767 |  |  | 0 |  |  |  | 0
2020 | MA | Clark Road Solar 1, LLC | 64664 | NEWE | NPCC New England | SUN | 5
2020 | MA | Clark University | 10408 | NEWE | NPCC New England | NG | 4 | 0.54241 | 9461 | 55430.81 | 0.011696 | 0.0024724 | 0.000422 | EPA/NEI; Estimated using an emission factor | 102194 | 0.021563
2020 | MA | Cleary Flood | 1682 | NEWE | NPCC New England | NG | 149.3 |  | 48746 | 560039.625 | 1.3204 | 0.054175 | 0.0047154 | EPA/NEI | 560039.625 | 1.3204
2020 | MA | Cobble Mountain | 1630 | NEWE | NPCC New England | WAT | 33 |  | 12107 |  |  | 0 |  |  |  | 0
2020 | MA | Cohasse Solar, LLC CSG | 63573 | NEWE | NPCC New England | SUN | 1 |  | 1600 |  |  | 0 |  |  |  | 0
2020 | MA | Collins Facility | 52166 | NEWE | NPCC New England | WAT | 1.2 |  | 3652 |  |  | 0 |  |  |  | 0
2020 | MA | Commercial Street | 6585 | NEWE | NPCC New England | DFO | 1.1
2020 | MA | Concord Solar Farm | 59768 | NEWE | NPCC New England | SUN | 1.5 |  | 2140 |  |  | 0 |  |  |  | 0
2020 | MA | Cosgrove Intake and Power Station | 10825 | NEWE | NPCC New England | WAT | 3.2 |  | 4612 |  |  | 0 |  |  |  | 0
2020 | MA | Cottage Street Solar Facility | 58568 | NEWE | NPCC New England | SUN | 3.2 |  | 4677 |  |  | 0 |  |  |  | 0
2020 | MA | Covanta Haverhill | 50661 | NEWE | NPCC New England | MSW | 46 |  | 348178 | 5413372 |  |  |  |  | 5413372
2020 | MA | Cranberry Point Energy Storage | 62844 | NEWE | NPCC New England | MWH | 150
2020 | MA | Cranberry Solar | 63697 | NEWE | NPCC New England | SUN | 1 |  | 1760 |  |  | 0 |  |  |  | 0
2020 | MA | Cronin Road Solar 1, LLC CSG Hybrid | 63011 | NEWE | NPCC New England | SUN | 3 |  | 780 |  |  | 0 |  |  |  | 0
2020 | MA | Curtis Hill Solar CSG | 60851 | NEWE | NPCC New England | SUN | 2 |  | 3413 |  |  | 0 |  |  |  | 0
2020 | MA | Cycz Solar Project CSG Hybrid | 63472 | NEWE | NPCC New England | SUN | 3.3 |  | 719 | 0 |  | 0 |  |  | 0 | 0
2020 | MA | Dartmouth | 58682 | NEWE | NPCC New England | SUN | 6.3 |  | 9230 |  |  | 0 |  |  |  | 0
2020 | MA | Dartmouth II Solar | 57838 | NEWE | NPCC New England | SUN | 2 |  | 3340 |  |  | 0 |  |  |  | 0
2020 | MA | Dartmouth Landfill | 59131 | NEWE | NPCC New England | SUN | 1.3 |  | 1648 |  |  | 0 |  |  |  | 0
2020 | MA | Dartmouth Power | 52026 | NEWE | NPCC New England | NG | 97.4 |  | 47280 | 418838.695 | 2.2735 | 0.096171 | 0.010856 | EPA/NEI | 418838.695 | 2.2735
2020 | MA | Dartmouth Solar | 57473 | NEWE | NPCC New England | SUN | 1.6 |  | 2335 |  |  | 0 |  |  |  | 0
2020 | MA | DDR Shoppers World | 60754 | NEWE | NPCC New England | SUN | 1.3 |  | 2065 |  |  | 0 |  |  |  | 0
2020 | MA | Deer Island Treatment | 10823 | NEWE | NPCC New England | OBG | 85 | 0.18832 | 36470.84 | 181461.976 | 0.426 | 0.023361 | 0.0046952 | EPA/NEI; Estimated using an emission factor | 963594.36 | 2.2622
2020 | MA | Deerfield 2 | 6047 | NEWE | NPCC New England | WAT | 4.8 |  | 31301.001 |  |  | 0 |  |  |  | 0
2020 | MA | Deerfield 3 | 6083 | NEWE | NPCC New England | WAT | 4.8 |  | 27095.001 |  |  | 0 |  |  |  | 0
2020 | MA | Deerfield 4 | 6119 | NEWE | NPCC New England | WAT | 4.8 |  | 22808.001 |  |  | 0 |  |  |  | 0
2020 | MA | Deerfield 5 | 1620 | NEWE | NPCC New England | WAT | 17.5 |  | 48527 |  |  | 0 |  |  |  | 0
2020 | MA | Deerfield CSG Solar | 60775 | NEWE | NPCC New England | SUN | 4.5 |  | 6100 |  |  | 0 |  |  |  | 0
2020 | MA | Dennis Landfill | 59082 | NEWE | NPCC New England | SUN | 5 |  | 6736 |  |  | 0 |  |  |  | 0
2020 | MA | Depot Hill Solar CSG | 60852 | NEWE | NPCC New England | SUN | 2 |  | 3577 |  |  | 0 |  |  |  | 0
2020 | MA | Dept of Corrections NCCI Wind | 58992 | NEWE | NPCC New England | WND | 3.4 |  | 4298 |  |  | 0 |  |  |  | 0
2020 | MA | Devens | 59358 | NEWE | NPCC New England | SUN | 3 |  | 4982 |  |  | 0 |  |  |  | 0
2020 | MA | DG Crystal Spring CSG | 61555 | NEWE | NPCC New England | SUN | 4.2 |  | 7685 |  |  | 0 |  |  |  | 0
2020 | MA | DG Dighton LLC CSG | 61634 | NEWE | NPCC New England | SUN | 3.1 |  | 5255 |  |  | 0 |  |  |  | 0
2020 | MA | DG Foxborough Elm CSG | 61590 | NEWE | NPCC New England | SUN | 2 |  | 3028 |  |  | 0 |  |  |  | 0
2020 | MA | DG Haverhill CSG | 61550 | NEWE | NPCC New England | SUN | 4.2 |  | 5396 |  |  | 0 |  |  |  | 0
2020 | MA | DG Tufts Knoll LLC CSG | 61635 | NEWE | NPCC New England | SUN | 2 |  | 3054 |  |  | 0 |  |  |  | 0
2020 | MA | DG Tufts Science LLC CSG | 61633 | NEWE | NPCC New England | SUN | 1 |  | 1490 |  |  | 0 |  |  |  | 0
2020 | MA | DG Webster LLC CSG | 61636 | NEWE | NPCC New England | SUN | 1.3 |  | 7660 |  |  | 0 |  |  |  | 0
2020 | MA | Dighton | 55026 | NEWE | NPCC New England | NG | 200 |  | 208845 | 1689282.375 | 3.5113 | 0.033626 | 0.0041571 | EPA/NEI | 1689282.375 | 3.5113
2020 | MA | Dorchester Solar Site | 57265 | NEWE | NPCC New England | SUN | 1 |  | 1633 |  |  | 0 |  |  |  | 0
2020 | MA | Doreen | 1631 | NEWE | NPCC New England | DFO | 21.1 |  | 106 | 2391.9 | 0.0225 | 0.42453 | 0.018813 | EPA/NEI | 2391.9 | 0.0225
2020 | MA | Douglas Solar | 57934 | NEWE | NPCC New England | SUN | 2 |  | 3177 |  |  | 0 |  |  |  | 0
2020 | MA | Dover | 64587 | NEWE | NPCC New England | SUN | 1 |  | 1781 |  |  | 0 |  |  |  | 0
2020 | MA | Dresser Hill CSG | 64437 | NEWE | NPCC New England | SUN | 3.7
2020 | MA | Dudley | 64572 | NEWE | NPCC New England | SUN | 3 |  | 4827 |  |  | 0 |  |  |  | 0
2020 | MA | Dudley River 2 Solar, LLC CSG | 63570 | NEWE | NPCC New England | SUN | 1 |  | 1706 |  |  | 0 |  |  |  | 0
2020 | MA | Dudley River 3 Solar, LLC CSG | 63569 | NEWE | NPCC New England | SUN | 1 |  | 1743 |  |  | 0 |  |  |  | 0
2020 | MA | Dudley River Solar, LLC CSG | 63571 | NEWE | NPCC New England | SUN | 1 |  | 1728 |  |  | 0 |  |  |  | 0
2020 | MA | Dudley Solar CSG | 62201 | NEWE | NPCC New England | SUN | 1.9 |  | 2943 |  |  | 0 |  |  |  | 0
2020 | MA | Dunstable Solar 1, LLC | 64696 | NEWE | NPCC New England | SUN | 4.5
2020 | MA | Dwight | 6378 | NEWE | NPCC New England | WAT | 1.2 |  | 4269.999 |  |  | 0 |  |  |  | 0
2020 | MA | Dynamic - Walpole | 62324 | NEWE | NPCC New England | SUN | 2 |  | 3177 |  |  | 0 |  |  |  | 0
2020 | MA | East Acres Solar NG, LLC | 61755 | NEWE | NPCC New England | SUN | 5.8 |  | 5231 |  |  | 0 |  |  |  | 0
2020 | MA | East Bridgewater | 55584 | NEWE | NPCC New England | LFG | 6
2020 | MA | East Bridgewater Solar | 62197 | NEWE | NPCC New England | SUN | 2.3 |  | 3600 |  |  | 0 |  |  |  | 0
2020 | MA | East Brookfield Adams Road Solar LLC CSG | 64129 | NEWE | NPCC New England |  | 8.1
2020 | MA | East Brookfield Main Street Solar LLC CSG | 63887 | NEWE | NPCC New England | SUN | 1 |  | 0
2020 | MA | East Longmeadow Solar PV | 62059 | NEWE | NPCC New England | SUN | 5 |  | 8837 |  |  | 0 |  |  |  | 0
2020 | MA | East Springfield Solar PV | 62093 | NEWE | NPCC New England | SUN | 1.4 |  | 2095 |  |  | 0 |  |  |  | 0
2020 | MA | Easthampton CSG | 63953 | NEWE | NPCC New England | SUN | 2.5 |  | 476 |  |  | 0 |  |  |  | 0
2020 | MA | Easthampton Landfill-City of Easthampton | 58272 | NEWE | NPCC New England | SUN | 1.9 |  | 2969 |  |  | 0 |  |  |  | 0
2020 | MA | Easton Landfill | 59134 | NEWE | NPCC New England | SUN | 1.9 |  | 2526 |  |  | 0 |  |  |  | 0
2020 | MA | EBZ Solar | 59032 | NEWE | NPCC New England | SUN | 2.5 |  | 3841 |  |  | 0 |  |  |  | 0
2020 | MA | EDF Lancaster | 59140 | NEWE | NPCC New England | SUN | 4.5 |  | 6604 |  |  | 0 |  |  |  | 0
2020 | MA | Elm Street | 64419 | NEWE | NPCC New England | SUN | 2.8 |  | 7763 |  |  | 0 |  |  |  | 0
2020 | MA | Equity Industrial Turbines | 60865 | NEWE | NPCC New England | WND | 4 |  | 8805 |  |  | 0 |  |  |  | 0
2020 | MA | Erving CSG | 63950 | NEWE | NPCC New England | SUN | 1 |  | 329 |  |  | 0 |  |  |  | 0
2020 | MA | Erving Paper Mills | 54228 | NEWE | NPCC New England | NG | 8.7 | 0.40254 | 39144.2 | 206289.993 | 0.10255 | 0.0052396 | 0.00099423 | EPA/NEI; Estimated using an emission factor | 512476 | 0.25476
2020 | MA | Exelon Edgar LLC | 1585 | NEWE | NPCC New England | DFO | 28.4
2020 | MA | Exelon L Street | 1587 | NEWE | NPCC New England | DFO | 18.6
2020 | MA | Exelon West Medway II | 59882 | NEWE | NPCC New England | NG | 200 |  | 195612 | 1940048.25 | 7.527 | 0.076959 | 0.0077596 | NEI avg EF - PM, fuel type, firing type | 1940048.25 | 7.527
2020 | MA | Fairhaven C CSG | 60423 | NEWE | NPCC New England | SUN | 1.6 |  | 3109 |  |  | 0 |  |  |  | 0
2020 | MA | Fairhaven MA 2 | 64705 | NEWE | NPCC New England | SUN | 2.9
2020 | MA | Fairhaven Wind | 59725 | NEWE | NPCC New England | WND | 3 |  | 5804 |  |  | 0 |  |  |  | 0
2020 | MA | Fairview Farms Solar | 58974 | NEWE | NPCC New England | SUN | 2 |  | 2903 |  |  | 0 |  |  |  | 0
2020 | MA | Fall River Solar CSG | 60738 | NEWE | NPCC New England | SUN | 2 |  | 2850 |  |  | 0 |  |  |  | 0
2020 | MA | Falmouth Landfill Solar | 61562 | NEWE | NPCC New England | SUN | 3 |  | 5202 |  |  | 0 |  |  |  | 0
2020 | MA | Farley Road Community Solar | 61294 | NEWE | NPCC New England | SUN | 1.9 |  | 1714 |  |  | 0 |  |  |  | 0
2020 | MA | Federal Road Solar 1, LLC CSG | 60065 | NEWE | NPCC New England | SUN | 4.4 |  | 7848 |  |  | 0 |  |  |  | 0
2020 | MA | Fife Brook | 8004 | NEWE | NPCC New England | WAT | 11.2 |  | 29093 |  |  | 0 |  |  |  | 0
2020 | MA | Fisher Road Solar | 60075 | NEWE | NPCC New England | SUN | 4.6 |  | 7386 |  |  | 0 |  |  |  | 0
2020 | MA | Fitchburg Gas Recovery | 56527 | NEWE | NPCC New England | LFG | 4.8 |  | 37086 | 413799 | 3.0414 | 0.16402 | 0.0147 | Estimated using an emission factor | 413799 | 3.0414
2020 | MA | Fitchburg Renewables | 64045 | NEWE | NPCC New England | SUN | 4 |  | 4520 |  |  | 0 |  |  |  | 0
2020 | MA | Fore River Energy Center | 55317 | NEWE | NPCC New England | NG | 872.2 |  | 3324323 | 24815892 | 30.0283 | 0.018066 | 0.0024201 | EPA/NEI | 24815892 | 30.0283
2020 | MA | Framingham State University Plant | 59717 | NEWE | NPCC New England | SUN | 3.5 |  | 73 | 220 | 0.0341 | 0.93425 | 0.31 | EPA/NEI; Estimated using an emission factor | 220 | 0.0341
2020 | MA | Framingham Station | 1586 | NEWE | NPCC New England | DFO | 42.6 |  | 743.001 | 27910.3 | 0.041292 | 0.11115 | 0.0029589 | EPA/NEI | 27910.3 | 0.041292
2020 | MA | Franklin 1 | 59178 | NEWE | NPCC New England | SUN | 3 |  | 3257 |  |  | 0 |  |  |  | 0
2020 | MA | Franklin 2 | 59179 | NEWE | NPCC New England | SUN | 4 |  | 4243 |  |  | 0 |  |  |  | 0
2020 | MA | Freetown Solar | 58283 | NEWE | NPCC New England | SUN | 4.5 |  | 7480 |  |  | 0 |  |  |  | 0
2020 | MA | Front Street | 7396 | NEWE | NPCC New England | DFO | 8.1 |  | 308.001 | 3222 | 0.49941 | 3.2429 | 0.31 | Estimated using an emission factor | 3222 | 0.49941
2020 | MA | Future Generation Wind | 59622 | NEWE | NPCC New England | WND | 8 |  | 12871 |  |  | 0 |  |  |  | 0
2020 | MA | Gardner - Otter River Road | 62870 | NEWE | NPCC New England | SUN | 2.5 |  | 4061 |  |  | 0 |  |  |  | 0
2020 | MA | Gardner Solar 1 | 58937 | NEWE | NPCC New England | SUN | 2 |  | 3282 |  |  | 0 |  |  |  | 0
2020 | MA | Gardners Falls | 1634 | NEWE | NPCC New England | WAT | 3.5 |  | 10670.999 |  |  | 0 |  |  |  | 0
2020 | MA | GELD Solar Farm | 61539 | NEWE | NPCC New England | SUN | 2.3 |  | 3637 |  |  | 0 |  |  |  | 0
2020 | MA | General Electric Aircraft | 10029 | NEWE | NPCC New England | NG | 55.7 | 0.26936 | 16359.001 | 85949.514 | 0.3156 | 0.038585 | 0.0073439 | EPA/NEI; Estimated using an emission factor | 319089.5 | 1.1717
2020 | MA | Gillette SBMC | 54225 | NEWE | NPCC New England | NG | 21.3 | 0.38524 | 68821 | 328845.61 | 0.16347 | 0.0047507 | 0.00099423 | EPA/NEI; Estimated using an emission factor | 853611 | 0.42434
2020 | MA | Golden Hills Solar | 61315 | NEWE | NPCC New England | SUN | 4.7 |  | 7940 |  |  | 0 |  |  |  | 0
2020 | MA | Goose Pond Solar | 62992 | NEWE | NPCC New England | SUN | 4 |  | 7442 |  |  | 0 |  |  |  | 0
2020 | MA | Grafton PV | 61341 | NEWE | NPCC New England | SUN | 2.7 |  | 4736 |  |  | 0 |  |  |  | 0
2020 | MA | Grafton Solar | 59394 | NEWE | NPCC New England | SUN | 1.5 |  | 1977 |  |  | 0 |  |  |  | 0
2020 | MA | Granby LFG | 59815 | NEWE | NPCC New England | LFG | 3.2 |  | 6615 | 135793 | 0.99808 | 0.30176 | 0.0147 | Estimated using an emission factor | 135793 | 0.99808
2020 | MA | Granby Solar, LLC CSG | 63338 | NEWE | NPCC New England | SUN | 3
2020 | MA | Greater New Bedford LFG Utiliz. Facility | 61702 | NEWE | NPCC New England | LFG | 3.3 |  | 17237 | 218590 | 1.6066 | 0.18642 | 0.0147 | Estimated using an emission factor | 218590 | 1.6066
2020 | MA | Green Meadows | 58097 | NEWE | NPCC New England | SUN | 3.5 |  | 5252 |  |  | 0 |  |  |  | 0
2020 | MA | Greenfield Solar PV | 62063 | NEWE | NPCC New England | SUN | 2 |  | 3233 |  |  | 0 |  |  |  | 0
2020 | MA | Griffin Road Solar, LLC CSG | 62198 | NEWE | NPCC New England | SUN | 2 |  | 3125 |  |  | 0 |  |  |  | 0
2020 | MA | Groveland Solar | 57989 | NEWE | NPCC New England | SUN | 3.2 |  | 4623 |  |  | 0 |  |  |  | 0
2020 | MA | GRS Fall River | 55589 | NEWE | NPCC New England | LFG | 7.3 |  | 15308 | 381891 | 4.1244 | 0.53886 | 0.0216 | EPA/NEI; Estimated using an emission factor | 381891 | 4.1244
2020 | MA | GSPP Raynham TMLP, LLC CSG | 62826 | NEWE | NPCC New England | SUN | 2.3 |  | 3646 |  |  | 0 |  |  |  | 0
2020 | MA | GSPP Boxborough Littleton (MA) | 62890 | NEWE | NPCC New England | SUN | 4 |  | 5786 |  |  | 0 |  |  |  | 0
2020 | MA | GSPP Devens, LLC | 62824 | NEWE | NPCC New England | SUN | 2.2 |  | 3120 |  |  | 0 |  |  |  | 0
2020 | MA | GSPP Terrawatt Westfield LLC CSG | 62825 | NEWE | NPCC New England | SUN | 3.6 |  | 6015 |  |  | 0 |  |  |  | 0
2020 | MA | Hadley 2 Solar, LLC CSG | 62196 | NEWE | NPCC New England | SUN | 1.9 |  | 3053 |  |  | 0 |  |  |  | 0
2020 | MA | Hadley 3 Solar (North) | 64231 | NEWE | NPCC New England | SUN | 4.9 |  | 2513 |  |  | 0 |  |  |  | 0
2020 | MA | Hadley 3 Solar (South) | 64232 | NEWE | NPCC New England | SUN | 2 |  | 3237 |  |  | 0 |  |  |  | 0
2020 | MA | Hadley Falls | 1605 | NEWE | NPCC New England | WAT | 36.9 |  | 94311 |  |  | 0 |  |  |  | 0
2020 | MA | Hadley Solar NG, LLC | 59484 | NEWE | NPCC New England | SUN | 3 |  | 3406 |  |  | 0 |  |  |  | 0
2020 | MA | Halifax Electric | 55586 | NEWE | NPCC New England | LFG | 3
2020 | MA | Hampden | 60494 | NEWE | NPCC New England | SUN | 3.2 |  | 5049 |  |  | 0 |  |  |  | 0
2020 | MA | Hampden Solar PV | 62073 | NEWE | NPCC New England | SUN | 3.5 |  | 6006 |  |  | 0 |  |  |  | 0
2020 | MA | Hampshire College Hybrid | 60815 | NEWE | NPCC New England | SUN | 4.4 |  | 5440 |  |  | 0 |  |  |  | 0
2020 | MA | Happy Hollow CSG Hybrid | 62652 | NEWE | NPCC New England | SUN | 8.3 |  | 8256 |  |  | 0 |  |  |  | 0
2020 | MA | Hardwick-Athol & Eagle Hill | 60458 | NEWE | NPCC New England | SUN | 2.8 |  | 4085 |  |  | 0 |  |  |  | 0
2020 | MA | Harris Energy Realty | 54981 | NEWE | NPCC New England | WAT | 3.3 |  | 0
2020 | MA | Harwich Landfill | 59078 | NEWE | NPCC New England | SUN | 4 |  | 5561 |  |  | 0 |  |  |  | 0
2020 | MA | Hatfield Renewables Community Solar | 61299 | NEWE | NPCC New England | SUN | 1.9 |  | 3000 |  |  | 0 |  |  |  | 0
2020 | MA | Hatfield Solar PV | 62091 | NEWE | NPCC New England | SUN | 3.6 |  | 5699 |  |  | 0 |  |  |  | 0
2020 | MA | Haverhill Solar Power Project | 57269 | NEWE | NPCC New England | SUN | 1 |  | 1208 |  |  | 0 |  |  |  | 0
2020 | MA | Hewlett-Packard (HP) - Andover, MA | 60099 | NEWE | NPCC New England | SUN | 1.7 |  | 2186 |  |  | 0 |  |  |  | 0
2020 | MA | High Street Station | 1670 | NEWE | NPCC New England | NG | 12.2 |  | 247.003 | 4712.999 | 0.16162 | 1.3087 | 0.068586 | EPA/NEI; Estimated using an emission factor | 4712.999 | 0.16162
2020 | MA | Hinsdale Solar PV | 62064 | NEWE | NPCC New England | SUN | 2 |  | 2836 |  |  | 0 |  |  |  | 0
2020 | MA | Holiday Hill Community Wind | 62897 | NEWE | NPCC New England | WND | 5 |  | 10354 |  |  | 0 |  |  |  | 0
2020 | MA | Holliston Solar CSG | 60731 | NEWE | NPCC New England | SUN | 1 |  | 1666 |  |  | 0 |  |  |  | 0
2020 | MA | Holyoke Solar Cooperative at Mueller | 57931 | NEWE | NPCC New England | SUN | 2.7 |  | 4099 |  |  | 0 |  |  |  | 0
2020 | MA | Hopkinton CSG | 62760 | NEWE | NPCC New England | SUN | 2 |  | 2905 |  |  | 0 |  |  |  | 0
2020 | MA | Hudson | 64110 | NEWE | NPCC New England | SUN | 5 |  | 6422 |  |  | 0 |  |  |  | 0
2020 | MA | Hull Wind II | 56800 | NEWE | NPCC New England | WND | 1.8 |  | 3199 |  |  | 0 |  |  |  | 0
2020 | MA | Hunt Farm Solar | 59820 | NEWE | NPCC New England | SUN | 3 |  | 3859 |  |  | 0 |  |  |  | 0
2020 | MA | Hunt Road Solar | 59927 | NEWE | NPCC New England | SUN | 4.5 |  | 7841 |  |  | 0 |  |  |  | 0
2020 | MA | Hurteau Solar Project Hybrid | 63468 | NEWE | NPCC New England | SUN | 3.3 |  | 2123 | 0 |  | 0 |  |  | 0 | 0
2020 | MA | Incom Solar, LLC CSG | 63563 | NEWE | NPCC New England | SUN | 2 |  | 3673 |  |  | 0 |  |  |  | 0
2020 | MA | Indian Hill Solar LLC | 59362 | NEWE | NPCC New England | SUN | 1.4 |  | 1661 |  |  | 0 |  |  |  | 0
2020 | MA | Indian Orchard | 6379 | NEWE | NPCC New England | WAT | 3.7 |  | 6938 |  |  | 0 |  |  |  | 0
2020 | MA | Indian Orchard Plant 1 | 10417 | NEWE | NPCC New England | NG | 5.7 | 0.059468 | 14793 | 84982.825 | 0.31549 | 0.042654 | 0.0074248 | NEI avg EF - PM, fuel type | 1429062 | 5.3052
2020 | MA | Indian Orchard PV Facility | 57674 | NEWE | NPCC New England | SUN | 2.3 |  | 2644 |  |  | 0 |  |  |  | 0
2020 | MA | Integrys MA Solar, LLC - Ashburnham Site | 58934 | NEWE | NPCC New England | SUN | 2.9 |  | 3750 |  |  | 0 |  |  |  | 0
2020 | MA | International Paper Woronoco Mill | 50166 | NEWE | NPCC New England | WAT | 2.8 |  | 8576.001 |  |  | 0 |  |  |  | 0
2020 | MA | Ipswich Wind Independence | 59023 | NEWE | NPCC New England | WND | 2 |  | 0
2020 | MA | Ipswich Wind Turbine | 57855 | NEWE | NPCC New England | WND | 1.6 |  | 3774 |  |  | 0 |  |  |  | 0
2020 | MA | Iron Horse Solar 4, LLC | 60799 | NEWE | NPCC New England | SUN | 4.5 |  | 7730 |  |  | 0 |  |  |  | 0
2020 | MA | Iron Horse Solar I CSG | 60855 | NEWE | NPCC New England | SUN | 2.9 |  | 4508 |  |  | 0 |  |  |  | 0
2020 | MA | ISM Solar Dighton 2, LLC CSG | 63562 | NEWE | NPCC New England | SUN | 2 |  | 3826 |  |  | 0 |  |  |  | 0
2020 | MA | IXYS - Beverly | 64382 | NEWE | NPCC New England | NG | 2.7 |  | 27 | 363 | 0.012563 | 0.93059 | 0.069217 | Estimated using an emission factor | 363 | 0.012563
2020 | MA | JH Solar, LLC CSG | 63564 | NEWE | NPCC New England | SUN | 1 |  | 1614 |  |  | 0 |  |  |  | 0
2020 | MA | Jiminy Peak Wind QF | 62570 | NEWE | NPCC New England | WND | 1.5 |  | 2 |  |  | 0 |  |  |  | 0
2020 | MA | Joe Jenny | 64573 | NEWE | NPCC New England | SUN | 1 |  | 2569 |  |  | 0 |  |  |  | 0
2020 | MA | Katama Farm | 59079 | NEWE | NPCC New England | SUN | 1 |  | 1376 |  |  | 0 |  |  |  | 0
2020 | MA | Kearsarge Amesbury Hybrid | 63398 | NEWE | NPCC New England | SUN | 4.9 |  | 5337 | 0 |  | 0 |  |  | 0 | 0
2020 | MA | Kearsarge Bellingham PV | 61373 | NEWE | NPCC New England | SUN | 2.9 |  | 5058 |  |  | 0 |  |  |  | 0
2020 | MA | Kearsarge Concord II | 61814 | NEWE | NPCC New England | SUN | 4.5 |  | 7014 |  |  | 0 |  |  |  | 0
2020 | MA | Kearsarge GB | 62550 | NEWE | NPCC New England | SUN | 1.9 |  | 3237 |  |  | 0 |  |  |  | 0
2020 | MA | Kearsarge Gill | 62911 | NEWE | NPCC New England | SUN | 2 |  | 3268 |  |  | 0 |  |  |  | 0
2020 | MA | Kearsarge Granby | 61815 | NEWE | NPCC New England | SUN | 2.5 |  | 3904 |  |  | 0 |  |  |  | 0
2020 | MA | Kearsarge Haverhill | 64618 | NEWE | NPCC New England |  | 4.8
2020 | MA | Kearsarge Montague | 62557 | NEWE | NPCC New England | SUN | 4 |  | 7263 |  |  | 0 |  |  |  | 0
2020 | MA | Kearsarge Montague BD | 64620 | NEWE | NPCC New England |  | 3.8
2020 | MA | Kearsarge Southwick LLC | 60867 | NEWE | NPCC New England | SUN | 3.3 |  | 5994 |  |  | 0 |  |  |  | 0
2020 | MA | Kearsarge Upper Union | 64619 | NEWE | NPCC New England |  | 1.8
2020 | MA | Kearsarge Uxbridge | 62552 | NEWE | NPCC New England | SUN | 1.9 |  | 3396 |  |  | 0 |  |  |  | 0
2020 | MA | Kearsarge William Way | 64617 | NEWE | NPCC New England |  | 7
2020 | MA | Kearsarge Wilmington | 62559 | NEWE | NPCC New England | SUN | 1.6 |  | 2463 |  |  | 0 |  |  |  | 0
2020 | MA | Kendall Green Energy LLC | 1595 | NEWE | NPCC New England | NG | 294.9 | 0.58739 | 1370832 | 7807637.03 | 16.3917 | 0.023915 | 0.0041989 | EPA/NEI | 13292160.686 | 27.9061
2020 | MA | Kenmare - Mansfield Branch Street | 64137 | NEWE | NPCC New England | SUN | 1.5 |  | 1767 |  |  | 0 |  |  |  | 0
2020 | MA | Kingston Wind Independence | 59022 | NEWE | NPCC New England | WND | 2 |  | 0
2020 | MA | KS Solar Six LLC | 59468 | NEWE | NPCC New England | SUN | 2.5 |  | 3046 |  |  | 0 |  |  |  | 0
2020 | MA | Lakeville Solar | 63672 | NEWE | NPCC New England | SUN | 2.7 |  | 3730 |  |  | 0 |  |  |  | 0
2020 | MA | Lane Ave Solar LLC | 63041 | NEWE | NPCC New England | SUN | 1.5
2020 | MA | Lawrence Hydroelectric Associates | 50545 | NEWE | NPCC New England | WAT | 14.8 |  | 49225 |  |  | 0 |  |  |  | 0
2020 | MA | Ledeaux Solar, LLC CSG | 63572 | NEWE | NPCC New England | SUN | 1 |  | 1446 |  |  | 0 |  |  |  | 0
2020 | MA | Lee Site 31 Solar | 62265 | NEWE | NPCC New England | SUN | 1.9 |  | 2650 |  |  | 0 |  |  |  | 0
2020 | MA | Leicester One MA Solar LLC | 58282 | NEWE | NPCC New England | SUN | 4.8 |  | 6794 |  |  | 0 |  |  |  | 0
2020 | MA | Leominster | 60073 | NEWE | NPCC New England | SUN | 2 |  | 3178 |  |  | 0 |  |  |  | 0
2020 | MA | Leominster (MA)-South Street-R&D | 59745 | NEWE | NPCC New England | SUN | 2.9 |  | 3747 |  |  | 0 |  |  |  | 0
2020 | MA | Lepomis PV Energy LLC | 59085 | NEWE | NPCC New England | SUN | 4.5 |  | 7739 |  |  | 0 |  |  |  | 0
2020 | MA | Lowell Solar Landfill | 59873 | NEWE | NPCC New England | SUN | 1.3 |  | 1657 |  |  | 0 |  |  |  | 0
2020 | MA | Ludlow Landfill | 59135 | NEWE | NPCC New England | SUN | 2.6 |  | 3366 |  |  | 0 |  |  |  | 0
2020 | MA | Ludlow Site 72 - Conti | 62097 | NEWE | NPCC New England | SUN | 1.9 |  | 2626 |  |  | 0 |  |  |  | 0
2020 | MA | MA Military Reservation Wind Project | 57253 | NEWE | NPCC New England | WND | 4.5 |  | 9203.001 |  |  | 0 |  |  |  | 0
2020 | MA | MA Solar Storage 1 Hybrid | 61730 | NEWE | NPCC New England | SUN | 2.1 |  | 1371 | 0 |  | 0 |  |  | 0 | 0
2020 | MA | Mansfield | 55046 | NEWE | NPCC New England | NG | 3
2020 | MA | Maple | 64731 | NEWE | NPCC New England |  | 6.3
2020 | MA | Marshfield PV | 58410 | NEWE | NPCC New England | SUN | 3 |  | 4969 |  |  | 0 |  |  |  | 0
2020 | MA | Martha's Vineyard Community Battery | 62605 | NEWE | NPCC New England | MWH | 4.9
2020 | MA | Mashpee Landfill Solar | 59980 | NEWE | NPCC New England | SUN | 1.5 |  | 2295 |  |  | 0 |  |  |  | 0
2020 | MA | Mass Midstate Solar 1 | 58279 | NEWE | NPCC New England | SUN | 5 |  | 7408 |  |  | 0 |  |  |  | 0
2020 | MA | Mass Midstate Solar 2 | 58276 | NEWE | NPCC New England | SUN | 5 |  | 6547 |  |  | 0 |  |  |  | 0
2020 | MA | Mass Midstate Solar 3 | 58275 | NEWE | NPCC New England | SUN | 4 |  | 6075 |  |  | 0 |  |  |  | 0
2020 | MA | MASSPOWER | 10726 | NEWE | NPCC New England | NG | 260.9 | 0.96428 | 352632 | 2888556.146 | 5.6881 | 0.032261 | 0.0039384 | EPA/NEI | 2995553.875 | 5.8989
2020 | MA | Maynard PV | 58412 | NEWE | NPCC New England | SUN | 1 |  | 1562 |  |  | 0 |  |  |  | 0
2020 | MA | MBTA South Boston Power Facility | 10176 | NEWE | NPCC New England | KER | 69 |  | 262 | 5916.2 | 0.06372 | 0.48641 | 0.021541 | EPA/NEI | 5916.2 | 0.06372
2020 | MA | McDougle-Mitchell Solar Project Hybrid CSG | 63470 | NEWE | NPCC New England | SUN | 7.4 |  | 621 | 0 |  | 0 |  |  | 0 | 0
2020 | MA | MDFA Devens-Saratoga | 61350 | NEWE | NPCC New England | SUN | 2.5 |  | 3716 |  |  | 0 |  |  |  | 0
2020 | MA | Meadow Solar | 60756 | NEWE | NPCC New England | SUN | 3 |  | 4671 |  |  | 0 |  |  |  | 0
2020 | MA | Medical Area Total Energy Plant | 10883 | NEWE | NPCC New England | NG | 101.6 | 0.18802 | 316543.021 | 1746688.313 | 4.0661 | 0.025691 | 0.0046558 | EPA/NEI; Estimated using an emission factor | 9289953.205 | 21.626
2020 | MA | Medway Station | 1592 | NEWE | NPCC New England | DFO | 135 |  | 1134 | 33620.5 | 0.062697 | 0.11058 | 0.0037297 | EPA/NEI | 33620.5 | 0.062697
2020 | MA | Mendon | 64575 | NEWE | NPCC New England | SUN | 2.6 |  | 4051 |  |  | 0 |  |  |  | 0
2020 | MA | Merrimac Solar | 58561 | NEWE | NPCC New England | SUN | 1.5 |  | 2366 |  |  | 0 |  |  |  | 0
2020 | MA | Methuen Landfill | 59136 | NEWE | NPCC New England | SUN | 1.3 |  | 1398 |  |  | 0 |  |  |  | 0
2020 | MA | Middleton Solar Park | 63214 | NEWE | NPCC New England | SUN | 8 |  | 7796 | 0 |  | 0 |  |  | 0 | 0
2020 | MA | Milford Power, LLC | 54805 | NEWE | NPCC New England | NG | 249.3 |  | 200385 | 1756061.625 | 11.5308 | 0.11509 | 0.013133 | EPA/NEI | 1756061.625 | 11.5308
2020 | MA | Millbury Solar | 58280 | NEWE | NPCC New England | SUN | 3 |  | 3909 |  |  | 0 |  |  |  | 0
2020 | MA | Millennium Power | 55079 | NEWE | NPCC New England | NG | 427.5 |  | 1046674 | 7559875.5 | 12.5372 | 0.023956 | 0.0033168 | EPA/NEI | 7559875.5 | 12.5372
2020 | MA | Minuteman Energy Storage | 62644 | NEWE | NPCC New England | MWH | 5 |  | -155 | 0 |  | 0 |  |  | 0 | 0
2020 | MA | MIT Central Utility Plant | 54907 | NEWE | NPCC New England | NG | 64.6 | 0.38478 | 79640 | 473444.419 | 1.8369 | 0.04613 | 0.0077596 | NEI avg EF - PM, fuel type, firing type | 1230432.75 | 4.7739
2020 | MA | MM Taunton Energy | 55093 | NEWE | NPCC New England | LFG | 3.6 |  | 12233 | 143921 | 1.0578 | 0.17295 | 0.0147 | Estimated using an emission factor | 143921 | 1.0578
2020 | MA | MMWEC Simple Cycle Gas Turbine | 63559 | NEWE | NPCC New England | NG | 135
2020 | MA | Monson Solar | 59464 | NEWE | NPCC New England | SUN | 3 |  | 4222 |  |  | 0 |  |  |  | 0
2020 | MA | Monson Solar, LLC | 62203 | NEWE | NPCC New England | SUN | 2 |  | 3280 |  |  | 0 |  |  |  | 0
2020 | MA | Montague Road Solar | 64042 | NEWE | NPCC New England | SUN | 3.6 |  | 5027 |  |  | 0 |  |  |  | 0
2020 | MA | Montague Site 36-Grosolar | 62092 | NEWE | NPCC New England | SUN | 4.1 |  | 5868 |  |  | 0 |  |  |  | 0
2020 | MA | Morin Solar 2013 LLC | 60612 | NEWE | NPCC New England | SUN | 4 |  | 5769 |  |  | 0 |  |  |  | 0
2020 | MA | Mount Tom | 1606 | NEWE | NPCC New England | BIT | 136
2020 | MA | Mt Wachusett Community College | 58025 | NEWE | NPCC New England | WND | 3.4 |  | 4844 |  |  | 0 |  |  |  | 0
2020 | MA | Mt. Tom Solar Project Hybrid | 60906 | NEWE | NPCC New England | SUN | 7.6 |  | 6688 | 0 |  | 0 |  |  | 0 | 0
2020 | MA | Mystic | 1588 | NEWE | NPCC New England | NG | 2844.2 |  | 1884689 | 14197747.744 | 18.547 | 0.019682 | 0.0026127 | EPA/NEI | 14197747.744 | 18.547
2020 | MA | Nantucket Hybrid | 1615 | NEWE | NPCC New England | DFO | 42.2 |  | 145 | 3579 | 0.037398 | 0.51584 | 0.020899 | EPA/NEI; Estimated using an emission factor | 3579 | 0.037398
2020 | MA | Natick Mall | 63290 | NEWE | NPCC New England | SUN | 2.2 |  | 3348 |  |  | 0 |  |  |  | 0
2020 | MA | NECCO Co-Generation | 55999 | NEWE | NPCC New England | NG | 5.8
2020 | MA | NEDC Solar Site | 57270 | NEWE | NPCC New England | SUN | 1 |  | 1094 |  |  | 0 |  |  |  | 0
2020 | MA | New Bedford (MA) Plymouth | 59780 | NEWE | NPCC New England | SUN | 4.3 |  | 6599 |  |  | 0 |  |  |  | 0
2020 | MA | New Boston Generating Station | 1589 | NEWE | NPCC New England | NG | 717.7
2020 | MA | New England Wind LLC | 57380 | NEWE | NPCC New England | WND | 28.5 |  | 87197 |  |  | 0 |  |  |  | 0
2020 | MA | Newark America Mill | 57103 | NEWE | NPCC New England | DFO | 6.3 | 1 | 0 | 0 | 0 |  |  | NEI avg EF - PM, fuel type | 0 | 0
2020 | MA | Newton Rumford Landfill | 64162 | NEWE | NPCC New England | SUN | 1.7 |  | 2836 |  |  | 0 |  |  |  | 0
2020 | MA | Nexamp Peak CSG | 60879 | NEWE | NPCC New England | SUN | 2 |  | 2385 |  |  | 0 |  |  |  | 0
2020 | MA | Nextsun Energy Littleton | 62842 | NEWE | NPCC New England | SUN | 5 |  | 5963 |  |  | 0 |  |  |  | 0
2020 | MA | NFM Solar Power LLC | 58210 | NEWE | NPCC New England | SUN | 1.9 |  | 2059 |  |  | 0 |  |  |  | 0
2020 | MA | North Adams Landfill | 60074 | NEWE | NPCC New England | SUN | 2.2 |  | 3680 |  |  | 0 |  |  |  | 0
2020 | MA | North Brookfield | 58650 | NEWE | NPCC New England | SUN | 3 |  | 4500 |  |  | 0 |  |  |  | 0
2020 | MA | Northampton Landfill Solar PV | 60908 | NEWE | NPCC New England | SUN | 2.4 |  | 3760 |  |  | 0 |  |  |  | 0
2020 | MA | Northbridge Solar | 58385 | NEWE | NPCC New England | SUN | 1.9 |  | 3338 |  |  | 0 |  |  |  | 0
2020 | MA | Northfield Mountain | 547 | NEWE | NPCC New England | WAT | 1168 |  | -262172 |  |  | 0 |  |  |  | 0
2020 | MA | Norton | 64532 | NEWE | NPCC New England | SUN | 1.4
2020 | MA | Norton Landfill Solar | 61597 | NEWE | NPCC New England | SUN | 1.5 |  | 2402 |  |  | 0 |  |  |  | 0
2020 | MA | Norton Powerhouse | 50041 | NEWE | NPCC New England | NG | 5.6 | 0.20531 | 31685 | 200894.058 | 0.74579 | 0.047075 | 0.0074247 | NEI avg EF - PM, fuel type | 978488 | 3.6325
2020 | MA | Notus Wind 1 | 57414 | NEWE | NPCC New England | WND | 1.7 |  | 4968 |  |  | 0 |  |  |  | 0
2020 | MA | Nunnepog | 59080 | NEWE | NPCC New England | SUN | 1 |  | 1093 |  |  | 0 |  |  |  | 0
2020 | MA | Oak Bluffs Diesel Generating Facility | 1597 | NEWE | NPCC New England | DFO | 8.1 |  | 1017 | 10278 | 1.5931 | 3.1329 | 0.31 | Estimated using an emission factor | 10278 | 1.5931
2020 | MA | Oak Street Solar | 63690 | NEWE | NPCC New England | SUN | 3.5 |  | 4839 |  |  | 0 |  |  |  | 0
2020 | MA | Oakdale Power Station | 10824 | NEWE | NPCC New England | WAT | 3.5 |  | 10016 |  |  | 0 |  |  |  | 0
2020 | MA | Old Middleboro Road Solar | 64759 | NEWE | NPCC New England |  | 9.5
2020 | MA | Old Wardour Solar | 61243 | NEWE | NPCC New England | SUN | 5.5 |  | 7146 |  |  | 0 |  |  |  | 0
2020 | MA | One Patriot | 63637 | NEWE | NPCC New England | NG | 2 |  | 17263 |  | 0 | 0 |  | Estimated using an emission factor |  | 0
2020 | MA | Onset East Community Solar Facility | 61163 | NEWE | NPCC New England | SUN | 1 |  | 1834 |  |  | 0 |  |  |  | 0
2020 | MA | Onset West Community Solar Facility | 61164 | NEWE | NPCC New England | SUN | 1 |  | 1849 |  |  | 0 |  |  |  | 0
2020 | MA | Onyx - Brockton Thatcher Landfill Solar CSG | 61727 | NEWE | NPCC New England | SUN | 3.7 |  | 5375 |  |  | 0 |  |  |  | 0
2020 | MA | Onyx - Pembroke Landfill Solar | 61726 | NEWE | NPCC New England | SUN | 2.4 |  | 3690 |  |  | 0 |  |  |  | 0
2020 | MA | Orange PV | 58411 | NEWE | NPCC New England | SUN | 2 |  | 2956 |  |  | 0 |  |  |  | 0
2020 | MA | Outer Cape Community Battery | 62604 | NEWE | NPCC New England | MWH | 25
2020 | MA | Oxford | 60022 | NEWE | NPCC New England | SUN | 2.8 |  | 3690 |  |  | 0 |  |  |  | 0
2020 | MA | Padelford Solar | 58032 | NEWE | NPCC New England | SUN | 2.2 |  | 3517 |  |  | 0 |  |  |  | 0
2020 | MA | Palmer | 62135 | NEWE | NPCC New England | SUN | 3.5 |  | 5880 |  |  | 0 |  |  |  | 0
2020 | MA | Palmer Landfill | 60076 | NEWE | NPCC New England | SUN | 4 |  | 6436 |  |  | 0 |  |  |  | 0
2020 | MA | Palmer Renewable Energy | 59336 | NEWE | NPCC New England | WDS | 42
2020 | MA | Palmer Solar LLC | 59866 | NEWE | NPCC New England | SUN | 2.5
2020 | MA | Palombo B Solar, LLC CSG | 63589 | NEWE | NPCC New England | SUN | 1 |  | 1672 |  |  | 0 |  |  |  | 0
2020 | MA | Palombo Solar, LLC CSG | 63588 | NEWE | NPCC New England | SUN | 2 |  | 3402 |  |  | 0 |  |  |  | 0
2020 | MA | Partridge Hill Solar Hybrid | 63264 | NEWE | NPCC New England | SUN | 3.3 |  | 1510 |  |  | 0 |  |  |  | 0
2020 | MA | Partridge Solar Project CSG Hybrid | 63435 | NEWE | NPCC New England | SUN | 3.3 |  | 1510 |  |  | 0 |  |  |  | 0
2020 | MA | Partridgeville Hybrid CSG | 63804 | NEWE | NPCC New England | SUN | 5.3 |  | 4257 | 0 |  | 0 |  |  | 0 | 0
2020 | MA | Pepperell Hydro Power Plant | 10694 | NEWE | NPCC New England | WAT | 2.2 |  | 4878 |  |  | 0 |  |  |  | 0
2020 | MA | Peterson Road Solar | 61307 | NEWE | NPCC New England | SUN | 2.5 |  | 4520 |  |  | 0 |  |  |  | 0
2020 | MA | Pioneer Valley Resource Recovery | 50273 | NEWE | NPCC New England | MSW | 9.4 | 1 | 32326 | 1032096 | 80.5035 | 4.9807 | 0.156 | Estimated using an emission factor | 1032096 | 80.5035
2020 | MA | Pittsfield 44 - M&W PV | 62264 | NEWE | NPCC New England | SUN | 1.2 |  | 1748 |  |  | 0 |  |  |  | 0
2020 | MA | Pittsfield Generating | 50002 | NEWE | NPCC New England | NG | 175.5 | 0.96425 | 35296 | 309962.627 | 0.55709 | 0.031567 | 0.0035945 | EPA/NEI | 321453.336 | 0.57774
2020 | MA | Plainfield Community Solar LLC | 62579 | NEWE | NPCC New England | SUN | 2 |  | 3169 |  |  | 0 |  |  |  | 0
2020 | MA | Pleasantdale Road Community Solar | 61298 | NEWE | NPCC New England | SUN | 1 |  | 1495 |  |  | 0 |  |  |  | 0
2020 | MA | Plymouth Site 1 | 59137 | NEWE | NPCC New England | SUN | 4 |  | 6846 |  |  | 0 |  |  |  | 0
2020 | MA | Plymouth Solar | 62266 | NEWE | NPCC New England | SUN | 1.1 |  | 1609 |  |  | 0 |  |  |  | 0
2020 | MA | Potter | 1660 | NEWE | NPCC New England | NG | 222.4 |  | 20736 | 202330.25 | 0.54689 | 0.052748 | 0.0054059 | EPA/NEI | 202330.25 | 0.54689
2020 | MA | Princeton Wind Farm | 7501 | NEWE | NPCC New England | WND | 3.3 |  | 4133 |  |  | 0 |  |  |  | 0
2020 | MA | Putts Bridge | 1637 | NEWE | NPCC New England | WAT | 3.2 |  | 8142 |  |  | 0 |  |  |  | 0
2020 | MA | Quittacas Pond Solar | 58362 | NEWE | NPCC New England | SUN | 3.5 |  | 5447 |  |  | 0 |  |  |  | 0
2020 | MA | Raboth - Marion Drive | 64526 | NEWE | NPCC New England | SUN | 3.5
2020 | MA | Rail Trail | 60492 | NEWE | NPCC New England | SUN | 2 |  | 3348 |  |  | 0 |  |  |  | 0
2020 | MA | Randall Solar Project Hybrid | 63475 | NEWE | NPCC New England |  | 8.3
2020 | MA | Randolph | 61732 | NEWE | NPCC New England | SUN | 3.8 |  | 6436 |  |  | 0 |  |  |  | 0
2020 | MA | Randolph Electric | 55585 | NEWE | NPCC New England | LFG | 3
2020 | MA | Ravenbrook | 64109 | NEWE | NPCC New England | SUN | 5 |  | 7213 |  |  | 0 |  |  |  | 0
2020 | MA | Redbridge | 1638 | NEWE | NPCC New England | WAT | 3.6 |  | 14079 |  |  | 0 |  |  |  | 0
2020 | MA | Redbrook Community Solar 1 | 61007 | NEWE | NPCC New England | SUN | 4 |  | 6948 |  |  | 0 |  |  |  | 0
2020 | MA | Rehoboth Solar | 59029 | NEWE | NPCC New England | SUN | 2 |  | 3215 |  |  | 0 |  |  |  | 0
2020 | MA | Renew Canal 1 CSG LLC | 60625 | NEWE | NPCC New England | SUN | 1.2 |  | 1906 |  |  | 0 |  |  |  | 0
2020 | MA | RGS-Rutland VNM SREC II Project (MA) | 59777 | NEWE | NPCC New England | SUN | 2.6 |  | 2281 |  |  | 0 |  |  |  | 0
2020 | MA | Rising Paper | 60493 | NEWE | NPCC New England | SUN | 2.5 |  | 3817 |  |  | 0 |  |  |  | 0
2020 | MA | Riverside Holyoke | 1607 | NEWE | NPCC New England | WAT | 8 |  | 31478.999 |  |  | 0 |  |  |  | 0
2020 | MA | Rockland Solar CSG | 59090 | NEWE | NPCC New England | SUN | 2 |  | 2925 |  |  | 0 |  |  |  | 0
2020 | MA | Rounseville Solar | 64434 | NEWE | NPCC New England | SUN | 2.7 |  | 6735 |  |  | 0 |  |  |  | 0
2020 | MA | Rousselot Inc | 50955 | NEWE | NPCC New England | NG | 6.7 | 0.13026 | 17747 | 97513.562 | 0.362 | 0.040796 | 0.0074247 | EPA/NEI; Estimated using an emission factor | 748577 | 2.779
2020 | MA | Route 57 Solar | 59031 | NEWE | NPCC New England | SUN | 1.5 |  | 2281 |  |  | 0 |  |  |  | 0
2020 | MA | Ryan Road Solar LLC Hybrid | 63044 | NEWE | NPCC New England | SUN | 8.6 |  | 0
2020 | MA | Salem Harbor | 1626 | NEWE | NPCC New England |  | 805.1
2020 | MA | Salem Harbor Station NGCC | 60903 | NEWE | NPCC New England | NG | 798.2 |  | 833492 | 6190364.5 | 6.7581 | 0.016216 | 0.0021834 | EPA/NEI | 6190364.5 | 6.7581
2020 | MA | Sampson Road Community Solar | 61308 | NEWE | NPCC New England | SUN | 2 |  | 3264 |  |  | 0 |  |  |  | 0
2020 | MA | Savoy Solar PV | 62065 | NEWE | NPCC New England | SUN | 2 |  | 3067 |  |  | 0 |  |  |  | 0
2020 | MA | Scituate PV | 59013 | NEWE | NPCC New England | SUN | 2.5 |  | 3776 |  |  | 0 |  |  |  | 0
2020 | MA | Scituate Wind | 59724 | NEWE | NPCC New England | WND | 1.5 |  | 3375 |  |  | 0 |  |  |  | 0
2020 | MA | SELCO Communitiy Solar | 64060 | NEWE | NPCC New England | SUN | 3 |  | 4 |  |  | 0 |  |  |  | 0
2020 | MA | SEMASS Resource Recovery | 50290 | NEWE | NPCC New England | MSW | 98.5 |  | 550433 | 10296107.25 | 803.0964 | 2.9181 | 0.156 | Estimated using an emission factor | 10296107.25 | 803.0964
2020 | MA | Shaffer | 59396 | NEWE | NPCC New England | SUN | 5 |  | 7282 |  |  | 0 |  |  |  | 0
2020 | MA | Sherman | 6012 | NEWE | NPCC New England | WAT | 7.2 |  | 27652 |  |  | 0 |  |  |  | 0
2020 | MA | Shirley Landfill | 60753 | NEWE | NPCC New England | SUN | 1 |  | 1586 |  |  | 0 |  |  |  | 0
2020 | MA | Shirley Water | 60498 | NEWE | NPCC New England | SUN | 2 |  | 3176 |  |  | 0 |  |  |  | 0
2020 | MA | Shrewsbury | 6125 | NEWE | NPCC New England | SUN | 19.5 |  | 4866.001 | 3321.998 | 0.437 | 0.17961 | 0.26309 | EPA/NEI; Estimated using an emission factor | 3321.998 | 0.437
2020 | MA | Shrewsbury Solar | 57990 | NEWE | NPCC New England | SUN | 2.5 |  | 4339 |  |  | 0 |  |  |  | 0
2020 | MA | Shuman Solar | 61244 | NEWE | NPCC New England | SUN | 2.2 |  | 2376 |  |  | 0 |  |  |  | 0
2020 | MA | Signature Breads Chelsea | 64378 | NEWE | NPCC New England | DFO | 1.5 |  | 46 | 590 | 0.09145 | 3.9761 | 0.31 | Estimated using an emission factor | 590 | 0.09145
2020 | MA | Silver Lake Solar Photovoltaic Facility | 57676 | NEWE | NPCC New England | SUN | 1.8 |  | 2028 |  |  | 0 |  |  |  | 0
2020 | MA | Simonds | 58945 | NEWE | NPCC New England | NG | 1.8
2020 | MA | SJA Solar LLC-Solterra Monastery CSG | 60391 | NEWE | NPCC New England | SUN | 14.7 |  | 25241 |  |  | 0 |  |  |  | 0
2020 | MA | Smith & Wesson at Springfield MA PV | 61367 | NEWE | NPCC New England | SUN | 1.9 |  | 2745 |  |  | 0 |  |  |  | 0
2020 | MA | Smith College Central Heating Plant | 58166 | NEWE | NPCC New England | NG | 5.3 | 0.26438 | 10005 | 52609.493 | 0.026153 | 0.005228 | 0.00099423 | NEI avg EF - PM, fuel type, firing type | 198988 | 0.09892
2020 | MA | Solar Carver 1 Hybrid | 63541 | NEWE | NPCC New England |  | 4
2020 | MA | Solar Carver 3 Hybrid | 63506 | NEWE | NPCC New England |  | 2
2020 | MA | Solten Plainville 6000, LLC | 61731 | NEWE | NPCC New England | SUN | 4.9 |  | 4791 |  |  | 0 |  |  |  | 0
2020 | MA | Southampton Solar PV | 62066 | NEWE | NPCC New England | SUN | 2 |  | 3327 |  |  | 0 |  |  |  | 0
2020 | MA | Southbridge Landfill Gas-to-Energy | 59011 | NEWE | NPCC New England | LFG | 3.2 |  | 10464 | 121860 | 0.89567 | 0.17119 | 0.0147 | EPA/NEI; Estimated using an emission factor | 121860 | 0.89567
2020 | MA | Southbridge PV | 58423 | NEWE | NPCC New England | SUN | 3 |  | 3947 |  |  | 0 |  |  |  | 0
2020 | MA | Southbridge Solar | 60278 | NEWE | NPCC New England | SUN | 1.9 |  | 2949 |  |  | 0 |  |  |  | 0
2020 | MA | Southern Sky Renew Energy Berkley LLC | 60615 | NEWE | NPCC New England | SUN | 3 |  | 4165 |  |  | 0 |  |  |  | 0
2020 | MA | Southwick Solar PV | 62082 | NEWE | NPCC New England | SUN | 5 |  | 8335 |  |  | 0 |  |  |  | 0
2020 | MA | Spencer Solar | 63676 | NEWE | NPCC New England | SUN | 2.3
2020 | MA | Spring Hill Road | 59839 | NEWE | NPCC New England | SUN | 1.9 |  | 2657 |  |  | 0 |  |  |  | 0
2020 | MA | Spring Street Solar 1 CSG | 61009 | NEWE | NPCC New England | SUN | 2 |  | 3249 |  |  | 0 |  |  |  | 0
2020 | MA | Springfield Solar PV | 62072 | NEWE | NPCC New England | SUN | 4 |  | 6655 |  |  | 0 |  |  |  | 0
2020 | MA | St. Joseph's Solar, LLC CSG | 63555 | NEWE | NPCC New England | SUN | 1 |  | 1661 |  |  | 0 |  |  |  | 0
2020 | MA | Stafford St 2 Community Solar | 61017 | NEWE | NPCC New England | SUN | 1.9 |  | 3492 |  |  | 0 |  |  |  | 0
2020 | MA | Stafford St Solar 1 CSG | 61016 | NEWE | NPCC New England | SUN | 2 |  | 3367 |  |  | 0 |  |  |  | 0
2020 | MA | Stafford St Solar 3 CSG | 61018 | NEWE | NPCC New England | SUN | 1 |  | 1700 |  |  | 0 |  |  |  | 0
2020 | MA | State Street Solar LLC | 59363 | NEWE | NPCC New England | SUN | 1.4 |  | 1623 |  |  | 0 |  |  |  | 0
2020 | MA | Station 9 Energy Storage System | 62257 | NEWE | NPCC New England | MWH | 2 |  | -69 | 0 |  | 0 |  |  | 0 | 0
2020 | MA | Stetson Road Solar - Barre I | 59765 | NEWE | NPCC New England | SUN | 2 |  | 2950 |  |  | 0 |  |  |  | 0
2020 | MA | Stone Hill Solar CSG | 60710 | NEWE | NPCC New England | SUN | 2 |  | 3193 |  |  | 0 |  |  |  | 0
2020 | MA | Stony Brook Energy Center | 6081 | NEWE | NPCC New England | NG | 956.6 |  | 96562 | 916619.072 | 2.2796 | 0.047216 | 0.004974 | EPA/NEI | 916619.072 | 2.2796
2020 | MA | Stored Solar Fitchburg, LLC | 54620 | NEWE | NPCC New England | WDS | 18 |  | 104654 | 2090354 | 19.5437 | 0.37349 | 0.018699 | NEI avg EF - PM, fuel type | 2090354 | 19.5437
2020 | MA | Stow PV | 59015 | NEWE | NPCC New England | SUN | 2 |  | 2957 |  |  | 0 |  |  |  | 0
2020 | MA | Sturbridge Road Solar | 63677 | NEWE | NPCC New England | SUN | 5
2020 | MA | Sudbury Landfill | 58839 | NEWE | NPCC New England | SUN | 1.3 |  | 1794 |  |  | 0 |  |  |  | 0
2020 | MA | Sullivan Solar | 59465 | NEWE | NPCC New England | SUN | 1.5 |  | 2300 |  |  | 0 |  |  |  | 0
2020 | MA | Sunderland Solar PV | 62090 | NEWE | NPCC New England | SUN | 1.1 |  | 1677 |  |  | 0 |  |  |  | 0
2020 | MA | Sunpin Blandford | 63942 | NEWE | NPCC New England | SUN | 4.7 |  | 2340 |  |  | 0 |  |  |  | 0
2020 | MA | Sutton Solar 2, LLC CSG | 63336 | NEWE | NPCC New England | SUN | 1 |  | 261 |  |  | 0 |  |  |  | 0
2020 | MA | Sutton Solar CSG | 60878 | NEWE | NPCC New England | SUN | 1.9 |  | 3247 |  |  | 0 |  |  |  | 0
2020 | MA | Syncarpha Blandford Hybrid CSG | 62975 | NEWE | NPCC New England | SUN | 8.8 |  | 7362 | 0 |  | 0 |  |  | 0 | 0
2020 | MA | Syncarpha Freetown | 61097 | NEWE | NPCC New England | SUN | 3.9 |  | 6748 |  |  | 0 |  |  |  | 0
2020 | MA | Syncarpha Halifax Hybrid CSG | 62973 | NEWE | NPCC New England | SUN | 3.3 |  | 0
2020 | MA | Syncarpha Hancock I CSG | 61769 | NEWE | NPCC New England | SUN | 2 |  | 3188 |  |  | 0 |  |  |  | 0
2020 | MA | Syncarpha Hancock II CSG | 61770 | NEWE | NPCC New England | SUN | 2 |  | 3237 |  |  | 0 |  |  |  | 0
2020 | MA | Syncarpha Hancock III CSG | 61771 | NEWE | NPCC New England | SUN | 1 |  | 1641 |  |  | 0 |  |  |  | 0
2020 | MA | Syncarpha Leicester Hybrid CSG | 62972 | NEWE | NPCC New England |  | 4.5
2020 | MA | Syncarpha Millbury Hybrid | 62974 | NEWE | NPCC New England |  | 8.8
2020 | MA | Syncarpha Northampton Hybrid CSG | 62976 | NEWE | NPCC New England | SUN | 5.6 |  | 0
2020 | MA | Syncarpha Northbridge I Hybrid | 62977 | NEWE | NPCC New England |  | 9
2020 | MA | Syncarpha Northbridge II Hybrid CSG | 62978 | NEWE | NPCC New England |  | 8
2020 | MA | Syncarpha Palmer, LLC | 60056 | NEWE | NPCC New England | SUN | 4.8 |  | 7829 |  |  | 0 |  |  |  | 0
2020 | MA | Syncarpha Puddon I Hybrid CSG | 62969 | NEWE | NPCC New England |  | 9
2020 | MA | Syncarpha Puddon II Hybrid CSG | 62970 | NEWE | NPCC New England |  | 9
2020 | MA | Syncarpha Still River, LLC CSG | 61774 | NEWE | NPCC New England | SUN | 2 |  | 3666 |  |  | 0 |  |  |  | 0
2020 | MA | Syncarpha Tewksbury Hybrid | 62968 | NEWE | NPCC New England |  | 4.8
2020 | MA | Syncarpha Westminster Hybrid | 62971 | NEWE | NPCC New England |  | 7.6
2020 | MA | Tanglewood Circle Solar 1 LLC | 62583 | NEWE | NPCC New England | SUN | 5 |  | 7524 |  |  | 0 |  |  |  | 0
2020 | MA | Tanner Street Generation, LLC | 54586 | NEWE | NPCC New England | NG | 150.5 | 1 | 20048 | 187712.406 | 0.51318 | 0.051195 | 0.0054678 | EPA/NEI | 187712.406 | 0.51318
2020 | MA | Templeton | 59731 | NEWE | NPCC New England | SUN | 3 |  | 4127 |  |  | 0 |  |  |  | 0
2020 | MA | Texon Hydroelectric Project | 61640 | NEWE | NPCC New England | WAT | 1.5 |  | 4213 |  |  | 0 |  |  |  | 0
2020 | MA | Theodore Drive Community Solar | 61296 | NEWE | NPCC New England | SUN | 1.5 |  | 2458 |  |  | 0 |  |  |  | 0
2020 | MA | Three Rivers Solar LLC | 64844 | NEWE | NPCC New England |  | 5.4
2020 | MA | Tihonet Solar | 58749 | NEWE | NPCC New England | SUN | 1 |  | 1814 |  |  | 0 |  |  |  | 0
2020 | MA | Tisbury Landfill Solar | 59573 | NEWE | NPCC New England | SUN | 1.1 |  | 1323 |  |  | 0 |  |  |  | 0
2020 | MA | Tolland Solar NG LLC | 62581 | NEWE | NPCC New England | SUN | 3.5 |  | 5127 |  |  | 0 |  |  |  | 0
2020 | MA | Town of East Bridgewater CSG | 58586 | NEWE | NPCC New England | SUN | 2 |  | 948 |  |  | 0 |  |  |  | 0
2020 | MA | Town of Foxborough - Landfill (SREC II) CSG | 61591 | NEWE | NPCC New England | SUN | 1.2 |  | 2032 |  |  | 0 |  |  |  | 0
2020 | MA | Town of Lexington Solar | 60816 | NEWE | NPCC New England | SUN | 1.6 |  | 2689 |  |  | 0 |  |  |  | 0
2020 | MA | Town of Needham VNEM CSG | 60110 | NEWE | NPCC New England | SUN | 3 |  | 3344 |  |  | 0 |  |  |  | 0
2020 | MA | Town of Norfolk MA at Medway Branch | 57942 | NEWE | NPCC New England | SUN | 1.2 |  | 2001 |  |  | 0 |  |  |  | 0
2020 | MA | Town of Otis Wind Energy Project | 61775 | NEWE | NPCC New England | WND | 1.5 |  | 3200 |  |  | 0 |  |  |  | 0
2020 | MA | Town of Uxbridge MA at Commerce Dr | 57941 | NEWE | NPCC New England | SUN | 1.8 |  | 2840 |  |  | 0 |  |  |  | 0
2020 | MA | Town of Ware - Canadian Tree | 64435 | NEWE | NPCC New England | SUN | 1.4
2020 | MA | True North | 59390 | NEWE | NPCC New England | SUN | 4.8 |  | 6587 |  |  | 0 |  |  |  | 0
2020 | MA | Turners Falls | 6388 | NEWE | NPCC New England | WAT | 5.7 |  | 23782 |  |  | 0 |  |  |  | 0
2020 | MA | Twiss Street Solar | 59624 | NEWE | NPCC New England | SUN | 1.5 |  | 2506 |  |  | 0 |  |  |  | 0
2020 | MA | Tyngsborough Solar | 61598 | NEWE | NPCC New England | SUN | 2.6 |  | 4046 |  |  | 0 |  |  |  | 0
2020 | MA | UMASS | 61603 | NEWE | NPCC New England | SUN | 4 |  | 5811 |  |  | 0 |  |  |  | 0
2020 | MA | Univ of Massachusetts Medical Center | 50087 | NEWE | NPCC New England | NG | 17.5 | 0.28003 | 48996 | 360339.347 | 0.92385 | 0.037711 | 0.0051277 | EPA/NEI; Estimated using an emission factor | 1286778.213 | 3.2991
2020 | MA | Upper Blackstone (MA) Treasure Valley | 59781 | NEWE | NPCC New England | SUN | 5 |  | 6876 |  |  | 0 |  |  |  | 0
2020 | MA | Upton Community Solar | 61297 | NEWE | NPCC New England | SUN | 2 |  | 2274 |  |  | 0 |  |  |  | 0
2020 | MA | Vineyard Wind 1 | 63093 | NEWE | NPCC New England | WND | 800
2020 | MA | Vuelta Solar | 61245 | NEWE | NPCC New England | SUN | 5.5 |  | 7146 |  |  | 0 |  |  |  | 0
2020 | MA | W. Orange Rd Solar LLC | 63047 | NEWE | NPCC New England | SUN | 5
2020 | MA | Walpole Solar 2 | 58936 | NEWE | NPCC New England | SUN | 2.4 |  | 3767 |  |  | 0 |  |  |  | 0
2020 | MA | Ware Palmer Road Solar LLC CSG | 64128 | NEWE | NPCC New England |  | 4.9
2020 | MA | Wareham MA 1 Community Solar | 60443 | NEWE | NPCC New England | SUN | 2 |  | 2800 |  |  | 0 |  |  |  | 0
2020 | MA | Wareham Solar PV | 62055 | NEWE | NPCC New England | SUN | 3.3 |  | 5172 |  |  | 0 |  |  |  | 0
2020 | MA | Washburn Road Solar | 62646 | NEWE | NPCC New England | SUN | 1.9 |  | 3521 |  |  | 0 |  |  |  | 0
2020 | MA | Waste Water Treatment Plant | 59060 | NEWE | NPCC New England | SUN | 1.5 |  | 1156 |  |  | 0 |  |  |  | 0
2020 | MA | Waters River | 1678 | NEWE | NPCC New England | NG | 124.9 |  | 3303 | 43352.299 | 0.092824 | 0.056206 | 0.0042823 | EPA/NEI | 43352.299 | 0.092824
2020 | MA | Wellesley College Central Utility Plant | 54937 | NEWE | NPCC New England | NG | 10.1 | 1 | 0
2020 | MA | West A&B Solar Project Hybrid CSG | 63473 | NEWE | NPCC New England | SUN | 4.3 |  | 0
2020 | MA | West Boylston Community Shared Solar | 61415 | NEWE | NPCC New England | SUN | 1.5 |  | 2525 |  |  | 0 |  |  |  | 0
2020 | MA | West Bridgewater AB CSG | 60424 | NEWE | NPCC New England | SUN | 1.7 |  | 2738 |  |  | 0 |  |  |  | 0
2020 | MA | West Brookfield Solar - Gilbertsville Rd CSG | 61629 | NEWE | NPCC New England | SUN | 4 |  | 6472 |  |  | 0 |  |  |  | 0
2020 | MA | West Brookfield Solar, LLC | 60644 | NEWE | NPCC New England | SUN | 1.4 |  | 1656 |  |  | 0 |  |  |  | 0
2020 | MA | West Groton CHP | 60276 | NEWE | NPCC New England | NG | 4.1 | 0.36196 | 22562 | 122172.971 | 0.060734 | 0.0053837 | 0.00099423 | NEI avg EF - PM, fuel type, firing type | 337528 | 0.16779
2020 | MA | West Haydenville PJ | 64726 | NEWE | NPCC New England |  | 8.6
2020 | MA | West Springfield | 1642 | NEWE | NPCC New England | RFO | 352.6 |  | 2194.001 | 28927.133 | 0.26988 | 0.24602 | 0.01866 | EPA/NEI; Estimated using an emission factor | 28927.133 | 0.26988
2020 | MA | West Street Solar 1 LLC | 63131 | NEWE | NPCC New England | SUN | 5 |  | 0
2020 | MA | West Tisbury Generating Facility | 6049 | NEWE | NPCC New England | DFO | 5.4 |  | 1049 | 10741 | 1.6649 | 3.1742 | 0.31 | Estimated using an emission factor | 10741 | 1.6649
2020 | MA | West Water Street | 62625 | NEWE | NPCC New England | DFO | 10 |  | 1656 | 15084 | 2.338 | 2.8237 | 0.31 | Estimated using an emission factor | 15084 | 2.338
2020 | MA | Westborough Solar LLC | 59368 | NEWE | NPCC New England | SUN | 2.2 |  | 2570 |  |  | 0 |  |  |  | 0
2020 | MA | Westford Solar Park | 58534 | NEWE | NPCC New England | SUN | 4 |  | 5347 |  |  | 0 |  |  |  | 0
2020 | MA | Westminster Renewables, LLC CSG | 62226 | NEWE | NPCC New England | SUN | 1.5 |  | 2656 |  |  | 0 |  |  |  | 0
2020 | MA | Weston Landfill Solar | 61537 | NEWE | NPCC New England | SUN | 1.8 |  | 2934 |  |  | 0 |  |  |  | 0
2020 | MA | Westport B Community Solar Garden | 64589 | NEWE | NPCC New England | SUN | 4.5 |  | 8156 |  |  | 0 |  |  |  | 0
2020 | MA | Westport Community Solar Garden | 64574 | NEWE | NPCC New England | SUN | 2 |  | 3703 |  |  | 0 |  |  |  | 0
2020 | MA | Westport MA 1 Community Solar | 60473 | NEWE | NPCC New England | SUN | 1.3 |  | 2067 |  |  | 0 |  |  |  | 0
2020 | MA | Westport MA 2 Community Solar | 60476 | NEWE | NPCC New England | SUN | 1.2 |  | 1873 |  |  | 0 |  |  |  | 0
2020 | MA | Whately Solar | 59033 | NEWE | NPCC New England | SUN | 1.5 |  | 2351 |  |  | 0 |  |  |  | 0
2020 | MA | Wheelabrator Millbury Facility | 50878 | NEWE | NPCC New England | MSW | 47.6 |  | 313217 | 4955808 |  |  |  |  | 4955808
2020 | MA | Wheelabrator North Andover | 50877 | NEWE | NPCC New England | MSW | 40.3 |  | 229945 | 4486520.5 |  |  |  |  | 4486520.5
2020 | MA | Wheelabrator Saugus | 50880 | NEWE | NPCC New England | MSW | 53.7 |  | 191509 | 3934114.25 |  |  |  |  | 3934114.25
2020 | MA | Wilbraham | 64417 | NEWE | NPCC New England | SUN | 4 |  | 65 |  |  | 0 |  |  |  | 0
2020 | MA | Wilbur Woods Solar LLC | 63048 | NEWE | NPCC New England | SUN | 5
2020 | MA | Wilkins Station | 6586 | NEWE | NPCC New England | DFO | 5.4 |  | 28 | 302 | 0.04681 | 3.3436 | 0.31 | Estimated using an emission factor | 302 | 0.04681
2020 | MA | Williams College - Campus CHP | 58160 | NEWE | NPCC New England | NG | 10.2 | 0.1604 | 2372 | 13308.316 | 0.050546 | 0.042619 | 0.0075961 | EPA/NEI; Estimated using an emission factor | 82972 | 0.31513
2020 | MA | Williamsburg | 62202 | NEWE | NPCC New England | SUN | 4 |  | 5324 |  |  | 0 |  |  |  | 0
2020 | MA | Williamsburg Solar LLC VNEM CSG | 60111 | NEWE | NPCC New England | SUN | 2.2 |  | 2578 |  |  | 0 |  |  |  | 0
2020 | MA | Williamsville Hybrid | 63805 | NEWE | NPCC New England |  | 8.3
2020 | MA | Wilmarth Solar | 64436 | NEWE | NPCC New England | SUN | 7.3 |  | 6355 |  |  | 0 |  |  |  | 0
2020 | MA | Wilmington Solar | 60736 | NEWE | NPCC New England | SUN | 2 |  | 2334 |  |  | 0 |  |  |  | 0
2020 | MA | Wilson Solar | 58174 | NEWE | NPCC New England | SUN | 2 |  | 2936 |  |  | 0 |  |  |  | 0
2020 | MA | Winchendon Landfill Solar | 62503 | NEWE | NPCC New England | SUN | 2 |  | 2988 |  |  | 0 |  |  |  | 0
2020 | MA | Winchendon Solar | 59466 | NEWE | NPCC New England | SUN | 1.9 |  | 3117 |  |  | 0 |  |  |  | 0
2020 | MA | Winsor Dam Power Station | 10826 | NEWE | NPCC New England | WAT | 1.2
2020 | MA | Woodchuck Solar, LLC CSG | 63565 | NEWE | NPCC New England | SUN | 1 |  | 1661 |  |  | 0 |  |  |  | 0
2020 | MA | Woodland Road | 1643 | NEWE | NPCC New England | DFO | 20.4 |  | 156 | 3226.9 | 0.025 | 0.32051 | 0.015495 | EPA/NEI | 3226.9 | 0.025
2020 | MA | Worcester Landfill | 60621 | NEWE | NPCC New England | SUN | 6.5 |  | 5626 |  |  | 0 |  |  |  | 0
2020 | MA | WYM 1250 Palmer LLC | 60614 | NEWE | NPCC New England | SUN | 1 |  | 1335 |  |  | 0 |  |  |  | 0
2020 | MA | ZPD-PT Solar Project 2017-006 LLC Hybrid | 64395 | NEWE | NPCC New England |  | 6
2020 | MA | ZPD-PT Solar Project 2017-021 LLC Hybrid CSG | 64187 | NEWE | NPCC New England |  | 1.7
2020 | MA | ZPD-PT Solar Project 2017-023 LLC Hybrid CSG | 64185 | NEWE | NPCC New England |  | 4.6
2020 | MA | ZPD-PT Solar Project 2017-038 Hybrid LLC | 64147 | NEWE | NPCC New England |  | 8.4
2020 | MA | ZPD-PT Solar Project 2017-044 LLC | 64184 | NEWE | NPCC New England | SUN | 1
2020 | MD | 6685 Santa Barbara Ct | 64343 | RFCE | RFC East | SUN | 1 |  | 23 |  |  | 0 |  |  |  | 0
2020 | MD | 7448 Candlewood Road | 64502 | RFCE | RFC East | SUN | 1.5 |  | 1569 |  |  | 0 |  |  |  | 0
2020 | MD | AES Warrior Run | 10678 | RFCE | RFC East | BIT | 229 | 0.67555 | 953439 | 8044904.965 | 11.2208 | 0.023537 | 0.0027895 | EPA/NEI | 11908738 | 16.6099
2020 | MD | AES Warrior Run Energy Storage Project | 59949 | RFCW | RFC West | MWH | 11 |  | -1920 | 0 |  | 0 |  |  | 0 | 0
2020 | MD | Alpha Ridge LFG | 58252 | RFCE | RFC East | LFG | 1 |  | 1052 | 10338 | 0.075984 | 0.14446 | 0.0147 | Estimated using an emission factor | 10338 | 0.075984
2020 | MD | Amazon Maryland DCA1 | 62876 | RFCE | RFC East | SUN | 1.3 |  | 2495 |  |  | 0 |  |  |  | 0
2020 | MD | American Sugar Refining, Inc. | 54795 | RFCE | RFC East | NG | 20 | 0.12859 | 46563.027 | 121438.878 | 0.44592 | 0.019153 | 0.0073439 | NEI avg EF - PM, fuel type, firing type | 944415.938 | 3.4679
2020 | MD | Annapolis Solar Park, LLC | 60681 | RFCE | RFC East | SUN | 12 |  | 22132 |  |  | 0 |  |  |  | 0
2020 | MD | Anne Arundel County Public Schools | 62407 | RFCE | RFC East | SUN | 1 |  | 1862 |  |  | 0 |  |  |  | 0
2020 | MD | APG Combined Heat and Power Plant | 61282 | RFCE | RFC East | NG | 7.9 | 0.66344 | 35276 | 335161.17 | 0.16661 | 0.0094463 | 0.00099423 | NEI avg EF - PM, fuel type, firing type | 505184 | 0.25113
2020 | MD | APG New Chesapeake | 62629 | RFCE | RFC East | SUN | 2.3 |  | 4129 |  |  | 0 |  |  |  | 0
2020 | MD | APG Old Bayside | 62628 | RFCE | RFC East | SUN | 1.7 |  | 3110 |  |  | 0 |  |  |  | 0
2020 | MD | Archdiocese of Baltimore J | 60662 | RFCE | RFC East | SUN | 2 |  | 3456 |  |  | 0 |  |  |  | 0
2020 | MD | Archdiocese of Baltimore L | 60663 | RFCE | RFC East | SUN | 2 |  | 3512 |  |  | 0 |  |  |  | 0
2020 | MD | Back River Waste Water Treatment | 59026 | RFCE | RFC East | OBG | 3 |  | 2474 | 23000 | 0.16905 | 0.13666 | 0.0147 | EPA/NEI; Estimated using an emission factor | 23000 | 0.16905
2020 | MD | Baker Point | 61519 | RFCW | RFC West | SUN | 9 |  | 13210 |  |  | 0 |  |  |  | 0
2020 | MD | Baltimore City B | 60664 | RFCE | RFC East | SUN | 2 |  | 3147 |  |  | 0 |  |  |  | 0
2020 | MD | Baltimore City D | 60665 | RFCE | RFC East | SUN | 2 |  | 2995 |  |  | 0 |  |  |  | 0
2020 | MD | Baltimore City F | 60666 | RFCE | RFC East | SUN | 2 |  | 2934 |  |  | 0 |  |  |  | 0
2020 | MD | Baltimore City G | 60667 | RFCE | RFC East | SUN | 2 |  | 3174 |  |  | 0 |  |  |  | 0
2020 | MD | Bd of Educ of Queen Anne's Cnty, Cnty HS | 62074 | RFCE | RFC East | SUN | 1.7 |  | 2884 |  |  | 0 |  |  |  | 0
2020 | MD | Berlin | 6565 | RFCE | RFC East | DFO | 23.5 |  | 146 | 3908 | 0.44225 | 6.0582 | 0.22633 | EPA/NEI; Estimated using an emission factor | 3908 | 0.44225
2020 | MD | Biggs Ford Solar Center | 61321 | RFCE | RFC East | SUN | 15
2020 | MD | Blue Star | 62332 | RFCE | RFC East | SUN | 7.5 |  | 9447 |  |  | 0 |  |  |  | 0
2020 | MD | Bluefin Origination 1 | 63323 | RFCE | RFC East | SUN | 2 |  | 3962 |  |  | 0 |  |  |  | 0
2020 | MD | Bluegrass Solar | 63910 | RFCE | RFC East | SUN | 80
2020 | MD | Bowie State Solar | 61915 | RFCE | RFC East | SUN | 1.3 |  | 0
2020 | MD | Brandon Shores | 602 | RFCE | RFC East | BIT | 1370.2 |  | 951052 | 12187110.5 | 8.3591 | 0.017579 | 0.0013718 | EPA/NEI | 12187110.5 | 8.3591
2020 | MD | Brandywine Power Facility | 54832 | RFCE | RFC East | NG | 288.8 | 0.9986 | 587855 | 4870657.822 | 11.9427 | 0.040632 | 0.0049039 | EPA/NEI | 4877511 | 11.9595
2020 | MD | Brown Station Road Plant I | 50060 | RFCE | RFC East | LFG | 2.7 | 1 | 0
2020 | MD | Brown Station Road Plant II | 55964 | RFCE | RFC East | LFG | 4 |  | 4981 | 374439 | 2.7521 | 1.105 | 0.0147 | Estimated using an emission factor | 374439 | 2.7521
2020 | MD | Bulldog Solar One, LLC | 64647 | RFCE | RFC East | SUN | 2
2020 | MD | Burns Solar One LLC | 64606 | RFCE | RFC East | SUN | 2 |  | 99 |  |  | 0 |  |  |  | 0
2020 | MD | Calvert Cliffs Nuclear Power Plant | 6011 | RFCE | RFC East | NUC | 1850.4 |  | 15080557 |  |  | 0 |  |  |  | 0
2020 | MD | CCBC-Catonsville | 60036 | RFCE | RFC East | SUN | 1.6 |  | 2734 |  |  | 0 |  |  |  | 0
2020 | MD | Cecil County CCVT HS | 60353 | RFCE | RFC East | SUN | 2 |  | 2584 |  |  | 0 |  |  |  | 0
2020 | MD | Central Utility Plant at White Oak | 58207 | RFCE | RFC East | NG | 54.3 | 0.75699 | 93175.89 | 977155.989 | 6.0923 | 0.13077 | 0.012469 | EPA/NEI; Estimated using an emission factor | 1290847.062 | 8.0481
2020 | MD | CES VMT Solar | 60029 | RFCE | RFC East | SUN | 1.1 |  | 1540 |  |  | 0 |  |  |  | 0
2020 | MD | Chalk Point | 1571 | RFCE | RFC East | BIT | 2553 |  | 365704.001 | 5546031.67 | 14.9203 | 0.081598 | 0.0053805 | EPA/NEI | 5546031.67 | 14.9203
2020 | MD | Chesapeake College | 60465 | RFCE | RFC East | SUN | 1.5 |  | 2355 |  |  | 0 |  |  |  | 0
2020 | MD | Chester Woods Point Solar, LLC CSG | 62720 | RFCE | RFC East | SUN | 2 |  | 4164 |  |  | 0 |  |  |  | 0
2020 | MD | Chimes West Friendship (Nixon Farms) | 59743 | RFCE | RFC East | SUN | 1.2 |  | 1763 |  |  | 0 |  |  |  | 0
2020 | MD | Church Hill | 60737 | RFCE | RFC East | SUN | 6 |  | 9392 |  |  | 0 |  |  |  | 0
2020 | MD | City of Havre De Grace C | 60668 | RFCE | RFC East | SUN | 2 |  | 3361 |  |  | 0 |  |  |  | 0
2020 | MD | CNE at Cambridge MD | 59842 | RFCE | RFC East | SUN | 3.2 |  | 5764 |  |  | 0 |  |  |  | 0
2020 | MD | Conowingo | 1574 | RFCE | RFC East | WAT | 530.8 |  | 1673169.002 |  |  | 0 |  |  |  | 0
2020 | MD | Cove Point LNG Terminal | 59073 | RFCE | RFC East | NG | 228.6 |  | 617726.999 | 18978570.562 | 75.4177 | 0.24418 | 0.0079477 | NEI avg EF - PM, fuel type, firing type | 18978570.562 | 75.4177
2020 | MD | CPV St. Charles Energy Center | 56846 | RFCE | RFC East | NG | 775.3 |  | 3793816 | 26727342 | 70.9155 | 0.037385 | 0.0053066 | EPA/NEI | 26727342 | 70.9155
2020 | MD | Crisfield | 1563 | RFCE | RFC East | DFO | 11.6 |  | 323 | 3470 | 0.53785 | 3.3303 | 0.31 | Estimated using an emission factor | 3470 | 0.53785
2020 | MD | Criterion | 57300 | RFCW | RFC West | WND | 70 |  | 190267 |  |  | 0 |  |  |  | 0
2020 | MD | Deep Creek | 1567 | RFCE | RFC East | WAT | 20 |  | 23634 |  |  | 0 |  |  |  | 0
2020 | MD | Dickerson | 1572 | RFCE | RFC East | BIT | 933 |  | 220041.999 | 2854660.281 | 8.8549 | 0.080484 | 0.0062038 | EPA/NEI | 2854660.281 | 8.8549
2020 | MD | Eastern Correctional Institute | 10693 | RFCE | RFC East | WDS | 5.8 | 0.11701 | 10432 | 67378.703 | 0.64468 | 0.1236 | 0.019136 | EPA/NEI; Estimated using an emission factor | 575814 | 5.5094
2020 | MD | Eastern Landfill Gas LLC | 56571 | RFCE | RFC East | LFG | 3 |  | 4776.999 | 73942.998 | 0.54348 | 0.22754 | 0.0147 | Estimated using an emission factor | 73942.998 | 0.54348
2020 | MD | Easton | 1580 | RFCE | RFC East | DFO | 33.6 |  | -184 | 8638.001 | 1.3389 | 0 | 0.31 | Estimated using an emission factor | 8638.001 | 1.3389
2020 | MD | Easton 2 | 4257 | RFCE | RFC East | RFO | 38.8 |  | -508 | 10461 | 1.1616 | 0 | 0.22209 | EPA/NEI; Estimated using an emission factor | 10461 | 1.1616
2020 | MD | Elkton Solar | 60089 | RFCE | RFC East | SUN | 1.6 |  | 2550 |  |  | 0 |  |  |  | 0
2020 | MD | Emmitsburg Solar Arrays | 60849 | RFCE | RFC East | SUN | 1.7 |  | 2981 |  |  | 0 |  |  |  | 0
2020 | MD | ESS Fairgrounds | 60215 | RFCE | RFC East | MWH | 4
2020 | MD | ESS Wesel | 60214 | RFCE | RFC East | MWH | 6
2020 | MD | Fair Wind | 59147 | RFCW | RFC West | WND | 30 |  | 90455 |  |  | 0 |  |  |  | 0
2020 | MD | FedEx Field Solar Facility | 57747 | RFCE | RFC East | SUN | 2 |  | 2245 |  |  | 0 |  |  |  | 0
2020 | MD | First Baptist Church of Glenarden | 62043 | RFCE | RFC East | SUN | 1.5 |  | 2811 |  |  | 0 |  |  |  | 0
2020 | MD | FirstEnergy R Paul Smith Power Station | 1570 | RFCW | RFC West | BIT | 109.5
2020 | MD | Fort Detrick Solar PV | 61552 | RFCW | RFC West | SUN | 15.7 |  | 21894 |  |  | 0 |  |  |  | 0
2020 | MD | Fourmile Ridge | 58904 | RFCW | RFC West | WND | 40 |  | 126412 |  |  | 0 |  |  |  | 0
2020 | MD | Francis Scott Key Mall | 63253 | RFCW | RFC West | SUN | 1.6 |  | 1200 |  |  | 0 |  |  |  | 0
2020 | MD | Frederick County - Landfill | 63496 | RFCW | RFC West | SUN | 2 |  | 3644 |  |  | 0 |  |  |  | 0
2020 | MD | Garrett County - DPU Treatment Plant | 60847 | RFCE | RFC East | SUN | 1.2 |  | 1668 |  |  | 0 |  |  |  | 0
2020 | MD | Gateway Solar | 61794 | RFCE | RFC East | SUN | 7.6 |  | 7729 |  |  | 0 |  |  |  | 0
2020 | MD | General Motors Corp at White Marsh MD | 59841 | RFCE | RFC East | SUN | 1 |  | 1515 |  |  | 0 |  |  |  | 0
2020 | MD | Gibbons CSG | 63089 | RFCE | RFC East | SUN | 2 |  | 2457 |  |  | 0 |  |  |  | 0
2020 | MD | Gould Street | 1553 | RFCE | RFC East | NG | 103.5 |  |  |  | 0 |  |  | EPA/NEI |  | 0
2020 | MD | Great Bay Solar 1 | 59851 | RFCE | RFC East | SUN | 75 |  | 130761 |  |  | 0 |  |  |  | 0
2020 | MD | Green Machine | 59282 | RFCE | RFC East | NG | 1.7
2020 | MD | GWCC PV Solar Farm | 61738 | RFCE | RFC East | SUN | 1.6 |  | 2696 |  |  | 0 |  |  |  | 0
2020 | MD | Havre de Grace II - E at Perryman | 60708 | RFCE | RFC East | SUN | 1.4 |  | 2003 |  |  | 0 |  |  |  | 0
2020 | MD | Herbert A Wagner | 1554 | RFCE | RFC East | RC | 1058.5 |  | 80506 | 1341439.461 | 7.3226 | 0.18191 | 0.010918 | EPA/NEI | 1341439.461 | 7.3226
2020 | MD | Herbert Farm Solar | 58463 | RFCE | RFC East | SUN | 5.5 |  | 7645 |  |  | 0 |  |  |  | 0
2020 | MD | Hostetter Solar One, LLC | 64608 | RFCE | RFC East | SUN | 2 |  | 56 |  |  | 0 |  |  |  | 0
2020 | MD | IGS Solar I - BWI2 | 61465 | RFCE | RFC East | SUN | 1.4 |  | 2599 |  |  | 0 |  |  |  | 0
2020 | MD | IGS Solar I - BWI5 | 61358 | RFCE | RFC East | SUN | 1.1 |  | 2068 |  |  | 0 |  |  |  | 0
2020 | MD | IKEA College Park 411 | 58015 | RFCE | RFC East | SUN | 2 |  | 1352 |  |  | 0 |  |  |  | 0
2020 | MD | IKEA Perryville 460 | 58014 | RFCE | RFC East | SUN | 2.1 |  | 3016 |  |  | 0 |  |  |  | 0
2020 | MD | Inner Harbor East Heating | 56050 | RFCE | RFC East | NG | 2.1 | 1 | 0
2020 | MD | Kent County - Worton Complex | 58243 | RFCE | RFC East | SUN | 1 |  | 1514 |  |  | 0 |  |  |  | 0
2020 | MD | Kent County-Kennedyville | 58239 | RFCE | RFC East | SUN | 1 |  | 1603 |  |  | 0 |  |  |  | 0
2020 | MD | Keys Energy Center | 60302 | RFCE | RFC East | NG | 830.6 |  | 4949094 | 36145024 | 17.9164 | 0.0072403 | 0.00099136 | EPA/NEI | 36145024 | 17.9164
2020 | MD | Kingsville CSG | 63072 | RFCE | RFC East | SUN | 2 |  | 2138 |  |  | 0 |  |  |  | 0
2020 | MD | Kirby Road Solar, LLC | 64602 | RFCE | RFC East | SUN | 1.3
2020 | MD | LeGore Bridge Solar Center | 61796 | RFCE | RFC East | SUN | 20
2020 | MD | Longview Solar | 60735 | RFCE | RFC East | SUN | 13.6 |  | 23633 |  |  | 0 |  |  |  | 0
2020 | MD | Macy's MD Joppa Solar Project | 62323 | RFCE | RFC East | SUN | 1.8 |  | 2870 |  |  | 0 |  |  |  | 0
2020 | MD | Maryland Food Center Authority AD | 64241 | RFCE | RFC East | NG | 1.1
2020 | MD | Maryland Solar | 58408 | RFCW | RFC West | SUN | 27 |  | 32616 |  |  | 0 |  |  |  | 0
2020 | MD | Mason Dixon Solar Center | 61797 | RFCW | RFC West | SUN | 20
2020 | MD | Mason Solar One LLC | 64645 | RFCE | RFC East | SUN | 1
2020 | MD | Mattawoman Energy Center | 59662 | RFCE | RFC East | NG | 1008
2020 | MD | McCormick & Co. Inc. at Belcamp | 57646 | RFCE | RFC East | SUN | 1.4 |  | 2341 |  |  | 0 |  |  |  | 0
2020 | MD | MD - CS - Potomac Edison Co - GA29 TPE | 64180 | RFCE | RFC East | SUN | 2
2020 | MD | MD - PR97 | 64689 | RFCE | RFC East | SUN | 2
2020 | MD | MEBA | 60496 | RFCE | RFC East | SUN | 1.5 |  | 2471 |  |  | 0 |  |  |  | 0
2020 | MD | Millersville LFG | 58246 | RFCE | RFC East | LFG | 3.2 |  | 24331 | 272828 | 2.0053 | 0.16483 | 0.0147 | Estimated using an emission factor | 272828 | 2.0053
2020 | MD | MNCPPC Germantown Solar | 62910 | RFCE | RFC East | SUN | 1 |  | 1499 |  |  | 0 |  |  |  | 0
2020 | MD | MNCPPC Randall Farm | 64604 | RFCE | RFC East | SUN | 1.4 |  | 1731 |  |  | 0 |  |  |  | 0
2020 | MD | Montgomery County Correctional Facility | 60820 | RFCW | RFC West | SUN | 1.4 |  | 1629 |  |  | 0 |  |  |  | 0
2020 | MD | Montgomery County Oaks LFGE Plant | 55885 | RFCE | RFC East | LFG | 8 |  | 11375 | 212484 | 1.5618 | 0.27459 | 0.0147 | EPA/NEI; Estimated using an emission factor | 212484 | 1.5618
2020 | MD | Montgomery County Resource Recovery | 50657 | RFCE | RFC East | MSW | 67.8 |  | 290515 | 5568808.5 |  |  |  |  | 5568808.5
2020 | MD | Montgomery County Solar | 61608 | RFCE | RFC East | SUN | 1.9 |  | 2859 |  |  | 0 |  |  |  | 0
2020 | MD | Morgantown | 1573 | RFCE | RFC East | BIT | 1548 |  | 1085782 | 12531503.7 | 80.467 | 0.14822 | 0.012842 | EPA/NEI | 12531503.7 | 80.467
2020 | MD | Mount Saint Mary's | 57758 | RFCW | RFC West | SUN | 13.7 |  | 20738 |  |  | 0 |  |  |  | 0
2020 | MD | NA 1(Hagerstown) | 60213 | RFCE | RFC East | MWH | 2 |  | -350 | 0 |  | 0 |  |  | 0 | 0
2020 | MD | NIH Cogeneration Facility | 56668 | RFCE | RFC East | NG | 50 | 1 | 149776 | 1899933.125 | 7.3714 | 0.098432 | 0.0077596 | NEI avg EF - PM, fuel type, firing type | 1899933.125 | 7.3714
2020 | MD | NIST Solar | 62208 | RFCE | RFC East | SUN | 4 |  | 5395 |  |  | 0 |  |  |  | 0
2020 | MD | Notch Cliff | 1555 | RFCE | RFC East | NG | 144 |  | 4124 | 49499 | 0.024607 | 0.011933 | 0.00099423 | NEI avg EF - PM, fuel type, firing type | 49499 | 0.024607
2020 | MD | NRG Chalk Point CT | 61890 | RFCE | RFC East | NG | 94 |  | 44 | 5579 | 0.0027734 | 0.12606 | 0.00099423 | NEI avg EF - PM, fuel type, firing type | 5579 | 0.0027734
2020 | MD | OER Checkerspot | 64790 | RFCE | RFC East | SUN | 1.5
2020 | MD | Old Court Rd Solar | 63237 | RFCE | RFC East | SUN | 2 |  | 3390 |  |  | 0 |  |  |  | 0
2020 | MD | P52ES 1755 Henryton Rd Phase 1 LLC CSG | 64642 | RFCE | RFC East | SUN | 1.9
2020 | MD | P52ES 1755 Henryton Rd Phase 2 LLC | 64643 | RFCE | RFC East | SUN | 1.9
2020 | MD | P52ES Raphel Rd Community Solar LLC | 64644 | RFCE | RFC East | SUN | 1.5
2020 | MD | Perdue Salisbury Photovoltaic | 57879 | RFCE | RFC East | SUN | 1 |  | 0
2020 | MD | Perryman | 1556 | RFCE | RFC East | NG | 545.4 |  | 193547.001 | 2265402.117 | 12.867 | 0.13296 | 0.01136 | EPA/NEI | 2265402.117 | 12.867
2020 | MD | Pfeffers | 61185 | RFCE | RFC East | SUN | 1 |  | 2056 |  |  | 0 |  |  |  | 0
2020 | MD | Philadelphia | 1557 | RFCE | RFC East | DFO | 82.8 |  | 3892 | 69038 | 0.62285 | 0.32007 | 0.018044 | NEI avg EF - PM, fuel type, firing type | 69038 | 0.62285
2020 | MD | Pinesburg Solar LLC | 63903 | RFCW | RFC West | SUN | 4.3 |  | 4629 |  |  | 0 |  |  |  | 0
2020 | MD | Pittman Solar One LLC | 64646 | RFCE | RFC East | SUN | 2
2020 | MD | Presbyterian Senior Living Service | 60447 | RFCE | RFC East | SUN | 1.2 |  | 1348 |  |  | 0 |  |  |  | 0
2020 | MD | Queen Anne's County | 58631 | RFCE | RFC East | SUN | 2 |  | 1058 |  |  | 0 |  |  |  | 0
2020 | MD | Riverside (MD) | 1559 | RFCE | RFC East |  | 257.2
2020 | MD | Rock Hall | 58241 | RFCE | RFC East | SUN | 1 |  | 1558 |  |  | 0 |  |  |  | 0
2020 | MD | Rock Springs Generating Facility | 7835 | RFCE | RFC East | NG | 773.6 |  | 261332 | 2802116.5 | 5.0226 | 0.038439 | 0.0035849 | EPA/NEI | 2802116.5 | 5.0226
2020 | MD | Rockfish Solar LLC | 59811 | RFCE | RFC East | SUN | 10.3 |  | 18374 |  |  | 0 |  |  |  | 0
2020 | MD | Roth Rock North Wind Farm, LLC | 57240 | RFCW | RFC West | WND | 10 |  | 25970 |  |  | 0 |  |  |  | 0
2020 | MD | Roth Rock Wind Farm LLC | 57239 | RFCW | RFC West | WND | 40 |  | 103898 |  |  | 0 |  |  |  | 0
2020 | MD | Sheriff Road | 63654 | RFCE | RFC East | SUN | 1.1 |  | 1462 |  |  | 0 |  |  |  | 0
2020 | MD | Skipjack Wind Farm | 64083 | RFCE | RFC East | WND | 120
2020 | MD | Smith Island | 6391 | RFCE | RFC East | DFO | 2.7 |  | 85 | 910 | 0.14105 | 3.3188 | 0.31 | EPA/NEI; Estimated using an emission factor | 910 | 0.14105
2020 | MD | Sod Run WTP A | 60669 | RFCE | RFC East | SUN | 2 |  | 3428 |  |  | 0 |  |  |  | 0
2020 | MD | Sol Phoenix | 62331 | RFCE | RFC East | SUN | 2.5 |  | 3496 |  |  | 0 |  |  |  | 0
2020 | MD | Solar Hagerstown | 62912 | RFCE | RFC East | SUN | 10 |  | 1499 |  |  | 0 |  |  |  | 0
2020 | MD | Spruce - WCMD - Creek | 63525 | RFCW | RFC West | SUN | 2 |  | 2505 |  |  | 0 |  |  |  | 0
2020 | MD | Spruce - WCMD - Resh I | 63526 | RFCW | RFC West | SUN | 2 |  | 2708 |  |  | 0 |  |  |  | 0
2020 | MD | Spruce - WCMD - Rubble I | 63524 | RFCW | RFC West | SUN | 2 |  | 2818 |  |  | 0 |  |  |  | 0
2020 | MD | Spruce - WCMD - Rubble II | 63523 | RFCW | RFC West | SUN | 2 |  | 2812 |  |  | 0 |  |  |  | 0
2020 | MD | Synergen Panorama, LLC CSG | 62327 | RFCE | RFC East | SUN | 5 |  | 9177 |  |  | 0 |  |  |  | 0
2020 | MD | Terrapin Hills Wind Farm | 60211 | RFCW | RFC West | WND | 50
2020 | MD | The Clorox Company | 60461 | RFCE | RFC East | SUN | 1.6 |  | 2459 |  |  | 0 |  |  |  | 0
2020 | MD | Timonium Fairgrounds | 63904 | RFCE | RFC East | SUN | 1.9 |  | 279 |  |  | 0 |  |  |  | 0
2020 | MD | Todd Solar | 64690 | RFCE | RFC East | SUN | 20
2020 | MD | Town of Chestertown- Chestertown WWTP | 60096 | RFCE | RFC East | SUN | 1 |  | 1591 |  |  | 0 |  |  |  | 0
2020 | MD | UMCES Ground Mount | 62405 | RFCE | RFC East | SUN | 2 |  | 2912 |  |  | 0 |  |  |  | 0
2020 | MD | UMCP CHP Plant | 56038 | RFCE | RFC East | NG | 27.4 | 0.30404 | 80293 | 400571.064 | 0.19913 | 0.0049601 | 0.00099423 | EPA/NEI; Estimated using an emission factor | 1317511 | 0.65495
2020 | MD | UMES (MD) - Princess Anne | 59749 | RFCE | RFC East | SUN | 2 |  | 3176 |  |  | 0 |  |  |  | 0
2020 | MD | UMMS at Pocomoke | 58329 | RFCE | RFC East | SUN | 2.8 |  | 4901 |  |  | 0 |  |  |  | 0
2020 | MD | Upper Marlboro 1 CSG | 63075 | RFCE | RFC East | SUN | 2 |  | 1578 |  |  | 0 |  |  |  | 0
2020 | MD | Vienna | 1564 | RFCE | RFC East | RFO | 180.6 |  | -1868 | 24066.25 | 0.31326 | 0 | 0.026033 | EPA/NEI | 24066.25 | 0.31326
2020 | MD | Westport | 1560 | RFCE | RFC East | NG | 121.5 |  | 3381 | 53688.113 | 0.15271 | 0.090337 | 0.0056889 | EPA/NEI | 53688.113 | 0.15271
2020 | MD | Wheelabrator Baltimore Refuse | 10629 | RFCE | RFC East | MSW | 64.5 | 0.352 | 297347 | 2422576.281 |  |  |  |  | 6882426.5
2020 | MD | White CSG | 63085 | RFCE | RFC East | SUN | 2 |  | 2879 |  |  | 0 |  |  |  | 0
2020 | MD | White Marsh Mall | 63289 | RFCE | RFC East | SUN | 1.1 |  | 1186 |  |  | 0 |  |  |  | 0
2020 | MD | Wicomico | 56680 | RFCE | RFC East | LFG | 5.4 |  | 15863.004 | 189943.998 | 1.3961 | 0.17602 | 0.0147 | Estimated using an emission factor | 189943.998 | 1.3961
2020 | MD | Wildcat Point Generation Facility | 59220 | RFCE | RFC East | NG | 1113.6 |  | 3023097 | 20770286 | 196.2834 | 0.12986 | 0.0189 | EPA/NEI | 20770286 | 196.2834
2020 | MD | Wor-Wic Community College - Offsite | 63512 | RFCE | RFC East | SUN | 2 |  | 3627 |  |  | 0 |  |  |  | 0
2020 | MD | Wye Mills VNEM CSG | 60604 | RFCE | RFC East | SUN | 10 |  | 14952 |  |  | 0 |  |  |  | 0
2020 | ME | Acton | 64673 | NEWE | NPCC New England | SUN | 3.5
2020 | ME | Alfred Solar | 64501 | NEWE | NPCC New England | SUN | 50
2020 | ME | Androscoggin 3 | 1480 | NEWE | NPCC New England | WAT | 4.9 |  | 5996 |  |  | 0 |  |  |  | 0
2020 | ME | Androscoggin Energy | 55031 | NEWE | NPCC New England | NG | 163.5 | 0.40677 | 368202 | 1899085.375 | 3.3644 | 0.018275 | 0.0035432 | EPA/NEI | 4668678.656 | 8.2711
2020 | ME | Androscoggin Mill | 54085 | NEWE | NPCC New England | BLQ | 80 | 0.25223 | 177177 | 937650.115 | 4.5309 | 0.051146 | 0.0096644 | NEI avg EF - PM, fuel type | 3717471 | 17.9636
2020 | ME | Anson Abenaki Hydros | 10186 | NEWE | NPCC New England | WAT | 32 | 1 | 117648.002 |  |  | 0 |  |  |  | 0
2020 | ME | Athens Energy | 60457 | NEWE | NPCC New England | WDS | 8.5 |  | 59220 | 977827 | 86.5377 | 2.9226 | 0.177 | Estimated using an emission factor | 977827 | 86.5377
2020 | ME | Auburn PV - BD Solar Auburn LLC | 64067 | NEWE | NPCC New England | SUN | 5
2020 | ME | Augusta PV - BD Solar Augusta LLC | 63895 | NEWE | NPCC New England | SUN | 7.2
2020 | ME | Aziscohos Hydroelectric Project | 50999 | NEWE | NPCC New England | WAT | 6.7 |  | 30632 |  |  | 0 |  |  |  | 0
2020 | ME | Bar Mills | 1481 | NEWE | NPCC New England | WAT | 4 |  | 0
2020 | ME | Barker Lower | 10728 | NEWE | NPCC New England | WAT | 1.5 |  | 5177 |  |  | 0 |  |  |  | 0
2020 | ME | Bates Mill Upper | 7044 | NEWE | NPCC New England | WAT | 3.9
2020 | ME | BD Solar Ellsworth LLC | 64070 | NEWE | NPCC New England | SUN | 7
2020 | ME | BD Solar Hancock LLC | 64068 | NEWE | NPCC New England | SUN | 7
2020 | ME | Beaver Ridge Wind | 57130 | NEWE | NPCC New England | WND | 4.5 |  | 11200 |  |  | 0 |  |  |  | 0
2020 | ME | Benton Falls Associates | 10523 | NEWE | NPCC New England | WAT | 4.2 |  | 13487 |  |  | 0 |  |  |  | 0
2020 | ME | Bingham Wind | 57531 | NEWE | NPCC New England | WND | 186 |  | 490507 |  |  | 0 |  |  |  | 0
2020 | ME | Bonny Eagle | 1482 | NEWE | NPCC New England | WAT | 7.2 |  | 36118.998 |  |  | 0 |  |  |  | 0
2020 | ME | Bowers Wind Project | 57088 | NEWE | NPCC New England | WND | 48
2020 | ME | Brassua Hydroelectric Project | 10555 | NEWE | NPCC New England | WAT | 3.6 |  | 12431 |  |  | 0 |  |  |  | 0
2020 | ME | Brunswick Hydro | 1483 | NEWE | NPCC New England | WAT | 19.6 |  | 75764.001 |  |  | 0 |  |  |  | 0
2020 | ME | Bucksport Generation LLC | 50243 | NEWE | NPCC New England | NG | 298.4 | 1 | 3570 | 49396.883 | 0.09573 | 0.05363 | 0.0038759 | EPA/NEI | 49396.883 | 0.09573
2020 | ME | Bull Hill Wind Project | 57083 | NEWE | NPCC New England | WND | 34.5 |  | 101392 |  |  | 0 |  |  |  | 0
2020 | ME | Canton Mountain Wind | 58620 | NEWE | NPCC New England | WND | 22.8 |  | 58001 |  |  | 0 |  |  |  | 0
2020 | ME | Cape Gas Turbine | 1484 | NEWE | NPCC New England | DFO | 35 |  | 1668 | 38158 | 0.34426 | 0.41278 | 0.018044 | NEI avg EF - PM, fuel type, firing type | 38158 | 0.34426
2020 | ME | Caribou Generation Station | 1513 | NEWE | NPCC New England |  | 27.4
2020 | ME | Cataract Hydro | 1486 | NEWE | NPCC New England | WAT | 6.6 |  | 16958 |  |  | 0 |  |  |  | 0
2020 | ME | CED Denmark Solar Hybrid | 63898 | NEWE | NPCC New England |  | 4.8
2020 | ME | Charles E Monty | 805 | NEWE | NPCC New England | WAT | 28.4 |  | 143780 |  |  | 0 |  |  |  | 0
2020 | ME | Continental Mills | 1487 | NEWE | NPCC New England | WAT | 1.4
2020 | ME | Deer Rips | 1488 | NEWE | NPCC New England | WAT | 6.5 |  | 35916 |  |  | 0 |  |  |  | 0
2020 | ME | Eastern Maine Medical Center | 58153 | NEWE | NPCC New England | NG | 3.8 | 0.38133 | 31385 | 167165.183 | 0.0831 | 0.0052955 | 0.00099423 | NEI avg EF - PM, fuel type, firing type | 438368 | 0.21792
2020 | ME | Ellsworth Hydro Station | 1469 | NEWE | NPCC New England | WAT | 8.9 |  | 21948.001 |  |  | 0 |  |  |  | 0
2020 | ME | Fairfield PV - BD Solar Fairfield LLC | 63896 | NEWE | NPCC New England | SUN | 5
2020 | ME | Farmington Solar | 64337 | NEWE | NPCC New England | SUN | 77
2020 | ME | Flos Inn Diesel | 1514 | NEWE | NPCC New England | DFO | 6
2020 | ME | Fort Halifax | 1490 | NEWE | NPCC New England | WAT | 1.4
2020 | ME | Fox Island Wind LLC | 57354 | NEWE | NPCC New England | WND | 4.5 |  | 9831 |  |  | 0 |  |  |  | 0
2020 | ME | Gardiner | 50688 | NEWE | NPCC New England | WAT | 1 |  | 4296 |  |  | 0 |  |  |  | 0
2020 | ME | Georges River Energy | 64408 | NEWE | NPCC New England | WDS | 10 | 0.49423 | 52609 | 479956.515 | 4.4873 | 0.17059 | 0.018699 | NEI avg EF - PM, fuel type | 971116.5 | 9.0794
2020 | ME | Gorham ME 1 | 64703 | NEWE | NPCC New England | SUN | 4.8
2020 | ME | Great Lakes Hydro America - ME | 54134 | NEWE | NPCC New England | WAT | 158 |  | 662501 |  |  | 0 |  |  |  | 0
2020 | ME | Gulf Island | 1491 | NEWE | NPCC New England | WAT | 19.2 |  | 138390 |  |  | 0 |  |  |  | 0
2020 | ME | Hancock Wind Plant | 58686 | NEWE | NPCC New England | WND | 51 |  | 132561 |  |  | 0 |  |  |  | 0
2020 | ME | Harris Hydro | 1492 | NEWE | NPCC New England | WAT | 76.4 |  | 167180 |  |  | 0 |  |  |  | 0
2020 | ME | Hill Mill | 7048 | NEWE | NPCC New England | WAT | 1.8
2020 | ME | Hiram | 1493 | NEWE | NPCC New England | WAT | 10.5 |  | 46640 |  |  | 0 |  |  |  | 0
2020 | ME | Howland Hydro Station | 1472 | NEWE | NPCC New England | WAT | 1.8
2020 | ME | Hydro Kennebec Project | 54148 | NEWE | NPCC New England | WAT | 15.4 |  | 64240 |  |  | 0 |  |  |  | 0
2020 | ME | Indeck Jonesboro Energy Center | 10765 | NEWE | NPCC New England | WDS | 27.5 |  | 13590 | 268618.812 | 2.5114 | 0.3696 | 0.018699 | NEI avg EF - PM, fuel type | 268618.812 | 2.5114
2020 | ME | Indeck West Enfield Energy Center | 10766 | NEWE | NPCC New England | WDS | 27.5 |  | 9341 | 164271.594 | 1.5359 | 0.32884 | 0.018699 | NEI avg EF - PM, fuel type | 164271.594 | 1.5359
2020 | ME | International Paper Jay Hydro | 50047 | NEWE | NPCC New England | WAT | 3.1 |  | 13923.998 |  |  | 0 |  |  |  | 0
2020 | ME | International Paper Livermore Hydro | 50082 | NEWE | NPCC New England | WAT | 9.2 |  | 33399 |  |  | 0 |  |  |  | 0
2020 | ME | International Paper Riley Hydro | 50081 | NEWE | NPCC New England | WAT | 6.6 |  | 27334.002 |  |  | 0 |  |  |  | 0
2020 | ME | IOS - MEW Phase 1 | 61460 | NEWE | NPCC New England | SUN | 4.1 |  | 3728 |  |  | 0 |  |  |  | 0
2020 | ME | Kibby Wind Facility | 56829 | NEWE | NPCC New England | WND | 132 |  | 285848 |  |  | 0 |  |  |  | 0
2020 | ME | Lewiston Jn PV - BD Solar Lewiston Jn LLC | 64071 | NEWE | NPCC New England | SUN | 5
2020 | ME | Lincoln ME 1 | 64704 | NEWE | NPCC New England | SUN | 4.9
2020 | ME | Lockwood Hydroelectric Facility | 10066 | NEWE | NPCC New England | WAT | 7.2 |  | 27239.003 |  |  | 0 |  |  |  | 0
2020 | ME | Madison BTM | 64764 | NEWE | NPCC New England | MWH | 1.5
2020 | ME | Madison ESS | 64765 | NEWE | NPCC New England | MWH | 4.9
2020 | ME | Maine Independence Station | 55068 | NEWE | NPCC New England | NG | 550.2 |  | 180559 | 1379044.906 | 2.8663 | 0.031749 | 0.0041569 | EPA/NEI | 1379044.906 | 2.8663
2020 | ME | Mars Hill Wind Farm Project | 56448 | NEWE | NPCC New England | WND | 42 |  | 132410 |  |  | 0 |  |  |  | 0
2020 | ME | Mead Rumford Cogen | 10491 | NEWE | NPCC New England | NG | 12.5 | 0 | 0 | 0 | 0 |  |  | NEI avg EF - PM, fuel type | 998919 | 3.7083
2020 | ME | Mechanic Falls | 54123 | NEWE | NPCC New England | WAT | 1.4 |  | 371 |  |  | 0 |  |  |  | 0
2020 | ME | Medway Hydro | 55288 | NEWE | NPCC New England | WAT | 4 |  | 30060 |  |  | 0 |  |  |  | 0
2020 | ME | Messalonskee 2 (Oakland) | 1497 | NEWE | NPCC New England | WAT | 2.8 |  | 8600 |  |  | 0 |  |  |  | 0
2020 | ME | Messalonskee 3 | 1498 | NEWE | NPCC New England | WAT | 1.6 |  | 4967 |  |  | 0 |  |  |  | 0
2020 | ME | Messalonskee 5 | 1500 | NEWE | NPCC New England | WAT | 1.8 |  | 2955 |  |  | 0 |  |  |  | 0
2020 | ME | Milford Hydro Station | 1475 | NEWE | NPCC New England | WAT | 7.8 |  | 40092 |  |  | 0 |  |  |  | 0
2020 | ME | Milo PV - BD Solar 1 LLC | 63894 | NEWE | NPCC New England | SUN | 20
2020 | ME | MMWAC Resource Recovery Facility | 50035 | NEWE | NPCC New England | MSW | 5 | 1 | 14926 | 715468 | 55.8065 | 7.4778 | 0.156 | Estimated using an emission factor | 715468 | 55.8065
2020 | ME | Naples | 64675 | NEWE | NPCC New England | SUN | 2
2020 | ME | North Gorham | 1501 | NEWE | NPCC New England | WAT | 2.2 |  | 10014 |  |  | 0 |  |  |  | 0
2020 | ME | Number Nine Wind Farm | 57612 | NEWE | NPCC New England | WND | 250
2020 | ME | Oakfield Wind Project | 57002 | NEWE | NPCC New England | WND | 148 |  | 373637 |  |  | 0 |  |  |  | 0
2020 | ME | Orono B | 59438 | NEWE | NPCC New England | WAT | 3.9 |  | 18423.999 |  |  | 0 |  |  |  | 0
2020 | ME | Orono Hydro Station | 57184 | NEWE | NPCC New England | WAT | 2.7 |  | 9251.999 |  |  | 0 |  |  |  | 0
2020 | ME | Otis Hydro | 50080 | NEWE | NPCC New England | WAT | 10.2 |  | 53449 |  |  | 0 |  |  |  | 0
2020 | ME | Oxford PV - BD Solar Oxford LLC | 63897 | NEWE | NPCC New England | SUN | 9.2
2020 | ME | Palmyra PV - BD Solar Palmyra LLC | 64062 | NEWE | NPCC New England | SUN | 5
2020 | ME | Passadumkeag Windpark LLC | 59222 | NEWE | NPCC New England | WND | 42.9 |  | 143332 |  |  | 0 |  |  |  | 0
2020 | ME | Pejepscot Hydroelectric Project | 50758 | NEWE | NPCC New England | WAT | 13.5 |  | 64423 |  |  | 0 |  |  |  | 0
2020 | ME | Penobscot Energy Recovery | 50051 | NEWE | NPCC New England | MSW | 25.3 |  | 63657 | 1417081.812 |  |  |  |  | 1417081.812
2020 | ME | Pine Tree Landfill Gas to Energy | 58993 | NEWE | NPCC New England | LFG | 3.3 |  | 5049 | 58099.998 | 0.42703 | 0.16916 | 0.0147 | Estimated using an emission factor | 58099.998 | 0.42703
2020 | ME | Pisgah Mountain Wind | 60404 | NEWE | NPCC New England | WND | 9.1 |  | 30216 |  |  | 0 |  |  |  | 0
2020 | ME | Pittsfield Hydro | 54124 | NEWE | NPCC New England | WAT | 1.1 |  | 3320.001 |  |  | 0 |  |  |  | 0
2020 | ME | Pittsfield Solar LLC | 64078 | NEWE | NPCC New England | SUN | 9.9 |  | 15803 |  |  | 0 |  |  |  | 0
2020 | ME | Pumpkin Hill | 50699 | NEWE | NPCC New England | WAT | 1 |  | 3500 |  |  | 0 |  |  |  | 0
2020 | ME | Record Hill Wind | 57568 | NEWE | NPCC New England | WND | 50.6 |  | 125018 |  |  | 0 |  |  |  | 0
2020 | ME | Red Shield Envir Old Town Facility | 10700 | NEWE | NPCC New England | BLQ | 44.5 | 0.11477 | 30295.544 | 168807.994 | 0.56368 | 0.037212 | 0.0066784 | EPA/NEI; Estimated using an emission factor | 1470781.75 | 4.9112
2020 | ME | ReEnergy Livermore Falls | 10354 | NEWE | NPCC New England | WDS | 39.6 |  | 266745 | 4306084 | 40.2596 | 0.30186 | 0.018699 | NEI avg EF - PM, fuel type | 4306084 | 40.2596
2020 | ME | ReEnergy Stratton LLC | 50650 | NEWE | NPCC New England | WDS | 45.7 |  | 297942 | 3924872 | 36.6955 | 0.24633 | 0.018699 | NEI avg EF - PM, fuel type | 3924872 | 36.6955
2020 | ME | Regional Waste Systems | 50225 | NEWE | NPCC New England | MSW | 13.3 |  | 86187 | 1808668.562 | 141.0761 | 3.2737 | 0.156 | Estimated using an emission factor | 1808668.562 | 141.0761
2020 | ME | Robbins Lumber | 50230 | NEWE | NPCC New England | DFO | 3.2 | 0.78517 | 142 | 934.358 | 0.14483 | 2.0398 | 0.31 | EPA/NEI; Estimated using an emission factor | 1190 | 0.18445
2020 | ME | Rollins Wind Project | 56990 | NEWE | NPCC New England | WND | 60 |  | 151915 |  |  | 0 |  |  |  | 0
2020 | ME | Roxbury Solar, LLC | 64834 | NEWE | NPCC New England | SUN | 55
2020 | ME | RoxWind | 62857 | NEWE | NPCC New England | WND | 15.3
2020 | ME | Rumford Cogeneration | 10495 | NEWE | NPCC New England | BLQ | 102.6 | 0.20052 | 542209 | 3056761.905 | 5.5824 | 0.020591 | 0.0036525 | EPA/NEI; Estimated using an emission factor | 15244122.5 | 27.8395
2020 | ME | Rumford ESS | 64763 | NEWE | NPCC New England | MWH | 4.9
2020 | ME | Rumford Falls Hydro Facility | 10493 | NEWE | NPCC New England | WAT | 44.5 |  | 259112.001 |  |  | 0 |  |  |  | 0
2020 | ME | Rumford Power | 55100 | NEWE | NPCC New England | NG | 274.5 |  | 161961 | 1253848.75 | 0.51147 | 0.0063159 | 0.00081584 | EPA/NEI | 1253848.75 | 0.51147
2020 | ME | S D Warren Westbrook | 50447 | NEWE | NPCC New England | WDS | 80.9 | 0.19537 | 94698.597 | 536900.265 | 5.0004 | 0.10561 | 0.018627 | EPA/NEI; Estimated using an emission factor | 2748188.8 | 25.5952
2020 | ME | Saddleback Ridge Wind Farm | 58608 | NEWE | NPCC New England | WND | 34.2 |  | 95953 |  |  | 0 |  |  |  | 0
2020 | ME | Salmon Falls | 50702 | NEWE | NPCC New England | WAT | 1.2 |  | 2913.999 |  |  | 0 |  |  |  | 0
2020 | ME | Samoset Solar | 63551 | NEWE | NPCC New England | SUN | 2
2020 | ME | Sanford ESS, LLC | 64615 | NEWE | NPCC New England | MWH | 5
2020 | ME | Sanford Solar | 63667 | NEWE | NPCC New England | SUN | 49.4 |  | 6031 |  |  | 0 |  |  |  | 0
2020 | ME | Shawmut | 1504 | NEWE | NPCC New England | WAT | 8.8 |  | 42720.001 |  |  | 0 |  |  |  | 0
2020 | ME | Skelton | 1505 | NEWE | NPCC New England | WAT | 16.8 |  | 104607 |  |  | 0 |  |  |  | 0
2020 | ME | Solar Mule, LLC | 60640 | NEWE | NPCC New England | SUN | 1.5 |  | 2137 |  |  | 0 |  |  |  | 0
2020 | ME | Somerset Plant | 50406 | NEWE | NPCC New England | BLQ | 107.1 | 0.15183 | 526487 | 2922047.887 | 19.0852 | 0.0725 | 0.013063 | EPA/NEI; Estimated using an emission factor | 19245838.5 | 125.7028
2020 | ME | South Portland ESS, LLC | 64616 | NEWE | NPCC New England | MWH | 10
2020 | ME | Spruce Mountain WInd | 58026 | NEWE | NPCC New England | WND | 20 |  | 55861 |  |  | 0 |  |  |  | 0
2020 | ME | Squa Pan Hydro Station | 1516 | NEWE | NPCC New England | WAT | 1.5 |  | 956 |  |  | 0 |  |  |  | 0
2020 | ME | Stetson Wind I | 56989 | NEWE | NPCC New England | WND | 57 |  | 126739 |  |  | 0 |  |  |  | 0
2020 | ME | Stetson Wind II | 56991 | NEWE | NPCC New England | WND | 25.5 |  | 57105 |  |  | 0 |  |  |  | 0
2020 | ME | Stillwater B | 59437 | NEWE | NPCC New England | WAT | 2.4 |  | 11060.001 |  |  | 0 |  |  |  | 0
2020 | ME | Stillwater Hydro Station | 1478 | NEWE | NPCC New England | WAT | 1.8 |  | 7595.001 |  |  | 0 |  |  |  | 0
2020 | ME | Three Rivers Solar Power, LLC | 63386 | NEWE | NPCC New England | SUN | 100
2020 | ME | Twin Rivers Paper Co LLC | 58146 | NEWE | NPCC New England | PUR | 22 | 1 | 102461 | 898890 |  | 0 | 0 |  | 898890 | 0
2020 | ME | Upper Androscoggin | 54202 | NEWE | NPCC New England | WAT | 1.6
2020 | ME | Upper Barker | 52171 | NEWE | NPCC New England | WAT | 1 |  | 4765 |  |  | 0 |  |  |  | 0
2020 | ME | Waste Management Crossroads LFGTE | 57016 | NEWE | NPCC New England | LFG | 3.2 |  | 23461 | 257061 | 1.8894 | 0.16107 | 0.0147 | Estimated using an emission factor | 257061 | 1.8894
2020 | ME | Weaver Wind | 63132 | NEWE | NPCC New England | WND | 72.6 |  | 13615 |  |  | 0 |  |  |  | 0
2020 | ME | West Buxton | 1508 | NEWE | NPCC New England | WAT | 7.7 |  | 26305 |  |  | 0 |  |  |  | 0
2020 | ME | West Enfield Hydro | 10255 | NEWE | NPCC New England | WAT | 13 |  | 80757 |  |  | 0 |  |  |  | 0
2020 | ME | Westbrook Energy Center | 55294 | NEWE | NPCC New England | NG | 563.9 |  | 1011029 | 6961177 | 9.7147 | 0.019217 | 0.0027911 | EPA/NEI | 6961177 | 9.7147
2020 | ME | Weston Hydro | 1509 | NEWE | NPCC New England | WAT | 12 |  | 72311 |  |  | 0 |  |  |  | 0
2020 | ME | William F Wyman | 1507 | NEWE | NPCC New England | RFO | 862.7 |  | 10567 | 193733.891 | 0.22176 | 0.041973 | 0.0022894 | EPA/NEI | 193733.891 | 0.22176
2020 | ME | Williams Hydro | 1510 | NEWE | NPCC New England | WAT | 13 |  | 78022 |  |  | 0 |  |  |  | 0
2020 | ME | Winslow PV - BD Solar 2 LLC | 64069 | NEWE | NPCC New England | SUN | 7
2020 | ME | Woodland Pulp, LLC | 10613 | NEWE | NPCC New England | BLQ | 68.3 | 0.21196 | 369081 | 1949747.689 | 6.762 | 0.036642 | 0.0069362 | EPA/NEI; Estimated using an emission factor | 9198429 | 31.9013
2020 | ME | Worumbo Hydro Station | 50278 | NEWE | NPCC New England | WAT | 19.4 |  | 89454 |  |  | 0 |  |  |  | 0
2020 | ME | Wyman Hydro | 1511 | NEWE | NPCC New England | WAT | 72 |  | 343806.999 |  |  | 0 |  |  |  | 0
2020 | MI | 13 Mile Solar, LLC | 64456 | RFCM | RFC Michigan | SUN | 2 |  | 2 |  |  | 0 |  |  |  | 0
2020 | MI | 48th Street Peaking Station | 7258 | RFCM | RFC Michigan | NG | 161.7 |  | 59950.001 | 908994.73 | 4.5866 | 0.15301 | 0.010092 | EPA/NEI | 908994.73 | 4.5866
2020 | MI | A.J. Mihm Generating Station | 61391 | RFCW | RFC West | NG | 56.4 |  | 246033 | 2043825.938 | 0.43125 | 0.0035056 | 0.000422 | Estimated using an emission factor | 2043825.938 | 0.43125
2020 | MI | Ada Cogeneration LP | 10819 | RFCM | RFC Michigan | NG | 33.1 | 0.62701 | 143478 | 1011058.693 | 2.8626 | 0.039903 | 0.0056625 | EPA/NEI; Estimated using an emission factor | 1612511.438 | 4.5654
2020 | MI | Ada Dam | 50433 | RFCM | RFC Michigan | WAT | 1.4 |  | 3585 |  |  | 0 |  |  |  | 0
2020 | MI | Adrian Energy Associates LLC | 54903 | RFCM | RFC Michigan | LFG | 2.4 | 1 | 12197.001 | 170418 | 1.2526 | 0.20539 | 0.0147 | Estimated using an emission factor | 170418 | 1.2526
2020 | MI | Alcona | 1693 | RFCM | RFC Michigan | WAT | 8 |  | 33339 |  |  | 0 |  |  |  | 0
2020 | MI | Allegan Dam | 1694 | RFCM | RFC Michigan | WAT | 2.6 |  | 11250.001 |  |  | 0 |  |  |  | 0
2020 | MI | Alpena Cement Plant | 50305 | RFCM | RFC Michigan | PC | 47.2 | 0.12476 | 177527 | 1152815.792 | 5.3204 | 0.059939 | 0.0092303 | NEI avg EF - PM, fuel type | 9240078 | 42.6443
2020 | MI | Alpine Power Plant | 59926 | RFCM | RFC Michigan | NG | 453.8 |  | 805796 | 8352632 | 7.7165 | 0.019152 | 0.0018477 | EPA/NEI | 8352632 | 7.7165
2020 | MI | Angola Solar, LLC | 64500 | RFCM | RFC Michigan | SUN | 2
2020 | MI | Apple Blossom Wind Farm | 58690 | RFCM | RFC Michigan | WND | 100 |  | 268996 |  |  | 0 |  |  |  | 0
2020 | MI | Assembly Solar II LLC | 63538 | RFCM | RFC Michigan | SUN | 110
2020 | MI | Assembly Solar III | 64196 | RFCM | RFC Michigan | SUN | 79
2020 | MI | Assembly Solar Project | 62422 | RFCM | RFC Michigan | SUN | 50 |  | 1599 |  |  | 0 |  |  |  | 0
2020 | MI | Autumn Hills Generating Facility | 63709 | RFCM | RFC Michigan | LFG | 4 |  | 24012 | 289665.996 | 2.129 | 0.17733 | 0.0147 | Estimated using an emission factor | 289665.996 | 2.129
2020 | MI | B C Cobb | 1695 | RFCM | RFC Michigan |  | 519.6
2020 | MI | B E Morrow | 1696 | RFCM | RFC Michigan | NG | 36
2020 | MI | Battle Creek Mill | 58052 | RFCM | RFC Michigan | NG | 4 | 1 | 3773 | 2753 | 0.01022 | 0.0054175 | 0.0074247 | EPA/NEI; Estimated using an emission factor | 2753 | 0.01022
2020 | MI | Bay Windpower I | 55944 | RFCM | RFC Michigan | WND | 1.8 |  | 2478 |  |  | 0 |  |  |  | 0
2020 | MI | Beaumont Hospital Dearborn Campus | 50260 | RFCM | RFC Michigan | DFO | 6.8 |  | 32.339 | 429.001 | 0.066495 | 4.1124 | 0.31 | EPA/NEI; Estimated using an emission factor | 429.001 | 0.066495
2020 | MI | Beaver Island | 7831 | RFCM | RFC Michigan | DFO | 3.3 |  | 39.999 | 2528.999 | 0.39199 | 19.6002 | 0.31 | Estimated using an emission factor | 2528.999 | 0.39199
2020 | MI | Beebe 1A | 58020 | RFCM | RFC Michigan | WND | 81.6 |  | 220986 |  |  | 0 |  |  |  | 0
2020 | MI | Beebe 1B | 58908 | RFCM | RFC Michigan | WND | 50.4 |  | 143417 |  |  | 0 |  |  |  | 0
2020 | MI | Belle River | 6034 | RFCM | RFC Michigan | RC | 1664.4 |  | 4595450.001 | 49747805.312 | 12.0842 | 0.0052592 | 0.00048582 | EPA/NEI | 49747805.312 | 12.0842
2020 | MI | Berrien Springs | 1753 | RFCW | RFC West | WAT | 7.2 |  | 32664.996 |  |  | 0 |  |  |  | 0
2020 | MI | Big Quinnesec 61 | 7821 | RFCW | RFC West | WAT | 4.4 |  | 17793 |  |  | 0 |  |  |  | 0
2020 | MI | Big Quinnesec 92 | 7820 | RFCW | RFC West | WAT | 16 |  | 136611 |  |  | 0 |  |  |  | 0
2020 | MI | Big Turtle Wind Farm, LLC | 58891 | RFCM | RFC Michigan | WND | 49.4 |  | 66478 |  |  | 0 |  |  |  | 0
2020 | MI | Bingham Solar, LLC | 63321 | RFCM | RFC Michigan | SUN | 20 |  | 842 |  |  | 0 |  |  |  | 0
2020 | MI | Blue Water Energy Center | 62192 | RFCM | RFC Michigan | NG | 1267.4
2020 | MI | Blue Water Renewables Inc | 57706 | RFCM | RFC Michigan | LFG | 3.2 |  | 25363 | 260473 | 1.9145 | 0.15097 | 0.0147 | Estimated using an emission factor | 260473 | 1.9145
2020 | MI | Brent Run Generating Station | 54910 | RFCM | RFC Michigan | LFG | 7 |  | 51476.001 | 587247.98 | 4.3163 | 0.1677 | 0.0147 | Estimated using an emission factor | 587247.98 | 4.3163
2020 | MI | Brookfield | 58719 | RFCM | RFC Michigan | WND | 74.8 |  | 254452 |  |  | 0 |  |  |  | 0
2020 | MI | Bryon Center | 56851 | RFCM | RFC Michigan | LFG | 3.2 |  | 21483 | 236738 | 1.74 | 0.16199 | 0.0147 | Estimated using an emission factor | 236738 | 1.74
2020 | MI | Buchanan (MI) | 1754 | RFCW | RFC West | WAT | 4.4 |  | 14085.002 |  |  | 0 |  |  |  | 0
2020 | MI | Bullhead Solar, LLC | 64499 | RFCM | RFC Michigan | SUN | 2
2020 | MI | C W Tippy | 1698 | RFCM | RFC Michigan | WAT | 20.1 |  | 66951.999 |  |  | 0 |  |  |  | 0
2020 | MI | Cadillac Renewable Energy | 54415 | RFCM | RFC Michigan | WDS | 88 | 1 | 49639 | 983377.625 | 3.5029 | 0.14113 | 0.0071241 | EPA/NEI | 983377.625 | 3.5029
2020 | MI | Calhoun County Solar Project | 64452 | RFCM | RFC Michigan | SUN | 125
2020 | MI | Calhoun Solar | 64856 | RFCM | RFC Michigan | SUN | 200
2020 | MI | Captain Solar, LLC | 64457 | RFCM | RFC Michigan | SUN | 2 |  | 4 |  |  | 0 |  |  |  | 0
2020 | MI | Cargill Salt | 54965 | RFCM | RFC Michigan | NG | 6.1 | 0.03384 | 5714.27 | 32501.773 | 0.12066 | 0.042231 | 0.0074248 | EPA/NEI; Estimated using an emission factor | 960465 | 3.5656
2020 | MI | Cargill Salt Hersey | 58196 | RFCM | RFC Michigan | NG | 2.1 | 0.33239 | 2246.52 | 19951.559 | 0.074067 | 0.06594 | 0.0074247 | NEI avg EF - PM, fuel type | 60025 | 0.22283
2020 | MI | Caro | 1874 | RFCM | RFC Michigan | DFO | 9.4 |  | 0
2020 | MI | Cascade Dam | 50436 | RFCM | RFC Michigan | WAT | 1.6 |  | 6496 |  |  | 0 |  |  |  | 0
2020 | MI | Cataract (MI) | 7118 | MROE | MRO East | WAT | 2 |  | 8091 |  |  | 0 |  |  |  | 0
2020 | MI | Cement City Solar, LLC | 64567 | RFCM | RFC Michigan | SUN | 20
2020 | MI | Central Generating | 63977 | RFCM | RFC Michigan | LFG | 4 |  | 19277 | 262315 | 1.928 | 0.20003 | 0.0147 | Estimated using an emission factor | 262315 | 1.928
2020 | MI | Central Michigan University | 56190 | RFCM | RFC Michigan | NG | 4.8 | 0.2806 | 22887.4 | 126621.072 | 0.14645 | 0.012798 | 0.0023132 | EPA/NEI; Estimated using an emission factor | 451255 | 0.52193
2020 | MI | Chalk Hill | 1776 | RFCW | RFC West | WAT | 7.8 |  | 41352 |  |  | 0 |  |  |  | 0
2020 | MI | Chatham | 58254 | RFCM | RFC Michigan | NG | 7.3 |  | 56 | 874 | 0.00043448 | 0.015517 | 0.00099423 | NEI avg EF - PM, fuel type, firing type | 874 | 0.00043448
2020 | MI | Cheboygan | 50461 | RFCM | RFC Michigan | WAT | 1.5 |  | 4351 |  |  | 0 |  |  |  | 0
2020 | MI | Claude Vandyke | 1880 | RFCM | RFC Michigan | NG | 51.3 |  | 3871 | 54115 | 0.026901 | 0.013899 | 0.00099423 | EPA/NEI; Estimated using an emission factor | 54115 | 0.026901
2020 | MI | Coldwater Peaking Plant | 59467 | RFCM | RFC Michigan | NG | 12.9 |  | 2391.999 | 21984 | 0.0046386 | 0.0038784 | 0.000422 | Estimated using an emission factor | 21984 | 0.0046386
2020 | MI | Coldwater Solar, LLC | 64458 | RFCM | RFC Michigan | SUN | 2 |  | 5 |  |  | 0 |  |  |  | 0
2020 | MI | Colfax | 1725 | RFCM | RFC Michigan | DFO | 13.5 |  | 96 | 3451 | 0.53491 | 11.1439 | 0.31 | Estimated using an emission factor | 3451 | 0.53491
2020 | MI | Conners Creek | 1726 | RFCM | RFC Michigan |  | 275.4
2020 | MI | Constantine | 1760 | RFCW | RFC West | WAT | 1.2 |  | 4984 |  |  | 0 |  |  |  | 0
2020 | MI | Cooke | 1700 | RFCM | RFC Michigan | WAT | 9 |  | 30786.999 |  |  | 0 |  |  |  | 0
2020 | MI | Coopersville | 54756 | RFCM | RFC Michigan | LFG | 6.4 |  | 38217 | 481869 | 3.5417 | 0.18535 | 0.0147 | Estimated using an emission factor | 481869 | 3.5417
2020 | MI | Crescent Wind Park | 63686 | RFCM | RFC Michigan | WND | 150
2020 | MI | Cross Winds Energy Park | 58830 | RFCM | RFC Michigan | WND | 230.9 |  | 721792 |  |  | 0 |  |  |  | 0
2020 | MI | Croswell | 7497 | RFCM | RFC Michigan | DFO | 5.1 |  | 0
2020 | MI | Croton | 1701 | RFCM | RFC Michigan | WAT | 8.9 |  | 26368 |  |  | 0 |  |  |  | 0
2020 | MI | Crystal Falls | 1821 | RFCW | RFC West | WAT | 1 |  | 7829 |  |  | 0 |  |  |  | 0
2020 | MI | Dafter | 1868 | RFCW | RFC West | DFO | 9 |  | -36 | 3510 | 0.54405 | 0 | 0.31 | EPA/NEI; Estimated using an emission factor | 3510 | 0.54405
2020 | MI | Dan E Karn | 1702 | RFCM | RFC Michigan | SUB | 1946.3 |  | 1654353 | 20504908.785 | 93.4992 | 0.11303 | 0.0091197 | EPA/NEI; Estimated using an emission factor | 20504908.785 | 93.4992
2020 | MI | Dayton (MI) | 1727 | RFCM | RFC Michigan | DFO | 10
2020 | MI | Dean Peakers | 55718 | RFCM | RFC Michigan | NG | 357.6 |  | 738320 | 8601439.25 | 2.1615 | 0.0058552 | 0.00050259 | EPA/NEI | 8601439.25 | 2.1615
2020 | MI | Dearborn Energy Center | 62289 | RFCM | RFC Michigan | NG | 35 | 1 | 254949 | 2621269.766 | 8.0696 | 0.063303 | 0.006157 | EPA/NEI; Estimated using an emission factor | 2621269.766 | 8.0696
2020 | MI | Dearborn Industrial Generation | 55088 | RFCM | RFC Michigan | NG | 747.9 | 0.75977 | 5133585 | 33023719.541 | 67.1277 | 0.026152 | 0.0040654 | EPA/NEI | 43465600.5 | 88.353
2020 | MI | Decorative Panels Intl | 10149 | RFCM | RFC Michigan | NG | 7.5 | 0.025749 | 7736.72 | 43681.308 | 0.16216 | 0.04192 | 0.0074247 | NEI avg EF - PM, fuel type | 1696430 | 6.2978
2020 | MI | Deerfield Wind Energy, LLC | 60883 | RFCM | RFC Michigan | WND | 149 |  | 541828 |  |  | 0 |  |  |  | 0
2020 | MI | Delray | 1728 | RFCM | RFC Michigan | NG | 142.2 |  | 34746 | 420078.953 | 1.3524 | 0.077845 | 0.0064388 | EPA/NEI | 420078.953 | 1.3524
2020 | MI | Delta Energy Park | 63259 | RFCM | RFC Michigan | NG | 263.2
2020 | MI | Delta Solar Power I | 61954 | RFCM | RFC Michigan | SUN | 8.1 |  | 14431 |  |  | 0 |  |  |  | 0
2020 | MI | Delta Solar Power II | 61955 | RFCM | RFC Michigan | SUN | 15.9 |  | 27784 |  |  | 0 |  |  |  | 0
2020 | MI | Demille Solar Farm | 60346 | RFCM | RFC Michigan | SUN | 28.4 |  | 43346 |  |  | 0 |  |  |  | 0
2020 | MI | Detour | 6369 | RFCW | RFC West | DFO | 6 |  | 190 | 5599 | 0.86784 | 9.1352 | 0.31 | Estimated using an emission factor | 5599 | 0.86784
2020 | MI | DG AMP Solar Coldwater | 61435 | RFCM | RFC Michigan | SUN | 1.3 |  | 2082 |  |  | 0 |  |  |  | 0
2020 | MI | Domino Farms Solar | 60017 | RFCM | RFC Michigan | SUN | 1 |  | 1253 |  |  | 0 |  |  |  | 0
2020 | MI | Donald C Cook | 6000 | RFCW | RFC West | NUC | 2285.3 |  | 18266645 |  |  | 0 |  |  |  | 0
2020 | MI | E.B. Eddy Paper Inc | 58222 | RFCM | RFC Michigan | NG | 5 | 0.094936 | 21858.95 | 121438.313 | 0.45082 | 0.041248 | 0.0074247 | NEI avg EF - PM, fuel type | 1279154 | 4.7487
2020 | MI | Eagle Valley (MI) | 57405 | RFCM | RFC Michigan | LFG | 3.2 |  | 25096 | 269038 | 1.9774 | 0.15759 | 0.0147 | Estimated using an emission factor | 269038 | 1.9774
2020 | MI | East. Michigan Univ. Heating Plant | 59452 | RFCM | RFC Michigan | NG | 11.3 | 0.36247 | 27282 | 146101.665 | 0.072629 | 0.0053243 | 0.00099423 | EPA/NEI; Estimated using an emission factor | 403076 | 0.20037
2020 | MI | Echo Wind Park | 58121 | RFCM | RFC Michigan | WND | 162 |  | 392248.001 |  |  | 0 |  |  |  | 0
2020 | MI | Eckert Station | 1831 | RFCM | RFC Michigan | SUB | 375 |  | 5329 | 89293.031 | 0.65664 | 0.24644 | 0.014707 | EPA/NEI | 89293.031 | 0.65664
2020 | MI | Edenville | 50158 | RFCM | RFC Michigan | WAT | 4.8
2020 | MI | Edison Sault | 1751 | RFCW | RFC West | WAT | 41.8 |  | 223441.973 |  |  | 0 |  |  |  | 0
2020 | MI | Electric City Solar | 64097 | RFCW | RFC West | SUN | 15 |  | 156 |  |  | 0 |  |  |  | 0
2020 | MI | Endicott Station | 4259 | RFCM | RFC Michigan |  | 58.2
2020 | MI | Erickson | 1832 | RFCM | RFC Michigan | SUB | 154.7 |  | 566201 | 7461886.5 | 5.0489 | 0.017834 | 0.0013533 | EPA/NEI | 7461886.5 | 5.0489
2020 | MI | Escanaba Mill | 10208 | MROE | MRO East | BLQ | 122.4 | 0.13972 | 423475.02 | 2313944.015 | 7.8742 | 0.037189 | 0.0068059 | NEI avg EF - PM, fuel type, firing type | 16561852.562 | 56.3591
2020 | MI | F.D. Kuester Generating Station | 61392 | RFCW | RFC West | NG | 131.6 |  | 517839 | 4315797.938 | 0.91063 | 0.0035171 | 0.000422 | Estimated using an emission factor | 4315797.938 | 0.91063
2020 | MI | Fairbanks Wind Park | 62815 | MROE | MRO East | WND | 72.8
2020 | MI | Fermi | 1729 | RFCM | RFC Michigan | NUC | 1281 |  | 6070368 | 4343 | 0.039182 | 1.2909e-05 | 0.018044 | EPA/NEI; Estimated using an emission factor | 4343 | 0.039182
2020 | MI | Five Channels | 1704 | RFCM | RFC Michigan | WAT | 6 |  | 23177 |  |  | 0 |  |  |  | 0
2020 | MI | Foote | 1705 | RFCM | RFC Michigan | WAT | 9 |  | 35276.001 |  |  | 0 |  |  |  | 0
2020 | MI | Ford World Headquarters | 60018 | RFCM | RFC Michigan | SUN | 1 |  | 810 |  |  | 0 |  |  |  | 0
2020 | MI | Four Mile Hydropower Project | 54341 | RFCM | RFC Michigan | WAT | 2.1 |  | 9643 |  |  | 0 |  |  |  | 0
2020 | MI | Frank Jenkins | 1851 | RFCM | RFC Michigan | DFO | 4.1 |  | 0
2020 | MI | Fremont Community Digester, LLC | 59785 | RFCM | RFC Michigan | OBG | 5.8 | 0.58722 | 10714 | 63404.795 | 0.46603 | 0.086994 | 0.0147 | Estimated using an emission factor | 107974 | 0.79361
2020 | MI | French Landing Dam | 50437 | RFCM | RFC Michigan | WAT | 1.6 |  | 9597 |  |  | 0 |  |  |  | 0
2020 | MI | French Paper Hydro | 10656 | RFCW | RFC West | WAT | 1.3 |  | 4838 |  |  | 0 |  |  |  | 0
2020 | MI | Gaylord - Consumers | 1706 | RFCM | RFC Michigan | NG | 80
2020 | MI | Gaylord - Wolverine | 7932 | RFCM | RFC Michigan | NG | 70.2 |  | 21099.999 | 341947.008 | 0.16999 | 0.016112 | 0.00099423 | NEI avg EF - PM, fuel type, firing type | 341947.008 | 0.16999
2020 | MI | Geddes 1 Solar, LLC | 64459 | RFCM | RFC Michigan | SUN | 2 |  | 1 |  |  | 0 |  |  |  | 0
2020 | MI | Geddes 2 Solar, LLC | 64498 | RFCM | RFC Michigan | SUN | 2
2020 | MI | Genesee Power Station | 54751 | RFCM | RFC Michigan | WDS | 39.5 |  | 90238 | 1692388.875 | 3.9808 | 0.088229 | 0.0047044 | EPA/NEI | 1692388.875 | 3.9808
2020 | MI | George Johnson | 1877 | RFCM | RFC Michigan | NG | 83 |  | 20755 | 252659 | 0.1256 | 0.012103 | 0.00099423 | EPA/NEI; Estimated using an emission factor | 252659 | 0.1256
2020 | MI | Gladstone | 7119 | MROE | MRO East | DFO | 22.6 |  | -174 | 616 | 0.0055575 | 0 | 0.018044 | NEI avg EF - PM, fuel type, firing type | 616 | 0.0055575
2020 | MI | Grand Blanc Generating Station | 54757 | RFCM | RFC Michigan | LFG | 7.8 |  | 54513.998 | 650138 | 4.7785 | 0.17531 | 0.0147 | Estimated using an emission factor | 650138 | 4.7785
2020 | MI | Grand Haven Diesel Plant | 1826 | RFCM | RFC Michigan | RFO | 20.9 |  | 0
2020 | MI | Grand Rapids | 1787 | MROE | MRO East | WAT | 7.5 |  | 38166 |  |  | 0 |  |  |  | 0
2020 | MI | Grand River | 10532 | RFCM | RFC Michigan | LFG | 4 |  | 9282 | 114127 | 0.83883 | 0.18074 | 0.0147 | EPA/NEI; Estimated using an emission factor | 114127 | 0.83883
2020 | MI | Grand Valley Solar Gardens | 60118 | RFCM | RFC Michigan | SUN | 3 |  | 4105 |  |  | 0 |  |  |  | 0
2020 | MI | Graphic Packaging International, Inc. | 10698 | RFCM | RFC Michigan | NG | 11.8 | 0 | -127306 | 0 | 0 | 0 |  | EPA/NEI | 1894716.25 | 4.6065
2020 | MI | Gratiot County Wind LLC | 58677 | RFCM | RFC Michigan | WND | 110.4 |  | 271620 |  |  | 0 |  |  |  | 0
2020 | MI | Gratiot Farms Wind Project | 63687 | RFCM | RFC Michigan | WND | 150 |  | 38056 |  |  | 0 |  |  |  | 0
2020 | MI | Gratiot Wind Park | 57421 | RFCM | RFC Michigan | WND | 102 |  | 257930 |  |  | 0 |  |  |  | 0
2020 | MI | Grayling Generating Station | 10822 | RFCM | RFC Michigan | WDS | 38 |  | 66339 | 1010746.562 | 3.9071 | 0.11779 | 0.007731 | EPA/NEI | 1010746.562 | 3.9071
2020 | MI | Green Lake Solar | 63019 | RFCM | RFC Michigan | SUN | 1 |  | 1422 |  |  | 0 |  |  |  | 0
2020 | MI | Greenwood | 6035 | RFCM | RFC Michigan | NG | 1071.3 |  | 954181 | 10833548.281 | 34.9303 | 0.073215 | 0.0064486 | EPA/NEI | 10833548.281 | 34.9303
2020 | MI | Greenwood Solar Farm | 60019 | RFCM | RFC Michigan | SUN | 1.9 |  | 2640 |  |  | 0 |  |  |  | 0
2020 | MI | GRS Arbor Hills | 55596 | RFCM | RFC Michigan | LFG | 30.3 |  | 126377 | 2119943.391 | 19.8069 | 0.31346 | 0.018686 | Estimated using an emission factor | 2119943.391 | 19.8069
2020 | MI | GRS C&C | 55597 | RFCM | RFC Michigan | LFG | 5.7 | 1 | 28618 | 517005.996 | 4.9582 | 0.34651 | 0.019181 | Estimated using an emission factor | 517005.996 | 4.9582
2020 | MI | GRS Lyon | 55595 | RFCM | RFC Michigan | LFG | 5
2020 | MI | Hancock Peakers | 1730 | RFCM | RFC Michigan | NG | 160.2 |  | 4602 | 67111.898 | 0.2206 | 0.095871 | 0.0065741 | EPA/NEI | 67111.898 | 0.2206
2020 | MI | Harbor Beach | 1731 | RFCM | RFC Michigan |  | 125
2020 | MI | Hardy | 1707 | RFCM | RFC Michigan | WAT | 31.5 |  | 115494.999 |  |  | 0 |  |  |  | 0
2020 | MI | Hart | 1827 | RFCM | RFC Michigan | NG | 5.7 |  | 0
2020 | MI | Harvest | 56635 | RFCM | RFC Michigan | WND | 52.8 |  | 123280 |  |  | 0 |  |  |  | 0
2020 | MI | Harvest 2 | 57888 | RFCM | RFC Michigan | WND | 59.4 |  | 203344 |  |  | 0 |  |  |  | 0
2020 | MI | Hazel Solar, LLC | 64497 | RFCM | RFC Michigan | SUN | 2
2020 | MI | Hemlock Falls | 1777 | RFCW | RFC West | WAT | 2.8 |  | 10190 |  |  | 0 |  |  |  | 0
2020 | MI | Hendershot Solar, LLC | 64496 | RFCM | RFC Michigan | SUN | 2
2020 | MI | Henry Station | 7399 | RFCM | RFC Michigan | NG | 15.4 |  | 817 | 6967 | 0.00147 | 0.0035986 | 0.000422 | Estimated using an emission factor | 6967 | 0.00147
2020 | MI | Heritage Garden Wind Farm I LLC | 58103 | RFCW | RFC West | WND | 28 |  | 71613 |  |  | 0 |  |  |  | 0
2020 | MI | Hillman Power LLC | 10346 | RFCM | RFC Michigan | WDS | 22 |  | 381 | 5509 | 0.051506 | 0.27037 | 0.018699 | NEI avg EF - PM, fuel type | 5509 | 0.051506
2020 | MI | Hillsdale | 1829 | RFCM | RFC Michigan | NG | 28.7 |  | 301 | 2992 | 0.00063131 | 0.0041948 | 0.000422 | EPA/NEI; Estimated using an emission factor | 2992 | 0.00063131
2020 | MI | Hodenpyl | 1708 | RFCM | RFC Michigan | WAT | 17 |  | 54587 |  |  | 0 |  |  |  | 0
2020 | MI | Hoist | 7115 | MROE | MRO East | WAT | 4.4 |  | 19087 |  |  | 0 |  |  |  | 0
2020 | MI | Holland Energy Park | 59093 | RFCM | RFC Michigan | NG | 149.4 | 1 | 778444 | 5984614.25 | 5.9845 | 0.015376 | 0.002 | EPA/NEI | 5984614.25 | 5.9845
2020 | MI | Hydro Plant | 1856 | RFCW | RFC West | WAT | 2.2 |  | 3212 |  |  | 0 |  |  |  | 0
2020 | MI | IKEA Canton Rooftop PV System | 62677 | RFCM | RFC Michigan | SUN | 1 |  | 697 |  |  | 0 |  |  |  | 0
2020 | MI | Indeck Niles Energy Center | 55460 | RFCW | RFC West | NG | 1174.4
2020 | MI | Interchange Solar, LLC | 64470 | RFCM | RFC Michigan | SUN | 2 |  | 5 |  |  | 0 |  |  |  | 0
2020 | MI | Isabella Wind Park | 63601 | RFCM | RFC Michigan | WND | 383.5
2020 | MI | J B Sims | 1825 | RFCM | RFC Michigan | BIT | 80 |  | 32663 | 356919.844 | 5.9844 | 0.36643 | 0.033534 | EPA/NEI | 356919.844 | 5.9844
2020 | MI | J C Weadock | 1720 | RFCM | RFC Michigan |  | 331.2
2020 | MI | J H Campbell | 1710 | RFCM | RFC Michigan | SUB | 1579.4 |  | 6767622 | 70803325 | 162.115 | 0.047909 | 0.0045793 | EPA/NEI | 70803325 | 162.115
2020 | MI | J R Whiting | 1723 | RFCM | RFC Michigan |  | 364
2020 | MI | Jack Francis Solar, LLC | 64460 | RFCM | RFC Michigan | SUN | 2 |  | 0
2020 | MI | Jackson Generating Station | 55270 | RFCM | RFC Michigan | NG | 649 |  | 1783851 | 14706656.125 | 158.8245 | 0.17807 | 0.021599 | EPA/NEI; Estimated using an emission factor | 14706656.125 | 158.8245
2020 | MI | James De Young | 1830 | RFCM | RFC Michigan | BIT | 62.8
2020 | MI | James R Smith | 1842 | MROE | MRO East | WAT | 3.2 |  | 22079 |  |  | 0 |  |  |  | 0
2020 | MI | John H Warden | 1772 | RFCW | RFC West | WDS | 22 |  | 122769 | 1554107.75 | 14.5301 | 0.23671 | 0.018699 | NEI avg EF - PM, fuel type | 1554107.75 | 14.5301
2020 | MI | Kalamazoo River Generating Station | 55101 | RFCM | RFC Michigan | NG | 77.4 |  | 77793 | 959163.625 | 3.0095 | 0.077372 | 0.0062753 | EPA/NEI | 959163.625 | 3.0095
2020 | MI | Kalkaska CT Project #1 | 7984 | RFCM | RFC Michigan | NG | 60.5 |  | 21654 | 235626.07 | 1.496 | 0.13817 | 0.012698 | EPA/NEI | 235626.07 | 1.496
2020 | MI | Kent County Waste to Energy Facility | 50860 | RFCM | RFC Michigan | MSW | 18 | 1 | 100824 | 2043571.438 |  |  |  |  | 2043571.438
2020 | MI | Kingsford | 1778 | RFCW | RFC West | WAT | 7.2 |  | 27059.001 |  |  | 0 |  |  |  | 0
2020 | MI | Kleber | 1871 | RFCM | RFC Michigan | WAT | 1.8 |  | 6463 |  |  | 0 |  |  |  | 0
2020 | MI | Lake Winds Energy Park | 57984 | RFCM | RFC Michigan | WND | 100.8 |  | 273390 |  |  | 0 |  |  |  | 0
2020 | MI | Lansing BWL REO Town Plant | 58427 | RFCM | RFC Michigan | NG | 98 | 0.64284 | 624677 | 3269156.708 | 8.3698 | 0.026797 | 0.0051205 | EPA/NEI | 5085480 | 13.02
2020 | MI | Lennon Generating | 59436 | RFCM | RFC Michigan | LFG | 9.6 |  | 37764 | 499229.016 | 3.6693 | 0.19433 | 0.0147 | Estimated using an emission factor | 499229.016 | 3.6693
2020 | MI | Letts Creek Solar, LLC | 64568 | RFCM | RFC Michigan | SUN | 15
2020 | MI | Livingston Generating Station | 55102 | RFCM | RFC Michigan | NG | 170.1 |  | 4261.001 | 65294.999 | 0.8692 | 0.40798 | 0.026624 | EPA/NEI | 65294.999 | 0.8692
2020 | MI | Lorin Industries | 60102 | RFCM | RFC Michigan | NG | 3.2 | 0.53913 | 7790 | 44006.368 | 0.0092854 | 0.0023839 | 0.000422 | Estimated using an emission factor | 81625 | 0.017223
2020 | MI | Loud | 1712 | RFCM | RFC Michigan | WAT | 4 |  | 19946 |  |  | 0 |  |  |  | 0
2020 | MI | Lowell | 1837 | RFCM | RFC Michigan | NG | 3.6
2020 | MI | Ludington | 1713 | RFCM | RFC Michigan | WAT | 1978.8 |  | -845479.998 |  |  | 0 |  |  |  | 0
2020 | MI | M72 West Solar | 63660 | RFCM | RFC Michigan | SUN | 1.8 |  | 1935 |  |  | 0 |  |  |  | 0
2020 | MI | Main Street (MI) | 1853 | RFCM | RFC Michigan | DFO | 6 |  | 41 | 546 | 0.08463 | 4.1283 | 0.31 | Estimated using an emission factor | 546 | 0.08463
2020 | MI | Manistique | 1750 | RFCW | RFC West | DFO | 4.8 |  | 387 | 6894 | 1.0686 | 5.5223 | 0.31 | Estimated using an emission factor | 6894 | 1.0686
2020 | MI | Marquette Energy Center | 60559 | MROE | MRO East | NG | 51.3 |  | 147261.999 | 1296181.031 | 0.27349 | 0.0037144 | 0.000422 | Estimated using an emission factor | 1296181.031 | 0.27349
2020 | MI | Marshall (MI) | 1844 | RFCM | RFC Michigan | WAT | 11.9 |  | 289 | 1666 | 0.022582 | 0.15628 | 0.02711 | EPA/NEI; Estimated using an emission factor | 1666 | 0.022582
2020 | MI | Marysville | 1732 | RFCM | RFC Michigan | BIT | 200
2020 | MI | May Shannon Solar, LLC | 64461 | RFCM | RFC Michigan | SUN | 2 |  | 1 |  |  | 0 |  |  |  | 0
2020 | MI | McClure Dam | 7116 | MROE | MRO East | WAT | 8 |  | 53065 |  |  | 0 |  |  |  | 0
2020 | MI | McKinley Wind Park | 57853 | RFCM | RFC Michigan | WND | 14.4 |  | 51695 |  |  | 0 |  |  |  | 0
2020 | MI | MEC North | 63911 | RFCM | RFC Michigan | NG | 500
2020 | MI | MEC South | 63912 | RFCM | RFC Michigan | NG | 500
2020 | MI | Menominee Mill Marinette | 50409 | MROE | MRO East | WAT | 1.8 |  | 13874 |  |  | 0 |  |  |  | 0
2020 | MI | Michigamme Falls | 1780 | RFCW | RFC West | WAT | 9.6 |  | 54955 |  |  | 0 |  |  |  | 0
2020 | MI | Michigan Power Limited Partnership | 54915 | RFCM | RFC Michigan | NG | 138.1 | 0.66763 | 1090387 | 6308964.271 | 13.3259 | 0.024442 | 0.0042244 | EPA/NEI | 9449816 | 19.96
2020 | MI | Michigan Wind 1 | 56416 | RFCM | RFC Michigan | WND | 69 |  | 169200 |  |  | 0 |  |  |  | 0
2020 | MI | Michigan Wind 2 | 56659 | RFCM | RFC Michigan | WND | 90 |  | 338640 |  |  | 0 |  |  |  | 0
2020 | MI | Midland Cogeneration Venture | 10745 | RFCM | RFC Michigan | NG | 1853.8 | 0.77517 | 9472408.89 | 65267613.796 | 2058.1164 | 0.43455 | 0.063067 | EPA/NEI | 84198249.35 | 2655.0654
2020 | MI | Minden Wind Park | 57852 | RFCM | RFC Michigan | WND | 32 |  | 113950 |  |  | 0 |  |  |  | 0
2020 | MI | Mio | 1714 | RFCM | RFC Michigan | WAT | 5 |  | 18171 |  |  | 0 |  |  |  | 0
2020 | MI | Modular Power LLC | 56183 | RFCM | RFC Michigan | DFO | 14.8
2020 | MI | Monroe | 1733 | RFCM | RFC Michigan | RC | 3293.1 |  | 13203792 | 136084002 | 53.0206 | 0.0080311 | 0.00077923 | EPA/NEI | 136084002 | 53.0206
2020 | MI | Mottville | 1761 | RFCW | RFC West | WAT | 1.6 |  | 7281 |  |  | 0 |  |  |  | 0
2020 | MI | MSC Croswell | 57950 | RFCM | RFC Michigan | NG | 1.3 | 0.001465 | 172.22 | 981.142 | 0.0036426 | 0.042301 | 0.0074252 | NEI avg EF - PM, fuel type | 669760 | 2.4864
2020 | MI | MSC Sebewaing | 57949 | RFCM | RFC Michigan | BIT | 2.5 | 0.001451 | 1241 | 7069.459 | 0.04943 | 0.079661 | 0.013984 | EPA/NEI; Estimated using an emission factor | 4872282 | 34.0659
2020 | MI | Municipal Power Plant | 56504 | RFCM | RFC Michigan | NG | 2 |  | 119 | 1316 | 0.00027768 | 0.0046668 | 0.000422 | Estimated using an emission factor | 1316 | 0.00027768
2020 | MI | Neenah Paper Munising Mill | 54867 | MROE | MRO East | BIT | 6.2 | 0 | 0
2020 | MI | New Covert Generating Project | 55297 | RFCM | RFC Michigan | NG | 1176 |  | 7200741 | 51766839 | 64.54 | 0.017926 | 0.0024935 | EPA/NEI | 51766839 | 64.54
2020 | MI | Newberry | 1846 | RFCW | RFC West | DFO | 5.5 |  | 17.001 | 230.001 | 0.03565 | 4.1939 | 0.31 | Estimated using an emission factor | 230.001 | 0.03565
2020 | MI | Ninth Street Hydropower Project | 54342 | RFCM | RFC Michigan | WAT | 1.6 |  | 6723 |  |  | 0 |  |  |  | 0
2020 | MI | Northeast (MI) | 1734 | RFCM | RFC Michigan | NG | 129.8 |  | 2434.001 | 49494 | 0.16243 | 0.13347 | 0.0065635 | NEI avg EF - PM, fuel type, firing type | 49494 | 0.16243
2020 | MI | Norway (MI) | 1848 | RFCW | RFC West | WAT | 6.3 |  | 38552 |  |  | 0 |  |  |  | 0
2020 | MI | Norway Point Hydropower Project | 54340 | RFCM | RFC Michigan | WAT | 4 |  | 14725 |  |  | 0 |  |  |  | 0
2020 | MI | Oliver | 1735 | RFCM | RFC Michigan | DFO | 13.5 |  | -304 | 1461 | 0.22646 | 0 | 0.31 | Estimated using an emission factor | 1461 | 0.22646
2020 | MI | O'Shea Solar Farm | 60348 | RFCM | RFC Michigan | SUN | 2 |  | 3053 |  |  | 0 |  |  |  | 0
2020 | MI | Otsego Paper, Inc. | 55799 | RFCM | RFC Michigan | NG | 21.2 | 0.41506 | 147225 | 768191.323 | 2.9804 | 0.040488 | 0.0077596 | NEI avg EF - PM, fuel type, firing type | 1850800.375 | 7.1808
2020 | MI | Palisades | 1715 | RFCM | RFC Michigan | NUC | 811.8 |  | 5995123 |  |  | 0 |  |  |  | 0
2020 | MI | Par Sterile Products | 50318 | RFCM | RFC Michigan | NG | 2.8 | 0 | 0
2020 | MI | Parkview Battery | 61909 | RFCM | RFC Michigan | MWH | 1.1 |  | -79 | 0 |  | 0 |  |  | 0 | 0
2020 | MI | PCA, Filer City Mill | 58066 | RFCM | RFC Michigan | NG | 19.5 | 0.13437 | 85947.296 | 554966.647 | 2.0602 | 0.047942 | 0.0074247 | NEI avg EF - PM, fuel type | 4130137.125 | 15.3326
2020 | MI | Peavy Falls | 1781 | RFCW | RFC West | WAT | 12 |  | 79133 |  |  | 0 |  |  |  | 0
2020 | MI | Pegasus Wind | 61916 | RFCM | RFC Michigan | WND | 178 |  | 167311 |  |  | 0 |  |  |  | 0
2020 | MI | Peoples Generating Station | 54890 | RFCM | RFC Michigan | LFG | 3.2 | 1 | 23734 | 325605 | 2.3932 | 0.20167 | 0.0147 | Estimated using an emission factor | 325605 | 2.3932
2020 | MI | Pheasant Run Wind LLC | 58580 | RFCM | RFC Michigan | WND | 74.8 |  | 260035 |  |  | 0 |  |  |  | 0
2020 | MI | Pickford Solar | 64251 | RFCW | RFC West | SUN | 6.9
2020 | MI | Pinconning White Feather | 56852 | RFCM | RFC Michigan | LFG | 3.2 |  | 23142 | 241914 | 1.7781 | 0.15367 | 0.0147 | Estimated using an emission factor | 241914 | 1.7781
2020 | MI | Pine River Wind Park | 61106 | RFCM | RFC Michigan | WND | 161.3 |  | 415654 |  |  | 0 |  |  |  | 0
2020 | MI | Pine Street | 7806 | RFCM | RFC Michigan | NG | 14.7 |  | 18678 | 146756 | 0.030966 | 0.0033157 | 0.000422 | EPA/NEI; Estimated using an emission factor | 146756 | 0.030966
2020 | MI | Pine Tree Acres | 54989 | RFCM | RFC Michigan | LFG | 8.8 |  | 71073.002 | 817262.016 | 6.0069 | 0.16903 | 0.0147 | Estimated using an emission factor | 817262.016 | 6.0069
2020 | MI | Pine Tree Acres WM LFGTE | 57443 | RFCM | RFC Michigan | LFG | 12.8 |  | 62913 | 696052 | 5.116 | 0.16264 | 0.0147 | Estimated using an emission factor | 696052 | 5.116
2020 | MI | Placid 12 | 1737 | RFCM | RFC Michigan | DFO | 13.5 |  | 2 | 4478 | 0.69409 | 694.09 | 0.31 | Estimated using an emission factor | 4478 | 0.69409
2020 | MI | Plant Four | 1840 | MROE | MRO East | DFO | 24 |  | -29 | 2285 | 0.020615 | 0 | 0.018044 | NEI avg EF - PM, fuel type, firing type | 2285 | 0.020615
2020 | MI | POET Biorefining Caro, LLC | 63831 | RFCM | RFC Michigan | NG | 3.8 | 0.098428 | 15799.36 | 99259.84 | 0.36849 | 0.046646 | 0.0074247 | NEI avg EF - PM, fuel type | 1008452.625 | 3.7437
2020 | MI | Polaris Wind Park | 62290 | RFCM | RFC Michigan | WND | 168.6 |  | 301028 |  |  | 0 |  |  |  | 0
2020 | MI | Portage | 8019 | MROE | MRO East | DFO | 22.6 |  | 0
2020 | MI | Presque Isle | 1769 | RFCW | RFC West |  | 624.7
2020 | MI | Prickett | 1773 | MROE | MRO East | WAT | 2.2 |  | 10362 |  |  | 0 |  |  |  | 0
2020 | MI | Pullman Solar, LLC | 64581 | RFCM | RFC Michigan | SUN | 20
2020 | MI | Putnam (MI) | 1739 | RFCM | RFC Michigan | DFO | 13.5 |  | -43 | 3618 | 0.56079 | 0 | 0.31 | Estimated using an emission factor | 3618 | 0.56079
2020 | MI | Renaissance Power | 55402 | RFCM | RFC Michigan | NG | 782 |  | 1147326 | 12729140.75 | 39.8 | 0.069379 | 0.0062534 | EPA/NEI | 12729140.75 | 39.8
2020 | MI | Riley Generating Station | 56503 | RFCM | RFC Michigan | NG | 10 |  | 1189 | 13973 | 0.0029483 | 0.0049593 | 0.000422 | Estimated using an emission factor | 13973 | 0.0029483
2020 | MI | River Rouge | 1740 | RFCM | RFC Michigan | PRG | 944 |  | 198085 | 3127563 | 0.04635 | 0.00046798 | 2.964e-05 | EPA/NEI | 3127563 | 0.04635
2020 | MI | Riverview Energy Systems | 54057 | RFCM | RFC Michigan | LFG | 6.6 |  | 43640 | 824185 | 8.9012 | 0.40794 | 0.0216 | Estimated using an emission factor | 824185 | 8.9012
2020 | MI | Rogers | 1716 | RFCM | RFC Michigan | WAT | 6.8 |  | 31625 |  |  | 0 |  |  |  | 0
2020 | MI | Saint Marys Falls | 1865 | RFCW | RFC West | WAT | 23.7 |  | 148444.999 |  |  | 0 |  |  |  | 0
2020 | MI | Sanford Dam | 50157 | RFCM | RFC Michigan | WAT | 3.6 |  | 5976 |  |  | 0 |  |  |  | 0
2020 | MI | Scottville | 1879 | RFCM | RFC Michigan | DFO | 4.1
2020 | MI | Secord | 50159 | RFCM | RFC Michigan | WAT | 1.2 |  | 2640 |  |  | 0 |  |  |  | 0
2020 | MI | Shiras | 1843 | MROE | MRO East |  | 77.5
2020 | MI | Sigel Wind Park | 57851 | RFCM | RFC Michigan | WND | 64 |  | 256579 |  |  | 0 |  |  |  | 0
2020 | MI | Sixth Street Gas Turbine | 6356 | RFCM | RFC Michigan | DFO | 24 |  | -99 | 758 | 0.0068386 | 0 | 0.018044 | NEI avg EF - PM, fuel type, firing type | 758 | 0.0068386
2020 | MI | Slocum | 1741 | RFCM | RFC Michigan | DFO | 13.5 |  | 155 | 2974 | 0.46097 | 5.948 | 0.31 | Estimated using an emission factor | 2974 | 0.46097
2020 | MI | Smallwood | 50160 | RFCM | RFC Michigan | WAT | 1.2 |  | 2233 |  |  | 0 |  |  |  | 0
2020 | MI | Southeast Berrien Generating Facility | 59574 | RFCW | RFC West | LFG | 4.8 |  | 25620 | 347069 | 2.551 | 0.19914 | 0.0147 | Estimated using an emission factor | 347069 | 2.551
2020 | MI | Spartan PV 1, LLC | 60945 | RFCM | RFC Michigan | SUN | 10.5 |  | 13485 |  |  | 0 |  |  |  | 0
2020 | MI | St Louis | 1852 | RFCM | RFC Michigan | WAT | 7.1 |  | 720 | 67 | 0.010385 | 0.028847 | 0.31 | EPA/NEI; Estimated using an emission factor | 67 | 0.010385
2020 | MI | St. Clair | 1743 | RFCM | RFC Michigan | RC | 1928.6 |  | 1639828 | 19903603.5 | 9.7663 | 0.011911 | 0.00098136 | EPA/NEI | 19903603.5 | 9.7663
2020 | MI | State St Generating | 7970 | RFCM | RFC Michigan | DFO | 16.2
2020 | MI | Stoneheart Solar, LLC | 64462 | RFCM | RFC Michigan | SUN | 2 |  | 5 |  |  | 0 |  |  |  | 0
2020 | MI | Stoney Corners Wind Farm | 57131 | RFCM | RFC Michigan | WND | 60 |  | 135100 |  |  | 0 |  |  |  | 0
2020 | MI | Straits | 1718 | RFCM | RFC Michigan | NG | 20
2020 | MI | Sturgis City Diesel Plant | 1855 | RFCW | RFC West | NG | 10 |  | 423 | 5913 | 0.0012476 | 0.005899 | 0.000422 | EPA/NEI; Estimated using an emission factor | 5913 | 0.0012476
2020 | MI | Sumpter Energy Associates | 54536 | RFCM | RFC Michigan | LFG | 12 |  | 72114.994 | 1013315.953 | 7.4479 | 0.20656 | 0.0147 | EPA/NEI; Estimated using an emission factor | 1013315.953 | 7.4479
2020 | MI | Sumpter Plant | 7972 | RFCM | RFC Michigan | NG | 340 |  | 339850 | 4396849.75 | 14.028 | 0.082554 | 0.0063809 | EPA/NEI | 4396849.75 | 14.028
2020 | MI | Superior | 1744 | RFCM | RFC Michigan | DFO | 64 |  | 636 | 20135 | 0.18165 | 0.57124 | 0.018044 | NEI avg EF - PM, fuel type, firing type | 20135 | 0.18165
2020 | MI | Superior Falls | 1757 | MROW | MRO West | WAT | 1.4 |  | 12429 |  |  | 0 |  |  |  | 0
2020 | MI | T B Simon Power Plant | 10328 | RFCM | RFC Michigan | NG | 126.3 | 0.28112 | 289512.574 | 1559350.624 | 5.7599 | 0.03979 | 0.0073876 | EPA/NEI | 5547013.375 | 20.4895
2020 | MI | TCLP Solar Phase 1 | 63020 | RFCM | RFC Michigan | SUN | 1 |  | 1298 |  |  | 0 |  |  |  | 0
2020 | MI | Temperance Solar, LLC | 63322 | RFCM | RFC Michigan | SUN | 20 |  | 405 |  |  | 0 |  |  |  | 0
2020 | MI | TES Filer City Station | 50835 | RFCM | RFC Michigan | BIT | 323 | 0.76213 | 510430 | 5121486.551 | 60.5437 | 0.23723 | 0.023643 | EPA/NEI | 6719955.25 | 79.44
2020 | MI | The Andersons Albion Ethanol LLC | 58330 | RFCM | RFC Michigan | NG | 10.1 | 0.1931 | 57654.07 | 318475.121 | 0.77309 | 0.026818 | 0.004855 | EPA/NEI; Estimated using an emission factor | 1649293 | 4.0036
2020 | MI | Thetford | 1719 | RFCM | RFC Michigan | NG | 222.4
2020 | MI | Tower | 1873 | RFCM | RFC Michigan | DFO | 25.2 |  | 122 | 1854 | 0.016726 | 0.2742 | 0.018044 | EPA/NEI; Estimated using an emission factor | 1854 | 0.016726
2020 | MI | Trenton Channel | 1745 | RFCM | RFC Michigan | SUB | 775.5 |  | 257777 | 3330730.75 | 2.4772 | 0.019219 | 0.0014875 | EPA/NEI | 3330730.75 | 2.4772
2020 | MI | Turrill Solar Farm | 60347 | RFCM | RFC Michigan | SUN | 19.6 |  | 27348 |  |  | 0 |  |  |  | 0
2020 | MI | Tuscola Bay Wind | 58351 | RFCM | RFC Michigan | WND | 120 |  | 370601 |  |  | 0 |  |  |  | 0
2020 | MI | Tuscola Wind II LLC | 58587 | RFCM | RFC Michigan | WND | 100.3 |  | 303391 |  |  | 0 |  |  |  | 0
2020 | MI | Twin Falls (MI) | 1784 | RFCW | RFC West | WAT | 6.3
2020 | MI | Ubly | 1875 | RFCM | RFC Michigan | DFO | 12.4 |  | 0
2020 | MI | University of Michigan | 50431 | RFCM | RFC Michigan | NG | 48.5 | 0.23826 | 139068 | 750475.62 | 0.74801 | 0.010757 | 0.0019934 | EPA/NEI; Estimated using an emission factor | 3149812.344 | 3.1395
2020 | MI | Venice Resources Gas Recovery | 54539 | RFCM | RFC Michigan | LFG | 1.6 |  | 13532 | 162516 | 1.1945 | 0.17654 | 0.0147 | Estimated using an emission factor | 162516 | 1.1945
2020 | MI | Verso Paper Quinnesec Mich Mill | 50251 | RFCW | RFC West | BLQ | 56 | 0.15972 | 314010.42 | 1843594.893 | 9.6037 | 0.061168 | 0.010418 | NEI avg EF - PM, fuel type | 11542806.625 | 60.1291
2020 | MI | Vestaburg | 1881 | RFCM | RFC Michigan | NG | 31.4 |  | 2336 | 38750 | 0.019263 | 0.016492 | 0.00099423 | EPA/NEI; Estimated using an emission factor | 38750 | 0.019263
2020 | MI | Victoria Dam | 1774 | MROE | MRO East | WAT | 12 |  | 73526 |  |  | 0 |  |  |  | 0
2020 | MI | Viking Energy of Lincoln | 50772 | RFCM | RFC Michigan | WDS | 18 | 1 | 143094 | 1627391 | 15.2153 | 0.21266 | 0.018699 | NEI avg EF - PM, fuel type | 1627391 | 15.2153
2020 | MI | Viking Energy of McBain | 50770 | RFCM | RFC Michigan | WDS | 18 |  | 138908 | 1551204.5 | 14.5029 | 0.20881 | 0.018699 | NEI avg EF - PM, fuel type | 1551204.5 | 14.5029
2020 | MI | Warner Lambert | 54604 | RFCM | RFC Michigan | NG | 12.4 | 0.3682 | 24166.001 | 125771.853 | 0.095405 | 0.0078958 | 0.0015171 | EPA/NEI; Estimated using an emission factor | 341582.001 | 0.25911
2020 | MI | Waste Management Northern Oaks LFGTE | 57024 | RFCM | RFC Michigan | LFG | 1.6 |  | 4912 | 53490 | 0.39315 | 0.16008 | 0.0147 | Estimated using an emission factor | 53490 | 0.39315
2020 | MI | Water Street Station | 7398 | RFCM | RFC Michigan | NG | 12.6 |  | 352 | 3574 | 0.00075411 | 0.0042847 | 0.000422 | Estimated using an emission factor | 3574 | 0.00075411
2020 | MI | Watervliet | 58546 | RFCM | RFC Michigan | LFG | 4 |  | 32215 | 333833.008 | 2.4537 | 0.15233 | 0.0147 | Estimated using an emission factor | 333833.008 | 2.4537
2020 | MI | Watervliet PV | 59853 | RFCW | RFC West | SUN | 4.6 |  | 4907 |  |  | 0 |  |  |  | 0
2020 | MI | Way Dam | 1785 | RFCW | RFC West | WAT | 1.8 |  | 11568 |  |  | 0 |  |  |  | 0
2020 | MI | Webber | 1722 | RFCM | RFC Michigan | WAT | 4.3 |  | 15150 |  |  | 0 |  |  |  | 0
2020 | MI | Western Michigan Solar Gardens | 60117 | RFCM | RFC Michigan | SUN | 1 |  | 1545 |  |  | 0 |  |  |  | 0
2020 | MI | Western Michigan University Power Plant | 58161 | RFCM | RFC Michigan | NG | 16.7 | 0.41412 | 57711 | 312155.49 | 0.96023 | 0.033277 | 0.0061523 | EPA/NEI; Estimated using an emission factor | 753787.656 | 2.3187
2020 | MI | White Pine Electric Power | 10148 | RFCW | RFC West | NG | 60
2020 | MI | White Rapids | 1786 | RFCW | RFC West | WAT | 9 |  | 43154.001 |  |  | 0 |  |  |  | 0
2020 | MI | William Beaumont Hospital | 50937 | RFCM | RFC Michigan | DFO | 3.8 | 1 | 0
2020 | MI | Wilmot | 1746 | RFCM | RFC Michigan | DFO | 13.5 |  | 148 | 5970 | 0.92535 | 12.5047 | 0.31 | Estimated using an emission factor | 5970 | 0.92535
2020 | MI | Wood Road | 54549 | RFCM | RFC Michigan | LFG | 8 |  | 63956 | 705357.969 | 5.1844 | 0.16212 | 0.0147 | Estimated using an emission factor | 705357.969 | 5.1844
2020 | MI | Workman Road Solar Farm, LLC | 64463 | RFCM | RFC Michigan | SUN | 2 |  | 2 |  |  | 0 |  |  |  | 0
2020 | MI | Wyandotte | 1866 | RFCM | RFC Michigan | NG | 78.4 |  | 27162.001 | 634649.383 | 1.7819 | 0.13121 | 0.0056154 | EPA/NEI | 634649.383 | 1.7819
2020 | MI | Zeeland | 1867 | RFCM | RFC Michigan | NG | 22.3 |  | 336.001 | 10074 | 0.0021256 | 0.012652 | 0.000422 | Estimated using an emission factor | 10074 | 0.0021256
2020 | MI | Zeeland Farm Services | 58704 | RFCM | RFC Michigan | OBG | 3.2 |  | 13148 | 120744 | 0.88747 | 0.135 | 0.0147 | Estimated using an emission factor | 120744 | 0.88747
2020 | MI | Zeeland Generating Station | 55087 | RFCM | RFC Michigan | NG | 968.2 |  | 4065253 | 32988972.75 | 146.18 | 0.071917 | 0.0088624 | EPA/NEI | 32988972.75 | 146.18
2020 | MN | 4710 Hosting | 62162 | MROW | MRO West | DFO | 7.5 |  | 32 | 250 | 0.03875 | 2.4219 | 0.31 | Estimated using an emission factor | 250 | 0.03875
2020 | MN | Acturus Community Solar | 61705 | MROW | MRO West | SUN | 1 |  | 1867 |  |  | 0 |  |  |  | 0
2020 | MN | Adams Wind Farm | 56307 | MROW | MRO West | WND | 23.3 |  | 47889 |  |  | 0 |  |  |  | 0
2020 | MN | Adams Wind Generations LLC | 57375 | MROW | MRO West | WND | 20 |  | 60463 |  |  | 0 |  |  |  | 0
2020 | MN | Adrian | 1956 | MROW | MRO West | DFO | 3 |  | 12 | 148 | 0.02294 | 3.8233 | 0.31 | EPA/NEI; Estimated using an emission factor | 148 | 0.02294
2020 | MN | Agassiz Beach LLC | 55576 | MROW | MRO West | WND | 1.9 |  | 4697 |  |  | 0 |  |  |  | 0
2020 | MN | Albany Solar | 60519 | MROW | MRO West | SUN | 10 |  | 17494 |  |  | 0 |  |  |  | 0
2020 | MN | Alexandria | 1958 | MROW | MRO West | DFO | 9.2 |  | 64 | 519 | 0.080445 | 2.5139 | 0.31 | Estimated using an emission factor | 519 | 0.080445
2020 | MN | Allen S King | 1915 | MROW | MRO West | SUB | 598.4 |  | 761300 | 8883285 | 43.0405 | 0.11307 | 0.0096902 | EPA/NEI | 8883285 | 43.0405
2020 | MN | Alliant Techsystems | 7376 | MROW | MRO West | DFO | 1.6
2020 | MN | Allium Community Solar Garden, LLC | 63304 | MROW | MRO West | SUN | 1 |  | 62
2020 | MN | Altair Community Solar Garden | 61645 | MROW | MRO West | SUN | 1 |  | 1918 |  |  | 0 |  |  |  | 0
2020 | MN | American Crystal Sugar Crookston | 54212 | MROW | MRO West | SUB | 6.5 | 0.12212 | 29736 | 169142.262 | 0.75189 | 0.050571 | 0.0088906 | NEI avg EF - PM, fuel type | 1385069 | 6.1571
2020 | MN | American Crystal Sugar East Grand Forks | 54214 | MROW | MRO West | SUB | 7.5 | 0.061475 | 28000 | 159270.427 | 0.70801 | 0.050572 | 0.0088906 | NEI avg EF - PM, fuel type | 2590811.062 | 11.517
2020 | MN | American Crystal Sugar Moorhead | 54211 | MROW | MRO West | SUB | 5 | 0.11848 | 26025 | 148033.68 | 0.65806 | 0.050571 | 0.0088906 | NEI avg EF - PM, fuel type | 1249461.031 | 5.5543
2020 | MN | Andromeda Community Solar | 61181 | MROW | MRO West | SUN | 4.5 |  | 8199 |  |  | 0 |  |  |  | 0
2020 | MN | Annandale Solar | 60520 | MROW | MRO West | SUN | 6 |  | 11443 |  |  | 0 |  |  |  | 0
2020 | MN | Anoka BESS | 62908 | MROW | MRO West | MWH | 6 |  | -527 | 0 |  | 0 |  |  | 0 | 0
2020 | MN | Anoka County MN CONX | 62061 | MROW | MRO West | SUN | 3.4 |  | 5601 |  |  | 0 |  |  |  | 0
2020 | MN | Antares Community Solar | 61176 | MROW | MRO West | SUN | 3 |  | 5165.001 |  |  | 0 |  |  |  | 0
2020 | MN | Antlia Community Solar | 60937 | MROW | MRO West | SUN | 2 |  | 3384 |  |  | 0 |  |  |  | 0
2020 | MN | Aquarius Community Solar | 61710 | MROW | MRO West | SUN | 1 |  | 1938 |  |  | 0 |  |  |  | 0
2020 | MN | Aquila Community Solar | 61704 | MROW | MRO West | SUN | 1 |  | 1973 |  |  | 0 |  |  |  | 0
2020 | MN | Archer Daniels Midland Mankato | 10863 | MROW | MRO West | SUB | 10.5 | 0.12869 | 24948 | 144066.69 | 0.64042 | 0.051341 | 0.0088906 | EPA/NEI; Estimated using an emission factor | 1119513 | 4.9766
2020 | MN | Argo Navis Community Solar | 61183 | MROW | MRO West | SUN | 2.7 |  | 4469.001 |  |  | 0 |  |  |  | 0
2020 | MN | Aries Community Solar | 60938 | MROW | MRO West | SUN | 4 |  | 6335 |  |  | 0 |  |  |  | 0
2020 | MN | Armstrong Solar | 61138 | MROW | MRO West | SUN | 3 |  | 5103 |  |  | 0 |  |  |  | 0
2020 | MN | Aster Community Solar Garden, LLC | 63305 | MROW | MRO West | SUN | 1 |  | 50 |  |  | 0 |  |  |  | 0
2020 | MN | Athens - Coopers Corner BESS | 63090 | MROW | MRO West | MWH | 3 |  | -228 | 0 |  | 0 |  |  | 0 | 0
2020 | MN | Athens BESS | 62937 | MROW | MRO West | MWH | 6 |  | -467 | 0 |  | 0 |  |  | 0 | 0
2020 | MN | Athens MN CONX | 62062 | MROW | MRO West | SUN | 6.6 |  | 10619 |  |  | 0 |  |  |  | 0
2020 | MN | Atwater Solar | 60521 | MROW | MRO West | SUN | 4 |  | 7866 |  |  | 0 |  |  |  | 0
2020 | MN | Auriga Community Solar | 61706 | MROW | MRO West | SUN | 1 |  | 1962 |  |  | 0 |  |  |  | 0
2020 | MN | Autumn Hills LLC | 55566 | MROW | MRO West | WND | 1.9 |  | 5498 |  |  | 0 |  |  |  | 0
2020 | MN | B&K Energy Systems LLC | 56210 | MROW | MRO West | WND | 2 |  | 2434 |  |  | 0 |  |  |  | 0
2020 | MN | B.R. Corcoran CSG | 61453 | MROW | MRO West | SUN | 5 |  | 8767 |  |  | 0 |  |  |  | 0
2020 | MN | B.R. Sartell CSG | 61454 | MROW | MRO West | SUN | 3 |  | 4824 |  |  | 0 |  |  |  | 0
2020 | MN | B.R. Sauk Rapids CSG | 61455 | MROW | MRO West | SUN | 5 |  | 7688 |  |  | 0 |  |  |  | 0
2020 | MN | Barone CSG | 62138 | MROW | MRO West | SUN | 1 |  | 1793 |  |  | 0 |  |  |  | 0
2020 | MN | Bauer Solar CSG | 64029 | MROW | MRO West | SUN | 0.9
2020 | MN | BC Energy LLC | 56624 | MROW | MRO West | WND | 4 |  | 4303 |  |  | 0 |  |  |  | 0
2020 | MN | Becker Solar 2 CSG | 62084 | MROW | MRO West | SUN | 1 |  | 1690 |  |  | 0 |  |  |  | 0
2020 | MN | Becker Solar 3 CSG | 62085 | MROW | MRO West | SUN | 1 |  | 1690 |  |  | 0 |  |  |  | 0
2020 | MN | Becker Solar 4 CSG | 62086 | MROW | MRO West | SUN | 1 |  | 1690 |  |  | 0 |  |  |  | 0
2020 | MN | Becker Solar 5 CSG | 62087 | MROW | MRO West | SUN | 1 |  | 1690 |  |  | 0 |  |  |  | 0
2020 | MN | Becker Solar CSG | 62040 | MROW | MRO West | SUN | 1 |  | 1690 |  |  | 0 |  |  |  | 0
2020 | MN | Bellflower Solar, LLC | 63318 | MROW | MRO West | SUN | 1 |  | 0
2020 | MN | Benson City of | 1964 | MROW | MRO West | DFO | 11.2 |  | 80 | 755 | 0.11703 | 2.9256 | 0.31 | EPA/NEI; Estimated using an emission factor | 755 | 0.11703
2020 | MN | Bent Tree Wind Farm Phase 1 | 57198 | MROW | MRO West | WND | 201.3 |  | 520370 |  |  | 0 |  |  |  | 0
2020 | MN | BentonSun LLC | 60695 | MROW | MRO West | SUN | 5 |  | 8402 |  |  | 0 |  |  |  | 0
2020 | MN | Betcher Community Solar Garden | 61671 | MROW | MRO West | SUN | 1 |  | 1777 |  |  | 0 |  |  |  | 0
2020 | MN | Betcher CSG 1, LLC | 63819 | MROW | MRO West | SUN | 1 |  | 125 |  |  | 0 |  |  |  | 0
2020 | MN | Big Blue | 57289 | MROW | MRO West | WND | 36 |  | 85200 |  |  | 0 |  |  |  | 0
2020 | MN | Big Lake Holdco Solar CSG | 60836 | MROW | MRO West | SUN | 5 |  | 4595 |  |  | 0 |  |  |  | 0
2020 | MN | Big Lake Project CSG | 61817 | MROW | MRO West | SUN | 5 |  | 9814 |  |  | 0 |  |  |  | 0
2020 | MN | Bisson Windfarm LLC | 56201 | MROW | MRO West | WND | 2 |  | 3378 |  |  | 0 |  |  |  | 0
2020 | MN | Black Dog | 1904 | MROW | MRO West | NG | 1680.6 |  | 1563895 | 13281633.25 | 9.2607 | 0.011843 | 0.0013945 | EPA/NEI | 13281633.25 | 9.2607
2020 | MN | Black Oak Wind Farm | 58692 | MROW | MRO West | WND | 78 |  | 299149 |  |  | 0 |  |  |  | 0
2020 | MN | Blanchard | 1892 | MROW | MRO West | WAT | 18 |  | 111018.999 |  |  | 0 |  |  |  | 0
2020 | MN | Blazing Star 2 Wind Farm | 61650 | MROW | MRO West | WND | 200
2020 | MN | Blazing Star Wind Farm 1 | 60504 | MROW | MRO West | WND | 200 |  | 567195 |  |  | 0 |  |  |  | 0
2020 | MN | Blooming Prairie | 1966 | MROW | MRO West | DFO | 9.2 |  | 153.999 | 1560 | 0.2418 | 3.1403 | 0.31 | EPA/NEI; Estimated using an emission factor | 1560 | 0.2418
2020 | MN | Blue Breezes II LLC | 56581 | MROW | MRO West | WND | 1.3 |  | 1301 |  |  | 0 |  |  |  | 0
2020 | MN | Blue Breezes LLC | 56580 | MROW | MRO West | WND | 1.3 |  | 1418 |  |  | 0 |  |  |  | 0
2020 | MN | Blue Earth | 1967 | MROW | MRO West | DFO | 11 |  | 70.999 | 580.001 | 0.0899 | 2.5324 | 0.31 | Estimated using an emission factor | 580.001 | 0.0899
2020 | MN | Blue Lake Generating Plant | 8027 | MROW | MRO West | NG | 559.4 |  | 152677.002 | 1827951.475 | 0.36286 | 0.0047533 | 0.00039702 | EPA/NEI | 1827951.475 | 0.36286
2020 | MN | Blue Lake Solar | 60632 | MROW | MRO West | SUN | 3 |  | 4961 |  |  | 0 |  |  |  | 0
2020 | MN | Boeve Windfarm LLC | 56209 | MROW | MRO West | WND | 2 |  | 4281 |  |  | 0 |  |  |  | 0
2020 | MN | Boise Cascade International Falls | 10486 | MROW | MRO West | BLQ | 81.5 | 0.17099 | 309683 | 1678046.445 | 7.2048 | 0.04653 | 0.0085872 | NEI avg EF - PM, fuel type | 9813564.75 | 42.1353
2020 | MN | Bolduan CSG | 62194 | MROW | MRO West | SUN | 1 |  | 130 |  |  | 0 |  |  |  | 0
2020 | MN | Boswell Energy Center | 1893 | MROW | MRO West | RC | 1073.3 |  | 4203377 | 47968428 | 139.5794 | 0.066413 | 0.0058196 | EPA/NEI | 47968428 | 139.5794
2020 | MN | Brainerd Public Utilities | 50636 | MROW | MRO West | WAT | 3.5 |  | 18727.001 |  |  | 0 |  |  |  | 0
2020 | MN | Brenda Luhman - CSG | 63682 | MROW | MRO West | SUN | 1 |  | 603 |  |  | 0 |  |  |  | 0
2020 | MN | Brooten CSG1, LLC | 63593 | MROW | MRO West | SUN | 1
2020 | MN | Buffalo Garden | 63396 | MROW | MRO West | SUN | 1 |  | 1268 |  |  | 0 |  |  |  | 0
2020 | MN | Buffalo Lake CSG1, LLC | 63594 | MROW | MRO West | SUN | 1
2020 | MN | Buffalo Ridge Windplant WPP 1993 | 54794 | MROW | MRO West | WND | 21.9
2020 | MN | Byllesby | 50328 | MROW | MRO West | WAT | 2.5 |  | 1296 |  |  | 0 |  |  |  | 0
2020 | MN | Caelum Community Solar | 61180 | MROW | MRO West | SUN | 1.8 |  | 2806 |  |  | 0 |  |  |  | 0
2020 | MN | Cambridge Station | 2038 | MROW | MRO West | NG | 195.2 |  | 20378 | 249919.237 | 0.054044 | 0.0053042 | 0.00043249 | EPA/NEI | 249919.237 | 0.054044
2020 | MN | Camellia Solar, LLC | 64001 | MROW | MRO West | SUN | 1 |  | 0
2020 | MN | Camp Ripley Solar | 64072 | MROW | MRO West | SUN | 10.9 |  | 16165 |  |  | 0 |  |  |  | 0
2020 | MN | Cannon Falls Energy Center | 56241 | MROW | MRO West | NG | 346.8 |  | 220799 | 2599902.5 | 13.6552 | 0.12369 | 0.010504 | EPA/NEI | 2599902.5 | 13.6552
2020 | MN | Cannon Garden Solar | 63252 | MROW | MRO West | SUN | 1 |  | 1617 |  |  | 0 |  |  |  | 0
2020 | MN | Canopus Community Solar | 61707 | MROW | MRO West | SUN | 1 |  | 1953 |  |  | 0 |  |  |  | 0
2020 | MN | Capella Community Solar | 61178 | MROW | MRO West | SUN | 4.5 |  | 8224 |  |  | 0 |  |  |  | 0
2020 | MN | Capricornus Community Solar Garden | 61651 | MROW | MRO West | SUN | 1 |  | 1869 |  |  | 0 |  |  |  | 0
2020 | MN | Carina Community Solar | 61179 | MROW | MRO West | SUN | 3.6 |  | 6918 |  |  | 0 |  |  |  | 0
2020 | MN | Carleton College | 57296 | MROW | MRO West | WND | 7.8 |  | 7715 | 278 | 0.04309 | 0.01117 | 0.31 | EPA/NEI; Estimated using an emission factor | 278 | 0.04309
2020 | MN | Carlson Community (CSG) | 63683 | MROW | MRO West | SUN | 1
2020 | MN | Carstensen Wind | 56410 | MROW | MRO West | WND | 1.7 |  | 4383 |  |  | 0 |  |  |  | 0
2020 | MN | Carver Gladden CSG | 61495 | MROW | MRO West | SUN | 3 |  | 4764.999 |  |  | 0 |  |  |  | 0
2020 | MN | Cascade Creek | 6058 | MROW | MRO West | NG | 84.9 |  | 14619 | 177946.086 | 0.030813 | 0.0042154 | 0.00034632 | EPA/NEI | 177946.086 | 0.030813
2020 | MN | Cassiopeia Community Solar | 61711 | MROW | MRO West | SUN | 1 |  | 1928 |  |  | 0 |  |  |  | 0
2020 | MN | Centaurus Community Solar | 60939 | MROW | MRO West | SUN | 2 |  | 3009 |  |  | 0 |  |  |  | 0
2020 | MN | Centennial Generating Station | 57910 | MROW | MRO West | DFO | 11.5 |  | -226 | 505 | 0.078275 | 0 | 0.31 | Estimated using an emission factor | 505 | 0.078275
2020 | MN | CF Novel Solar CSG Gardens Eleven, LLC | 61141 | MROW | MRO West | SUN | 3 |  | 4940 |  |  | 0 |  |  |  | 0
2020 | MN | CF Novel Solar CSG Gardens Five, LLC | 61543 | MROW | MRO West | SUN | 3.4 |  | 6061 |  |  | 0 |  |  |  | 0
2020 | MN | CF Novel Solar CSG Gardens Seven, LLC | 61548 | MROW | MRO West | SUN | 3.3 |  | 5188 |  |  | 0 |  |  |  | 0
2020 | MN | CF Novel Solar CSG Gardens Two, LLC | 61140 | MROW | MRO West | SUN | 1.8 |  | 3365 |  |  | 0 |  |  |  | 0
2020 | MN | CG Windfarm LLC | 56200 | MROW | MRO West | WND | 2 |  | 1689 |  |  | 0 |  |  |  | 0
2020 | MN | CGSun, LLC Community Solar | 61545 | MROW | MRO West | SUN | 4 |  | 6748 |  |  | 0 |  |  |  | 0
2020 | MN | Champepaden Wind Power | 55980 | MROW | MRO West | WND | 2 |  | 1584 |  |  | 0 |  |  |  | 0
2020 | MN | Chanarambie Power Partners, LLC | 56142 | MROW | MRO West | WND | 85.5 |  | 227154 |  |  | 0 |  |  |  | 0
2020 | MN | Chandler Hills Wind Farm | 56646 | MROW | MRO West | WND | 2
2020 | MN | Chisago Community Solar | 60711 | MROW | MRO West | SUN | 4 |  | 6328 |  |  | 0 |  |  |  | 0
2020 | MN | Chisago Holdco LLC, CSG | 61968 | MROW | MRO West | SUN | 3 |  | 3996 |  |  | 0 |  |  |  | 0
2020 | MN | Chisago Solar | 60522 | MROW | MRO West | SUN | 6.5 |  | 10910 |  |  | 0 |  |  |  | 0
2020 | MN | Chub Garden Solar | 63430 | MROW | MRO West | SUN | 1 |  | 1244 |  |  | 0 |  |  |  | 0
2020 | MN | Cisco | 63431 | MROW | MRO West | WND | 8.4 |  | 16917 |  |  | 0 |  |  |  | 0
2020 | MN | Clara City Solar | 63403 | MROW | MRO West | SUN | 1 |  | 385 |  |  | 0 |  |  |  | 0
2020 | MN | Clear Garden CSG | 63481 | MROW | MRO West | SUN | 1 |  | 1638 |  |  | 0 |  |  |  | 0
2020 | MN | Co Rd 33 | 8014 | MROW | MRO West | DFO | 5
2020 | MN | Cokato | 64506 | MROW | MRO West | SUN | 4
2020 | MN | Community Wind North LLC | 57385 | MROW | MRO West | WND | 30 |  | 56508 |  |  | 0 |  |  |  | 0
2020 | MN | Community Wind South | 58045 | MROW | MRO West | WND | 30 |  | 71992 |  |  | 0 |  |  |  | 0
2020 | MN | Connexus Solar Baldwin 1BDN | 64708 | MROW | MRO West | SUN | 3.3
2020 | MN | Connexus Solar Stanford 1STF | 64818 | MROW | MRO West | SUN | 7.3
2020 | MN | Coral Bells Solar, LLC | 63313 | MROW | MRO West | SUN | 1 |  | 0
2020 | MN | Corcoran CSG | 61971 | MROW | MRO West | SUN | 5 |  | 6851 |  |  | 0 |  |  |  | 0
2020 | MN | Cornillie | 61977 | MROW | MRO West | SUN | 1 |  | 1783 |  |  | 0 |  |  |  | 0
2020 | MN | Cornillie 2 Community (CSG) | 63899 | MROW | MRO West | SUN | 1.4
2020 | MN | Corvus Community Solar | 61177 | MROW | MRO West | SUN | 4.5 |  | 8328 |  |  | 0 |  |  |  | 0
2020 | MN | Cottage Grove Cogeneration | 55010 | MROW | MRO West | NG | 283.5 | 0.52419 | 681727 | 2922299.594 | 0.80935 | 0.0023744 | 0.00055391 | EPA/NEI | 5574905.5 | 1.544
2020 | MN | Cottage Grove CSG, LLC | 61483 | MROW | MRO West | SUN | 5 |  | 7423 |  |  | 0 |  |  |  | 0
2020 | MN | Cottage Grove Project CSG | 61983 | MROW | MRO West | SUN | 4.9 |  | 7217 |  |  | 0 |  |  |  | 0
2020 | MN | Covanta Hennepin Energy | 10013 | MROW | MRO West | MSW | 39.5 | 1 | 169610 | 3516669.75 |  |  |  |  | 3516669.75
2020 | MN | Crater Community Solar | 61328 | MROW | MRO West | SUN | 3 |  | 5337 |  |  | 0 |  |  |  | 0
2020 | MN | Crux Community Solar | 61712 | MROW | MRO West | SUN | 1 |  | 1496 |  |  | 0 |  |  |  | 0
2020 | MN | Dakota Community Solar One LLC CSG | 63116 | MROW | MRO West | SUN | 1 |  | 1830 |  |  | 0 |  |  |  | 0
2020 | MN | Dakota Solar | 60977 | MROW | MRO West | SUN | 3
2020 | MN | Danielson Wind Farms LLC | 57396 | MROW | MRO West | WND | 20 |  | 55838 |  |  | 0 |  |  |  | 0
2020 | MN | Delano | 1969 | MROW | MRO West | DFO | 24.1 |  | 42.001 | 528 | 0.057181 | 2.7228 | 0.21659 | EPA/NEI; Estimated using an emission factor | 528 | 0.057181
2020 | MN | Delphinus Community Solar | 61329 | MROW | MRO West | SUN | 2 |  | 2818 |  |  | 0 |  |  |  | 0
2020 | MN | Deneb Community Solar | 61715 | MROW | MRO West | SUN | 1 |  | 1914 |  |  | 0 |  |  |  | 0
2020 | MN | Detroit Lakes | 1970 | MROW | MRO West | DFO | 12.5 |  | 16 | 295 | 0.0026614 | 0.33268 | 0.018044 | NEI avg EF - PM, fuel type, firing type | 295 | 0.0026614
2020 | MN | Dickinson Solar Array | 60652 | MROW | MRO West | SUN | 2.3 |  | 3017 |  |  | 0 |  |  |  | 0
2020 | MN | DL Windy Acres LLC | 56207 | MROW | MRO West | WND | 2 |  | 2434 |  |  | 0 |  |  |  | 0
2020 | MN | Dodge Center Solar | 60523 | MROW | MRO West | SUN | 6.5 |  | 12243 |  |  | 0 |  |  |  | 0
2020 | MN | Dodge County Wind | 62437 | MROW | MRO West | WND | 170
2020 | MN | Dodge Holdco Solar CSG | 60833 | MROW | MRO West | SUN | 5 |  | 5218 |  |  | 0 |  |  |  | 0
2020 | MN | DodgeSun CSG | 61379 | MROW | MRO West | SUN | 5 |  | 9449 |  |  | 0 |  |  |  | 0
2020 | MN | Douglas Todd Community Solar One LLC CSG | 63117 | MROW | MRO West | SUN | 1 |  | 1887 |  |  | 0 |  |  |  | 0
2020 | MN | Duluth Paper Mill | 50424 | MROW | MRO West | PUR | 10.6 | 1 | 24290 | 213096 |  | 0 | 0 |  | 213096 | 0
2020 | MN | Dundas Solar Holdings LLC CSG | 61626 | MROW | MRO West | SUN | 5 |  | 8145 |  |  | 0 |  |  |  | 0
2020 | MN | E. Goenner Project CSG | 63175 | MROW | MRO West | SUN | 1 |  | 1819 |  |  | 0 |  |  |  | 0
2020 | MN | Eastridge Wind Project | 56543 | MROW | MRO West | WND | 10.4 |  | 18710 |  |  | 0 |  |  |  | 0
2020 | MN | Eastwood Solar | 60524 | MROW | MRO West | SUN | 5.5 |  | 10292 |  |  | 0 |  |  |  | 0
2020 | MN | Eichtens Community Solar | 60795 | MROW | MRO West | SUN | 3.9 |  | 6297 |  |  | 0 |  |  |  | 0
2020 | MN | Eichtens II CSG | 62137 | MROW | MRO West | SUN | 1 |  | 1823 |  |  | 0 |  |  |  | 0
2020 | MN | EKS Landfill | 54939 | MROW | MRO West | LFG | 5.7 |  | 27353.001 | 349213.008 | 2.5667 | 0.18767 | 0.0147 | EPA/NEI; Estimated using an emission factor | 349213.008 | 2.5667
2020 | MN | Elk Creek Solar | 63250 | MROW | MRO West | SUN | 80
2020 | MN | Elk River | 2039 | MROW | MRO West | NG | 239.3 |  | 13027 | 169779.469 | 0.033649 | 0.0051661 | 0.00039639 | EPA/NEI | 169779.469 | 0.033649
2020 | MN | Elk River City of | 1971 | MROW | MRO West | DFO | 12.2 |  | 24394.999 | 319469.996 | 37.1455 | 3.0453 | 0.23254 | Estimated using an emission factor | 319469.996 | 37.1455
2020 | MN | Elm Creek Wind II LLC | 57649 | MROW | MRO West | WND | 148.8 |  | 306153 |  |  | 0 |  |  |  | 0
2020 | MN | Elm Creek Wind LLC | 56793 | MROW | MRO West | WND | 99 |  | 241682 |  |  | 0 |  |  |  | 0
2020 | MN | Empire Solar | 60631 | MROW | MRO West | SUN | 5 |  | 8819 |  |  | 0 |  |  |  | 0
2020 | MN | Enter Solar | 63542 | MROW | MRO West | SUN | 1
2020 | MN | Eolos Wind Energy Research Field Station | 57880 | MROW | MRO West | WND | 2.5 |  | 2745 |  |  | 0 |  |  |  | 0
2020 | MN | Equuleus Community Solar Gardens | 61363 | MROW | MRO West | SUN | 5 |  | 7611 |  |  | 0 |  |  |  | 0
2020 | MN | Erin Garden Solar | 63429 | MROW | MRO West | SUN | 1 |  | 1373 |  |  | 0 |  |  |  | 0
2020 | MN | Fairfax | 1972 | MROW | MRO West | DFO | 3.5 |  | 10 | 60 | 0.0093 | 1.86 | 0.31 | EPA/NEI; Estimated using an emission factor | 60 | 0.0093
2020 | MN | Fairmont (MN) | 1973 | MROW | MRO West | NG | 61.5 |  | 14683.998 | 126057.996 | 6.5307 | 0.8895 | 0.10361 | EPA/NEI; Estimated using an emission factor | 126057.996 | 6.5307
2020 | MN | Fairmont Wind | 56415 | MROW | MRO West | WND | 5.4 |  | 14823 |  |  | 0 |  |  |  | 0
2020 | MN | Falls Creek Garden | 63394 | MROW | MRO West | SUN | 1 |  | 1554 |  |  | 0 |  |  |  | 0
2020 | MN | Faribault Energy Park | 56164 | MROW | MRO West | NG | 334.5 |  | 675222 | 5139678.5 | 0.51864 | 0.0015362 | 0.00020182 | EPA/NEI | 5139678.5 | 0.51864
2020 | MN | Farmington Holdco Solar | 60832 | MROW | MRO West | SUN | 5 |  | 7925 |  |  | 0 |  |  |  | 0
2020 | MN | FastSun 1 CSG | 63046 | MROW | MRO West | SUN | 1 |  | 1711 |  |  | 0 |  |  |  | 0
2020 | MN | FastSun 10 CSG | 63038 | MROW | MRO West | SUN | 1 |  | 1520 |  |  | 0 |  |  |  | 0
2020 | MN | FastSun 11 CSG | 63037 | MROW | MRO West | SUN | 1 |  | 1586 |  |  | 0 |  |  |  | 0
2020 | MN | FastSun 13 CSG | 63035 | MROW | MRO West | SUN | 1 |  | 1916 |  |  | 0 |  |  |  | 0
2020 | MN | FastSun 14 CSG | 63036 | MROW | MRO West | SUN | 1 |  | 1526 |  |  | 0 |  |  |  | 0
2020 | MN | FastSun 18 CSG | 63034 | MROW | MRO West | SUN | 1 |  | 1360 |  |  | 0 |  |  |  | 0
2020 | MN | FastSun 19 CSG | 63033 | MROW | MRO West | SUN | 1 |  | 1065 |  |  | 0 |  |  |  | 0
2020 | MN | FastSun 2 CSG | 62696 | MROW | MRO West | SUN | 1 |  | 1038 |  |  | 0 |  |  |  | 0
2020 | MN | FastSun 21 CSG | 63577 | MROW | MRO West | SUN | 1
2020 | MN | FastSun 3 CSG | 63042 | MROW | MRO West | SUN | 1 |  | 1812 |  |  | 0 |  |  |  | 0
2020 | MN | FastSun 4 CSG | 63576 | MROW | MRO West | SUN | 1
2020 | MN | FastSun 5 CSG | 63045 | MROW | MRO West | SUN | 1 |  | 1076 |  |  | 0 |  |  |  | 0
2020 | MN | FastSun 7 CSG | 63043 | MROW | MRO West | SUN | 1 |  | 1737 |  |  | 0 |  |  |  | 0
2020 | MN | FastSun 8 CSG | 63039 | MROW | MRO West | SUN | 1 |  | 1565 |  |  | 0 |  |  |  | 0
2020 | MN | FastSun 9 CSG | 63040 | MROW | MRO West | SUN | 1 |  | 1556 |  |  | 0 |  |  |  | 0
2020 | MN | FastSun12 CSG | 63966 | MROW | MRO West | SUN | 1
2020 | MN | Felton CSG PV1-5 | 62210 | MROW | MRO West | SUN | 5 |  | 7774 |  |  | 0 |  |  |  | 0
2020 | MN | Fenton Wind Farm | 56617 | MROW | MRO West | WND | 205.5 |  | 487863 |  |  | 0 |  |  |  | 0
2020 | MN | Fergus Control Ctr | 7505 | MROW | MRO West | DFO | 2 |  | 0
2020 | MN | Fey Windfarm LLC | 56204 | MROW | MRO West | WND | 2 |  | 4145 |  |  | 0 |  |  |  | 0
2020 | MN | Flodquist Community Solar DE LLC | 64394 | MROW | MRO West | SUN | 1
2020 | MN | Flodquist Community Solar LLC | 63650 | MROW | MRO West | SUN | 1
2020 | MN | Florence Hills LLC | 55574 | MROW | MRO West | WND | 1.9 |  | 4651 |  |  | 0 |  |  |  | 0
2020 | MN | Fond Du Lac | 1894 | MROW | MRO West | WAT | 12 |  | 50324 |  |  | 0 |  |  |  | 0
2020 | MN | Foreman's Hill Community Solar | 61690 | MROW | MRO West | SUN | 5 |  | 8679 |  |  | 0 |  |  |  | 0
2020 | MN | Forest Lake Solar CSG | 60837 | MROW | MRO West | SUN | 5 |  | 7664 |  |  | 0 |  |  |  | 0
2020 | MN | Fox CSG, LLC | 61484 | MROW | MRO West | SUN | 5 |  | 8168 |  |  | 0 |  |  |  | 0
2020 | MN | Fox Lake | 1888 | MROW | MRO West |  | 133.4
2020 | MN | Franklin Heating Station | 54224 | MROW | MRO West | NG | 32.6 | 0.28004 | 64997.399 | 458035.623 | 1.1899 | 0.036613 | 0.0051956 | EPA/NEI; Estimated using an emission factor | 1635630.61 | 4.249
2020 | MN | Freeborn Wind Farm | 64623 | MROW | MRO West | WND | 218
2020 | MN | Frontenac Holdco LLC, CSG | 61919 | MROW | MRO West | SUN | 5 |  | 7040 |  |  | 0 |  |  |  | 0
2020 | MN | G Flow Wind LLC | 56588 | MROW | MRO West | WND | 1.3 |  | 2008 |  |  | 0 |  |  |  | 0
2020 | MN | G McNeilus Wind Farm Dodge Center | 56054 | MROW | MRO West | WND | 43 |  | 93433 |  |  | 0 |  |  |  | 0
2020 | MN | Gemini Community Solar | 60940 | MROW | MRO West | SUN | 3 |  | 4640.001 |  |  | 0 |  |  |  | 0
2020 | MN | Geranium Solar, LLC | 63317 | MROW | MRO West | SUN | 1 |  | 161 |  |  | 0 |  |  |  | 0
2020 | MN | Gibbon Solar | 62010 | MROW | MRO West | SUN | 3.3 |  | 5925 |  |  | 0 |  |  |  | 0
2020 | MN | GL Wind | 57813 | MROW | MRO West | WND | 5 |  | 9958 |  |  | 0 |  |  |  | 0
2020 | MN | Gladiolus Solar, LLC | 63316 | MROW | MRO West | SUN | 1
2020 | MN | Glencoe | 1975 | MROW | MRO West | DFO | 40.8 |  | 156.998 | 1621.999 | 0.25141 | 3.2027 | 0.31 | EPA/NEI; Estimated using an emission factor | 1621.999 | 0.25141
2020 | MN | Gohman Community Solar (CSG) | 63484 | MROW | MRO West | SUN | 1.1 |  | 1527 |  |  | 0 |  |  |  | 0
2020 | MN | Goodhue Community Solar One LLC CSG | 63380 | MROW | MRO West | SUN | 1 |  | 1381 |  |  | 0 |  |  |  | 0
2020 | MN | Goodhue Community Solar Three LLC CSG | 63417 | MROW | MRO West | SUN | 1 |  | 1336 |  |  | 0 |  |  |  | 0
2020 | MN | Goodhue Community Solar Two LLC | 63533 | MROW | MRO West | SUN | 1 |  | 1107 |  |  | 0 |  |  |  | 0
2020 | MN | Goodhue Solar | 60934 | MROW | MRO West | SUN | 2
2020 | MN | Goose Lake MN DPC-GM | 62148 | MROW | MRO West | SUN | 1.5 |  | 2767 |  |  | 0 |  |  |  | 0
2020 | MN | Gopher CSG | 61426 | MROW | MRO West | SUN | 5 |  | 8514 |  |  | 0 |  |  |  | 0
2020 | MN | Grand Marais | 1976 | MROW | MRO West | DFO | 9.7 |  | 145.001 | 1444.999 | 0.22397 | 3.0893 | 0.31 | EPA/NEI; Estimated using an emission factor | 1444.999 | 0.22397
2020 | MN | Grand Meadow | 56994 | MROW | MRO West | WND | 100.5 |  | 224678 |  |  | 0 |  |  |  | 0
2020 | MN | Granite City | 1910 | MROW | MRO West | NG | 72
2020 | MN | Granite Falls | 1977 | MROW | MRO West | WAT | 1.3 |  | 2958 |  |  | 0 |  |  |  | 0
2020 | MN | Granite Falls 2 | 7977 | MROW | MRO West | DFO | 6 |  | -98.001 | 122.001 | 0.01891 | 0 | 0.31 | Estimated using an emission factor | 122.001 | 0.01891
2020 | MN | Grant County Wind LLC | 57274 | MROW | MRO West | WND | 20 |  | 51883 |  |  | 0 |  |  |  | 0
2020 | MN | GRE Marshan Solar | 60935 | MROW | MRO West | SUN | 1 |  | 1513 |  |  | 0 |  |  |  | 0
2020 | MN | Green Acres Breeze LLC | 56590 | MROW | MRO West | WND | 1.3 |  | 2008 |  |  | 0 |  |  |  | 0
2020 | MN | Greenback Energy | 56413 | MROW | MRO West | WND | 1.7 |  | 3208 |  |  | 0 |  |  |  | 0
2020 | MN | Grimm Community Solar | 61689 | MROW | MRO West | SUN | 1 |  | 1937 |  |  | 0 |  |  |  | 0
2020 | MN | GSPP Held LLC CSG | 62829 | MROW | MRO West | SUN | 3 |  | 5107 |  |  | 0 |  |  |  | 0
2020 | MN | GSPP Imholte CSG | 62830 | MROW | MRO West | SUN | 1 |  | 1814 |  |  | 0 |  |  |  | 0
2020 | MN | GSSP Schneider LLC | 63370 | MROW | MRO West | SUN | 5 |  | 8799 |  |  | 0 |  |  |  | 0
2020 | MN | Guse CSG | 62195 | MROW | MRO West | SUN | 1 |  | 1781 |  |  | 0 |  |  |  | 0
2020 | MN | Hadley Ridge LLC | 55573 | MROW | MRO West | WND | 1.9 |  | 4738 |  |  | 0 |  |  |  | 0
2020 | MN | Halstad | 8105 | MROW | MRO West | DFO | 5.1 |  | 25 | 216 | 0.03348 | 2.6784 | 0.31 | EPA/NEI; Estimated using an emission factor | 216 | 0.03348
2020 | MN | Hammer Community (CSG) | 63684 | MROW | MRO West | SUN | 1 |  | 651 |  |  | 0 |  |  |  | 0
2020 | MN | Hammer CSG | 62099 | MROW | MRO West | SUN | 4.8 |  | 8985 |  |  | 0 |  |  |  | 0
2020 | MN | Hampton MN GRE | 62060 | MROW | MRO West | SUN | 2 |  | 3573 |  |  | 0 |  |  |  | 0
2020 | MN | Hartmann Project CSG | 63174 | MROW | MRO West | SUN | 1 |  | 1748 |  |  | 0 |  |  |  | 0
2020 | MN | Hastings City Hydroelectric | 54285 | MROW | MRO West | WAT | 4.4 |  | 16228 |  |  | 0 |  |  |  | 0
2020 | MN | Hastings Solar | 60525 | MROW | MRO West | SUN | 4.5 |  | 8733 |  |  | 0 |  |  |  | 0
2020 | MN | Haven Solar Project CSG | 62651 | MROW | MRO West | SUN | 3 |  | 4762 |  |  | 0 |  |  |  | 0
2020 | MN | Hayfield Solar I LLC CSG | 63724 | MROW | MRO West | SUN | 1
2020 | MN | Hayfield Solar III LLC CSG | 63725 | MROW | MRO West | SUN | 1
2020 | MN | Held Solar Project | 62267 | MROW | MRO West | SUN | 5 |  | 6728 |  |  | 0 |  |  |  | 0
2020 | MN | Helen CSG 1 LLC | 64869 | MROW | MRO West | SUN | 1
2020 | MN | Helen Solar CSG | 62706 | MROW | MRO West | SUN | 4 |  | 3604 |  |  | 0 |  |  |  | 0
2020 | MN | Hennepin Island | 1911 | MROW | MRO West | WAT | 13.7 |  | 66858.999 |  |  | 0 |  |  |  | 0
2020 | MN | Hertzberg Community (CSG) | 63680 | MROW | MRO West | SUN | 1 |  | 696 |  |  | 0 |  |  |  | 0
2020 | MN | Heyer CSG | 61793 | MROW | MRO West | SUN | 1 |  | 1836 |  |  | 0 |  |  |  | 0
2020 | MN | Hibbard Energy Center | 1897 | MROW | MRO West | WDS | 122.8 | 0.093894 | 30858 | 181222.533 | 1.7958 | 0.11639 | 0.019818 | EPA/NEI | 1930080.688 | 19.1256
2020 | MN | Hibbing | 1979 | MROW | MRO West | SUB | 35.9 | 0 | 0 | 0 | 0 |  |  | NEI avg EF - PM, fuel type | 738274 | 3.0122
2020 | MN | High Bridge | 1912 | MROW | MRO West | NG | 920.8 |  | 2708090 | 20309789 | 3.3408 | 0.0024673 | 0.00032898 | EPA/NEI | 20309789 | 3.3408
2020 | MN | Hills | 1889 | MROW | MRO West | DFO | 4
2020 | MN | Hilltop Power | 61788 | MROW | MRO West | WND | 2 |  | 4429 |  |  | 0 |  |  |  | 0
2020 | MN | Hinterland CSG, LLC | 63817 | MROW | MRO West | SUN | 1 |  | 112 |  |  | 0 |  |  |  | 0
2020 | MN | Hometown Bio Energy LLC | 58563 | MROW | MRO West | OBG | 8 | 1 | 19475 | 202350 | 1.4873 | 0.15274 | 0.0147 | Estimated using an emission factor | 202350 | 1.4873
2020 | MN | Honeysuckle Solar, LLC | 63309 | MROW | MRO West | SUN | 1 |  | 47
2020 | MN | Hoot Lake | 1943 | MROW | MRO West | SUB | 138.2 |  | 203640 | 2501980.125 | 54.6516 | 0.53675 | 0.043687 | EPA/NEI; Estimated using an emission factor | 2501980.125 | 54.6516
2020 | MN | Hope Creek LLC | 55572 | MROW | MRO West | WND | 1.9 |  | 4946 |  |  | 0 |  |  |  | 0
2020 | MN | Houston/Winona Community Solar One LLC | 63534 | MROW | MRO West | SUN | 1 |  | 752 |  |  | 0 |  |  |  | 0
2020 | MN | Huneke CSG 1, LLC | 63820 | MROW | MRO West | SUN | 1 |  | 181 |  |  | 0 |  |  |  | 0
2020 | MN | Huneke CSG 2, LLC | 63821 | MROW | MRO West | SUN | 1 |  | 145 |  |  | 0 |  |  |  | 0
2020 | MN | Huneke I CSG | 61505 | MROW | MRO West | SUN | 1 |  | 1414 |  |  | 0 |  |  |  | 0
2020 | MN | Huneke II CSG | 62139 | MROW | MRO West | SUN | 1.1 |  | 1658 |  |  | 0 |  |  |  | 0
2020 | MN | Hutchinson - Plant 2 | 6358 | MROW | MRO West | NG | 115.5 |  | 9876 | 102559.547 | 0.016408 | 0.0033228 | 0.00031997 | EPA/NEI | 102559.547 | 0.016408
2020 | MN | Hutchinson Plant #1 | 1980 | MROW | MRO West | NG | 64.1 |  | 10018 | 86221.001 | 0.018193 | 0.003632 | 0.000422 | EPA/NEI; Estimated using an emission factor | 86221.001 | 0.018193
2020 | MN | Hwy 14 Holdco Solar CSG | 60834 | MROW | MRO West | SUN | 5 |  | 7756 |  |  | 0 |  |  |  | 0
2020 | MN | Hyacinth Solar, LLC | 63312 | MROW | MRO West | SUN | 1 |  | 156 |  |  | 0 |  |  |  | 0
2020 | MN | Hydra Community Solar Garden, LLC (CSG) | 63629 | MROW | MRO West | SUN | 1 |  | 1220 |  |  | 0 |  |  |  | 0
2020 | MN | IBM West | 56269 | MROW | MRO West | DFO | 3.6 |  | 43 | 514 | 0.07967 | 3.7056 | 0.31 | Estimated using an emission factor | 514 | 0.07967
2020 | MN | International Falls Power | 10487 | MROW | MRO West | WAT | 14.2 |  | 47071.999 |  |  | 0 |  |  |  | 0
2020 | MN | Inver Hills | 1913 | MROW | MRO West | NG | 284.4 |  | 17410.002 | 191620.904 | 0.040978 | 0.0047075 | 0.0004277 | EPA/NEI | 191620.904 | 0.040978
2020 | MN | Iris Solar, LLC (MN) | 63319 | MROW | MRO West | SUN | 1 |  | 122 |  |  | 0 |  |  |  | 0
2020 | MN | Jack River LLC | 55565 | MROW | MRO West | WND | 1.9 |  | 5498 |  |  | 0 |  |  |  | 0
2020 | MN | Janesville | 1982 | MROW | MRO West | DFO | 4.9 |  | 10.78 | 108.999 | 0.016895 | 3.1345 | 0.31 | Estimated using an emission factor | 108.999 | 0.016895
2020 | MN | Jeffers Wind 20 LLC | 56750 | MROW | MRO West | WND | 50 |  | 99389 |  |  | 0 |  |  |  | 0
2020 | MN | Jessica Mills LLC | 55564 | MROW | MRO West | WND | 1.9 |  | 5498 |  |  | 0 |  |  |  | 0
2020 | MN | Johnson 1 Community Solar | 61686 | MROW | MRO West | SUN | 1 |  | 1756 |  |  | 0 |  |  |  | 0
2020 | MN | Johnson II Community Solar | 61695 | MROW | MRO West | SUN | 1 |  | 1687 |  |  | 0 |  |  |  | 0
2020 | MN | Johnson Solar CSG | 61380 | MROW | MRO West | SUN | 5 |  | 9067 |  |  | 0 |  |  |  | 0
2020 | MN | Julia Hills LLC | 55563 | MROW | MRO West | WND | 1.9 |  | 5498 |  |  | 0 |  |  |  | 0
2020 | MN | K&D Energy LLC | 56626 | MROW | MRO West | WND | 4 |  | 4303 |  |  | 0 |  |  |  | 0
2020 | MN | Kas Brothers Windfarm | 55809 | MROW | MRO West | WND | 1.5 |  | 3127 |  |  | 0 |  |  |  | 0
2020 | MN | Kaus Community Solar | 61716 | MROW | MRO West | SUN | 1 |  | 1921 |  |  | 0 |  |  |  | 0
2020 | MN | K-Brink Windfarm LLC | 56206 | MROW | MRO West | WND | 2 |  | 3740 |  |  | 0 |  |  |  | 0
2020 | MN | KC Energy LLC | 56625 | MROW | MRO West | WND | 4 |  | 4303 |  |  | 0 |  |  |  | 0
2020 | MN | Kenyon Municipal | 1983 | MROW | MRO West | DFO | 5.4 |  | 38.001 | 450.999 | 0.069905 | 3.6791 | 0.31 | Estimated using an emission factor | 450.999 | 0.069905
2020 | MN | Kerria Solar, LLC | 63315 | MROW | MRO West | SUN | 1 |  | 169 |  |  | 0 |  |  |  | 0
2020 | MN | Key City | 1914 | MROW | MRO West | NG | 72
2020 | MN | Knife Falls | 1895 | MROW | MRO West | WAT | 2.4 |  | 11690.001 |  |  | 0 |  |  |  | 0
2020 | MN | Koda Biomass Plant | 57119 | MROW | MRO West | AB | 23.4 | 0.18762 | 55103 | 352913.365 | 176.8099 | 6.4174 | 1.002 | Estimated using an emission factor | 1881004 | 942.383
2020 | MN | Koppelman Sun CSG | 61381 | MROW | MRO West | SUN | 5 |  | 8585 |  |  | 0 |  |  |  | 0
2020 | MN | Kramer Solar CSG | 61058 | MROW | MRO West | SUN | 3 |  | 5526 |  |  | 0 |  |  |  | 0
2020 | MN | Krause CSG | 61506 | MROW | MRO West | SUN | 1 |  | 1522 |  |  | 0 |  |  |  | 0
2020 | MN | KSS Turbines LLC | 56627 | MROW | MRO West | WND | 4 |  | 4303 |  |  | 0 |  |  |  | 0
2020 | MN | Lady Slipper Solar Array CSG | 62414 | MROW | MRO West | SUN | 4.5 |  | 7768 |  |  | 0 |  |  |  | 0
2020 | MN | Lahr 1, LLC | 61203 | MROW | MRO West | SUN | 5 |  | 8749 |  |  | 0 |  |  |  | 0
2020 | MN | Lake Benton I | 55208 | MROW | MRO West | WND | 107.2 |  | 243159 |  |  | 0 |  |  |  | 0
2020 | MN | Lake Benton II | 55265 | MROW | MRO West | WND | 100.2 |  | 454995 |  |  | 0 |  |  |  | 0
2020 | MN | Lake Crystal | 1985 | MROW | MRO West | DFO | 5.8 |  | 31.001 | 238 | 0.03689 | 2.3799 | 0.31 | Estimated using an emission factor | 238 | 0.03689
2020 | MN | Lake Emily Solar | 60526 | MROW | MRO West | SUN | 4.5 |  | 8431 |  |  | 0 |  |  |  | 0
2020 | MN | Lake Pulaski Solar | 60527 | MROW | MRO West | SUN | 7.5 |  | 14074 |  |  | 0 |  |  |  | 0
2020 | MN | Lake Region Community Hybrid, LLC | 62442 | MROW | MRO West | WND | 2.5 |  | 8319 |  |  | 0 |  |  |  | 0
2020 | MN | Lake Waconia Community Solar Garden | 61572 | MROW | MRO West | SUN | 1 |  | 1693 |  |  | 0 |  |  |  | 0
2020 | MN | Lake Waconia IV Community Solar Garden | 61573 | MROW | MRO West | SUN | 1 |  | 1679 |  |  | 0 |  |  |  | 0
2020 | MN | Lakefield Junction Generating | 7925 | MROW | MRO West | NG | 537.8 |  | 41398.002 | 552603.144 | 0.10729 | 0.0051832 | 0.0003883 | EPA/NEI | 552603.144 | 0.10729
2020 | MN | Lakefield Utilities | 7415 | MROW | MRO West | DFO | 5.4 |  | 10 | 104 | 0.01612 | 3.224 | 0.31 | EPA/NEI; Estimated using an emission factor | 104 | 0.01612
2020 | MN | Lakefield Wind Project LLC | 57374 | MROW | MRO West | WND | 205.5 |  | 457251 |  |  | 0 |  |  |  | 0
2020 | MN | Lakeswind Power Partners | 58836 | MROW | MRO West | WND | 51.8 |  | 164780 |  |  | 0 |  |  |  | 0
2020 | MN | Lakota Ridge LLC | 55353 | MROW | MRO West | WND | 11.2 |  | 16254 |  |  | 0 |  |  |  | 0
2020 | MN | Lanesboro | 1987 | MROW | MRO West | DFO | 3.6 |  | 10 | 89 | 0.013795 | 2.759 | 0.31 | EPA/NEI; Estimated using an emission factor | 89 | 0.013795
2020 | MN | Lange Solar | 63543 | MROW | MRO West | SUN | 1 |  | 2298 |  |  | 0 |  |  |  | 0
2020 | MN | Lantana Solar, LLC | 63311 | MROW | MRO West | SUN | 1 |  | 28
2020 | MN | Laskin Energy Center | 1891 | MROW | MRO West | NG | 116 |  | 16473 | 231467.102 | 0.049748 | 0.0060399 | 0.00042985 | EPA/NEI | 231467.102 | 0.049748
2020 | MN | Laurel Village (CSG) | 63679 | MROW | MRO West | SUN | 1 |  | 54 |  |  | 0 |  |  |  | 0
2020 | MN | Laverne Battery | 58579 | MROW | MRO West | MWH | 1.1 |  | 0
2020 | MN | Lawrence Creek Solar | 60528 | MROW | MRO West | SUN | 3.5 |  | 6268 |  |  | 0 |  |  |  | 0
2020 | MN | Lemond Solar | 61072 | MROW | MRO West | SUN | 5 |  | 8963 |  |  | 0 |  |  |  | 0
2020 | MN | Leo Community Solar | 61713 | MROW | MRO West | SUN | 1 |  | 2039 |  |  | 0 |  |  |  | 0
2020 | MN | LeSun CSG, LLC | 61544 | MROW | MRO West | SUN | 5 |  | 8809 |  |  | 0 |  |  |  | 0
2020 | MN | Leven Garden Solar | 63425 | MROW | MRO West | SUN | 1 |  | 1005 |  |  | 0 |  |  |  | 0
2020 | MN | Libra Community Solar | 61709 | MROW | MRO West | SUN | 1 |  | 1902 |  |  | 0 |  |  |  | 0
2020 | MN | Lincoln Heights I | 63432 | MROW | MRO West | WND | 5.2 |  | 11816 |  |  | 0 |  |  |  | 0
2020 | MN | Lincoln Heights II | 63433 | MROW | MRO West | WND | 3.9 |  | 10528 |  |  | 0 |  |  |  | 0
2020 | MN | Lind Solar CSG | 60966 | MROW | MRO West | SUN | 4.9 |  | 8178 |  |  | 0 |  |  |  | 0
2020 | MN | Linden 01 CSG | 63179 | MROW | MRO West | SUN | 1 |  | 1337 |  |  | 0 |  |  |  | 0
2020 | MN | Linden 02 CSG | 63182 | MROW | MRO West | SUN | 1 |  | 1337 |  |  | 0 |  |  |  | 0
2020 | MN | Linden 03 CSG | 63183 | MROW | MRO West | SUN | 1 |  | 1337 |  |  | 0 |  |  |  | 0
2020 | MN | Lindstrom Solar CSG | 61382 | MROW | MRO West | SUN | 3 |  | 5474.001 |  |  | 0 |  |  |  | 0
2020 | MN | Litchfield | 1989 | MROW | MRO West | DFO | 15.7 |  | 102.999 | 1039 | 0.16105 | 3.1271 | 0.31 | Estimated using an emission factor | 1039 | 0.16105
2020 | MN | Little Falls (MN) | 1896 | MROW | MRO West | WAT | 4.6 |  | 33691.999 |  |  | 0 |  |  |  | 0
2020 | MN | Loon Garden | 63397 | MROW | MRO West | SUN | 1 |  | 1591 |  |  | 0 |  |  |  | 0
2020 | MN | Lowry CSG2, LLC | 63595 | MROW | MRO West | SUN | 1 |  | 0
2020 | MN | Lucky Wind | 56412 | MROW | MRO West | WND | 1.7 |  | 3027 |  |  | 0 |  |  |  | 0
2020 | MN | Luverne | 1990 | MROW | MRO West | DFO | 7.4 |  | 36 | 442 | 0.06851 | 3.8061 | 0.31 | EPA/NEI; Estimated using an emission factor | 442 | 0.06851
2020 | MN | Lyman Garden | 63937 | MROW | MRO West | SUN | 1 |  | 105 |  |  | 0 |  |  |  | 0
2020 | MN | Lyra Community Solar | 61182 | MROW | MRO West | SUN | 2.7 |  | 4688.001 |  |  | 0 |  |  |  | 0
2020 | MN | Madelia | 30 | MROW | MRO West | DFO | 11.8 |  | -147 | 744.001 | 0.11532 | 0 | 0.31 | Estimated using an emission factor | 744.001 | 0.11532
2020 | MN | Malmedal Solar Garden | 63453 | MROW | MRO West | SUN | 1 |  | 1731 |  |  | 0 |  |  |  | 0
2020 | MN | Mankato Energy Center | 56104 | MROW | MRO West | NG | 740.8 |  | 2829932 | 20908426 | 38.8416 | 0.027451 | 0.0037154 | EPA/NEI; Estimated using an emission factor | 20908426 | 38.8416
2020 | MN | Maple Lake Station | 2042 | MROW | MRO West | DFO | 25 |  | 350 | 5409.8 | 0.012036 | 0.068776 | 0.0044496 | EPA/NEI | 5409.8 | 0.012036
2020 | MN | Mapleton Community Solar | 60941 | MROW | MRO West | SUN | 3 |  | 5063.001 |  |  | 0 |  |  |  | 0
2020 | MN | Marigold Community Solar Garden, LLC | 63308 | MROW | MRO West | SUN | 1
2020 | MN | Marion Garden | 63935 | MROW | MRO West | SUN | 1 |  | 64 |  |  | 0 |  |  |  | 0
2020 | MN | Marmas Solar CSG | 61139 | MROW | MRO West | SUN | 4 |  | 7116 |  |  | 0 |  |  |  | 0
2020 | MN | Marshall (MN) | 1993 | MROW | MRO West | DFO | 18 |  | 72 | 1277 | 0.011521 | 0.32002 | 0.018044 | NEI avg EF - PM, fuel type, firing type | 1277 | 0.011521
2020 | MN | Marshall Solar Energy Project | 59875 | MROW | MRO West | SUN | 62.3 |  | 104390 |  |  | 0 |  |  |  | 0
2020 | MN | Marshall Wind 1 LLC | 56840 | MROW | MRO West | WND | 2.1 |  | 3212 |  |  | 0 |  |  |  | 0
2020 | MN | Marshall Wind 2 LLC | 56824 | MROW | MRO West | WND | 4.2 |  | 6424 |  |  | 0 |  |  |  | 0
2020 | MN | Marshall Wind 3 LLC | 56825 | MROW | MRO West | WND | 4.2 |  | 6424 |  |  | 0 |  |  |  | 0
2020 | MN | Marshall Wind 4 LLC | 56826 | MROW | MRO West | WND | 4.2 |  | 6424 |  |  | 0 |  |  |  | 0
2020 | MN | Marshall Wind 5 LLC | 56827 | MROW | MRO West | WND | 2.1 |  | 3212 |  |  | 0 |  |  |  | 0
2020 | MN | Marshall Wind 6 LLC | 56828 | MROW | MRO West | WND | 2.1 |  | 3212 |  |  | 0 |  |  |  | 0
2020 | MN | Maston Garden Solar | 63434 | MROW | MRO West | SUN | 1 |  | 1083 |  |  | 0 |  |  |  | 0
2020 | MN | McLeod Community Solar One LLC CSG | 63119 | MROW | MRO West | SUN | 1 |  | 1868 |  |  | 0 |  |  |  | 0
2020 | MN | Medin 2 Community Solar LLC | 64504 | MROW | MRO West | SUN | 1
2020 | MN | Meeker Community Solar One LLC CSG | 63118 | MROW | MRO West | SUN | 1 |  | 1834 |  |  | 0 |  |  |  | 0
2020 | MN | Melrose | 1994 | MROW | MRO West | DFO | 8.2 |  | 66 | 706 | 0.10943 | 3.3161 | 0.31 | Estimated using an emission factor | 706 | 0.10943
2020 | MN | Melrose 2 | 58929 | MROW | MRO West | DFO | 1 |  | 4 | 39 | 0.006045 | 3.0225 | 0.31 | Estimated using an emission factor | 39 | 0.006045
2020 | MN | Michael Solar | 60971 | MROW | MRO West | SUN | 3 |  | 7365 |  |  | 0 |  |  |  | 0
2020 | MN | MinnDakota Wind LLC | 56459 | MROW | MRO West | WND | 150 |  | 425744 |  |  | 0 |  |  |  | 0
2020 | MN | Minnesota Breeze LLC | 56587 | MROW | MRO West | WND | 1.3 |  | 2008 |  |  | 0 |  |  |  | 0
2020 | MN | Minnesota River Station | 7844 | MROW | MRO West | NG | 49 |  | 709 | 4237.891 | 0.0047277 | 0.013336 | 0.0022312 | EPA/NEI | 4237.891 | 0.0047277
2020 | MN | Minnesota Valley | 1918 | MROW | MRO West | NG | 46
2020 | MN | Minwind | 56002 | MROW | MRO West | WND | 3.8 |  | 5808 |  |  | 0 |  |  |  | 0
2020 | MN | Minwind 3-9 | 56123 | MROW | MRO West | WND | 11.5 |  | 0
2020 | MN | MNDOT Standby Generation | 55824 | MROW | MRO West | DFO | 2 |  | 22 | 193 | 0.029915 | 2.7195 | 0.31 | Estimated using an emission factor | 193 | 0.029915
2020 | MN | Montevideo Solar LLC, CSG | 61870 | MROW | MRO West | SUN | 5 |  | 5645 |  |  | 0 |  |  |  | 0
2020 | MN | Montgomery | 8025 | MROW | MRO West | DFO | 28.8
2020 | MN | Montgomery Winsted CSG | 61456 | MROW | MRO West | SUN | 3 |  | 5010 |  |  | 0 |  |  |  | 0
2020 | MN | Monticello Nuclear Facility | 1922 | MROW | MRO West | NUC | 685 |  | 5593314 |  |  | 0 |  |  |  | 0
2020 | MN | Monticello Project CSG | 62105 | MROW | MRO West | SUN | 5 |  | 8658 |  |  | 0 |  |  |  | 0
2020 | MN | Montrose Solar | 60529 | MROW | MRO West | SUN | 3.5 |  | 6617 |  |  | 0 |  |  |  | 0
2020 | MN | MontSun Community Solar | 61586 | MROW | MRO West | SUN | 5 |  | 9009 |  |  | 0 |  |  |  | 0
2020 | MN | Moorhead | 1995 | MROW | MRO West | DFO | 10
2020 | MN | Moorhead Wind Turbine | 7855 | MROW | MRO West | WND | 1.4 |  | 2213 |  |  | 0 |  |  |  | 0
2020 | MN | Moose Lake | 1996 | MROW | MRO West | NG | 13.3 |  | 161 | 1899.999 | 0.21953 | 2.7271 | 0.23109 | EPA/NEI; Estimated using an emission factor | 1899.999 | 0.21953
2020 | MN | Mora | 1997 | MROW | MRO West | DFO | 13.8 |  | 41 | 5101 | 0.40159 | 19.5896 | 0.15745 | Estimated using an emission factor | 5101 | 0.40159
2020 | MN | Moraine II Wind LLC | 56794 | MROW | MRO West | WND | 49.5 |  | 129066 |  |  | 0 |  |  |  | 0
2020 | MN | Moraine Wind LLC | 56174 | MROW | MRO West | WND | 51 |  | 109904 |  |  | 0 |  |  |  | 0
2020 | MN | Morgan Community Solar | 60942 | MROW | MRO West | SUN | 3 |  | 5105.001 |  |  | 0 |  |  |  | 0
2020 | MN | Moulton Wind Power | 55981 | MROW | MRO West | WND | 2
2020 | MN | Mountain Lake | 1998 | MROW | MRO West | WND | 9.2 |  | 3092 | 164 | 0.02542 | 0.016442 | 0.31 | EPA/NEI; Estimated using an emission factor | 164 | 0.02542
2020 | MN | Mower County Wind Energy Center | 56424 | MROW | MRO West | WND | 98.9 |  | 202560 |  |  | 0 |  |  |  | 0
2020 | MN | MSC-Chisago01 LLC CSG | 62536 | MROW | MRO West | SUN | 1 |  | 4 |  |  | 0 |  |  |  | 0
2020 | MN | MSC-Chisago02 LLC | 62538 | MROW | MRO West | SUN | 1 |  | 1916 |  |  | 0 |  |  |  | 0
2020 | MN | MSC-Empire01, LLC | 62740 | MROW | MRO West | SUN | 1 |  | 1928 |  |  | 0 |  |  |  | 0
2020 | MN | MSC-GreyCloud01 Community Solar | 62143 | MROW | MRO West | SUN | 1 |  | 1972 |  |  | 0 |  |  |  | 0
2020 | MN | MSC-Rice01 LLC CSG | 62537 | MROW | MRO West | SUN | 1 |  | 4 |  |  | 0 |  |  |  | 0
2020 | MN | MSC-Scandia01 CSG | 62144 | MROW | MRO West | SUN | 1 |  | 1928 |  |  | 0 |  |  |  | 0
2020 | MN | MSC-Scott01 LLC | 62535 | MROW | MRO West | SUN | 1 |  | 1936 |  |  | 0 |  |  |  | 0
2020 | MN | Mud Garden Solar | 63427 | MROW | MRO West | SUN | 1 |  | 1474 |  |  | 0 |  |  |  | 0
2020 | MN | Nautilus Lindstrom Solar CSG | 62030 | MROW | MRO West | SUN | 2 |  | 3442 |  |  | 0 |  |  |  | 0
2020 | MN | Nautilus Saint Cloud Solar CSG | 62031 | MROW | MRO West | SUN | 5 |  | 8200 |  |  | 0 |  |  |  | 0
2020 | MN | Nautilus Winsted Solar CSG | 62032 | MROW | MRO West | SUN | 3 |  | 4852 |  |  | 0 |  |  |  | 0
2020 | MN | Nesvold Watertown Solar | 60958 | MROW | MRO West | SUN | 5 |  | 8509 |  |  | 0 |  |  |  | 0
2020 | MN | New Germany Community Solar Garden | 61571 | MROW | MRO West | SUN | 1 |  | 1914 |  |  | 0 |  |  |  | 0
2020 | MN | New Munich Solar | 63402 | MROW | MRO West | SUN | 1 |  | 2189 |  |  | 0 |  |  |  | 0
2020 | MN | New Prague | 1999 | MROW | MRO West | NG | 18.3 |  | -523 | 7494.001 | 0.0015812 | 0 | 0.000422 | EPA/NEI; Estimated using an emission factor | 7494.001 | 0.0015812
2020 | MN | New Ulm | 2001 | MROW | MRO West | DFO | 78.5 | 0.070234 | 3293 | 373.892 | 0.00073004 | 0.00044339 | 0.0039051 | EPA/NEI | 5323.5 | 0.010394
2020 | MN | Nicollet Community Solar One LLC | 63120 | MROW | MRO West | SUN | 1 |  | 750 |  |  | 0 |  |  |  | 0
2020 | MN | Nicollet Garden | 63938 | MROW | MRO West | SUN | 1 |  | 0
2020 | MN | Noble Ridge LLC | 55782 | MROW | MRO West | WND | 1.5 |  | 725 |  |  | 0 |  |  |  | 0
2020 | MN | Nobles 2 Wind Project | 62364 | MROW | MRO West | WND | 250 |  | 81879 |  |  | 0 |  |  |  | 0
2020 | MN | Nobles Wind Project | 57047 | MROW | MRO West | WND | 201 |  | 667894 |  |  | 0 |  |  |  | 0
2020 | MN | North Branch (MN) | 2002 | MROW | MRO West | DFO | 13.3 |  | 261 | 2374 | 0.36797 | 2.8197 | 0.31 | EPA/NEI; Estimated using an emission factor | 2374 | 0.36797
2020 | MN | North Star Solar Project | 59852 | MROW | MRO West | SUN | 100 |  | 198006 |  |  | 0 |  |  |  | 0
2020 | MN | Northern Lights Wind LLC | 56411 | MROW | MRO West | WND | 1.7 |  | 3731 |  |  | 0 |  |  |  | 0
2020 | MN | Northfield Community Solar | 60717 | MROW | MRO West | SUN | 5 |  | 6864 |  |  | 0 |  |  |  | 0
2020 | MN | Northfield Holdco CSG | 61451 | MROW | MRO West | SUN | 5 |  | 8308 |  |  | 0 |  |  |  | 0
2020 | MN | Northfield Solar CSG | 62708 | MROW | MRO West | SUN | 5 |  | 4114 |  |  | 0 |  |  |  | 0
2020 | MN | Northshore Mining Silver Bay Power | 10849 | MROW | MRO West | SUB | 131.6 | 1 | 0
2020 | MN | Novel - OYA of Mapleton CSG | 61060 | MROW | MRO West | SUN | 3.5 |  | 3895 |  |  | 0 |  |  |  | 0
2020 | MN | Novel Bartel Solar CSG | 63004 | MROW | MRO West | SUN | 1 |  | 1232 |  |  | 0 |  |  |  | 0
2020 | MN | Novel Benedix Solar CSG | 63010 | MROW | MRO West | SUN | 1 |  | 114 |  |  | 0 |  |  |  | 0
2020 | MN | Novel Blilie Solar LLC | 64865 | MROW | MRO West | SUN | 1
2020 | MN | Novel Brooten Solar CSG | 62961 | MROW | MRO West | SUN | 1 |  | 1886 |  |  | 0 |  |  |  | 0
2020 | MN | Novel Byron Solar CSG | 62985 | MROW | MRO West | SUN | 1 |  | 1313 |  |  | 0 |  |  |  | 0
2020 | MN | Novel Caroline Solar, LLC CSG | 64485 | MROW | MRO West | SUN | 1
2020 | MN | Novel David Solar LLC CSG | 64486 | MROW | MRO West | SUN | 1
2020 | MN | Novel Debra Solar LLC CSG | 63247 | MROW | MRO West | SUN | 1 |  | 122 |  |  | 0 |  |  |  | 0
2020 | MN | Novel DeCook Solar CSG | 62979 | MROW | MRO West | SUN | 1 |  | 1311 |  |  | 0 |  |  |  | 0
2020 | MN | Novel Denzer Solar LLC CSG | 64488 | MROW | MRO West | SUN | 1
2020 | MN | Novel Froehle Solar LLC | 64728 | MROW | MRO West | SUN | 1
2020 | MN | Novel Haley Solar CSG | 63005 | MROW | MRO West | SUN | 1 |  | 892 |  |  | 0 |  |  |  | 0
2020 | MN | Novel Handeland Solar LLC | 64479 | MROW | MRO West | SUN | 1
2020 | MN | Novel Herber Solar CSG | 62966 | MROW | MRO West | SUN | 1 |  | 1605 |  |  | 0 |  |  |  | 0
2020 | MN | Novel Herickhoff Solar CSG | 62967 | MROW | MRO West | SUN | 1 |  | 1312 |  |  | 0 |  |  |  | 0
2020 | MN | Novel Historical Society Solar CSG | 62963 | MROW | MRO West | SUN | 1 |  | 1264 |  |  | 0 |  |  |  | 0
2020 | MN | Novel Holmquist Solar CSG | 63006 | MROW | MRO West | SUN | 1
2020 | MN | Novel Huneke Solar LLC CSG | 64487 | MROW | MRO West | SUN | 1
2020 | MN | Novel Jewison Solar CSG | 62984 | MROW | MRO West | SUN | 1 |  | 187 |  |  | 0 |  |  |  | 0
2020 | MN | Novel Kanewischer Solar CSG | 62986 | MROW | MRO West | SUN | 1 |  | 330 |  |  | 0 |  |  |  | 0
2020 | MN | Novel Loren Solar LLC CSG | 63248 | MROW | MRO West | SUN | 1
2020 | MN | Novel Martens Solar LLC | 63987 | MROW | MRO West | SUN | 1
2020 | MN | Novel Martin Solar One LLC (McLeod) CSG | 62779 | MROW | MRO West | SUN | 1 |  | 1673 |  |  | 0 |  |  |  | 0
2020 | MN | Novel Milbradt Solar LLC | 64729 | MROW | MRO West | SUN | 1
2020 | MN | Novel MNDot Solar CSG | 63007 | MROW | MRO West | SUN | 1 |  | 892 |  |  | 0 |  |  |  | 0
2020 | MN | Novel Novak Solar LLC | 64153 | MROW | MRO West | SUN | 1
2020 | MN | Novel OYA of Osakis CSG | 61059 | MROW | MRO West | SUN | 5 |  | 7280 |  |  | 0 |  |  |  | 0
2020 | MN | Novel Pederson Solar CSG | 62983 | MROW | MRO West | SUN | 1 |  | 618 |  |  | 0 |  |  |  | 0
2020 | MN | Novel Peter Solar CSG | 63009 | MROW | MRO West | SUN | 1
2020 | MN | Novel Reber Solar CSG | 62962 | MROW | MRO West | SUN | 1 |  | 1967 |  |  | 0 |  |  |  | 0
2020 | MN | Novel Schmoll Farms Solar CSG | 62982 | MROW | MRO West | SUN | 1 |  | 130 |  |  | 0 |  |  |  | 0
2020 | MN | Novel Schroeder Solar LLC CSG | 64484 | MROW | MRO West | SUN | 1
2020 | MN | Novel Shelly Solar LLC | 64154 | MROW | MRO West | SUN | 1
2020 | MN | Novel Stavem Solar LLC | 64482 | MROW | MRO West | SUN | 1
2020 | MN | Novel Stein Solar LLC CSG | 64563 | MROW | MRO West | SUN | 1
2020 | MN | Novel Sunnyfield Farms Solar LLC CSG | 64483 | MROW | MRO West | SUN | 1
2020 | MN | Novel Wayne Solar LLC CSG | 63249 | MROW | MRO West | SUN | 1
2020 | MN | Novel Winegar Partnership Solar CSG | 63008 | MROW | MRO West | SUN | 1
2020 | MN | Oak Glen Wind Farm | 57432 | MROW | MRO West | WND | 44 |  | 86066 |  |  | 0 |  |  |  | 0
2020 | MN | Odell Wind Farm | 58657 | MROW | MRO West | WND | 200 |  | 795377 |  |  | 0 |  |  |  | 0
2020 | MN | Odin Wind Farm LLC | 56755 | MROW | MRO West | WND | 20 |  | 57954 |  |  | 0 |  |  |  | 0
2020 | MN | Olinda Trail Solar | 63401 | MROW | MRO West | SUN | 1 |  | 2055 |  |  | 0 |  |  |  | 0
2020 | MN | Olmsted Waste Energy | 50413 | MROW | MRO West | MSW | 12.1 | 0.1507 | 30639.5 | 173400.437 | 13.5271 | 0.88299 | 0.15602 | EPA/NEI; Estimated using an emission factor | 1150663 | 89.7643
2020 | MN | OREG 3 Inc | 57281 | MROW | MRO West | WH | 5 |  | 34148 |  |  | 0 |  |  |  | 0
2020 | MN | Orion Community Solar | 60716 | MROW | MRO West | SUN | 3 |  | 4623.999 |  |  | 0 |  |  |  | 0
2020 | MN | Owatonna | 2003 | MROW | MRO West | NG | 45
2020 | MN | Owatonna Energy Station | 60254 | MROW | MRO West | NG | 38.8 |  | 24196 | 220719 | 0.046572 | 0.0038495 | 0.000422 | Estimated using an emission factor | 220719 | 0.046572
2020 | MN | Palmer Community Solar LLC | 64503 | MROW | MRO West | SUN | 1
2020 | MN | Palmer's Creek Wind Farm, LLC | 62291 | MROW | MRO West | WND | 44.6 |  | 141079 |  |  | 0 |  |  |  | 0
2020 | MN | Paulson Community (CSG) | 63678 | MROW | MRO West | SUN | 1 |  | 947 |  |  | 0 |  |  |  | 0
2020 | MN | Paynesville Community Solar | 60715 | MROW | MRO West | SUN | 5 |  | 8243 |  |  | 0 |  |  |  | 0
2020 | MN | Paynesville CSG1, LLC | 63596 | MROW | MRO West | SUN | 1
2020 | MN | Paynesville Solar | 60530 | MROW | MRO West | SUN | 10 |  | 16397 |  |  | 0 |  |  |  | 0
2020 | MN | Pegasus Community Solar | 61175 | MROW | MRO West | SUN | 2 |  | 3278 |  |  | 0 |  |  |  | 0
2020 | MN | Pillager | 1898 | MROW | MRO West | WAT | 1.6 |  | 12055 |  |  | 0 |  |  |  | 0
2020 | MN | Pine Island Solar | 60531 | MROW | MRO West | SUN | 4 |  | 7795 |  |  | 0 |  |  |  | 0
2020 | MN | Pine Island Solar CSG | 60835 | MROW | MRO West | SUN | 3.9 |  | 6207 |  |  | 0 |  |  |  | 0
2020 | MN | Pipestone City Solar LLC | 63726 | MROW | MRO West | SUN | 1
2020 | MN | Plato CSG1, LLC | 63597 | MROW | MRO West | SUN | 1
2020 | MN | Pleasant Valley Station | 7843 | MROW | MRO West | NG | 467.8 |  | 29925.001 | 369594.816 | 0.064109 | 0.0042847 | 0.00034692 | EPA/NEI | 369594.816 | 0.064109
2020 | MN | Pleasant Valley Wind Farm | 59201 | MROW | MRO West | WND | 200 |  | 789515 |  |  | 0 |  |  |  | 0
2020 | MN | Plum Creek | 61687 | MROW | MRO West | WND | 400
2020 | MN | POET Biorefining Lake Crystal | 58197 | MROW | MRO West | NG | 7 | 0.040957 | 6323 | 37376.33 | 0.15315 | 0.048443 | 0.0081952 | EPA/NEI; Estimated using an emission factor | 912569 | 3.7394
2020 | MN | PopeSun CSG, LLC | 61542 | MROW | MRO West | SUN | 5 |  | 8741 |  |  | 0 |  |  |  | 0
2020 | MN | Porcher CSG | 63348 | MROW | MRO West | SUN | 0.9
2020 | MN | Porter Way Community Solar Garden | 61500 | MROW | MRO West | SUN | 3 |  | 4933 |  |  | 0 |  |  |  | 0
2020 | MN | Prairie Island | 1925 | MROW | MRO West | NUC | 1186.2 |  | 9083974 |  |  | 0 |  |  |  | 0
2020 | MN | Prairie River | 378 | MROW | MRO West | WAT | 1 |  | 2319 |  |  | 0 |  |  |  | 0
2020 | MN | Prairie Rose Wind Farm | 57644 | MROW | MRO West | WND | 200 |  | 654621 |  |  | 0 |  |  |  | 0
2020 | MN | Prairie Star Wind Farm | 56494 | MROW | MRO West | WND | 100.6 |  | 289511 |  |  | 0 |  |  |  | 0
2020 | MN | Prairie Wind Power LLC | 56628 | MROW | MRO West | WND | 4 |  | 4303 |  |  | 0 |  |  |  | 0
2020 | MN | Prawer Project CSG | 63176 | MROW | MRO West | SUN | 1 |  | 1771 |  |  | 0 |  |  |  | 0
2020 | MN | Preston (MN) | 2004 | MROW | MRO West | NG | 4.3 |  | 60 | 776 | 0.019642 | 0.65474 | 0.050624 | EPA/NEI; Estimated using an emission factor | 776 | 0.019642
2020 | MN | Primrose Solar, LLC | 63314 | MROW | MRO West | SUN | 1
2020 | MN | Princeton (MN) | 2005 | MROW | MRO West | DFO | 12.5 |  | 216.999 | 4550.001 | 0.70525 | 6.5 | 0.31 | EPA/NEI; Estimated using an emission factor | 4550.001 | 0.70525
2020 | MN | Randolph CSG PV1-5 | 62209 | MROW | MRO West | SUN | 5 |  | 7783 |  |  | 0 |  |  |  | 0
2020 | MN | Rapidan Hydro Facility | 52054 | MROW | MRO West | WAT | 6.8 |  | 928 |  |  | 0 |  |  |  | 0
2020 | MN | Rapids Energy Center | 10686 | MROW | MRO West | NG | 28.4 | 0.16508 | 48714 | 257870.192 | 0.95731 | 0.039303 | 0.0074247 | EPA/NEI; Estimated using an emission factor | 1562122.5 | 5.7992
2020 | MN | Red Lake Falls Community Hybrid | 63689 | MROW | MRO West | SUN | 5.6 |  | 1284 |  |  | 0 |  |  |  | 0
2020 | MN | Red Maple Solar | 60962 | MROW | MRO West | SUN | 3 |  | 5199 |  |  | 0 |  |  |  | 0
2020 | MN | Red Pine Wind Project | 61357 | MROW | MRO West | WND | 200 |  | 850472 |  |  | 0 |  |  |  | 0
2020 | MN | Red Wing | 1926 | MROW | MRO West | MSW | 23 |  | 145165 | 2611801.5 |  |  |  |  | 2611801.5
2020 | MN | Red Wing Community Solar | 60796 | MROW | MRO West | SUN | 4.9 |  | 7388 |  |  | 0 |  |  |  | 0
2020 | MN | Redwood Falls | 2009 | MROW | MRO West | WAT | 9 |  | 3423 | 4020 | 0.17197 | 0.10048 | 0.085556 | EPA/NEI; Estimated using an emission factor | 4020 | 0.17197
2020 | MN | Redwood Falls Wind | 56414 | MROW | MRO West | WND | 3.4 |  | 9833 |  |  | 0 |  |  |  | 0
2020 | MN | REG Juhl Glenville Wind, LLC | 64130 | MROW | MRO West | WND | 2.5 |  | 174 |  |  | 0 |  |  |  | 0
2020 | MN | Rengstorf Solar CSG | 61383 | MROW | MRO West | SUN | 5 |  | 8093 |  |  | 0 |  |  |  | 0
2020 | MN | Rice Two Solar CSG | 64480 | MROW | MRO West | SUN | 0.8
2020 | MN | Richmond CSG | 61427 | MROW | MRO West | SUN | 5 |  | 9201 |  |  | 0 |  |  |  | 0
2020 | MN | Ridgewind | 57386 | MROW | MRO West | WND | 25.3 |  | 85849 |  |  | 0 |  |  |  | 0
2020 | MN | Riverside (1927) | 1927 | MROW | MRO West | NG | 824.7 |  | 2179325 | 15669622.5 | 2.7203 | 0.0024965 | 0.00034721 | EPA/NEI | 15669622.5 | 2.7203
2020 | MN | RJC CSG, LLC | 63816 | MROW | MRO West | SUN | 1
2020 | MN | RJC I CSG | 61504 | MROW | MRO West | SUN | 1 |  | 1810 |  |  | 0 |  |  |  | 0
2020 | MN | RJC II Community Solar Garden | 61670 | MROW | MRO West | SUN | 1 |  | 1835 |  |  | 0 |  |  |  | 0
2020 | MN | Roberds Garden CSG | 63480 | MROW | MRO West | SUN | 1 |  | 1569 |  |  | 0 |  |  |  | 0
2020 | MN | Rochester Hydro | 2007 | MROW | MRO West | WAT | 2.6 |  | 16259 |  |  | 0 |  |  |  | 0
2020 | MN | Rock County Wind Fuel, LLC | 63460 | MROW | MRO West | WND | 5 |  | 11750 |  |  | 0 |  |  |  | 0
2020 | MN | Rock Lake Station | 6741 | MROW | MRO West | DFO | 25 |  | 351 | 5185.8 | 0.011519 | 0.065638 | 0.0044427 | EPA/NEI | 5185.8 | 0.011519
2020 | MN | Rollingstone Holdco CSG | 62037 | MROW | MRO West | SUN | 4.8 |  | 310 |  |  | 0 |  |  |  | 0
2020 | MN | Rosemount Community Solar | 60714 | MROW | MRO West | SUN | 5 |  | 8512 |  |  | 0 |  |  |  | 0
2020 | MN | Ruthton Ridge LLC | 55571 | MROW | MRO West | WND | 1.9 |  | 4499 |  |  | 0 |  |  |  | 0
2020 | MN | S&P Windfarm LLC | 56208 | MROW | MRO West | WND | 2 |  | 2434 |  |  | 0 |  |  |  | 0
2020 | MN | Sacred Heart CSG1, LLC | 63598 | MROW | MRO West | SUN | 1
2020 | MN | SAF Hydroelectric LLC | 57665 | MROW | MRO West | WAT | 9.6 |  | 43769.008 |  |  | 0 |  |  |  | 0
2020 | MN | Sagitta Community Solar | 61708 | MROW | MRO West | SUN | 1 |  | 1891 |  |  | 0 |  |  |  | 0
2020 | MN | Saint Marys Hospital Power Plant | 54262 | MROW | MRO West | NG | 18.7 | 0.33648 | 54261.09 | 285538.313 | 0.69599 | 0.025653 | 0.004875 | EPA/NEI; Estimated using an emission factor | 848606 | 2.0685
2020 | MN | Sappi Cloquet Mill | 50639 | MROW | MRO West | BLQ | 96.5 | 0.17829 | 466785.011 | 2552101.275 | 12.4814 | 0.053478 | 0.0097813 | EPA/NEI; Estimated using an emission factor | 14314588.75 | 70.0074
2020 | MN | Sartell Dam | 50252 | MROW | MRO West | WAT | 9.3 |  | 37918 |  |  | 0 |  |  |  | 0
2020 | MN | Sartell Holdco CSG | 62036 | MROW | MRO West | SUN | 5 |  | 4890 |  |  | 0 |  |  |  | 0
2020 | MN | Scandia Community Solar Garden | 61669 | MROW | MRO West | SUN | 2.5 |  | 4147 |  |  | 0 |  |  |  | 0
2020 | MN | Scandia CSG | 61585 | MROW | MRO West | SUN | 5 |  | 9972 |  |  | 0 |  |  |  | 0
2020 | MN | Scanlon | 1899 | MROW | MRO West | WAT | 1.6 |  | 7429 |  |  | 0 |  |  |  | 0
2020 | MN | School Sisters CSG | 61516 | MROW | MRO West | SUN | 1 |  | 1759 |  |  | 0 |  |  |  | 0
2020 | MN | Schueler Community Solar | 63658 | MROW | MRO West | SUN | 1 |  | 465 |  |  | 0 |  |  |  | 0
2020 | MN | Schull CSG | 64413 | MROW | MRO West | SUN | 1
2020 | MN | Schultz CSG | 62088 | MROW | MRO West | SUN | 1.8 |  | 3062 |  |  | 0 |  |  |  | 0
2020 | MN | Schwinghamer Project CSG | 63177 | MROW | MRO West | SUN | 1 |  | 1668 |  |  | 0 |  |  |  | 0
2020 | MN | Severson Garden | 63934 | MROW | MRO West | SUN | 1 |  | 147 |  |  | 0 |  |  |  | 0
2020 | MN | Shakopee Energy Park | 60647 | MROW | MRO West | NG | 46.5 | 1 | 31497 | 271170 | 0.057217 | 0.0036332 | 0.000422 | Estimated using an emission factor | 271170 | 0.057217
2020 | MN | Shakopee Met Council WTP | 60919 | MROW | MRO West | SUN | 1.3 |  | 1684 |  |  | 0 |  |  |  | 0
2020 | MN | Shane's Wind Machine | 56577 | MROW | MRO West | WND | 1.3 |  | 5171 |  |  | 0 |  |  |  | 0
2020 | MN | Shaokatan Hills LLC | 55354 | MROW | MRO West | WND | 11.8 |  | 23038 |  |  | 0 |  |  |  | 0
2020 | MN | Sherburne Community Solar | 61672 | MROW | MRO West | SUN | 5 |  | 7745 |  |  | 0 |  |  |  | 0
2020 | MN | Sherburne Community Solar One LLC CSG | 63122 | MROW | MRO West | SUN | 1 |  | 1792 |  |  | 0 |  |  |  | 0
2020 | MN | Sherburne County | 6090 | MROW | MRO West | SUB | 2469.3 | 0.93159 | 8752989 | 90145634.882 | 266.8612 | 0.060976 | 0.0059207 | EPA/NEI | 96765806 | 286.459
2020 | MN | Sherburne North Project CSG | 61762 | MROW | MRO West | SUN | 5 |  | 7932 |  |  | 0 |  |  |  | 0
2020 | MN | Siems Solar Project CSG | 63657 | MROW | MRO West | SUN | 1 |  | 473 |  |  | 0 |  |  |  | 0
2020 | MN | Silver Lake | 2008 | MROW | MRO West | BIT | 99
2020 | MN | Silver Lake Garden | 63936 | MROW | MRO West | SUN | 1 |  | 0
2020 | MN | Slayton Solar | 58164 | MROW | MRO West | SUN | 1.7 |  | 2683 |  |  | 0 |  |  |  | 0
2020 | MN | Sleepy Eye | 2011 | MROW | MRO West | DFO | 12.9 |  | 100.998 | 1140 | 0.1767 | 3.4991 | 0.31 | EPA/NEI; Estimated using an emission factor | 1140 | 0.1767
2020 | MN | SMMPA Methane Energy Facility | 57903 | MROW | MRO West | LFG | 1.6 |  | 5824 | 55588 | 0.40857 | 0.14031 | 0.0147 | Estimated using an emission factor | 55588 | 0.40857
2020 | MN | Snowdrop Solar, LLC | 63310 | MROW | MRO West | SUN | 1
2020 | MN | Sobania Community Solar LLC | 63791 | MROW | MRO West | SUN | 1 |  | 391 |  |  | 0 |  |  |  | 0
2020 | MN | Soliloquoy Ridge LLC | 55570 | MROW | MRO West | WND | 1.9 |  | 4597 |  |  | 0 |  |  |  | 0
2020 | MN | Solway Plant | 7947 | MROW | MRO West | NG | 51.3 |  | 51707 | 523406.281 | 0.095661 | 0.0037001 | 0.00036553 | EPA/NEI | 523406.281 | 0.095661
2020 | MN | South Fork Wind Farm | 58691 | MROW | MRO West | WND | 13 |  | 47523 |  |  | 0 |  |  |  | 0
2020 | MN | South Generation | 7982 | MROW | MRO West | DFO | 6.6 |  | 270.999 | 2525.001 | 0.39138 | 2.8884 | 0.31 | Estimated using an emission factor | 2525.001 | 0.39138
2020 | MN | Southeast Steam Plant | 57966 | MROW | MRO West | NG | 13 | 0.045194 | 567 | 3750.374 | 0.013923 | 0.04911 | 0.0074247 | NEI avg EF - PM, fuel type | 82983.828 | 0.30807
2020 | MN | Southern Minnesota Beet Sugar | 54533 | MROW | MRO West | SUB | 7.5 | 0.020054 | 14709 | 83122.661 | 0.36952 | 0.050243 | 0.0088908 | NEI avg EF - PM, fuel type | 4145041 | 18.426
2020 | MN | Spartan Hills LLC | 55569 | MROW | MRO West | WND | 1.9 |  | 4608 |  |  | 0 |  |  |  | 0
2020 | MN | Spica Community Solar | 60943 | MROW | MRO West | SUN | 2 |  | 3258 |  |  | 0 |  |  |  | 0
2020 | MN | Spring Valley | 2013 | MROW | MRO West | DFO | 7.9 | 1 | -4.999 | 1608.999 | 0.24939 | 0 | 0.31 | EPA/NEI; Estimated using an emission factor | 1608.999 | 0.24939
2020 | MN | Springfield (MN) | 2012 | MROW | MRO West | DFO | 13 |  | 0
2020 | MN | Spruce Ridge Gas Recovery | 57017 | MROW | MRO West | LFG | 3.2 |  | 20672 | 251636 | 1.8495 | 0.17894 | 0.0147 | Estimated using an emission factor | 251636 | 1.8495
2020 | MN | St James | 1929 | MROW | MRO West | DFO | 12 |  | 51 | 484.002 | 0.07502 | 2.942 | 0.31 | Estimated using an emission factor | 484.002 | 0.07502
2020 | MN | St Paul Cogeneration | 56643 | MROW | MRO West | WDS | 37 | 0.40164 | 162570 | 1083565.953 | 10.1308 | 0.12463 | 0.018699 | NEI avg EF - PM, fuel type | 2697835.5 | 25.2233
2020 | MN | St. Bonifacius Station | 6824 | MROW | MRO West | DFO | 61.2 |  | 516 | 10283.8 | 0.024168 | 0.093676 | 0.0047003 | EPA/NEI | 10283.8 | 0.024168
2020 | MN | St. Charles Power Plant | 56100 | MROW | MRO West | DFO | 8.8 |  | 68 | 643 | 0.099665 | 2.9313 | 0.31 | Estimated using an emission factor | 643 | 0.099665
2020 | MN | St. Charles Solar | 62869 | MROW | MRO West | SUN | 2 |  | 3661 |  |  | 0 |  |  |  | 0
2020 | MN | St. Cloud Hydro | 64242 | MROW | MRO West | WAT | 8.6 |  | 55179 |  |  | 0 |  |  |  | 0
2020 | MN | St. Cloud Solar CSG | 61384 | MROW | MRO West | SUN | 5 |  | 8813 |  |  | 0 |  |  |  | 0
2020 | MN | St. Olaf StandBy Generators | 58996 | MROW | MRO West | DFO | 4.1 |  | 33 | 491 | 0.076105 | 4.6124 | 0.31 | Estimated using an emission factor | 491 | 0.076105
2020 | MN | St. Olaf Wind Turbine | 58995 | MROW | MRO West | WND | 1.6 |  | 2826 |  |  | 0 |  |  |  | 0
2020 | MN | St. Paul Intl Airport Red & Blue Parking | 59709 | MROW | MRO West | SUN | 3.2 |  | 2800 |  |  | 0 |  |  |  | 0
2020 | MN | STAG St. Paul Project CSG | 63178 | MROW | MRO West | SUN | 1 |  | 1581 |  |  | 0 |  |  |  | 0
2020 | MN | Stahl Wind Energy | 56409 | MROW | MRO West | WND | 1.7 |  | 4742 |  |  | 0 |  |  |  | 0
2020 | MN | Star Garden | 63395 | MROW | MRO West | SUN | 1 |  | 1236 |  |  | 0 |  |  |  | 0
2020 | MN | Stearns Community Solar One LLC CSG | 63121 | MROW | MRO West | SUN | 1 |  | 1799 |  |  | 0 |  |  |  | 0
2020 | MN | Stearns Solar I | 63400 | MROW | MRO West | SUN | 1 |  | 2138 |  |  | 0 |  |  |  | 0
2020 | MN | Stevens Community Medical Center | 56245 | MROW | MRO West | DFO | 1 |  | 33 | 324 | 0.05022 | 3.0436 | 0.31 | Estimated using an emission factor | 324 | 0.05022
2020 | MN | Stevens Community Solar LLC | 63794 | MROW | MRO West | SUN | 1 |  | 205 |  |  | 0 |  |  |  | 0
2020 | MN | Stewart CSG1, LLC | 63599 | MROW | MRO West | SUN | 1
2020 | MN | Stoneray Power Partners, LLC | 62269 | MROW | MRO West | WND | 100 |  | 388904 |  |  | 0 |  |  |  | 0
2020 | MN | Straight Garden Solar | 63424 | MROW | MRO West | SUN | 1 |  | 1374 |  |  | 0 |  |  |  | 0
2020 | MN | Strandness Garden | 63367 | MROW | MRO West | SUN | 1 |  | 1615 |  |  | 0 |  |  |  | 0
2020 | MN | Studenski Community Solar LLC CSG | 63793 | MROW | MRO West | SUN | 1
2020 | MN | Sun River LLC | 55562 | MROW | MRO West | WND | 1.9 |  | 5498 |  |  | 0 |  |  |  | 0
2020 | MN | SunE Feely 1 CSG, LLC | 61478 | MROW | MRO West | SUN | 5 |  | 8534 |  |  | 0 |  |  |  | 0
2020 | MN | SunE Stolee CSG, LLC | 61485 | MROW | MRO West | SUN | 3 |  | 5292.999 |  |  | 0 |  |  |  | 0
2020 | MN | Sunrise Community Solar | 60713 | MROW | MRO West | SUN | 5 |  | 8080 |  |  | 0 |  |  |  | 0
2020 | MN | Sunset Breeze LLC | 56586 | MROW | MRO West | WND | 1.3 |  | 2008 |  |  | 0 |  |  |  | 0
2020 | MN | Svihel Community Solar LLC CSG | 63792 | MROW | MRO West | SUN | 1
2020 | MN | Swan Garden | 64697 | MROW | MRO West | SUN | 1
2020 | MN | Sylvan | 1900 | MROW | MRO West | WAT | 1.8 |  | 12063 |  |  | 0 |  |  |  | 0
2020 | MN | Syncarpha Clara City CSG I (Stamer) | 61980 | MROW | MRO West | SUN | 1 |  | 1930 |  |  | 0 |  |  |  | 0
2020 | MN | Syncarpha Dodge 1 CSG | 62053 | MROW | MRO West | SUN | 1 |  | 1895 |  |  | 0 |  |  |  | 0
2020 | MN | Syncarpha Prinsburg CSG (Ledeboer) | 61979 | MROW | MRO West | SUN | 1 |  | 1873 |  |  | 0 |  |  |  | 0
2020 | MN | T Luhman CSG | 64056 | MROW | MRO West | SUN | 1
2020 | MN | Taconite Harbor Energy Center | 10075 | MROW | MRO West | SUB | 252 |  | 0
2020 | MN | Taconite Ridge 1 Wind Energy Center | 56630 | MROW | MRO West | WND | 25 |  | 59419 |  |  | 0 |  |  |  | 0
2020 | MN | Tatanka Wi | 61680 | MROW | MRO West | SUN | 7.1 |  | 11966 |  |  | 0 |  |  |  | 0
2020 | MN | Taurus Community Solar | 61174 | MROW | MRO West | SUN | 3.6 |  | 6474 |  |  | 0 |  |  |  | 0
2020 | MN | Taylors Falls CSG | 61428 | MROW | MRO West | SUN | 5 |  | 8220 |  |  | 0 |  |  |  | 0
2020 | MN | TG Windfarm LLC | 56199 | MROW | MRO West | WND | 2 |  | 3378 |  |  | 0 |  |  |  | 0
2020 | MN | Thief River Falls | 2014 | MROW | MRO West | WAT | 6.5 |  | 1405 | 83 | 0.012865 | 0.018313 | 0.31 | EPA/NEI; Estimated using an emission factor | 83 | 0.012865
2020 | MN | Thomson | 1901 | MROW | MRO West | WAT | 72.6 |  | 289999.001 |  |  | 0 |  |  |  | 0
2020 | MN | Thomson Reuters Campus Bldg A-D | 55133 | MROW | MRO West | DFO | 14 |  | 178.003 | 1618.001 | 0.25079 | 2.8178 | 0.31 | Estimated using an emission factor | 1618.001 | 0.25079
2020 | MN | Thomson Reuters Data Center Bldg ES101 | 57207 | MROW | MRO West | DFO | 1.2 |  | 18 | 148 | 0.02294 | 2.5489 | 0.31 | Estimated using an emission factor | 148 | 0.02294
2020 | MN | Thomson Reuters Data Center Bldg H | 57208 | MROW | MRO West | DFO | 8 |  | 127 | 1306 | 0.20243 | 3.1879 | 0.31 | Estimated using an emission factor | 1306 | 0.20243
2020 | MN | Tiller CSG | 62098 | MROW | MRO West | SUN | 5 |  | 8634 |  |  | 0 |  |  |  | 0
2020 | MN | Tofteland Windfarm LLC | 56202 | MROW | MRO West | WND | 2 |  | 3378 |  |  | 0 |  |  |  | 0
2020 | MN | Trimont Area Wind Farm | 56296 | MROW | MRO West | WND | 100.5 |  | 297274 |  |  | 0 |  |  |  | 0
2020 | MN | Trishe Wind Minnesota | 57255 | MROW | MRO West | WND | 340
2020 | MN | Truman | 2015 | MROW | MRO West | DFO | 8.1 |  | 14.001 | 148 | 0.02294 | 3.2769 | 0.31 | EPA/NEI; Estimated using an emission factor | 148 | 0.02294
2020 | MN | Tsar Nicholas LLC | 55561 | MROW | MRO West | WND | 1.9 |  | 5498 |  |  | 0 |  |  |  | 0
2020 | MN | Tweite Community Solar LLC | 64099 | MROW | MRO West | SUN | 1 |  | 83 |  |  | 0 |  |  |  | 0
2020 | MN | Twin Cities Hydro LLC | 57069 | MROW | MRO West | WAT | 18 |  | 104811 |  |  | 0 |  |  |  | 0
2020 | MN | Twin Lake Hills LLC | 55568 | MROW | MRO West | WND | 1.9 |  | 4706 |  |  | 0 |  |  |  | 0
2020 | MN | Uilk Wind LLC | 57351 | MROW | MRO West | WND | 4.5 |  | 12287.001 |  |  | 0 |  |  |  | 0
2020 | MN | UMM Wind Turbine | 57732 | MROW | MRO West | WND | 1.7 |  | 5373 |  |  | 0 |  |  |  | 0
2020 | MN | Union Garden | 63939 | MROW | MRO West | SUN | 1
2020 | MN | United Health Care | 7377 | MROW | MRO West | DFO | 3.6
2020 | MN | United Hospital | 7378 | MROW | MRO West | DFO | 4.8
2020 | MN | Univ Minnesota CHP Plant | 59197 | MROW | MRO West | NG | 21 | 1 | 164684 | 1702786 | 0.84648 | 0.01028 | 0.00099423 | NEI avg EF - PM, fuel type, firing type | 1702786 | 0.84648
2020 | MN | Ursa Community Solar | 60712 | MROW | MRO West | SUN | 5 |  | 8288 |  |  | 0 |  |  |  | 0
2020 | MN | USS All In Solar LLC CSG | 63160 | MROW | MRO West | SUN | 1 |  | 273 |  |  | 0 |  |  |  | 0
2020 | MN | USS B&B Solar LLC CSG | 63216 | MROW | MRO West | SUN | 1 |  | 142 |  |  | 0 |  |  |  | 0
2020 | MN | USS Big Lake 1 Solar CSG | 61997 | MROW | MRO West | SUN | 1 |  | 2201 |  |  | 0 |  |  |  | 0
2020 | MN | USS Bluff Country Solar CSG | 63741 | MROW | MRO West | SUN | 1 |  | 44 |  |  | 0 |  |  |  | 0
2020 | MN | USS Brockway Solar CSG | 62049 | MROW | MRO West | SUN | 1 |  | 2049 |  |  | 0 |  |  |  | 0
2020 | MN | USS Brude Solar CSG | 62361 | MROW | MRO West | SUN | 1 |  | 1308 |  |  | 0 |  |  |  | 0
2020 | MN | USS Buckaroo Solar LLC CSG | 63153 | MROW | MRO West | SUN | 1 |  | 117 |  |  | 0 |  |  |  | 0
2020 | MN | USS Bush Solar LLC CSG | 63166 | MROW | MRO West | SUN | 1 |  | 288 |  |  | 0 |  |  |  | 0
2020 | MN | USS Centerfield Solar CSG | 62335 | MROW | MRO West | SUN | 1 |  | 1909 |  |  | 0 |  |  |  | 0
2020 | MN | USS Chariot Solar LLC | 63171 | MROW | MRO West | SUN | 1
2020 | MN | USS Cheyenne Solar LLC CSG | 63145 | MROW | MRO West | SUN | 1 |  | 1960 |  |  | 0 |  |  |  | 0
2020 | MN | USS Christoffer Solar LLC CSG | 63152 | MROW | MRO West | SUN | 1 |  | 236 |  |  | 0 |  |  |  | 0
2020 | MN | USS Cougar Solar LLC CSG | 63158 | MROW | MRO West | SUN | 1 |  | 255 |  |  | 0 |  |  |  | 0
2020 | MN | USS Danube Solar LLC | 64871 | MROW | MRO West | SUN | 1
2020 | MN | USS Dot Com Solar LLC CSG | 63215 | MROW | MRO West | SUN | 1
2020 | MN | USS Dubhe Solar CSG | 62048 | MROW | MRO West | SUN | 1 |  | 2094 |  |  | 0 |  |  |  | 0
2020 | MN | USS DVL Solar CSG | 62360 | MROW | MRO West | SUN | 1 |  | 2079 |  |  | 0 |  |  |  | 0
2020 | MN | USS East Hauer Watt CSG | 62362 | MROW | MRO West | SUN | 1 |  | 1310 |  |  | 0 |  |  |  | 0
2020 | MN | USS Eggo Solar CSG | 62359 | MROW | MRO West | SUN | 1 |  | 2134 |  |  | 0 |  |  |  | 0
2020 | MN | USS Flower Solar LLC CSG | 63159 | MROW | MRO West | SUN | 1 |  | 123 |  |  | 0 |  |  |  | 0
2020 | MN | USS Good Solar CSG | 61998 | MROW | MRO West | SUN | 1 |  | 2016 |  |  | 0 |  |  |  | 0
2020 | MN | USS Greenhouse Solar LLC CSG | 63143 | MROW | MRO West | SUN | 1 |  | 1155 |  |  | 0 |  |  |  | 0
2020 | MN | USS Hancock Solar LLC CSG | 63167 | MROW | MRO West | SUN | 1
2020 | MN | USS Haven Solar LLC CSG | 63138 | MROW | MRO West | SUN | 1 |  | 2015 |  |  | 0 |  |  |  | 0
2020 | MN | USS Hockey Pad Solar CSG | 62334 | MROW | MRO West | SUN | 1 |  | 775 |  |  | 0 |  |  |  | 0
2020 | MN | USS Horne North Solar LLC CSG | 63154 | MROW | MRO West | SUN | 1 |  | 140 |  |  | 0 |  |  |  | 0
2020 | MN | USS Horne South Solar LLC CSG | 63155 | MROW | MRO West | SUN | 1 |  | 133 |  |  | 0 |  |  |  | 0
2020 | MN | USS Hubers Solar LLC CSG | 63744 | MROW | MRO West | SUN | 1
2020 | MN | USS JJ Clay Solar LLC CSG | 63156 | MROW | MRO West | SUN | 1 |  | 125 |  |  | 0 |  |  |  | 0
2020 | MN | USS JJ Solar CSG | 62047 | MROW | MRO West | SUN | 1 |  | 1972 |  |  | 0 |  |  |  | 0
2020 | MN | USS Kasch Solar CSG | 61999 | MROW | MRO West | SUN | 1 |  | 1938 |  |  | 0 |  |  |  | 0
2020 | MN | USS Kass Solar LLC | 63170 | MROW | MRO West | SUN | 1
2020 | MN | USS King 2 CSG | 62358 | MROW | MRO West | SUN | 1 |  | 2134 |  |  | 0 |  |  |  | 0
2020 | MN | USS Kost Trail Solar CSG | 62339 | MROW | MRO West | SUN | 1 |  | 2014 |  |  | 0 |  |  |  | 0
2020 | MN | USS KVPV Solar LLC CSG | 63169 | MROW | MRO West | SUN | 1 |  | 130 |  |  | 0 |  |  |  | 0
2020 | MN | USS Lake Patterson Solar CSG | 62337 | MROW | MRO West | SUN | 1 |  | 2155 |  |  | 0 |  |  |  | 0
2020 | MN | USS Mayhew Solar LLC CSG | 63144 | MROW | MRO West | SUN | 1 |  | 1184 |  |  | 0 |  |  |  | 0
2020 | MN | USS Midtown Solar LLC CSG | 63146 | MROW | MRO West | SUN | 1 |  | 1911 |  |  | 0 |  |  |  | 0
2020 | MN | USS Milkweed Solar LLC CSG | 63142 | MROW | MRO West | SUN | 1 |  | 1176 |  |  | 0 |  |  |  | 0
2020 | MN | USS Monarch Solar LLC CSG | 63147 | MROW | MRO West | SUN | 1 |  | 1978 |  |  | 0 |  |  |  | 0
2020 | MN | USS Nillie Corn Solar CSG | 62046 | MROW | MRO West | SUN | 1 |  | 2065 |  |  | 0 |  |  |  | 0
2020 | MN | USS Norelius Solar CSG | 62045 | MROW | MRO West | SUN | 1 |  | 2096 |  |  | 0 |  |  |  | 0
2020 | MN | USS Pheasant Solar LLC CSG | 63168 | MROW | MRO West | SUN | 1 |  | 158 |  |  | 0 |  |  |  | 0
2020 | MN | USS Quail Solar LLC | 64870 | MROW | MRO West | SUN | 1
2020 | MN | USS Rapidan Solar CSG | 62338 | MROW | MRO West | SUN | 1 |  | 1282 |  |  | 0 |  |  |  | 0
2020 | MN | USS Reindeer Solar LLC CSG | 63165 | MROW | MRO West | SUN | 1 |  | 67 |  |  | 0 |  |  |  | 0
2020 | MN | USS Rockpoint Solar CSG | 62000 | MROW | MRO West | SUN | 1 |  | 2038 |  |  | 0 |  |  |  | 0
2020 | MN | USS Solar Dawn CSG | 62044 | MROW | MRO West | SUN | 1 |  | 2131 |  |  | 0 |  |  |  | 0
2020 | MN | USS Solar Rapids CSG | 62042 | MROW | MRO West | SUN | 1 |  | 2100 |  |  | 0 |  |  |  | 0
2020 | MN | USS Solar Sources LLC CSG | 63151 | MROW | MRO West | SUN | 1 |  | 81 |  |  | 0 |  |  |  | 0
2020 | MN | USS Solar Way LLC CSG | 63743 | MROW | MRO West | SUN | 1 |  | 145 |  |  | 0 |  |  |  | 0
2020 | MN | USS Steamboat Solar LLC CSG | 63221 | MROW | MRO West | SUN | 1
2020 | MN | USS Sunrise Solar LLC CSG | 63141 | MROW | MRO West | SUN | 1 |  | 1157 |  |  | 0 |  |  |  | 0
2020 | MN | USS Turkey Solar LLC CSG | 63148 | MROW | MRO West | SUN | 1 |  | 1962 |  |  | 0 |  |  |  | 0
2020 | MN | USS Verde Solar LLC CSG | 63157 | MROW | MRO West | SUN | 1 |  | 287 |  |  | 0 |  |  |  | 0
2020 | MN | USS Viceroy Solar LLC CSG | 63742 | MROW | MRO West | SUN | 1
2020 | MN | USS Water City Solar LLC CSG | 63220 | MROW | MRO West | SUN | 1
2020 | MN | USS Water Fowl Solar LLC CSG | 63219 | MROW | MRO West | SUN | 1
2020 | MN | USS Water Town Solar LLC CSG | 63218 | MROW | MRO West | SUN | 1
2020 | MN | USS Webster Solar CSG | 62336 | MROW | MRO West | SUN | 1 |  | 2111 |  |  | 0 |  |  |  | 0
2020 | MN | USS Westeros Solar LLC CSG | 63140 | MROW | MRO West | SUN | 1 |  | 1203 |  |  | 0 |  |  |  | 0
2020 | MN | USS White Cloud LLC CSG | 63139 | MROW | MRO West | SUN | 1 |  | 1860 |  |  | 0 |  |  |  | 0
2020 | MN | USS Wildcat Solar LLC | 64866 | MROW | MRO West | SUN | 1
2020 | MN | USS Zanzibar Solar LLC CSG | 63217 | MROW | MRO West | SUN | 1
2020 | MN | Valley View Transmission LLC | 57434 | MROW | MRO West | WND | 10 |  | 26004 |  |  | 0 |  |  |  | 0
2020 | MN | Vega Community Solar | 60944 | MROW | MRO West | SUN | 5 |  | 8693 |  |  | 0 |  |  |  | 0
2020 | MN | Vermillion River_MN_GRE DEA-GM | 63406 | MROW | MRO West | SUN | 3 |  | 4696 |  |  | 0 |  |  |  | 0
2020 | MN | Veseli Community Solar Garden | 61570 | MROW | MRO West | SUN | 1 |  | 1872 |  |  | 0 |  |  |  | 0
2020 | MN | Viking Wind Partners | 56153 | MROW | MRO West | WND | 12 |  | 35550 |  |  | 0 |  |  |  | 0
2020 | MN | Virginia | 2018 | MROW | MRO West | WDS | 30.2 | 1 | 26800 | 1141129.344 | 7.767 | 0.57963 | 0.013613 | NEI avg EF - PM, fuel type | 1141129.344 | 7.767
2020 | MN | Wabasha Holdco Solar CSG | 60838 | MROW | MRO West | SUN | 3 |  | 5421 |  |  | 0 |  |  |  | 0
2020 | MN | Wabasha Solar | 62800 | MROW | MRO West | SUN | 1 |  | 1235 |  |  | 0 |  |  |  | 0
2020 | MN | WakeSun LLC | 60694 | MROW | MRO West | SUN | 3 |  | 5373 |  |  | 0 |  |  |  | 0
2020 | MN | Walcott Solar CSG | 62707 | MROW | MRO West | SUN | 4 |  | 4091 |  |  | 0 |  |  |  | 0
2020 | MN | Wapsipinicon Wind Project | 56876 | MROW | MRO West | WND | 100.5 |  | 293777 |  |  | 0 |  |  |  | 0
2020 | MN | Warsaw Solar CSG | 62709 | MROW | MRO West | SUN | 2 |  | 2114 |  |  | 0 |  |  |  | 0
2020 | MN | Waseca Solar | 60532 | MROW | MRO West | SUN | 10 |  | 18882 |  |  | 0 |  |  |  | 0
2020 | MN | WasecaSun | 61142 | MROW | MRO West | SUN | 7.4 |  | 9241.001 |  |  | 0 |  |  |  | 0
2020 | MN | Water Reclamation Plant | 58617 | MROW | MRO West | OBG | 2 | 0.44991 | 1666 | 10541.803 | 0.077482 | 0.093016 | 0.0147 | Estimated using an emission factor | 23431 | 0.17222
2020 | MN | Waterford Holdco CSG | 61452 | MROW | MRO West | SUN | 2.7 |  | 4985 |  |  | 0 |  |  |  | 0
2020 | MN | Waterville CSG Solar Holdings LLC | 61627 | MROW | MRO West | SUN | 5 |  | 7670 |  |  | 0 |  |  |  | 0
2020 | MN | WaveSun Community Solar | 61587 | MROW | MRO West | SUN | 5 |  | 9203 |  |  | 0 |  |  |  | 0
2020 | MN | WCROC Wind Farm | 57823 | MROW | MRO West | WND | 1.7 |  | 4630 |  |  | 0 |  |  |  | 0
2020 | MN | Webster Holdco Solar CSG | 60830 | MROW | MRO West | SUN | 5 |  | 7595 |  |  | 0 |  |  |  | 0
2020 | MN | Welcome Wind Turbine | 57248 | MROW | MRO West | WND | 2.1 |  | 6548 |  |  | 0 |  |  |  | 0
2020 | MN | Wells IC | 2020 | MROW | MRO West | DFO | 8.3 |  | 203 | 1020.001 | 0.1581 | 1.5576 | 0.31 | Estimated using an emission factor | 1020.001 | 0.1581
2020 | MN | West Fairbault | 1932 | MROW | MRO West | NG | 48.6
2020 | MN | West Faribault Solar | 60533 | MROW | MRO West | SUN | 5.5 |  | 10337 |  |  | 0 |  |  |  | 0
2020 | MN | West Group Data Center | 54294 | MROW | MRO West | DFO | 13 |  | 500 | 5631 | 0.87281 | 3.4912 | 0.31 | EPA/NEI; Estimated using an emission factor | 5631 | 0.87281
2020 | MN | West Group Data Center F | 56247 | MROW | MRO West | DFO | 8 |  | 183 | 3165 | 0.49057 | 5.3615 | 0.31 | Estimated using an emission factor | 3165 | 0.49057
2020 | MN | West Waconia Solar | 60534 | MROW | MRO West | SUN | 8.5 |  | 15543 |  |  | 0 |  |  |  | 0
2020 | MN | Westbrook | 2021 | MROW | MRO West | DFO | 3.5 |  | 34 | 354 | 0.05487 | 3.2276 | 0.31 | EPA/NEI; Estimated using an emission factor | 354 | 0.05487
2020 | MN | Westport Community Solar, LLC | 63307 | MROW | MRO West | SUN | 1
2020 | MN | Westridge Windfarm LLC | 56203 | MROW | MRO West | WND | 2 |  | 1689 |  |  | 0 |  |  |  | 0
2020 | MN | Westside Energy Station | 60564 | MROW | MRO West | NG | 46.5 |  | 34944 | 295745.996 | 0.062402 | 0.0035716 | 0.000422 | Estimated using an emission factor | 295745.996 | 0.062402
2020 | MN | Willmar | 2022 | MROW | MRO West | WND | 34 | 1 | 7158 | 0 |  | 0 |  | EPA/NEI; Estimated using an emission factor | 0 | 0
2020 | MN | Willmar Municipal East Substation | 57034 | MROW | MRO West | DFO | 6 |  | 57.999 | 438.999 | 0.068045 | 2.3464 | 0.31 | Estimated using an emission factor | 438.999 | 0.068045
2020 | MN | Willmar Municipal SW Substation | 57035 | MROW | MRO West | DFO | 6 |  | 56.001 | 422.001 | 0.06541 | 2.336 | 0.31 | Estimated using an emission factor | 422.001 | 0.06541
2020 | MN | Wilmarth | 1934 | MROW | MRO West | MSW | 25 |  | 113925 | 2039673.188 |  |  |  |  | 2039673.188
2020 | MN | Windcurrent Farms LLC | 56205 | MROW | MRO West | WND | 2 |  | 3922 |  |  | 0 |  |  |  | 0
2020 | MN | Windom | 2023 | MROW | MRO West | DFO | 8.4 |  | 11.001 | 159.999 | 0.015165 | 2.7571 | 0.18957 | EPA/NEI; Estimated using an emission factor | 159.999 | 0.015165
2020 | MN | Windom Wind Project | 56544 | MROW | MRO West | WND | 15.6 |  | 30160 |  |  | 0 |  |  |  | 0
2020 | MN | Winegar CSG | 62193 | MROW | MRO West | SUN | 1 |  | 1556 |  |  | 0 |  |  |  | 0
2020 | MN | Winona Community Solar One LLC | 63532 | MROW | MRO West | SUN | 1 |  | 709 |  |  | 0 |  |  |  | 0
2020 | MN | Winona County Wind LLC | 57547 | MROW | MRO West | WND | 1.5 |  | 0
2020 | MN | Winona Solar | 62799 | MROW | MRO West | SUN | 1 |  | 896 |  |  | 0 |  |  |  | 0
2020 | MN | Winters Spawn LLC | 55567 | MROW | MRO West | WND | 1.9 |  | 4477 |  |  | 0 |  |  |  | 0
2020 | MN | Winton | 1902 | MROW | MRO West | WAT | 4 |  | 16259 |  |  | 0 |  |  |  | 0
2020 | MN | Wolf Wind Enterprises LLC | 56589 | MROW | MRO West | WND | 1.3 |  | 2008 |  |  | 0 |  |  |  | 0
2020 | MN | Wollan Garden Solar | 63454 | MROW | MRO West | SUN | 1 |  | 1562 |  |  | 0 |  |  |  | 0
2020 | MN | Woodbury Solar | 63231 | MROW | MRO West | SUN | 3 |  | 3462 |  |  | 0 |  |  |  | 0
2020 | MN | Woodstock Windfarm | 55342 | MROW | MRO West | WND | 9.2 |  | 32259 |  |  | 0 |  |  |  | 0
2020 | MN | Worthington | 2024 | MROW | MRO West | WND | 19.6 |  | 10866.999 | 627.998 | 0.09734 | 0.017915 | 0.31 | EPA/NEI; Estimated using an emission factor | 627.998 | 0.09734
2020 | MN | Wright Cuddyer CSG | 61494 | MROW | MRO West | SUN | 4 |  | 7068 |  |  | 0 |  |  |  | 0
2020 | MN | Wright Kirby 1-5 CSG | 62365 | MROW | MRO West | SUN | 5 |  | 9129 |  |  | 0 |  |  |  | 0
2020 | MN | WrightSun CSG, LLC | 61547 | MROW | MRO West | SUN | 5 |  | 8157 |  |  | 0 |  |  |  | 0
2020 | MN | Wyoming 2 CSG, LLC | 61486 | MROW | MRO West | SUN | 5 |  | 8468 |  |  | 0 |  |  |  | 0
2020 | MN | Zumbro Community Solar Garden | 61574 | MROW | MRO West | SUN | 1 |  | 1719 |  |  | 0 |  |  |  | 0
2020 | MN | Zumbro Solar Garden | 63426 | MROW | MRO West | SUN | 1 |  | 1389 |  |  | 0 |  |  |  | 0
2020 | MO | Ameresco Jefferson City | 56896 | SRMW | SERC Midwest | LFG | 3 |  | 24290.001 | 255727.992 | 1.8796 | 0.15476 | 0.0147 | Estimated using an emission factor | 255727.992 | 1.8796
2020 | MO | Anheuser-Busch St Louis | 10430 | SRMW | SERC Midwest | NG | 26.1 | 0.13662 | 39953.656 | 217789.537 | 0.80851 | 0.040473 | 0.0074247 | NEI avg EF - PM, fuel type | 1594138.352 | 5.918
2020 | MO | Asbury | 2076 | SPNO | SPP North | SUB | 231.5 |  | 0
2020 | MO | Audrain Power Plant | 55234 | SRMW | SERC Midwest | NG | 814.4 |  | 23134 | 275232.123 | 0.9081 | 0.078508 | 0.0065988 | EPA/NEI | 275232.123 | 0.9081
2020 | MO | Black Oak Power Producers | 59310 | SRMW | SERC Midwest | LFG | 4 |  | 17241 | 240144 | 1.7651 | 0.20475 | 0.0147 | Estimated using an emission factor | 240144 | 1.7651
2020 | MO | Blue Valley | 2132 | SPNO | SPP North | NG | 176 |  | 1693 | 22981.031 | 0.0724 | 0.085529 | 0.0063008 | EPA/NEI | 22981.031 | 0.0724
2020 | MO | Bluegrass Ridge | 56555 | SRMW | SERC Midwest | WND | 56.7 |  | 85932 |  |  | 0 |  |  |  | 0
2020 | MO | Butler Municipal Power Plant | 2115 | SPNO | SPP North | DFO | 13.1 | 1 | 43.998 | 505.997 | 0.07843 | 3.5651 | 0.31 | EPA/NEI; Estimated using an emission factor | 505.997 | 0.07843
2020 | MO | Butler Solar Power Project | 58959 | SPNO | SPP North | SUN | 2.8 |  | 4157 |  |  | 0 |  |  |  | 0
2020 | MO | Callaway | 6153 | SRMW | SERC Midwest | NUC | 1235.8 |  | 7742120 |  |  | 0 |  |  |  | 0
2020 | MO | Carrollton | 2120 | SPNO | SPP North | DFO | 24 |  | 0
2020 | MO | Carthage | 2121 | SPSO | SPP South | NG | 41.8 |  | -265.999 | 7768 | 0.001639 | 0 | 0.000422 | Estimated using an emission factor | 7768 | 0.001639
2020 | MO | Chillicothe | 2122 | SPNO | SPP North | NG | 103.5 |  | 909 | 14029.1 | 0.05443 | 0.11976 | 0.0077596 | NEI avg EF - PM, fuel type, firing type | 14029.1 | 0.05443
2020 | MO | Chillicothe Solar Farm | 61223 | SPNO | SPP North | SUN | 2.5 |  | 4355 |  |  | 0 |  |  |  | 0
2020 | MO | City of West Plains Power Station | 59664 | SRMW | SERC Midwest | NG | 47.4 |  | 620 | 13761 | 0.0068408 | 0.022067 | 0.00099423 | NEI avg EF - PM, fuel type, firing type | 13761 | 0.0068408
2020 | MO | Clarence Cannon | 6140 | SRMW | SERC Midwest | WAT | 58 |  | 105549 |  |  | 0 |  |  |  | 0
2020 | MO | Clear Creek Wind | 63025 | SRMW | SERC Midwest | WND | 242 |  | 509032 |  |  | 0 |  |  |  | 0
2020 | MO | Coleman | 2158 | SPSO | SPP South | DFO | 4.3
2020 | MO | Columbia | 2123 | SRMW | SERC Midwest | NG | 99.6 |  | 38544 | 305484.406 | 1.0949 | 0.056813 | 0.0071683 | EPA/NEI; Estimated using an emission factor | 305484.406 | 1.0949
2020 | MO | Columbia Energy Center (MO) | 55447 | SRMW | SERC Midwest | NG | 162.8 |  | 15156 | 172594.047 | 0.538 | 0.070995 | 0.0062343 | EPA/NEI | 172594.047 | 0.538
2020 | MO | Conception | 56537 | SRMW | SERC Midwest | WND | 50.4 |  | 83070 |  |  | 0 |  |  |  | 0
2020 | MO | Cow Branch | 56536 | SRMW | SERC Midwest | WND | 50.4 |  | 89797 |  |  | 0 |  |  |  | 0
2020 | MO | Cox Battery Energy Storage | 61679 | SPSO | SPP South | MWH | 1.2 |  | 71 | 0 |  | 0 |  |  | 0 | 0
2020 | MO | Dogwood Energy Facility | 55178 | SPNO | SPP North | NG | 630 |  | 2167204 | 16091225 | 56.4937 | 0.052135 | 0.0070217 | EPA/NEI | 16091225 | 56.4937
2020 | MO | El Dorado Springs Solar Farm | 61566 | SRMW | SERC Midwest | SUN | 2.5 |  | 4375 |  |  | 0 |  |  |  | 0
2020 | MO | Elm Street Substation Generators | 56597 | SRMW | SERC Midwest | DFO | 8 |  | 15.999 | 216.999 | 0.033635 | 4.2046 | 0.31 | EPA/NEI; Estimated using an emission factor | 216.999 | 0.033635
2020 | MO | Empire District Elec Co Energy Ctr | 6223 | SPNO | SPP North | NG | 379 |  | 236033 | 3304106.266 | 11.6956 | 0.099101 | 0.0070794 | EPA/NEI | 3304106.266 | 11.6956
2020 | MO | Essex Power Plant | 7749 | SRMW | SERC Midwest | NG | 229.2 |  | 90245 | 1062467.125 | 6.9265 | 0.1535 | 0.013039 | EPA/NEI | 1062467.125 | 6.9265
2020 | MO | Fairgrounds | 2082 | SRMW | SERC Midwest | DFO | 68.3 |  | 61 | 11440.4 | 0.0398 | 1.3049 | 0.0069578 | EPA/NEI | 11440.4 | 0.0398
2020 | MO | Farmers City Wind LLC | 56767 | MROW | MRO West | WND | 146 |  | 276807 |  |  | 0 |  |  |  | 0
2020 | MO | Farmington Solar Farm | 61450 | SRMW | SERC Midwest | SUN | 2.5 |  | 4037 |  |  | 0 |  |  |  | 0
2020 | MO | Fayette | 2125 | SRMW | SERC Midwest | DFO | 10.9
2020 | MO | Fredericktown Energy Center | 57946 | SRMW | SERC Midwest | NG | 27.6 |  | 2172 | 22059 | 0.010966 | 0.010097 | 0.00099423 | NEI avg EF - PM, fuel type, firing type | 22059 | 0.010966
2020 | MO | Fulton (MO) | 2126 | SRMW | SERC Midwest | NG | 38.2 |  | 289 | 5658 | 0.0028127 | 0.019465 | 0.00099423 | EPA/NEI; Estimated using an emission factor | 5658 | 0.0028127
2020 | MO | Gallatin #2 | 8017 |  |  | DFO | 3.6
2020 | MO | Gallatin (MO) | 2127 | SRMW | SERC Midwest | DFO | 7.2 |  | 0
2020 | MO | Grand Ave Plant | 58205 | SPNO | SPP North | NG | 5 | 0.067452 | 38710 | 217381.764 | 0.807 | 0.041695 | 0.0074247 | NEI avg EF - PM, fuel type | 3222760.5 | 11.9641
2020 | MO | Grand Avenue | 2078 | SPNO | SPP North | NG | 83.2
2020 | MO | Green City Renewable Energy Center Hybrid | 63065 | SRMW | SERC Midwest |  | 12.5
2020 | MO | Greenwood Energy Center | 6074 | SPNO | SPP North | NG | 261.8 |  | 20868 | 396077.297 | 1.3226 | 0.12676 | 0.0066785 | EPA/NEI; Estimated using an emission factor | 396077.297 | 1.3226
2020 | MO | Hannibal - Oakwood Substation | 63097 | SRMW | SERC Midwest | DFO | 16 |  | 24 | 276 | 0.04278 | 3.565 | 0.31 | Estimated using an emission factor | 276 | 0.04278
2020 | MO | Hannibal - Wastewater Treatment Plant | 63099 | SRMW | SERC Midwest | DFO | 2 |  | 3 | 40 | 0.0062 | 4.1333 | 0.31 | Estimated using an emission factor | 40 | 0.0062
2020 | MO | Hannibal - Water Treatment Plant | 63098 | SRMW | SERC Midwest | DFO | 2 |  | 3 | 40 | 0.0062 | 4.1333 | 0.31 | Estimated using an emission factor | 40 | 0.0062
2020 | MO | Harry Truman | 6141 | SPSO | SPP South | WAT | 161.4 |  | -3364.002 |  |  | 0 |  |  |  | 0
2020 | MO | Hawthorn | 2079 | SPNO | SPP North | SUB | 1046.2 |  | 2229917 | 22713663.688 | 23.4909 | 0.021069 | 0.0020684 | EPA/NEI; Estimated using an emission factor | 22713663.688 | 23.4909
2020 | MO | Higginsville Municipal Power Plant | 2131 | SPNO | SPP North | NG | 51.6 |  | 5081 | 79798.398 | 0.2296 | 0.090376 | 0.0057545 | EPA/NEI | 79798.398 | 0.2296
2020 | MO | Higginsville Solar Farm | 61316 | SRMW | SERC Midwest | SUN | 2.5 |  | 4409 |  |  | 0 |  |  |  | 0
2020 | MO | High Prairie Wind Farm | 62563 | SRMW | SERC Midwest | WND | 400 |  | 60083 |  |  | 0 |  |  |  | 0
2020 | MO | Holden Power Plant | 7848 | SRMW | SERC Midwest | NG | 321.3 |  | 226101.999 | 2771409.594 | 9.1663 | 0.081081 | 0.0066149 | EPA/NEI | 2771409.594 | 9.1663
2020 | MO | Howard Bend | 2102 | SRMW | SERC Midwest | DFO | 47.4
2020 | MO | Iatan | 6065 | SPNO | SPP North | SUB | 1725 |  | 7034578 | 65703096 | 86.1648 | 0.024498 | 0.0026229 | EPA/NEI | 65703096 | 86.1648
2020 | MO | IKEA St. Louis 410 | 59714 | SRMW | SERC Midwest | SUN | 1 |  | 613 |  |  | 0 |  |  |  | 0
2020 | MO | Independence II Solar Farm | 61588 | SPNO | SPP North | SUN | 8.5 |  | 14705 |  |  | 0 |  |  |  | 0
2020 | MO | Independence Solar Farm | 61092 | SPNO | SPP North | SUN | 3 |  | 5137 |  |  | 0 |  |  |  | 0
2020 | MO | Jackson (MO) | 2137 | SRMW | SERC Midwest | DFO | 28.3 |  | 113.002 | 2168.998 | 0.33619 | 5.9502 | 0.31 | EPA/NEI; Estimated using an emission factor | 2168.998 | 0.33619
2020 | MO | Jackson Square | 2134 | SPNO | SPP North | DFO | 36 |  | 446 | 12257 | 0.11058 | 0.49588 | 0.018044 | NEI avg EF - PM, fuel type, firing type | 12257 | 0.11058
2020 | MO | James River | 2161 | SPSO | SPP South | NG | 450.5 |  | 124614 | 1660484.062 | 6.2797 | 0.10079 | 0.0075637 | EPA/NEI; Estimated using an emission factor | 1660484.062 | 6.2797
2020 | MO | Jefferson Street Substation | 56599 | SRMW | SERC Midwest | DFO | 6
2020 | MO | John Twitty Energy Center | 6195 | SPSO | SPP South | SUB | 603 |  | 1635796 | 17677672.711 | 89.2069 | 0.10907 | 0.010093 | EPA/NEI | 17677672.711 | 89.2069
2020 | MO | Kahoka | 2138 | SRMW | SERC Midwest | NG | 7.4 |  | 1.002 | 11.999 | 0.0010568 | 2.1094 | 0.17615 | Estimated using an emission factor | 11.999 | 0.0010568
2020 | MO | Kansas City International | 6144 | SPNO | SPP North | NG | 36
2020 | MO | KCP&L SmartGrid Innovation Park | 59772 | SPNO | SPP North | MWH | 1 |  | 0
2020 | MO | Kennett | 2139 | SRMV | SERC Mississippi Valley | NG | 44.5 |  | 1802.998 | 20385.999 | 0.0043014 | 0.0047714 | 0.000422 | EPA/NEI; Estimated using an emission factor | 20385.999 | 0.0043014
2020 | MO | Kings Point Wind Energy Center | 62475 | SPNO | SPP North | WND | 149.4
2020 | MO | Kirksville | 2083 | SRMW | SERC Midwest | NG | 15
2020 | MO | La Plata | 2140 | SRMW | SERC Midwest | DFO | 8.5 |  | 12 | 96 | 0.01488 | 2.48 | 0.31 | EPA/NEI; Estimated using an emission factor | 96 | 0.01488
2020 | MO | Labadie | 2103 | SRMW | SERC Midwest | RC | 2389.4 |  | 16484492 | 163826168 | 1474.4285 | 0.17889 | 0.018 | EPA/NEI | 163826168 | 1474.4285
2020 | MO | Lake Road | 2098 | SPNO | SPP North | NG | 278.4 | 0.008709 | 5183 | 2084.701 | 0.0057166 | 0.0022059 | 0.0054843 | EPA/NEI | 239378.297 | 0.6564
2020 | MO | Lebanon Solar Farm (MO) | 61135 | SRMW | SERC Midwest | SUN | 2.5 |  | 4194 |  |  | 0 |  |  |  | 0
2020 | MO | Loess Hills | 56538 | SRMW | SERC Midwest | WND | 5 |  | 6301 |  |  | 0 |  |  |  | 0
2020 | MO | Lost Creek Wind Energy Facility | 57189 | SRMW | SERC Midwest | WND | 150 |  | 384647 |  |  | 0 |  |  |  | 0
2020 | MO | Macon | 2141 | SRMW | SERC Midwest | DFO | 11.2 |  | 0
2020 | MO | Macon Energy Center | 56127 | SRMW | SERC Midwest | NG | 10 | 0.44978 | 88219 | 481957.767 | 0.23959 | 0.0054317 | 0.00099423 | NEI avg EF - PM, fuel type, firing type | 1071547 | 0.53268
2020 | MO | Macon Solar Power Project | 59729 | SRMW | SERC Midwest | SUN | 2.8 |  | 3897 |  |  | 0 |  |  |  | 0
2020 | MO | Main Street (MO) | 2162 | SPSO | SPP South | DFO | 15.3
2020 | MO | Malden | 2142 | SPSO | SPP South | DFO | 17.3 |  | 100.999 | 1032.999 | 0.16011 | 3.1706 | 0.31 | EPA/NEI; Estimated using an emission factor | 1032.999 | 0.16011
2020 | MO | Marceline | 7470 | SRMW | SERC Midwest | DFO | 9.6 |  | 10 | 108 | 0.01674 | 3.348 | 0.31 | EPA/NEI; Estimated using an emission factor | 108 | 0.01674
2020 | MO | Marshall (MO) | 2144 | SPNO | SPP North | NG | 57.3 |  | 2250.001 | 34969.998 | 0.084748 | 0.075332 | 0.0048469 | EPA/NEI; Estimated using an emission factor | 34969.998 | 0.084748
2020 | MO | Marshall Solar Farm (MO) | 60707 | SRMW | SERC Midwest | SUN | 2.8 |  | 4102 |  |  | 0 |  |  |  | 0
2020 | MO | MBS Texbook Exchange | 62647 | SRMW | SERC Midwest | DFO | 2 |  | 0
2020 | MO | McCartney Generating Station | 7903 | SPSO | SPP South | NG | 117.8 |  | 41320 | 473450.375 | 1.0049 | 0.04864 | 0.004245 | EPA/NEI | 473450.375 | 1.0049
2020 | MO | Memphis | 2145 | SRMW | SERC Midwest | DFO | 8.8
2020 | MO | Meramec | 2104 | SRMW | SERC Midwest | SUB | 1041 |  | 99090.368 | 1549132.859 | 5.8573 | 0.11822 | 0.007562 | EPA/NEI; Estimated using an emission factor | 1549132.859 | 5.8573
2020 | MO | Mexico | 6650 | SRMW | SERC Midwest | DFO | 60.7 |  | 56 | 8883.2 | 0.0282 | 1.0071 | 0.0063491 | EPA/NEI | 8883.2 | 0.0282
2020 | MO | Missouri City | 2171 | SRMW | SERC Midwest | BIT | 46
2020 | MO | MJMEUC Generating Station #1 | 56478 | SRMW | SERC Midwest | NG | 13.3 | 0.44301 | 111583 | 563417.969 | 0.28008 | 0.0050202 | 0.00099423 | NEI avg EF - PM, fuel type, firing type | 1271782 | 0.63222
2020 | MO | Moberly | 6651 | SRMW | SERC Midwest | DFO | 60.6 |  | 349 | 9177.4 | 0.0236 | 0.13524 | 0.0051431 | EPA/NEI | 9177.4 | 0.0236
2020 | MO | Monroe (MO) | 2146 | SRMW | SERC Midwest | NG | 18.8 |  | 0
2020 | MO | Montrose | 2080 | SPNO | SPP North | SUB | 564
2020 | MO | Moreau | 6652 | SRMW | SERC Midwest | DFO | 60.8 |  | 294 | 12866.2 | 0.0463 | 0.31497 | 0.0071972 | EPA/NEI | 12866.2 | 0.0463
2020 | MO | MU Combined Heat and Power Plant | 50969 | SRMW | SERC Midwest | WDS | 91.4 | 0.28775 | 173021 | 968843.253 | 4.4806 | 0.051793 | 0.0092494 | EPA/NEI; Estimated using an emission factor | 3366988.438 | 15.5714
2020 | MO | Nevada | 2090 | SPNO | SPP North | DFO | 22 |  | 0
2020 | MO | New Madrid Power Plant | 2167 | SRMW | SERC Midwest | RC | 1300 |  | 6180989 | 59087592 | 378.9943 | 0.12263 | 0.012828 | EPA/NEI | 59087592 | 378.9943
2020 | MO | Niangua | 2099 | SRMW | SERC Midwest | WAT | 3 |  | 3082 |  |  | 0 |  |  |  | 0
2020 | MO | Nixa Solar, LLC | 60673 | SRMW | SERC Midwest | SUN | 7.9 |  | 14304 |  |  | 0 |  |  |  | 0
2020 | MO | Noble Hill Landfill | 56404 | SPSO | SPP South | LFG | 3.2 |  | 14235 | 137983 | 1.0142 | 0.14249 | 0.0147 | Estimated using an emission factor | 137983 | 1.0142
2020 | MO | Nodaway Power Plant | 7754 | SRMW | SERC Midwest | NG | 315.6 |  | 8701 | 109423.926 | 0.3649 | 0.083875 | 0.0066695 | EPA/NEI | 109423.926 | 0.3649
2020 | MO | North Fork Ridge Wind Energy Center | 62478 | SPNO | SPP North | WND | 149.4 |  | 154 |  |  | 0 |  |  |  | 0
2020 | MO | Northeast Generating Station | 2081 | SPNO | SPP North | DFO | 490.2 |  | 6375.002 | 187783.202 | 1.0801 | 0.33885 | 0.011504 | EPA/NEI | 187783.202 | 1.0801
2020 | MO | O'Fallon Renewable Energy Center | 61826 | SRMW | SERC Midwest | SUN | 4.5 |  | 5913 |  |  | 0 |  |  |  | 0
2020 | MO | Osage Dam | 2106 | SRMW | SERC Midwest | WAT | 208 |  | 879862.002 |  |  | 0 |  |  |  | 0
2020 | MO | Osborn Wind Energy | 60672 | SPNO | SPP North | WND | 200.9 |  | 692442 |  |  | 0 |  |  |  | 0
2020 | MO | Outlaw Wind Project LLC | 63574 | MROW | MRO West | WND | 298.6
2020 | MO | Overall Road Station | 56600 | SRMW | SERC Midwest | DFO | 8 |  | 22 | 301 | 0.046655 | 4.2414 | 0.31 | Estimated using an emission factor | 301 | 0.046655
2020 | MO | Ozark Beach | 6280 | SPNO | SPP North | WAT | 16 |  | 29359 |  |  | 0 |  |  |  | 0
2020 | MO | Peno Creek Energy Center | 7964 | SRMW | SERC Midwest | NG | 240 |  | 20774 | 262795.684 | 0.868 | 0.083566 | 0.0066059 | EPA/NEI; Estimated using an emission factor | 262795.684 | 0.868
2020 | MO | Poplar Bluff Generating Station | 7392 | SPSO | SPP South | NG | 34.1 |  | 624 | 37248.997 | 1.1407 | 3.6561 | 0.061248 | Estimated using an emission factor | 37248.997 | 1.1407
2020 | MO | Prosperity Solar Farm CSG | 64225 | SPNO | SPP North | SUN | 2.3
2020 | MO | Ralph Green Station | 2092 | SPNO | SPP North | NG | 85 |  | 9724 | 226676.016 | 0.748 | 0.15385 | 0.0065997 | EPA/NEI | 226676.016 | 0.748
2020 | MO | Renewable Energy Center at BJH | 64288 | SRMW | SERC Midwest | SUN | 1.6 |  | 2107 |  |  | 0 |  |  |  | 0
2020 | MO | Richwoods Renewable Energy Center Hybrid | 63066 | SRMW | SERC Midwest |  | 14
2020 | MO | Rock Creek Wind Project | 60655 | SPNO | SPP North | WND | 300 |  | 1095104 |  |  | 0 |  |  |  | 0
2020 | MO | Rolla Solar Farm (MO) | 60705 | SRMW | SERC Midwest | SUN | 2.8 |  | 4059 |  |  | 0 |  |  |  | 0
2020 | MO | Rush Island | 6155 | SRMW | SERC Midwest | RC | 1242 |  | 6676805 | 71684446 | 210.2129 | 0.062968 | 0.005865 | EPA/NEI | 71684446 | 210.2129
2020 | MO | Salisbury City of | 7400 | SPNO | SPP North | DFO | 6.4 |  | 0
2020 | MO | Shelbina Power #1 | 7405 | SRMW | SERC Midwest | DFO | 4.6 |  | 12 | 131 | 0.020305 | 3.3842 | 0.31 | Estimated using an emission factor | 131 | 0.020305
2020 | MO | Shelbina Power #2 | 7406 | SRMW | SERC Midwest | DFO | 6.6 |  | 56.001 | 593.001 | 0.091915 | 3.2826 | 0.31 | Estimated using an emission factor | 593.001 | 0.091915
2020 | MO | Shelbina Power #3 | 7860 | SRMW | SERC Midwest | DFO | 3.6 |  | 30 | 388 | 0.06014 | 4.0093 | 0.31 | Estimated using an emission factor | 388 | 0.06014
2020 | MO | Sibley | 2094 | SPNO | SPP North | SUB | 524
2020 | MO | Sikeston | 6768 | SPSO | SPP South | SUB | 261 |  | 1639446 | 16880136 | 364.7798 | 0.445 | 0.04322 | EPA/NEI | 16880136 | 364.7798
2020 | MO | Sioux | 2107 | SRMW | SERC Midwest | RC | 1099.4 |  | 2749389 | 30181257 | 240.5242 | 0.17497 | 0.015939 | EPA/NEI | 30181257 | 240.5242
2020 | MO | South Harper Peaking Facility | 56151 | SPNO | SPP North | NG | 351 |  | 55289.001 | 733745.172 | 2.4214 | 0.087591 | 0.0066001 | EPA/NEI | 733745.172 | 2.4214
2020 | MO | Southwestern Bell Telephone | 54858 | SRMW | SERC Midwest | DFO | 17.2 | 1 | 53.001 | 468.001 | 0.07254 | 2.7373 | 0.31 | Estimated using an emission factor | 468.001 | 0.07254
2020 | MO | Springfield Solar 1 LLC | 59110 | SPSO | SPP South | SUN | 4.9 |  | 7120 |  |  | 0 |  |  |  | 0
2020 | MO | St Joseph Landfill Generating Station | 58024 | SPNO | SPP North | LFG | 1.6 |  | 10197 | 135837 | 0.9984 | 0.19582 | 0.0147 | Estimated using an emission factor | 135837 | 0.9984
2020 | MO | St. Francis Power Plant | 7604 | SRMW | SERC Midwest | NG | 506.6 |  | 957868 | 7230222 | 0.0231 | 4.8232e-05 | 6.3898e-06 | EPA/NEI | 7230222 | 0.0231
2020 | MO | Stanberry | 8110 | SRMW | SERC Midwest | NG | 4.9 |  | 0
2020 | MO | State Line (MO) | 7296 | SPNO | SPP North | NG | 690.5 |  | 2624036 | 19529633.562 | 67.5108 | 0.051456 | 0.0069137 | EPA/NEI | 19529633.562 | 67.5108
2020 | MO | Station H | 2135 | SPNO | SPP North | NG | 43 |  | 10322 | 270736 | 0.13459 | 0.026078 | 0.00099423 | NEI avg EF - PM, fuel type, firing type | 270736 | 0.13459
2020 | MO | Station I | 2136 | SPNO | SPP North | DFO | 38 |  | 811 | 23184 | 0.20916 | 0.51581 | 0.018044 | NEI avg EF - PM, fuel type, firing type | 23184 | 0.20916
2020 | MO | Stockton Hydro | 2124 | SPNO | SPP North | WAT | 52 |  | 127007 |  |  | 0 |  |  |  | 0
2020 | MO | Sub 2 Generating Station | 56126 | SRMW | SERC Midwest | DFO | 3.6 |  | 0
2020 | MO | Sub 3 Generating Station | 56128 | SRMW | SERC Midwest | DFO | 7.2 |  | 0
2020 | MO | Table Rock | 2166 | SPSO | SPP South | WAT | 200 |  | 809459 |  |  | 0 |  |  |  | 0
2020 | MO | Taum Sauk | 2108 | SRMW | SERC Midwest | WAT | 408 |  | -93662 |  |  | 0 |  |  |  | 0
2020 | MO | Thomas Hill Energy Center | 2168 | SRMW | SERC Midwest | RC | 1181.7 |  | 6883159 | 70350122 | 382.7195 | 0.1112 | 0.01088 | EPA/NEI | 70350122 | 382.7195
2020 | MO | Trenton Diesel | 2163 | SPNO | SPP North | DFO | 5.2
2020 | MO | Trenton North | 698 | SPNO | SPP North | DFO | 13.5 |  | 74 | 801 | 0.12415 | 3.3555 | 0.31 | Estimated using an emission factor | 801 | 0.12415
2020 | MO | Trenton Solar Farm (MO) | 60704 | SPNO | SPP North | SUN | 2.8 |  | 4372 |  |  | 0 |  |  |  | 0
2020 | MO | Trenton South | 7935 | SPNO | SPP North | DFO | 14 |  | 70 | 754.999 | 0.11702 | 3.3436 | 0.31 | Estimated using an emission factor | 754.999 | 0.11702
2020 | MO | Trigen St. Louis | 56309 | SRMW | SERC Midwest | NG | 38 | 1 | 0 | 0 | 0 |  |  | EPA/NEI; Estimated using an emission factor | 0 | 0
2020 | MO | Unionville | 6563 | SRMW | SERC Midwest | DFO | 53.2
2020 | MO | Unionville City of | 2164 | SRMW | SERC Midwest | DFO | 8.7 |  | 0.998 | 18.001 | 0.0027902 | 5.5915 | 0.31 | Estimated using an emission factor | 18.001 | 0.0027902
2020 | MO | Utica Renewable Energy Center Hybrid | 63067 | SRMW | SERC Midwest |  | 12
2020 | MO | Viaduct | 2096 | SRMW | SERC Midwest | NG | 30.6
2020 | MO | Walton Street Substation | 56598 | SRMW | SERC Midwest | DFO | 6 |  | 3 | 64 | 0.00992 | 6.6133 | 0.31 | EPA/NEI; Estimated using an emission factor | 64 | 0.00992
2020 | MO | Waynesville Solar Farm (MO) | 60706 | SRMW | SERC Midwest | SUN | 2.8 |  | 4238 |  |  | 0 |  |  |  | 0
2020 | MO | White Cloud Wind Project, LLC | 62624 | SRMW | SERC Midwest | WND | 236.5 |  | 61733 |  |  | 0 |  |  |  | 0
2020 | MS | Ackerman Combined Cycle Plant | 55694 | SRTV | SERC Tennessee Valley | NG | 850.5 |  | 2935519 | 21958130 | 91.64 | 0.062435 | 0.0083468 | EPA/NEI | 21958130 | 91.64
2020 | MS | Arkabutla Lake Hydroelectric Project | 62402 | SRTV | SERC Tennessee Valley | WAT | 5
2020 | MS | Attala Generating Plant | 55220 | SRMV | SERC Mississippi Valley | NG | 551.3 |  | 1962966 | 13944152 | 100.6917 | 0.10259 | 0.014442 | EPA/NEI | 13944152 | 100.6917
2020 | MS | Batesville Generation Facility | 55063 | SRTV | SERC Tennessee Valley | NG | 1183 |  | 4080077 | 31032590 | 181.2976 | 0.08887 | 0.011684 | EPA/NEI | 31032590 | 181.2976
2020 | MS | Baxter Wilson | 2050 | SRMV | SERC Mississippi Valley | NG | 1327.6 |  | 1537181 | 15533548 | 49.88 | 0.064898 | 0.0064222 | EPA/NEI | 15533548 | 49.88
2020 | MS | Benndale | 2068 | SRSO | SERC South | NG | 44.6 |  | 39450 | 357485 | 0.075429 | 0.003824 | 0.000422 | EPA/NEI; Estimated using an emission factor | 357485 | 0.075429
2020 | MS | Caledonia | 55197 | SRTV | SERC Tennessee Valley | NG | 801 |  | 4515321 | 31395598 | 132.2 | 0.058556 | 0.0084216 | EPA/NEI | 31395598 | 132.2
2020 | MS | CF Industries Yazoo City Complex | 10195 | SRMV | SERC Mississippi Valley | NG | 25 | 0.47147 | 160653 | 913721.548 | 0.45422 | 0.0056547 | 0.00099423 | NEI avg EF - PM, fuel type, firing type | 1938028 | 0.96342
2020 | MS | Chevron Cogenerating Station | 2047 | SRSO | SERC South | NG | 170.5 | 0.76346 | 1021583.001 | 5172178.177 | 36.5469 | 0.07155 | 0.014132 | EPA/NEI | 6774642.5 | 47.87
2020 | MS | Choctaw County Gen | 55706 | SRTV | SERC Tennessee Valley | NG | 899 |  | 5296898 | 37344959 | 86.45 | 0.032642 | 0.0046298 | EPA/NEI | 37344959 | 86.45
2020 | MS | Columbus MS | 50184 | SRTV | SERC Tennessee Valley | BLQ | 128.6 | 0.18501 | 542748 | 2939119.235 | 14.2395 | 0.052472 | 0.0096896 | EPA/NEI; Estimated using an emission factor | 15886034.25 | 76.9648
2020 | MS | Crossroads Energy Center (CPU) | 55395 | SRMV | SERC Mississippi Valley | NG | 306.4 |  | 116642 | 1577082.531 | 13.2374 | 0.22697 | 0.016787 | EPA/NEI | 1577082.531 | 13.2374
2020 | MS | Daniel Electric Generating Plant | 6073 | SRSO | SERC South | SUB | 2229 |  | 10779271 | 86375918 | 200.9697 | 0.037288 | 0.0046534 | EPA/NEI | 86375918 | 200.9697
2020 | MS | David M Ratcliffe | 57037 | SRSO | SERC South | NG | 840 |  | 4516890 | 31651623 | 91.83 | 0.040661 | 0.0058025 | EPA/NEI | 31651623 | 91.83
2020 | MS | Delta (MS) | 2051 | SRMV | SERC Mississippi Valley | NG | 225
2020 | MS | District 70 Transco Gas Pipe Line | 54744 | SRSO | SERC South | WH | 1.6
2020 | MS | Eaton | 2046 | SRSO | SERC South | NG | 77.7
2020 | MS | Enid Lake Hydroelectric Project | 62432 | SRTV | SERC Tennessee Valley | WAT | 5
2020 | MS | Ergon Refining Vicksburg | 54918 | SRMV | SERC Mississippi Valley | NG | 4.8 | 0.40718 | 35281 | 185329.909 | 0.09213 | 0.0052226 | 0.00099423 | NEI avg EF - PM, fuel type, firing type | 455152 | 0.22626
2020 | MS | Georgia-Pacific Monticello Paper | 10610 | SRSO | SERC South | WDS | 81.5 | 0.44657 | 537752 | 2827643.19 | 14.5531 | 0.054126 | 0.010293 | NEI avg EF - PM, fuel type | 6331915.125 | 32.5886
2020 | MS | Georgia-Pacific Taylorsville Plywood | 61927 | SRSO | SERC South | NG | 7.2 | 0.94628 | 57578 | 645439.312 | 0.32086 | 0.011145 | 0.00099423 | NEI avg EF - PM, fuel type, firing type | 682078 | 0.33907
2020 | MS | Gerald Andrus | 8054 | SRMV | SERC Mississippi Valley | NG | 781.4 |  | 988269 | 11519665 | 41.27 | 0.08352 | 0.0071651 | EPA/NEI | 11519665 | 41.27
2020 | MS | Grand Gulf | 6072 | SRMV | SERC Mississippi Valley | NUC | 1440 |  | 6470934 |  |  | 0 |  |  |  | 0
2020 | MS | Grenada Lake Hydroelectric Project | 62430 | SRTV | SERC Tennessee Valley | WAT | 10
2020 | MS | Gulfport Naval Base CSG PV System | 61208 | SRSO | SERC South | SUN | 3.5 |  | 0
2020 | MS | Hattiesburg Solar Farm | 60552 | SRSO | SERC South | SUN | 50 |  | 88562 |  |  | 0 |  |  |  | 0
2020 | MS | Hinds Energy Facility | 55218 | SRMV | SERC Mississippi Valley | NG | 600.4 |  | 3005946 | 20977381.586 | 36.7877 | 0.024477 | 0.0035074 | EPA/NEI; Estimated using an emission factor | 20977381.586 | 36.7877
2020 | MS | International Paper Vicksburg Mill | 54100 | SRMV | SERC Mississippi Valley | BLQ | 50.5 | 0.13395 | 231732 | 1315223.27 | 7.6149 | 0.065722 | 0.01158 | NEI avg EF - PM, fuel type | 9818379.5 | 56.8467
2020 | MS | Kemper County | 7960 | SRTV | SERC Tennessee Valley | DFO | 372 |  | 324974 | 2844636.688 | 17.15 | 0.10555 | 0.012058 | EPA/NEI | 2844636.688 | 17.15
2020 | MS | L L Wilkins | 2059 | SRMV | SERC Mississippi Valley | NG | 55.2 |  | 207 | 3175 | 0.0043991 | 0.042503 | 0.0027711 | EPA/NEI; Estimated using an emission factor | 3175 | 0.0043991
2020 | MS | Leaf River Cellulose LLC | 10233 | SRSO | SERC South | BLQ | 50.4 | 0.13992 | 408402.15 | 2288125.143 | 9.9941 | 0.048942 | 0.0087356 | NEI avg EF - PM, fuel type | 16353313 | 71.428
2020 | MS | Magnolia Combined Cycle Plant | 55451 | SRTV | SERC Tennessee Valley | NG | 1003.5 |  | 5310254 | 39801867 | 176.39 | 0.066434 | 0.0088634 | EPA/NEI | 39801867 | 176.39
2020 | MS | Meridian | 7719 | SRTV | SERC Tennessee Valley | DFO | 9 |  | 10 | 312 | 0.04836 | 9.672 | 0.31 | Estimated using an emission factor | 312 | 0.04836
2020 | MS | Meridian II | 62164 | SRTV | SERC Tennessee Valley | SUN | 5 |  | 7580 |  |  | 0 |  |  |  | 0
2020 | MS | Meridian III | 62163 | SRSO | SERC South | SUN | 52.5 |  | 124470 |  |  | 0 |  |  |  | 0
2020 | MS | Mississippi Baptist Medical Center | 54203 | SRMV | SERC Mississippi Valley | NG | 4.2 | 1 | 0
2020 | MS | Moselle Generation Complex | 2070 | SRSO | SERC South | NG | 510.5 |  | 1643176 | 15859938.531 | 56.8012 | 0.069136 | 0.0071629 | EPA/NEI; Estimated using an emission factor | 15859938.531 | 56.8012
2020 | MS | MPC1 | 7875 | SRSO | SERC South | NG | 360
2020 | MS | Natchez | 2052 | SRMV | SERC Mississippi Valley | NG | 66
2020 | MS | OE_MS5 | 64529 | SRTV | SERC Tennessee Valley |  | 250
2020 | MS | Paulding | 2071 | SRSO | SERC South | DFO | 20
2020 | MS | Prairie Bluff | 57408 | SRSO | SERC South | LFG | 1.6 |  | 11046 | 115630 | 0.84988 | 0.15388 | 0.0147 | Estimated using an emission factor | 115630 | 0.84988
2020 | MS | R D Morrow | 6061 | SRSO | SERC South |  | 950
2020 | MS | Red Hills Generation Facility | 55076 | SRTV | SERC Tennessee Valley | RC | 513.7 |  | 2325950 | 26058794 | 141.55 | 0.12171 | 0.010864 | EPA/NEI | 26058794 | 141.55
2020 | MS | Rex Brown | 2053 | SRMV | SERC Mississippi Valley |  | 349.2
2020 | MS | Sardis Lake Hydroelectric Project | 62425 | SRTV | SERC Tennessee Valley | WAT | 15
2020 | MS | Silver Creek Generating Plant | 7988 | SRMV | SERC Mississippi Valley | NG | 250.5 |  | 44492.001 | 575687.422 | 5.6888 | 0.25572 | 0.019764 | EPA/NEI | 575687.422 | 5.6888
2020 | MS | Southaven Combined Cycle Plant | 55269 | SRTV | SERC Tennessee Valley | NG | 903.9 |  | 4709432 | 32473409 | 171.84 | 0.072977 | 0.010583 | EPA/NEI | 32473409 | 171.84
2020 | MS | SR Houston | 60853 | SRTV | SERC Tennessee Valley | SUN | 3.1 |  | 3583 |  |  | 0 |  |  |  | 0
2020 | MS | Sumrall I Solar Farm | 60306 | SRSO | SERC South | SUN | 52 |  | 103702 |  |  | 0 |  |  |  | 0
2020 | MS | Sumrall II Solar Farm | 60303 | SRSO | SERC South | SUN | 52 |  | 102220 |  |  | 0 |  |  |  | 0
2020 | MS | Sunflower County | 64081 | SRMV | SERC Mississippi Valley | SUN | 100
2020 | MS | Sweatt Electric Generating Plant | 2048 | SRSO | SERC South | NG | 136.9 |  | 8822 | 162391.398 | 0.96272 | 0.21825 | 0.011857 | EPA/NEI | 162391.398 | 0.96272
2020 | MS | Sylvarena Generating Plant | 7989 | SRMV | SERC Mississippi Valley | NG | 141 |  | 214863.999 | 2170681.188 | 16.1693 | 0.15051 | 0.014898 | EPA/NEI | 2170681.188 | 16.1693
2020 | MS | Third Street | 2060 | SRMV | SERC Mississippi Valley | NG | 13
2020 | MS | Watson Electric Generating Plant | 2049 | SRSO | SERC South | NG | 1215.5 |  | 2234851 | 23890946.199 | 40.4283 | 0.03618 | 0.0033844 | EPA/NEI | 23890946.199 | 40.4283
2020 | MS | Yazoo | 2067 | SRMV | SERC Mississippi Valley |  | 34.1 |  | 0 | 0 | 0 |  |  | EPA/NEI; Estimated using an emission factor | 0 | 0
2020 | MT | Basin Creek Plant | 55866 | NWPP | WECC Northwest | NG | 54.9 |  | 57048.003 | 532905.996 | 0.11244 | 0.0039421 | 0.000422 | Estimated using an emission factor | 532905.996 | 0.11244
2020 | MT | Big Fork | 6459 | NWPP | WECC Northwest | WAT | 4.1 |  | 27032 |  |  | 0 |  |  |  | 0
2020 | MT | Big Timber Wind Farm | 61155 | NWPP | WECC Northwest | WND | 25 |  | 95098 |  |  | 0 |  |  |  | 0
2020 | MT | Black Bear Wind (MT) | 62808 | NWPP | WECC Northwest | WND | 80
2020 | MT | Black Eagle | 2181 | NWPP | WECC Northwest | WAT | 24 |  | 118836 |  |  | 0 |  |  |  | 0
2020 | MT | Black Eagle Solar, LLC | 61336 | NWPP | WECC Northwest | SUN | 3 |  | 6034 |  |  | 0 |  |  |  | 0
2020 | MT | Broadwater Power Project | 54006 | NWPP | WECC Northwest | WAT | 9.7 |  | 52394 |  |  | 0 |  |  |  | 0
2020 | MT | Cabin Creek Solar | 64199 | MROW | MRO West | SUN | 75
2020 | MT | Cabin Creek Solar II | 64203 | MROW | MRO West | SUN | 75
2020 | MT | Canyon Ferry | 6400 | NWPP | WECC Northwest | WAT | 49.8 |  | 342849 |  |  | 0 |  |  |  | 0
2020 | MT | Clark Canyon Hydro-Electric Facility | 60483 | NWPP | WECC Northwest | WAT | 4.8
2020 | MT | Cochrane | 2182 | NWPP | WECC Northwest | WAT | 60.4 |  | 302298 |  |  | 0 |  |  |  | 0
2020 | MT | Colstrip | 6076 | NWPP | WECC Northwest | SUB | 2363.4 |  | 7935170 | 86999146.109 | 945.1894 | 0.23823 | 0.021729 | EPA/NEI | 86999146.109 | 945.1894
2020 | MT | Colstrip Energy Limited Partnership | 10784 | NWPP | WECC Northwest | WC | 46.1 |  | 272160 | 3840975 | 22.5656 | 0.16583 | 0.01175 | NEI avg EF - PM, fuel type, firing type | 3840975 | 22.5656
2020 | MT | Crazy Mountain Wind LLC | 61859 | NWPP | WECC Northwest | WND | 80
2020 | MT | Culbertson Station | 56606 | MROW | MRO West | NG | 91 |  | 48207 | 478814.656 | 3.462 | 0.14363 | 0.014461 | EPA/NEI | 478814.656 | 3.462
2020 | MT | Dave Gates Generating Station | 56908 | NWPP | WECC Northwest | NG | 203.1 |  | 179322 | 2343425.062 | 27.72 | 0.30916 | 0.023658 | EPA/NEI | 2343425.062 | 27.72
2020 | MT | Diamond Willow Wind Facility | 56782 | MROW | MRO West | WND | 30 |  | 98541 |  |  | 0 |  |  |  | 0
2020 | MT | Fairfield Wind | 58966 | NWPP | WECC Northwest | WND | 10 |  | 33882 |  |  | 0 |  |  |  | 0
2020 | MT | Flathead Landfill to Gas Energy Facility | 64505 | NWPP | WECC Northwest | LFG | 3.2 |  | 11994 | 112270 | 0.82518 | 0.1376 | 0.0147 | EPA/NEI; Estimated using an emission factor | 112270 | 0.82518
2020 | MT | Flint Creek Hydroelectric LLC | 58392 | NWPP | WECC Northwest | WAT | 2 |  | 14657 |  |  | 0 |  |  |  | 0
2020 | MT | Fort Peck | 6623 | MROW | MRO West | WAT | 179.7 |  | 1105657 |  |  | 0 |  |  |  | 0
2020 | MT | Glendive Generating Station | 2176 | MROW | MRO West | NG | 83.7 |  | -254 | 10167.688 | 0.0414 | 0 | 0.0081434 | EPA/NEI | 10167.688 | 0.0414
2020 | MT | Gordon Butte Wind LLC | 57748 | NWPP | WECC Northwest | WND | 17.7 |  | 77240.999 |  |  | 0 |  |  |  | 0
2020 | MT | Great Divide Solar, LLC | 61335 | NWPP | WECC Northwest | SUN | 3 |  | 6476 |  |  | 0 |  |  |  | 0
2020 | MT | Green Meadow Solar, LLC | 61291 | NWPP | WECC Northwest | SUN | 3 |  | 5222 |  |  | 0 |  |  |  | 0
2020 | MT | Greenfield Wind - MT | 60486 | NWPP | WECC Northwest | WND | 25 |  | 89848 |  |  | 0 |  |  |  | 0
2020 | MT | Grizzly Wind LLC | 62802 | NWPP | WECC Northwest | WND | 80
2020 | MT | Hardin Generating Station | 55749 | NWPP | WECC Northwest | SUB | 115.7 |  | 51706 | 764993.938 | 4.6282 | 0.17902 | 0.0121 | EPA/NEI | 764993.938 | 4.6282
2020 | MT | Hauser | 2185 | NWPP | WECC Northwest | WAT | 20.5 |  | 114080.001 |  |  | 0 |  |  |  | 0
2020 | MT | Haymaker Hybrid | 63878 | NWPP | WECC Northwest |  | 800
2020 | MT | Holter | 2186 | NWPP | WECC Northwest | WAT | 38.4 |  | 298185 |  |  | 0 |  |  |  | 0
2020 | MT | Horse Thief Wind Project, LLC | 59758 | NWPP | WECC Northwest | WND | 80
2020 | MT | Horseshoe Bend Wind Park | 56591 | NWPP | WECC Northwest | WND | 9 |  | 23877 |  |  | 0 |  |  |  | 0
2020 | MT | Hungry Horse | 2203 | NWPP | WECC Northwest | WAT | 428 |  | 925709 |  |  | 0 |  |  |  | 0
2020 | MT | J E Corette Plant | 2187 | NWPP | WECC Northwest | SUB | 172.8
2020 | MT | Jawbone Wind Project | 58175 | NWPP | WECC Northwest | WND | 80
2020 | MT | Judith Gap Wind Energy Center | 56377 | NWPP | WECC Northwest | WND | 135 |  | 517396 |  |  | 0 |  |  |  | 0
2020 | MT | Lewis & Clark | 6089 | MROW | MRO West | LIG | 68.6 |  | 232285 | 3179862.5 | 43.2979 | 0.3728 | 0.027233 | EPA/NEI | 3179862.5 | 43.2979
2020 | MT | Libby | 6172 | NWPP | WECC Northwest | WAT | 525 |  | 2310881 |  |  | 0 |  |  |  | 0
2020 | MT | Madison Dam | 6422 | NWPP | WECC Northwest | WAT | 8.8 |  | 0
2020 | MT | Magpie Solar, LLC | 61337 | NWPP | WECC Northwest | SUN | 3 |  | 6236 |  |  | 0 |  |  |  | 0
2020 | MT | Martinsdale Wind Farm | 61108 | NWPP | WECC Northwest | WND | 80
2020 | MT | Miles City GT | 2177 | MROW | MRO West | NG | 23.3 |  | 238 | 6000 | 0.0029827 | 0.025065 | 0.00099423 | NEI avg EF - PM, fuel type, firing type | 6000 | 0.0029827
2020 | MT | Milltown | 2190 | NWPP | WECC Northwest | WAT | 3
2020 | MT | Morony | 2191 | NWPP | WECC Northwest | WAT | 63 |  | 307622 |  |  | 0 |  |  |  | 0
2020 | MT | MTSUN | 64032 | NWPP | WECC Northwest | SUN | 80
2020 | MT | Mud Springs Wind Project, LLC | 59756 | NWPP | WECC Northwest | WND | 80
2020 | MT | Musselshell Wind Project | 57963 | NWPP | WECC Northwest | WND | 10 |  | 26055 |  |  | 0 |  |  |  | 0
2020 | MT | Musselshell Wind Project Two LLC | 57965 | NWPP | WECC Northwest | WND | 10 |  | 30868 |  |  | 0 |  |  |  | 0
2020 | MT | Mystic | 2192 | NWPP | WECC Northwest | WAT | 12 |  | 56432 |  |  | 0 |  |  |  | 0
2020 | MT | NaturEner Glacier Wind Energy 1 | 57049 | NWPP | WECC Northwest | WND | 106.5 |  | 298845 |  |  | 0 |  |  |  | 0
2020 | MT | NaturEner Glacier Wind Energy 2 | 57050 | NWPP | WECC Northwest | WND | 103.5 |  | 323081 |  |  | 0 |  |  |  | 0
2020 | MT | NaturEner Rim Rock Energy | 57995 | NWPP | WECC Northwest | WND | 189 |  | 705585 |  |  | 0 |  |  |  | 0
2020 | MT | Noxon Rapids | 2199 | NWPP | WECC Northwest | WAT | 487.8 |  | 1596460 |  |  | 0 |  |  |  | 0
2020 | MT | OREG 1 Inc | 56833 | MROW | MRO West | WH | 30 |  | 132845 |  |  | 0 |  |  |  | 0
2020 | MT | OREG 2 Inc | 56880 | MROW | MRO West | WH | 30 |  | 98357 |  |  | 0 |  |  |  | 0
2020 | MT | Phillips 66 Billings Refinery | 56496 | NWPP | WECC Northwest | OG | 1.6 |  | 65 | 529 | 0.0032162 | 0.098959 | 0.012159 | NEI avg EF - PM, fuel type | 529 | 0.0032162
2020 | MT | Pryor Mountain Wind | 59757 | NWPP | WECC Northwest | WND | 80
2020 | MT | Rainbow (MT) | 2193 | NWPP | WECC Northwest | WAT | 95.6 |  | 402133 |  |  | 0 |  |  |  | 0
2020 | MT | Rattlesnake Solar | 64189 | NWPP | WECC Northwest | SUN | 80
2020 | MT | River Bend Solar, LLC | 61289 | NWPP | WECC Northwest | SUN | 2 |  | 3175 |  |  | 0 |  |  |  | 0
2020 | MT | Ryan | 2194 | NWPP | WECC Northwest | WAT | 52.8 |  | 459043.998 |  |  | 0 |  |  |  | 0
2020 | MT | Sand Creek Wind Farm | 60595 | MROW | MRO West | WND | 75
2020 | MT | Selis Ksanka Qlispe | 2188 | NWPP | WECC Northwest | WAT | 227.8 |  | 962819 |  |  | 0 |  |  |  | 0
2020 | MT | Sidney MT Plant | 57914 | NWPP | WECC Northwest | LIG | 4 | 0.043091 | 9139 | 51984.941 | 0.45004 | 0.098489 | 0.017314 | NEI avg EF - PM, fuel type | 1206386.562 | 10.444
2020 | MT | South Dry Creek Hydro | 10138 | NWPP | WECC Northwest | WAT | 2 |  | 4261 |  |  | 0 |  |  |  | 0
2020 | MT | South Mills Solar, LLC | 61290 | NWPP | WECC Northwest | SUN | 3 |  | 5558 |  |  | 0 |  |  |  | 0
2020 | MT | South Peak Wind | 62939 | NWPP | WECC Northwest | WND | 80 |  | 239455 |  |  | 0 |  |  |  | 0
2020 | MT | Spion Kop Wind Farm | 58218 | NWPP | WECC Northwest | WND | 40 |  | 145990 |  |  | 0 |  |  |  | 0
2020 | MT | Stillwater Wind, LLC | 61858 | NWPP | WECC Northwest | WND | 79.7 |  | 307316 |  |  | 0 |  |  |  | 0
2020 | MT | Stoltze CoGen1 | 58523 | NWPP | WECC Northwest | WDS | 2.8 | 0.28336 | 21309 | 157608.976 | 1.4736 | 0.1383 | 0.018699 | NEI avg EF - PM, fuel type | 556210 | 5.2003
2020 | MT | Thompson Falls | 2195 | NWPP | WECC Northwest | WAT | 98.1 |  | 480176 |  |  | 0 |  |  |  | 0
2020 | MT | Tiber Dam Hydroelectric Plant | 56499 | NWPP | WECC Northwest | WAT | 7.5 |  | 54546 |  |  | 0 |  |  |  | 0
2020 | MT | Turnbull Hydro | 57690 | NWPP | WECC Northwest | WAT | 13 |  | 31073 |  |  | 0 |  |  |  | 0
2020 | MT | Two Dot Wind Broadview East LLC | 64332 | NWPP | WECC Northwest | WND | 1.8 |  | 5166 |  |  | 0 |  |  |  | 0
2020 | MT | Two Dot Wind Farm | 59003 | NWPP | WECC Northwest | WND | 9.7 |  | 40336 |  |  | 0 |  |  |  | 0
2020 | MT | Western Sugar Cooperative - Billings | 62319 | NWPP | WECC Northwest | BIT | 1.5 | 0.034053 | 5544 | 32609.464 | 0.228 | 0.08225 | 0.013984 | NEI avg EF - PM, fuel type | 957611 | 6.6954
2020 | MT | Yellowstone Energy Limited Partnership | 50931 | NWPP | WECC Northwest | PC | 68 | 0.46806 | 459339 | 3693124.591 | 17.0443 | 0.074212 | 0.0092303 | NEI avg EF - PM, fuel type, firing type | 7890244 | 36.4146
2020 | MT | Yellowtail | 2204 | RMPA | WECC Rockies | WAT | 278.2 |  | 780391 |  |  | 0 |  |  |  | 0
2020 | NC | 1001 Ebenezer Church Solar | 63444 | SRVC | SERC Virginia/Carolina | SUN | 5
2020 | NC | 1008 Matthews Solar | 63447 | SRVC | SERC Virginia/Carolina | SUN | 4.9
2020 | NC | 1009 Yadkin Solar | 63445 | SRVC | SERC Virginia/Carolina | SUN | 4.9
2020 | NC | 1025 Traveller Solar, LLC | 62660 | SRVC | SERC Virginia/Carolina | SUN | 5 |  | 9467 |  |  | 0 |  |  |  | 0
2020 | NC | 1034 Catherine Lake Solar, LLC | 64478 | SRVC | SERC Virginia/Carolina | SUN | 4.9
2020 | NC | 1045 Tomlin Mill Solar | 63448 | SRVC | SERC Virginia/Carolina | SUN | 4.9
2020 | NC | 1047 Little Mountain Solar, LLC | 62661 | SRVC | SERC Virginia/Carolina | SUN | 3 |  | 5697 |  |  | 0 |  |  |  | 0
2020 | NC | 1051 Lucky Solar, LLC | 64271 | SRVC | SERC Virginia/Carolina | SUN | 4.8
2020 | NC | 1073 Onslow Solar | 63446 | SRVC | SERC Virginia/Carolina | SUN | 4.7
2020 | NC | 231 Dixon 74 Solar I, LLC | 61195 | SRVC | SERC Virginia/Carolina | SUN | 2 |  | 3847 |  |  | 0 |  |  |  | 0
2020 | NC | 232 Long Branch 29 Solar I, LLC | 63296 | SRVC | SERC Virginia/Carolina | SUN | 2 |  | 2421 |  |  | 0 |  |  |  | 0
2020 | NC | 315 Vinson Road | 63979 | SRVC | SERC Virginia/Carolina | SUN | 2 |  | 42 |  |  | 0 |  |  |  | 0
2020 | NC | 4Oaks | 59534 | SRVC | SERC Virginia/Carolina | SUN | 5 |  | 8353 |  |  | 0 |  |  |  | 0
2020 | NC | 510 REPP One | 57363 | SRVC | SERC Virginia/Carolina | SUN | 1.3 |  | 1966 |  |  | 0 |  |  |  | 0
2020 | NC | ABD Farms | 61525 | SRVC | SERC Virginia/Carolina | SUN | 5 |  | 9238 |  |  | 0 |  |  |  | 0
2020 | NC | Achilles Solar | 62621 | SRVC | SERC Virginia/Carolina | SUN | 5 |  | 9721 |  |  | 0 |  |  |  | 0
2020 | NC | Acme Solar, LLC | 64238 | SRVC | SERC Virginia/Carolina | SUN | 6.6
2020 | NC | Adams Solar | 60949 | SRVC | SERC Virginia/Carolina | SUN | 2
2020 | NC | AGA TAG Solar IV LLC | 63225 | SRVC | SERC Virginia/Carolina | SUN | 4.9 |  | 1545 |  |  | 0 |  |  |  | 0
2020 | NC | Ahoskie | 59795 | SRVC | SERC Virginia/Carolina | SUN | 5 |  | 5885 |  |  | 0 |  |  |  | 0
2020 | NC | Ajax Solar | 60288 | SRVC | SERC Virginia/Carolina | SUN | 5 |  | 3847 |  |  | 0 |  |  |  | 0
2020 | NC | Albemarle Beach Solar | 64169 | SRVC | SERC Virginia/Carolina | SUN | 80 |  | 672 |  |  | 0 |  |  |  | 0
2020 | NC | Albemarle Hospital Unit | 56339 | SRVC | SERC Virginia/Carolina | DFO | 1.8 | 1 | 18 | 882 | 0.13671 | 15.19 | 0.31 | Estimated using an emission factor | 882 | 0.13671
2020 | NC | Albemarle Prime Power Park | 56263 | SRVC | SERC Virginia/Carolina | DFO | 3.6 |  | 70 | 1402 | 0.21731 | 6.2089 | 0.31 | Estimated using an emission factor | 1402 | 0.21731
2020 | NC | Albemarle Solar Center LLC | 58806 | SRVC | SERC Virginia/Carolina | SUN | 5 |  | 8604 |  |  | 0 |  |  |  | 0
2020 | NC | Albertson Solar LLC | 59901 | SRVC | SERC Virginia/Carolina | SUN | 5 |  | 9629 |  |  | 0 |  |  |  | 0
2020 | NC | Alexis Solar | 60139 | SRVC | SERC Virginia/Carolina | SUN | 5
2020 | NC | Alpha Value Solar | 62054 | SRVC | SERC Virginia/Carolina | SUN | 5 |  | 3801 |  |  | 0 |  |  |  | 0
2020 | NC | AM Best Farm | 58344 | SRVC | SERC Virginia/Carolina | SUN | 5 |  | 8297 |  |  | 0 |  |  |  | 0
2020 | NC | American Beech Solar LLC | 64430 | SRVC | SERC Virginia/Carolina | SUN | 110
2020 | NC | American Legion PV 1 | 59516 | SRVC | SERC Virginia/Carolina | SUN | 16 |  | 18159 |  |  | 0 |  |  |  | 0
2020 | NC | Amethyst Solar | 58730 | SRVC | SERC Virginia/Carolina | SUN | 3 |  | 5430 |  |  | 0 |  |  |  | 0
2020 | NC | Anderson Farm LLC | 59115 | SRVC | SERC Virginia/Carolina | SUN | 1.9 |  | 3720 |  |  | 0 |  |  |  | 0
2020 | NC | Andrew Solar | 59497 | SRVC | SERC Virginia/Carolina | SUN | 5 |  | 9046 |  |  | 0 |  |  |  | 0
2020 | NC | Angel Solar | 58731 | SRVC | SERC Virginia/Carolina | SUN | 5 |  | 8306 |  |  | 0 |  |  |  | 0
2020 | NC | Angier Farm | 58867 | SRVC | SERC Virginia/Carolina | SUN | 5 |  | 6273 |  |  | 0 |  |  |  | 0
2020 | NC | Anna Solar | 60176 | SRVC | SERC Virginia/Carolina | SUN | 5
2020 | NC | Apple Data Center - Fuel Cell 1&2 | 58264 | SRVC | SERC Virginia/Carolina | LFG | 10.5 |  | 65530 |  | 0 | 0 |  | Estimated using an emission factor |  | 0
2020 | NC | Apple Data Center - PV2 | 58701 | SRVC | SERC Virginia/Carolina | SUN | 20 |  | 35748 |  |  | 0 |  |  |  | 0
2020 | NC | Apple Data Center PV | 57994 | SRVC | SERC Virginia/Carolina | SUN | 21 |  | 32209 |  |  | 0 |  |  |  | 0
2020 | NC | Apple Data Center PV3 | 59474 | SRVC | SERC Virginia/Carolina | SUN | 17.5 |  | 32856 |  |  | 0 |  |  |  | 0
2020 | NC | Apple One | 58828 | SRVC | SERC Virginia/Carolina | SUN | 5 |  | 8698 |  |  | 0 |  |  |  | 0
2020 | NC | Ararat Rock Solar, LLC | 58492 | SRVC | SERC Virginia/Carolina | SUN | 3.5 |  | 5382 |  |  | 0 |  |  |  | 0
2020 | NC | Arba Solar Energy Storage | 64510 | SRVC | SERC Virginia/Carolina |  | 10.1
2020 | NC | Arba Solar, LLC | 58801 | SRVC | SERC Virginia/Carolina | SUN | 2 |  | 2008 |  |  | 0 |  |  |  | 0
2020 | NC | Arborgate Solar | 62623 | SRVC | SERC Virginia/Carolina | SUN | 5 |  | 9399 |  |  | 0 |  |  |  | 0
2020 | NC | Archer Daniels Midland Southport | 54316 | SRVC | SERC Virginia/Carolina | NG | 52.5 | 0 | 0
2020 | NC | Arndt Farm | 58315 | SRVC | SERC Virginia/Carolina | SUN | 5 |  | 8347 |  |  | 0 |  |  |  | 0
2020 | NC | Arthur Solar, LLC | 62136 | SRVC | SERC Virginia/Carolina | SUN | 5 |  | 9490 |  |  | 0 |  |  |  | 0
2020 | NC | Asheville | 2706 | SRVC | SERC Virginia/Carolina | NG | 1425.1 |  | 3153533 | 22039315.594 | 65.8457 | 0.04176 | 0.0059753 | EPA/NEI; Estimated using an emission factor | 22039315.594 | 65.8457
2020 | NC | Asheville-Rock Hill Battery | 63064 | SRVC | SERC Virginia/Carolina | MWH | 8.8 |  | -54 | 0 |  | 0 |  |  | 0 | 0
2020 | NC | Ashley Solar Farm | 59566 | SRVC | SERC Virginia/Carolina | SUN | 4 |  | 6660 |  |  | 0 |  |  |  | 0
2020 | NC | Aspen Solar, LLC | 59694 | SRVC | SERC Virginia/Carolina | SUN | 5 |  | 8392 |  |  | 0 |  |  |  | 0
2020 | NC | Atkinson Farm Solar | 60982 | SRVC | SERC Virginia/Carolina | SUN | 5 |  | 8759 |  |  | 0 |  |  |  | 0
2020 | NC | Atkinson Solar II | 62096 | SRVC | SERC Virginia/Carolina | SUN | 1.9 |  | 3342 |  |  | 0 |  |  |  | 0
2020 | NC | ATOOD Solar IV, LLC | 63383 | SRVC | SERC Virginia/Carolina | SUN | 5 |  | 8146 |  |  | 0 |  |  |  | 0
2020 | NC | Audrey Solar | 58732 | SRVC | SERC Virginia/Carolina | SUN | 3 |  | 4497 |  |  | 0 |  |  |  | 0
2020 | NC | Augustus Farm, LLC | 60313 | SRVC | SERC Virginia/Carolina | SUN | 4.9 |  | 9370 |  |  | 0 |  |  |  | 0
2020 | NC | Aulander Holloman Solar, LLC | 62340 | SRVC | SERC Virginia/Carolina | SUN | 80 |  | 179206 |  |  | 0 |  |  |  | 0
2020 | NC | Aulander Hwy 42 Solar, LLC | 63332 | SRVC | SERC Virginia/Carolina | SUN | 5 |  | 9557 |  |  | 0 |  |  |  | 0
2020 | NC | Austin Solar | 58733 | SRVC | SERC Virginia/Carolina | SUN | 2
2020 | NC | Auten Road Farm, LLC | 60634 | SRVC | SERC Virginia/Carolina | SUN | 5 |  | 9107 |  |  | 0 |  |  |  | 0
2020 | NC | Avalon Hydropower | 54801 | SRVC | SERC Virginia/Carolina | WAT | 1.2 |  | 6494 |  |  | 0 |  |  |  | 0
2020 | NC | Ayrshire | 58792 | SRVC | SERC Virginia/Carolina | SUN | 19.4 |  | 34002 |  |  | 0 |  |  |  | 0
2020 | NC | Badger | 62603 | SRVC | SERC Virginia/Carolina | SUN | 5 |  | 10023 |  |  | 0 |  |  |  | 0
2020 | NC | Bailey Farm LLC | 59127 | SRVC | SERC Virginia/Carolina | SUN | 5 |  | 8532 |  |  | 0 |  |  |  | 0
2020 | NC | Bakatsias Solar | 61527 | SRVC | SERC Virginia/Carolina | SUN | 5 |  | 7536 |  |  | 0 |  |  |  | 0
2020 | NC | Baker PV 1 | 59517 | SRVC | SERC Virginia/Carolina | SUN | 5 |  | 7722 |  |  | 0 |  |  |  | 0
2020 | NC | Balsam | 59828 | SRVC | SERC Virginia/Carolina | SUN | 5 |  | 8303 |  |  | 0 |  |  |  | 0
2020 | NC | Baltimore Church Solar, LLC | 60144 | SRVC | SERC Virginia/Carolina | SUN | 5.4 |  | 7426 |  |  | 0 |  |  |  | 0
2020 | NC | Barker Solar, LLC | 61194 | SRVC | SERC Virginia/Carolina | SUN | 5 |  | 9070 |  |  | 0 |  |  |  | 0
2020 | NC | Barnhill Road Solar, LLC | 60782 | SRVC | SERC Virginia/Carolina | SUN | 3.1 |  | 4983 |  |  | 0 |  |  |  | 0
2020 | NC | Battleboro Farm | 60369 | SRVC | SERC Virginia/Carolina | SUN | 5.2 |  | 8604 |  |  | 0 |  |  |  | 0
2020 | NC | Battleground | 59038 | SRVC | SERC Virginia/Carolina | SUN | 3.5 |  | 5325 |  |  | 0 |  |  |  | 0
2020 | NC | Bay Branch Solar | 60601 | SRVC | SERC Virginia/Carolina | SUN | 5 |  | 10160 |  |  | 0 |  |  |  | 0
2020 | NC | Bay Tree | 63976 | SRVC | SERC Virginia/Carolina | SUN | 70.1
2020 | NC | Bayboro Solar Farm | 61528 | SRVC | SERC Virginia/Carolina | SUN | 5 |  | 7746 |  |  | 0 |  |  |  | 0
2020 | NC | Bear Branch Solar | 64168 | SRVC | SERC Virginia/Carolina | SUN | 35
2020 | NC | Bear Creek Dam | 2741 | SRVC | SERC Virginia/Carolina | WAT | 9 |  | 33970 |  |  | 0 |  |  |  | 0
2020 | NC | Bear Creek Solar | 61351 | SRVC | SERC Virginia/Carolina | SUN | 2 |  | 3944 |  |  | 0 |  |  |  | 0
2020 | NC | Bearford Farm Solar Project | 59567 | SRVC | SERC Virginia/Carolina | SUN | 5 |  | 8754 |  |  | 0 |  |  |  | 0
2020 | NC | Bearford Solar II | 59488 | SRVC | SERC Virginia/Carolina | SUN | 4.9 |  | 9077 |  |  | 0 |  |  |  | 0
2020 | NC | BearPond Solar Center LLC | 58955 | SRVC | SERC Virginia/Carolina | SUN | 4.8 |  | 8568 |  |  | 0 |  |  |  | 0
2020 | NC | Beaufort Solar, LLC | 59887 | SRVC | SERC Virginia/Carolina | SUN | 15 |  | 27545 |  |  | 0 |  |  |  | 0
2020 | NC | Beetle Solar | 59511 | SRVC | SERC Virginia/Carolina | SUN | 4 |  | 6434 |  |  | 0 |  |  |  | 0
2020 | NC | Belews Creek | 8042 | SRVC | SERC Virginia/Carolina | BIT | 2491.2 |  | 5340932 | 51475866 | 547.57 | 0.20505 | 0.021275 | EPA/NEI | 51475866 | 547.57
2020 | NC | Belwood Farm | 58314 | SRVC | SERC Virginia/Carolina | SUN | 4 |  | 6756 |  |  | 0 |  |  |  | 0
2020 | NC | Benson Solar, LLC | 63836 | SRVC | SERC Virginia/Carolina | SUN | 4.9 |  | 2702 |  |  | 0 |  |  |  | 0
2020 | NC | Benthall Bridge PV 1 | 59515 | SRVC | SERC Virginia/Carolina | SUN | 5 |  | 8881 |  |  | 0 |  |  |  | 0
2020 | NC | Bernhardt Furniture Solar Farm | 60881 | SRVC | SERC Virginia/Carolina | SUN | 1.1 |  | 1456 |  |  | 0 |  |  |  | 0
2020 | NC | Beth | 64175 | SRVC | SERC Virginia/Carolina | SUN | 5 |  | 7910 |  |  | 0 |  |  |  | 0
2020 | NC | Bethel Price Solar, LLC | 58843 | SRVC | SERC Virginia/Carolina | SUN | 5 |  | 6601 |  |  | 0 |  |  |  | 0
2020 | NC | Bethel Solar | 59173 | SRVC | SERC Virginia/Carolina | SUN | 5 |  | 7956 |  |  | 0 |  |  |  | 0
2020 | NC | Beulaville | 59039 | SRVC | SERC Virginia/Carolina | SUN | 2 |  | 3263 |  |  | 0 |  |  |  | 0
2020 | NC | BG Stewart Solar Farm, LLC | 59930 | SRVC | SERC Virginia/Carolina | SUN | 5 |  | 8338 |  |  | 0 |  |  |  | 0
2020 | NC | Big Boy | 64174 | SRVC | SERC Virginia/Carolina | SUN | 3 |  | 4411 |  |  | 0 |  |  |  | 0
2020 | NC | Biltmore Solar Fields | 61271 | SRVC | SERC Virginia/Carolina | SUN | 1.5 |  | 971 |  |  | 0 |  |  |  | 0
2020 | NC | Binks Solar | 58737 | SRVC | SERC Virginia/Carolina | SUN | 4
2020 | NC | Biscoe Solar LLC | 58667 | SRVC | SERC Virginia/Carolina | SUN | 5 |  | 8889 |  |  | 0 |  |  |  | 0
2020 | NC | Bizzell Church Solar 1, LLC | 60401 | SRVC | SERC Virginia/Carolina | SUN | 5.2 |  | 8950 |  |  | 0 |  |  |  | 0
2020 | NC | Bizzell Church Solar 2 | 61158 | SRVC | SERC Virginia/Carolina | SUN | 5 |  | 8917 |  |  | 0 |  |  |  | 0
2020 | NC | Blackburn Landfill Co-Generation | 55488 | SRVC | SERC Virginia/Carolina | LFG | 2.9 | 0.28595 | 13879 | 73919.226 | 0.54331 | 0.078292 | 0.0147 | Estimated using an emission factor | 258501.992 | 1.9
2020 | NC | Bladen Solar | 61561 | SRVC | SERC Virginia/Carolina | SUN | 50 |  | 98896 |  |  | 0 |  |  |  | 0
2020 | NC | Bladenboro Farm | 58868 | SRVC | SERC Virginia/Carolina | SUN | 5 |  | 8356 |  |  | 0 |  |  |  | 0
2020 | NC | Bladenboro Solar 2 | 62101 | SRVC | SERC Virginia/Carolina | SUN | 4.5 |  | 7381 |  |  | 0 |  |  |  | 0
2020 | NC | Bladenboro Solar, LLC | 61283 | SRVC | SERC Virginia/Carolina | SUN | 4.8 |  | 8815 |  |  | 0 |  |  |  | 0
2020 | NC | Blewett | 2707 | SRVC | SERC Virginia/Carolina | WAT | 94.6 |  | 28794 | 9175 | 0.52824 | 0.036691 | 0.11515 | EPA/NEI; Estimated using an emission factor | 9175 | 0.52824
2020 | NC | Blue Bird Solar | 60177 | SRVC | SERC Virginia/Carolina | SUN | 4
2020 | NC | Blue Ridge Paper Products Inc. | 50244 | SRVC | SERC Virginia/Carolina | BIT | 52.5 | 0.09071 | 309145 | 555924.152 | 19.2471 | 0.12452 | 0.069244 | EPA/NEI; Estimated using an emission factor | 6128557.938 | 212.1825
2020 | NC | Blueberry One | 58605 | SRVC | SERC Virginia/Carolina | SUN | 5 |  | 8873 |  |  | 0 |  |  |  | 0
2020 | NC | Bo Biggs Solar | 64192 | SRVC | SERC Virginia/Carolina | SUN | 4.9 |  | 9077 |  |  | 0 |  |  |  | 0
2020 | NC | Boaz Farm Solar | 61157 | SRVC | SERC Virginia/Carolina | SUN | 5 |  | 9055 |  |  | 0 |  |  |  | 0
2020 | NC | Bolton Farm | 58349 | SRVC | SERC Virginia/Carolina | SUN | 5 |  | 8384 |  |  | 0 |  |  |  | 0
2020 | NC | Bondi Solar | 61352 | SRVC | SERC Virginia/Carolina | SUN | 5 |  | 9623 |  |  | 0 |  |  |  | 0
2020 | NC | Bonnie Solar | 60175 | SRVC | SERC Virginia/Carolina | SUN | 5
2020 | NC | Boseman Solar Center LLC | 58807 | SRVC | SERC Virginia/Carolina | SUN | 5 |  | 8544 |  |  | 0 |  |  |  | 0
2020 | NC | Bostic Delivery No 2 | 56547 | SRVC | SERC Virginia/Carolina | DFO | 1 |  | -17 | 6 | 0.00093 | 0 | 0.31 | Estimated using an emission factor | 6 | 0.00093
2020 | NC | Boykin PV1 | 59996 | SRVC | SERC Virginia/Carolina | SUN | 16 |  | 619 |  |  | 0 |  |  |  | 0
2020 | NC | Bradley Farm (Dudley) | 62593 | SRVC | SERC Virginia/Carolina | SUN | 5
2020 | NC | Bradley PV1 | 59154 | SRVC | SERC Virginia/Carolina | SUN | 5 |  | 7000 |  |  | 0 |  |  |  | 0
2020 | NC | Brantley Solar | 60623 | SRVC | SERC Virginia/Carolina | SUN | 50.2 |  | 99553 |  |  | 0 |  |  |  | 0
2020 | NC | BRE | 59706 | SRVC | SERC Virginia/Carolina | SUN | 5 |  | 8359 |  |  | 0 |  |  |  | 0
2020 | NC | BRE NC Solar 2 | 60626 | SRVC | SERC Virginia/Carolina | SUN | 5
2020 | NC | BRE NC Solar 3 | 60627 | SRVC | SERC Virginia/Carolina | SUN | 5
2020 | NC | BRE NC Solar 4 | 60628 | SRVC | SERC Virginia/Carolina | SUN | 5
2020 | NC | Bridgewater | 2719 | SRVC | SERC Virginia/Carolina | WAT | 27.7 |  | 101362.001 |  |  | 0 |  |  |  | 0
2020 | NC | Broad River Solar, LLC | 62822 | SRVC | SERC Virginia/Carolina | SUN | 50
2020 | NC | Broadridge Solar, LLC | 61218 | SRVC | SERC Virginia/Carolina | SUN | 5 |  | 9537 |  |  | 0 |  |  |  | 0
2020 | NC | Broadway Road Solar, LLC | 64820 | SRVC | SERC Virginia/Carolina | SUN | 2
2020 | NC | Broadway Solar Center, LLC | 59762 | SRVC | SERC Virginia/Carolina | SUN | 5 |  | 8389 |  |  | 0 |  |  |  | 0
2020 | NC | Brooke Solar | 60140 | SRVC | SERC Virginia/Carolina | SUN | 4.5
2020 | NC | Brunswick Nuclear | 6014 | SRVC | SERC Virginia/Carolina | NUC | 2003.2 |  | 15006220 |  |  | 0 |  |  |  | 0
2020 | NC | Buck | 2720 | SRVC | SERC Virginia/Carolina | NG | 1172.3 |  | 3866827 | 27054524 | 76.56 | 0.039598 | 0.0056597 | EPA/NEI | 27054524 | 76.56
2020 | NC | Buckleberry Solar | 61693 | SRVC | SERC Virginia/Carolina | SUN | 52.1 |  | 98410 |  |  | 0 |  |  |  | 0
2020 | NC | Buddy Solar | 58735 | SRVC | SERC Virginia/Carolina | SUN | 4 |  | 5807 |  |  | 0 |  |  |  | 0
2020 | NC | Bullock Solar, LLC | 61512 | SRVC | SERC Virginia/Carolina | SUN | 50 |  | 99676 |  |  | 0 |  |  |  | 0
2020 | NC | Bunn Level Farm, LLC | 60636 | SRVC | SERC Virginia/Carolina | SUN | 5 |  | 9024 |  |  | 0 |  |  |  | 0
2020 | NC | Burgaw Solar, LLC | 62240 | SRVC | SERC Virginia/Carolina | SUN | 5 |  | 7803 |  |  | 0 |  |  |  | 0
2020 | NC | Butler-Warner Generation Plant | 1016 | SRVC | SERC Virginia/Carolina | NG | 303.4 |  | -1758 | 45482.2 | 0.5 | 0 | 0.021987 | EPA/NEI | 45482.2 | 0.5
2020 | NC | Buttercup Solar, LLC | 64002 | SRVC | SERC Virginia/Carolina | SUN | 5 |  | 628 |  |  | 0 |  |  |  | 0
2020 | NC | Buxton | 2783 | SRVC | SERC Virginia/Carolina | DFO | 15 |  | -12 | 4337 | 0.67224 | 0 | 0.31 | Estimated using an emission factor | 4337 | 0.67224
2020 | NC | Cabaniss Solar | 60430 | SRVC | SERC Virginia/Carolina | SUN | 4.2
2020 | NC | Camden Dam Solar, LLC | 62330 | SRVC | SERC Virginia/Carolina | SUN | 5 |  | 10405 |  |  | 0 |  |  |  | 0
2020 | NC | Camden Solar LLC | 64535 | SRVC | SERC Virginia/Carolina | SUN | 20
2020 | NC | Camp Lejeune Solar | 59966 | SRVC | SERC Virginia/Carolina | SUN | 12.8 |  | 20803 |  |  | 0 |  |  |  | 0
2020 | NC | Candace Solar | 59499 | SRVC | SERC Virginia/Carolina | SUN | 5 |  | 8653 |  |  | 0 |  |  |  | 0
2020 | NC | Cape Fear | 2708 | SRVC | SERC Virginia/Carolina |  | 430.5
2020 | NC | Cardinal Solar | 60174 | SRVC | SERC Virginia/Carolina | SUN | 5
2020 | NC | Carl Friedrich Gauss Solar | 60882 | SRVC | SERC Virginia/Carolina | SUN | 5 |  | 4591 |  |  | 0 |  |  |  | 0
2020 | NC | Carol Jean Solar | 59017 | SRVC | SERC Virginia/Carolina | SUN | 4 |  | 6764 |  |  | 0 |  |  |  | 0
2020 | NC | Carolina Lily Solar | 63016 | SRVC | SERC Virginia/Carolina | SUN | 5
2020 | NC | Carolina Poultry Power Farmville | 62873 | SRVC | SERC Virginia/Carolina | AB | 1.7 | 0.039941 | 2162 | 13527.707 | 6.7774 | 6.2696 | 1.002 | Estimated using an emission factor | 338693.988 | 169.6857
2020 | NC | Carter PV1 | 59156 | SRVC | SERC Virginia/Carolina | SUN | 5 |  | 9085 |  |  | 0 |  |  |  | 0
2020 | NC | Carter Solar | 60167 | SRVC | SERC Virginia/Carolina | SUN | 5
2020 | NC | Cash Solar | 60178 | SRVC | SERC Virginia/Carolina | SUN | 5 |  | 0
2020 | NC | Castalia Solar | 58849 | SRVC | SERC Virginia/Carolina | SUN | 2 |  | 3192 |  |  | 0 |  |  |  | 0
2020 | NC | Catawba River Pollution Control | 56553 | SRVC | SERC Virginia/Carolina | DFO | 1.3 |  | 4 | 518 | 0.08029 | 40.145 | 0.31 | Estimated using an emission factor | 518 | 0.08029
2020 | NC | Catawba Solar LLC | 60800 | SRVC | SERC Virginia/Carolina | SUN | 2 |  | 3046 |  |  | 0 |  |  |  | 0
2020 | NC | CB Bladen Solar, LLC | 60402 | SRVC | SERC Virginia/Carolina | SUN | 5.2 |  | 8936 |  |  | 0 |  |  |  | 0
2020 | NC | CBC Solar Energy Gen Fac Phase 2 | 59451 | SRVC | SERC Virginia/Carolina | SUN | 2.5 |  | 3615 |  |  | 0 |  |  |  | 0
2020 | NC | Cedar Cliff | 2743 | SRVC | SERC Virginia/Carolina | WAT | 6.4 |  | 14360 |  |  | 0 |  |  |  | 0
2020 | NC | Cedar Solar, LLC | 60135 | SRVC | SERC Virginia/Carolina | SUN | 5 |  | 8662 |  |  | 0 |  |  |  | 0
2020 | NC | Century Drive Solar Farm | 61187 | SRVC | SERC Virginia/Carolina | SUN | 1 |  | 951 |  |  | 0 |  |  |  | 0
2020 | NC | CenturyLink Regional HQ | 54882 | SRVC | SERC Virginia/Carolina | DFO | 2 |  | 0
2020 | NC | Chadbourn Farm | 58311 | SRVC | SERC Virginia/Carolina | SUN | 5 |  | 8929 |  |  | 0 |  |  |  | 0
2020 | NC | Changeup | 62601 | SRVC | SERC Virginia/Carolina | SUN | 2 |  | 3672 |  |  | 0 |  |  |  | 0
2020 | NC | Charlie | 64176 | SRVC | SERC Virginia/Carolina | SUN | 4 |  | 7284 |  |  | 0 |  |  |  | 0
2020 | NC | Charlotte Solar | 58722 | SRVC | SERC Virginia/Carolina | SUN | 5 |  | 8532 |  |  | 0 |  |  |  | 0
2020 | NC | Chatuge | 2778 | SRTV | SERC Tennessee Valley | WAT | 13.2 |  | 57673 |  |  | 0 |  |  |  | 0
2020 | NC | Chauncey Farm LLC | 59100 | SRVC | SERC Virginia/Carolina | SUN | 4.9 |  | 8312 |  |  | 0 |  |  |  | 0
2020 | NC | Chei Solar | 59508 | SRVC | SERC Virginia/Carolina | SUN | 5 |  | 8380 |  |  | 0 |  |  |  | 0
2020 | NC | Cheoah | 54899 | SRTV | SERC Tennessee Valley | WAT | 220 |  | 766346.998 |  |  | 0 |  |  |  | 0
2020 | NC | Cherryville City Hall | 56340 | SRVC | SERC Virginia/Carolina | DFO | 1.8 |  | 58 | 931 | 0.1443 | 4.976 | 0.31 | Estimated using an emission factor | 931 | 0.1443
2020 | NC | Chestnut Solar | 61011 | SRVC | SERC Virginia/Carolina | SUN | 74.9 |  | 127705 |  |  | 0 |  |  |  | 0
2020 | NC | Choco Solar, LLC | 59899 | SRVC | SERC Virginia/Carolina | SUN | 5 |  | 9930 |  |  | 0 |  |  |  | 0
2020 | NC | Chocowinity Solar LLC | 58675 | SRVC | SERC Virginia/Carolina | SUN | 5 |  | 8254 |  |  | 0 |  |  |  | 0
2020 | NC | Chowan Jehu Solar | 62693 | SRVC | SERC Virginia/Carolina | SUN | 5 |  | 8063 |  |  | 0 |  |  |  | 0
2020 | NC | Christina Solar | 60172 | SRVC | SERC Virginia/Carolina | SUN | 3
2020 | NC | Church Road Solar LLC | 62168 | SRVC | SERC Virginia/Carolina | SUN | 5 |  | 7188 |  |  | 0 |  |  |  | 0
2020 | NC | CII Methane Management IV, LLC | 59711 | SRVC | SERC Virginia/Carolina | LFG | 1.6 |  | 8197 | 89794 | 0.65999 | 0.16103 | 0.0147 | Estimated using an emission factor | 89794 | 0.65999
2020 | NC | Cirrus Solar LLC | 58674 | SRVC | SERC Virginia/Carolina | SUN | 5 |  | 8293 |  |  | 0 |  |  |  | 0
2020 | NC | Clayton Solar | 60171 | SRVC | SERC Virginia/Carolina | SUN | 5
2020 | NC | Cleveland County Generating Facility | 57029 | SRVC | SERC Virginia/Carolina | NG | 1472 |  | 582351 | 5999753.625 | 25.22 | 0.086614 | 0.008407 | EPA/NEI | 5999753.625 | 25.22
2020 | NC | Cliffside | 2721 | SRVC | SERC Virginia/Carolina | BIT | 2540.5 |  | 5259428 | 50317829 | 192.84 | 0.073331 | 0.0076649 | EPA/NEI | 50317829 | 192.84
2020 | NC | Climax Solar | 60286 | SRVC | SERC Virginia/Carolina | SUN | 5
2020 | NC | Cline Solar Farm, LLC | 59929 | SRVC | SERC Virginia/Carolina | SUN | 5 |  | 7872 |  |  | 0 |  |  |  | 0
2020 | NC | Clipperton Holdings LLC | 59213 | SRVC | SERC Virginia/Carolina | SUN | 5 |  | 9472 |  |  | 0 |  |  |  | 0
2020 | NC | Coats Solar Farm, LLC | 59937 | SRVC | SERC Virginia/Carolina | SUN | 5 |  | 8703 |  |  | 0 |  |  |  | 0
2020 | NC | COC Surry LFG, LLC | 59439 | SRVC | SERC Virginia/Carolina | LFG | 1.6 |  | 7297 | 76621 | 0.56316 | 0.15436 | 0.0147 | Estimated using an emission factor | 76621 | 0.56316
2020 | NC | Cohen Farm Solar, LLC | 60146 | SRVC | SERC Virginia/Carolina | SUN | 4.9 |  | 8911 |  |  | 0 |  |  |  | 0
2020 | NC | Colin Solar | 58723 | SRVC | SERC Virginia/Carolina | SUN | 4
2020 | NC | Collard Holdings Solar | 62317 | SRVC | SERC Virginia/Carolina | SUN | 10
2020 | NC | Concord Energy | 57896 | SRVC | SERC Virginia/Carolina | LFG | 9.6 |  | 60449 | 917959 | 9.914 | 0.32801 | 0.0216 | Estimated using an emission factor | 917959 | 9.914
2020 | NC | Concord Farm | 59818 | SRVC | SERC Virginia/Carolina | SUN | 4.5 |  | 4506 |  |  | 0 |  |  |  | 0
2020 | NC | Conetoe II Solar, LLC | 59944 | SRVC | SERC Virginia/Carolina | SUN | 80 |  | 153190 |  |  | 0 |  |  |  | 0
2020 | NC | Conetoe Solar | 60188 | SRVC | SERC Virginia/Carolina | SUN | 5 |  | 9177 |  |  | 0 |  |  |  | 0
2020 | NC | Cookstown | 62600 | SRVC | SERC Virginia/Carolina | SUN | 5 |  | 9979 |  |  | 0 |  |  |  | 0
2020 | NC | Copperfield | 61882 | SRVC | SERC Virginia/Carolina | SUN | 2 |  | 3258 |  |  | 0 |  |  |  | 0
2020 | NC | Cork Oak Solar | 60637 | SRVC | SERC Virginia/Carolina | SUN | 20 |  | 36674 |  |  | 0 |  |  |  | 0
2020 | NC | Cornelius Delivery No 1 | 56546 | SRVC | SERC Virginia/Carolina | DFO | 2.2 |  | -50 | 43 | 0.006665 | 0 | 0.31 | Estimated using an emission factor | 43 | 0.006665
2020 | NC | Cornwall Solar Center, LLC | 59663 | SRVC | SERC Virginia/Carolina | SUN | 5 |  | 9069 |  |  | 0 |  |  |  | 0
2020 | NC | Cotten Farm, LLC | 60965 | SRVC | SERC Virginia/Carolina | SUN | 5 |  | 9144 |  |  | 0 |  |  |  | 0
2020 | NC | Cottonwood Solar, LLC | 63293 | SRVC | SERC Virginia/Carolina | SUN | 3 |  | 5235 |  |  | 0 |  |  |  | 0
2020 | NC | Cougar Solar, LLC | 61658 | SRVC | SERC Virginia/Carolina | SUN | 1.9 |  | 3556 |  |  | 0 |  |  |  | 0
2020 | NC | County Home Solar Center, LLC | 60199 | SRVC | SERC Virginia/Carolina | SUN | 2 |  | 3313 |  |  | 0 |  |  |  | 0
2020 | NC | County Home Solar LLC | 62167 | SRVC | SERC Virginia/Carolina | SUN | 4.9 |  | 9292 |  |  | 0 |  |  |  | 0
2020 | NC | Cowans Ford | 2722 | SRVC | SERC Virginia/Carolina | WAT | 350 |  | 345572 |  |  | 0 |  |  |  | 0
2020 | NC | CPI USA North Carolina Roxboro | 10379 | SRVC | SERC Virginia/Carolina | WDS | 67.5 | 1 | 330644 | 4621544.5 | 55.71 | 0.33698 | 0.024109 | EPA/NEI | 4621544.5 | 55.71
2020 | NC | CPI USA North Carolina Southport | 10378 | SRVC | SERC Virginia/Carolina | WDS | 135 | 0.28021 | 409818 | 2031491.379 | 120.2122 | 0.58666 | 0.11835 | EPA/NEI | 7249747 | 429
2020 | NC | Craven County Wood Energy | 10525 | SRVC | SERC Virginia/Carolina | WDS | 50 | 1 | 228553 | 3245796 | 48.7 | 0.42616 | 0.030008 | EPA/NEI | 3245796 | 48.7
2020 | NC | Crawford Solar | 60294 | SRVC | SERC Virginia/Carolina | SUN | 5
2020 | NC | Creech Solar 2, LLC | 60635 | SRVC | SERC Virginia/Carolina | SUN | 5 |  | 8445 |  |  | 0 |  |  |  | 0
2020 | NC | Crestwood Solar Center LLC | 59914 | SRVC | SERC Virginia/Carolina | SUN | 5 |  | 8519 |  |  | 0 |  |  |  | 0
2020 | NC | Creswell Alligood Solar, LLC | 59548 | SRVC | SERC Virginia/Carolina | SUN | 14 |  | 13790 |  |  | 0 |  |  |  | 0
2020 | NC | Crimson Solar | 60295 | SRVC | SERC Virginia/Carolina | SUN | 5
2020 | NC | Crockett Farm | 59561 | SRVC | SERC Virginia/Carolina | SUN | 5 |  | 8813 |  |  | 0 |  |  |  | 0
2020 | NC | Crooked Run | 62678 | SRVC | SERC Virginia/Carolina | SUN | 70.1 |  | 136739 |  |  | 0 |  |  |  | 0
2020 | NC | CS Murphy Point, LLC | 57687 | SRVC | SERC Virginia/Carolina | SUN | 1 |  | 1210 |  |  | 0 |  |  |  | 0
2020 | NC | Cubera Solar, LLC | 63346 | SRVC | SERC Virginia/Carolina | SUN | 2 |  | 3473 |  |  | 0 |  |  |  | 0
2020 | NC | Currin Solar, LLC | 60403 | SRVC | SERC Virginia/Carolina | SUN | 5.2 |  | 8125 |  |  | 0 |  |  |  | 0
2020 | NC | Dan River | 2723 | SRVC | SERC Virginia/Carolina | NG | 1085.7 |  | 4456737 | 32132747 | 293.24 | 0.13159 | 0.018252 | EPA/NEI | 32132747 | 293.24
2020 | NC | Daniel Farm LLC | 59126 | SRVC | SERC Virginia/Carolina | SUN | 5 |  | 8139 |  |  | 0 |  |  |  | 0
2020 | NC | Davidson Gas Producers LLC | 57436 | SRVC | SERC Virginia/Carolina | LFG | 1.6 |  | 12884 | 136688 | 1.0047 | 0.15595 | 0.0147 | Estimated using an emission factor | 136688 | 1.0047
2020 | NC | Davis Lane Solar, LLC | 61581 | SRVC | SERC Virginia/Carolina | SUN | 5 |  | 8834 |  |  | 0 |  |  |  | 0
2020 | NC | Daystar Solar | 60179 | SRVC | SERC Virginia/Carolina | SUN | 5 |  | 9358 |  |  | 0 |  |  |  | 0
2020 | NC | DD Fayetteville Solar NC LLC | 59117 | SRVC | SERC Virginia/Carolina | SUN | 23.1 |  | 39310 |  |  | 0 |  |  |  | 0
2020 | NC | DE Solar 10240 Old Dowd Rd | 57334 | SRVC | SERC Virginia/Carolina | SUN | 1.9 |  | 2010 |  |  | 0 |  |  |  | 0
2020 | NC | DE Solar 1725 Drywall Dr | 57336 | SRVC | SERC Virginia/Carolina | SUN | 1 |  | 1317 |  |  | 0 |  |  |  | 0
2020 | NC | DE Solar 657 Brigham Rd | 57335 | SRVC | SERC Virginia/Carolina | SUN | 1.3 |  | 1510 |  |  | 0 |  |  |  | 0
2020 | NC | Deep Branch Farm | 61403 | SRVC | SERC Virginia/Carolina | SUN | 5 |  | 8715 |  |  | 0 |  |  |  | 0
2020 | NC | Delco Farm | 61088 | SRVC | SERC Virginia/Carolina | SUN | 5 |  | 8184 |  |  | 0 |  |  |  | 0
2020 | NC | Dement Farm LLC | 58874 | SRVC | SERC Virginia/Carolina | SUN | 5 |  | 8403 |  |  | 0 |  |  |  | 0
2020 | NC | Desert Wind Farm, LLC | 59968 | SRVC | SERC Virginia/Carolina | WND | 208 |  | 546267 |  |  | 0 |  |  |  | 0
2020 | NC | Dessie Solar Center LLC | 58952 | SRVC | SERC Virginia/Carolina | SUN | 4.8 |  | 7739 |  |  | 0 |  |  |  | 0
2020 | NC | Dibrell Farm | 58346 | SRVC | SERC Virginia/Carolina | SUN | 5 |  | 8946 |  |  | 0 |  |  |  | 0
2020 | NC | Dixon Dairy Road Solar | 58453 | SRVC | SERC Virginia/Carolina | SUN | 4 |  | 6620 |  |  | 0 |  |  |  | 0
2020 | NC | Dogwood Solar, LLC | 58844 | SRVC | SERC Virginia/Carolina | SUN | 20 |  | 37139 |  |  | 0 |  |  |  | 0
2020 | NC | Domtar Paper Co LLC Plymouth NC | 50189 | SRVC | SERC Virginia/Carolina | BLQ | 161.5 | 0.095648 | 359740.89 | 2014282.617 | 19.2309 | 0.10692 | 0.019095 | EPA/NEI; Estimated using an emission factor | 21059232 | 201.0595
2020 | NC | Downs Farm Solar | 59429 | SRVC | SERC Virginia/Carolina | SUN | 5 |  | 7707 |  |  | 0 |  |  |  | 0
2020 | NC | Dragstrip Farm | 59102 | SRVC | SERC Virginia/Carolina | SUN | 5 |  | 8740 |  |  | 0 |  |  |  | 0
2020 | NC | Drexel Operations Center | 56548 | SRVC | SERC Virginia/Carolina | DFO | 2.2 |  | 40 | 794 | 0.12307 | 6.1535 | 0.31 | Estimated using an emission factor | 794 | 0.12307
2020 | NC | DSM Pharmaceuticals | 54887 | SRVC | SERC Virginia/Carolina | NG | 9.2 | 0.47426 | 1485 | 10383.032 | 0.60528 | 0.8152 | 0.11659 | EPA/NEI; Estimated using an emission factor | 21893 | 1.2763
2020 | NC | Duck Solar | 58724 | SRVC | SERC Virginia/Carolina | SUN | 5
2020 | NC | Dunn | 59376 | SRVC | SERC Virginia/Carolina | SUN | 2 |  | 3093 |  |  | 0 |  |  |  | 0
2020 | NC | Duplin Solar I LLC (160 Houston Lane) | 60599 | SRVC | SERC Virginia/Carolina | SUN | 5 |  | 7099 |  |  | 0 |  |  |  | 0
2020 | NC | Duplin Solar LLC | 58879 | SRVC | SERC Virginia/Carolina | SUN | 5 |  | 8550 |  |  | 0 |  |  |  | 0
2020 | NC | Durham Solar | 60131 | SRVC | SERC Virginia/Carolina | SUN | 3.5 |  | 5757 |  |  | 0 |  |  |  | 0
2020 | NC | E Nash PV1 | 60002 | SRVC | SERC Virginia/Carolina | SUN | 20
2020 | NC | E Nash PV3 | 64369 | SRVC | SERC Virginia/Carolina | SUN | 26
2020 | NC | Eagle Solar | 60161 | SRVC | SERC Virginia/Carolina | SUN | 4 |  | 2623 |  |  | 0 |  |  |  | 0
2020 | NC | East Nash PV2 | 63789 | SRVC | SERC Virginia/Carolina | SUN | 23.4
2020 | NC | East Wayne Solar LLC | 59189 | SRVC | SERC Virginia/Carolina | SUN | 2 |  | 3434 |  |  | 0 |  |  |  | 0
2020 | NC | Eastover Farm | 59562 | SRVC | SERC Virginia/Carolina | SUN | 5 |  | 8078 |  |  | 0 |  |  |  | 0
2020 | NC | Eastside WWTP | 57606 | SRVC | SERC Virginia/Carolina | DFO | 5.4 |  | 261 | 2277.999 | 0.35309 | 2.7057 | 0.31 | Estimated using an emission factor | 2277.999 | 0.35309
2020 | NC | Eastway Solar, LLC | 60829 | SRVC | SERC Virginia/Carolina | SUN | 4.9
2020 | NC | Eden Solar LLC | 59778 | SRVC | SERC Virginia/Carolina | SUN | 47.7 |  | 80670 |  |  | 0 |  |  |  | 0
2020 | NC | Edenton Generators | 7429 | SRVC | SERC Virginia/Carolina | DFO | 3.6 |  | 171 | 3193 | 0.49491 | 5.7885 | 0.31 | EPA/NEI; Estimated using an emission factor | 3193 | 0.49491
2020 | NC | Edenton Solar | 61781 | SRVC | SERC Virginia/Carolina | SUN | 5 |  | 10974 |  |  | 0 |  |  |  | 0
2020 | NC | Ellerbe | 59042 | SRVC | SERC Virginia/Carolina | SUN | 2 |  | 2957 |  |  | 0 |  |  |  | 0
2020 | NC | Elliana Solar | 58725 | SRVC | SERC Virginia/Carolina | SUN | 5 |  | 8559 |  |  | 0 |  |  |  | 0
2020 | NC | Elm City Solar Facility | 59164 | SRVC | SERC Virginia/Carolina | SUN | 40 |  | 75356 |  |  | 0 |  |  |  | 0
2020 | NC | Elm Solar, LLC | 60136 | SRVC | SERC Virginia/Carolina | SUN | 5 |  | 8030 |  |  | 0 |  |  |  | 0
2020 | NC | Enka | 10320 | SRTV | SERC Tennessee Valley | BIT | 16.3
2020 | NC | Ennis Solar, LLC | 62662 | SRVC | SERC Virginia/Carolina | SUN | 5 |  | 7614 |  |  | 0 |  |  |  | 0
2020 | NC | Eros Solar, LLC | 63733 | SRVC | SERC Virginia/Carolina | SUN | 5 |  | 1059 |  |  | 0 |  |  |  | 0
2020 | NC | Erwin Farm | 58859 | SRVC | SERC Virginia/Carolina | SUN | 5 |  | 6683 |  |  | 0 |  |  |  | 0
2020 | NC | ESA Boston Solar, LLC | 64363 | SRVC | SERC Virginia/Carolina | SUN | 5 |  | 315 |  |  | 0 |  |  |  | 0
2020 | NC | ESA Buies Creek, LLC | 63732 | SRVC | SERC Virginia/Carolina | SUN | 2.8 |  | 608 |  |  | 0 |  |  |  | 0
2020 | NC | ESA Four Oaks 2 NC LLC | 62996 | SRVC | SERC Virginia/Carolina | SUN | 2 |  | 3062 |  |  | 0 |  |  |  | 0
2020 | NC | ESA Hamlet NC , LLC | 63377 | SRVC | SERC Virginia/Carolina | SUN | 5
2020 | NC | ESA Selma | 59956 | SRVC | SERC Virginia/Carolina | SUN | 1.8 |  | 2702 |  |  | 0 |  |  |  | 0
2020 | NC | ESA Smithfield | 59955 | SRVC | SERC Virginia/Carolina | SUN | 1.8 |  | 2885 |  |  | 0 |  |  |  | 0
2020 | NC | Everett PV1 | 60997 | SRVC | SERC Virginia/Carolina | SUN | 10 |  | 14741 |  |  | 0 |  |  |  | 0
2020 | NC | Everetts Wildcat Solar, LLC | 59549 | SRVC | SERC Virginia/Carolina | SUN | 5 |  | 10015 |  |  | 0 |  |  |  | 0
2020 | NC | Exum Farm Solar, LLC | 60400 | SRVC | SERC Virginia/Carolina | SUN | 4.9 |  | 8532 |  |  | 0 |  |  |  | 0
2020 | NC | Facile Solar | 59406 | SRVC | SERC Virginia/Carolina | SUN | 2 |  | 2150 |  |  | 0 |  |  |  | 0
2020 | NC | Fairmont-FLS 100 | 59052 | SRVC | SERC Virginia/Carolina | SUN | 4 |  | 6459 |  |  | 0 |  |  |  | 0
2020 | NC | Faison Solar | 59333 | SRVC | SERC Virginia/Carolina | SUN | 2 |  | 2706 |  |  | 0 |  |  |  | 0
2020 | NC | Falls Hydro | 54895 | SRVC | SERC Virginia/Carolina | WAT | 31.4 |  | 180756.001 |  |  | 0 |  |  |  | 0
2020 | NC | Farrington Farm | 58318 | SRVC | SERC Virginia/Carolina | SUN | 1 |  | 1445 |  |  | 0 |  |  |  | 0
2020 | NC | Fern Solar LLC | 62798 | SRVC | SERC Virginia/Carolina | SUN | 100 |  | 5990 |  |  | 0 |  |  |  | 0
2020 | NC | Fisher Solar Farm - NC | 61089 | SRVC | SERC Virginia/Carolina | SUN | 5 |  | 8643 |  |  | 0 |  |  |  | 0
2020 | NC | Five Forks Solar | 59951 | SRVC | SERC Virginia/Carolina | SUN | 20 |  | 39754 |  |  | 0 |  |  |  | 0
2020 | NC | Flash Solar | 58726 | SRVC | SERC Virginia/Carolina | SUN | 5 |  | 8087 |  |  | 0 |  |  |  | 0
2020 | NC | Flat Meeks PV 1 | 59514 | SRVC | SERC Virginia/Carolina | SUN | 5 |  | 8765 |  |  | 0 |  |  |  | 0
2020 | NC | Flatwood Farm | 64527 | SRVC | SERC Virginia/Carolina | SUN | 5 |  | 8932 |  |  | 0 |  |  |  | 0
2020 | NC | Flemming Solar Center LLC | 58808 | SRVC | SERC Virginia/Carolina | SUN | 5 |  | 8435 |  |  | 0 |  |  |  | 0
2020 | NC | Flint Hill Solar, LLC | 60370 | SRVC | SERC Virginia/Carolina | SUN | 5.2 |  | 8565 |  |  | 0 |  |  |  | 0
2020 | NC | Flowers Solar LLC | 62487 | SRVC | SERC Virginia/Carolina | SUN | 4.3 |  | 7426 |  |  | 0 |  |  |  | 0
2020 | NC | Floyd Road Solar Farm | 61031 | SRVC | SERC Virginia/Carolina | SUN | 5 |  | 9885 |  |  | 0 |  |  |  | 0
2020 | NC | Floyd Solar, LLC | 60147 | SRVC | SERC Virginia/Carolina | SUN | 6.5 |  | 8834 |  |  | 0 |  |  |  | 0
2020 | NC | FLS Solar 170, LLC | 59552 | SRVC | SERC Virginia/Carolina | SUN | 2 |  | 3404 |  |  | 0 |  |  |  | 0
2020 | NC | FLS Solar 200, LLC | 59551 | SRVC | SERC Virginia/Carolina | SUN | 4.3 |  | 5901 |  |  | 0 |  |  |  | 0
2020 | NC | FLS Solar 230 (Warren) | 59646 | SRVC | SERC Virginia/Carolina | SUN | 4.8 |  | 8290 |  |  | 0 |  |  |  | 0
2020 | NC | Fontana Dam | 2779 | SRTV | SERC Tennessee Valley | WAT | 254.7 |  | 1848226 |  |  | 0 |  |  |  | 0
2020 | NC | Fort Bragg - Camp Mackall PV BESS System | 64050 | SRVC | SERC Virginia/Carolina |  | 3
2020 | NC | Fox Creek Solar | 60624 | SRVC | SERC Virginia/Carolina | SUN | 50.2 |  | 91291 |  |  | 0 |  |  |  | 0
2020 | NC | Foxfire Solar Farm | 59563 | SRVC | SERC Virginia/Carolina | SUN | 5 |  | 8976 |  |  | 0 |  |  |  | 0
2020 | NC | Franklin (NC) | 2745 | SRVC | SERC Virginia/Carolina | WAT | 1 |  | 6159 |  |  | 0 |  |  |  | 0
2020 | NC | Franklin Solar 2 | 59579 | SRVC | SERC Virginia/Carolina | SUN | 2 |  | 3563 |  |  | 0 |  |  |  | 0
2020 | NC | Franklin Solar, LLC | 58802 | SRVC | SERC Virginia/Carolina | SUN | 2 |  | 2941 |  |  | 0 |  |  |  | 0
2020 | NC | Franklinton Solar | 59708 | SRVC | SERC Virginia/Carolina | SUN | 5 |  | 8470 |  |  | 0 |  |  |  | 0
2020 | NC | Freemont Solar Center LLC | 59912 | SRVC | SERC Virginia/Carolina | SUN | 5 |  | 8471 |  |  | 0 |  |  |  | 0
2020 | NC | Freight Line Solar, LLC | 63693 | SRVC | SERC Virginia/Carolina | SUN | 2 |  | 0
2020 | NC | Fremont Farm LLC | 59103 | SRVC | SERC Virginia/Carolina | SUN | 5 |  | 9182 |  |  | 0 |  |  |  | 0
2020 | NC | Friesian Holdings | 60692 | SRVC | SERC Virginia/Carolina | SUN | 75
2020 | NC | Future Gen Plant 1 | 7727 | SRVC | SERC Virginia/Carolina | NG | 211.8
2020 | NC | Future Gen Plant 2 | 7728 | SRVC | SERC Virginia/Carolina | NG | 612
2020 | NC | G G Allen | 2718 | SRVC | SERC Virginia/Carolina | BIT | 1148.4 |  | 519572 | 5705477.359 | 71.87 | 0.27665 | 0.025193 | EPA/NEI | 5705477.359 | 71.87
2020 | NC | Gainey Solar, LLC | 60633 | SRVC | SERC Virginia/Carolina | SUN | 2 |  | 3667 |  |  | 0 |  |  |  | 0
2020 | NC | Gamble Solar | 61127 | SRVC | SERC Virginia/Carolina | SUN | 3 |  | 2548 |  |  | 0 |  |  |  | 0
2020 | NC | Garrell Solar Farm | 58866 | SRVC | SERC Virginia/Carolina | SUN | 5 |  | 6696 |  |  | 0 |  |  |  | 0
2020 | NC | Garysburg Solar | 59641 | SRVC | SERC Virginia/Carolina | SUN | 5 |  | 8578 |  |  | 0 |  |  |  | 0
2020 | NC | Gaston | 2756 | SRVC | SERC Virginia/Carolina | WAT | 177.6 |  | 376436 |  |  | 0 |  |  |  | 0
2020 | NC | Gaston County Renewable Energy Center | 61758 | SRVC | SERC Virginia/Carolina | LFG | 4.2 |  | 25551.999 | 280881 | 2.0645 | 0.16159 | 0.0147 | Estimated using an emission factor | 280881 | 2.0645
2020 | NC | Gaston Memorial Hospital | 57629 | SRVC | SERC Virginia/Carolina | DFO | 1.8 |  | 0
2020 | NC | Gaston Solar | 59642 | SRVC | SERC Virginia/Carolina | SUN | 5 |  | 8874 |  |  | 0 |  |  |  | 0
2020 | NC | Gaston Solar Power Plant | 62669 | SRVC | SERC Virginia/Carolina | SUN | 25 |  | 821 |  |  | 0 |  |  |  | 0
2020 | NC | Gastonia Duke Street | 56061 | SRVC | SERC Virginia/Carolina | DFO | 1.8
2020 | NC | Gastonia Prime Power Park | 56954 | SRVC | SERC Virginia/Carolina | DFO | 11.8 |  | -26 | 2083 | 0.32287 | 0 | 0.31 | Estimated using an emission factor | 2083 | 0.32287
2020 | NC | Gastonia Rankin Lake | 56060 | SRVC | SERC Virginia/Carolina | DFO | 1.8
2020 | NC | Gastonia Solar Center | 60359 | SRVC | SERC Virginia/Carolina | SUN | 4.3 |  | 5923 |  |  | 0 |  |  |  | 0
2020 | NC | Gastonia, Tulip Drive | 56262 | SRVC | SERC Virginia/Carolina | DFO | 5.4 |  | 59.001 | 1712.001 | 0.26536 | 8.9951 | 0.31 | Estimated using an emission factor | 1712.001 | 0.26536
2020 | NC | Gates Solar LLC | 58673 | SRVC | SERC Virginia/Carolina | SUN | 5 |  | 8803 |  |  | 0 |  |  |  | 0
2020 | NC | Germantown Solar, LLC | 60480 | SRVC | SERC Virginia/Carolina | SUN | 1.5 |  | 2774 |  |  | 0 |  |  |  | 0
2020 | NC | GKS Solar | 59426 | SRVC | SERC Virginia/Carolina | SUN | 5 |  | 7972 |  |  | 0 |  |  |  | 0
2020 | NC | Gliden (Op Zone) | 64385 | SRVC | SERC Virginia/Carolina | SUN | 5 |  | 0
2020 | NC | Graham Solar Center LLC | 58957 | SRVC | SERC Virginia/Carolina | SUN | 4.8 |  | 8958 |  |  | 0 |  |  |  | 0
2020 | NC | Grandy PV 1 | 59518 | SRVC | SERC Virginia/Carolina | SUN | 20 |  | 24364 |  |  | 0 |  |  |  | 0
2020 | NC | Granite Falls Walmart | 56549 | SRVC | SERC Virginia/Carolina | DFO | 2.2 |  | 32 | 870 | 0.13485 | 8.4281 | 0.31 | Estimated using an emission factor | 870 | 0.13485
2020 | NC | Granville Solar PV Power Project | 58487 | SRVC | SERC Virginia/Carolina | SUN | 2.5 |  | 4659 |  |  | 0 |  |  |  | 0
2020 | NC | Green Farm | 59148 | SRVC | SERC Virginia/Carolina | SUN | 5 |  | 8621 |  |  | 0 |  |  |  | 0
2020 | NC | Grifton PV2 | 63568 | SRVC | SERC Virginia/Carolina | SUN | 56
2020 | NC | Grissom Solar, LLC | 64450 | SRVC | SERC Virginia/Carolina |  | 15
2020 | NC | Grove Solar | 60181 | SRVC | SERC Virginia/Carolina | SUN | 5 |  | 13526 |  |  | 0 |  |  |  | 0
2020 | NC | GRS CMS | 55599 | SRVC | SERC Virginia/Carolina | LFG | 5.3 |  | 7601 | 100636 | 1.0869 | 0.28598 | 0.0216 | Estimated using an emission factor | 100636 | 1.0869
2020 | NC | Gutenberg Solar | 63076 | SRVC | SERC Virginia/Carolina | SUN | 79.9 |  | 152932 |  |  | 0 |  |  |  | 0
2020 | NC | H F Lee Steam Electric Plant | 2709 | SRVC | SERC Virginia/Carolina | NG | 2556.1 |  | 5829410 | 42690546.297 | 135.19 | 0.046382 | 0.0063335 | EPA/NEI | 42690546.297 | 135.19
2020 | NC | Halifax | 58943 | SRVC | SERC Virginia/Carolina | SUN | 20 |  | 36320 |  |  | 0 |  |  |  | 0
2020 | NC | Hall Solar Energy Storage | 64508 | SRVC | SERC Virginia/Carolina |  | 4.5
2020 | NC | Hamlet Solar Energy Storage | 64512 | SRVC | SERC Virginia/Carolina |  | 1
2020 | NC | Hanover Solar, LLC | 61877 | SRVC | SERC Virginia/Carolina | SUN | 4.9 |  | 9490 |  |  | 0 |  |  |  | 0
2020 | NC | Happy Solar | 59512 | SRVC | SERC Virginia/Carolina | SUN | 4 |  | 6909 |  |  | 0 |  |  |  | 0
2020 | NC | Hardison Farm Solar, LLC | 60415 | SRVC | SERC Virginia/Carolina | SUN | 5.2 |  | 9131 |  |  | 0 |  |  |  | 0
2020 | NC | Harrell's Hill Solar Center LLC | 59337 | SRVC | SERC Virginia/Carolina | SUN | 5 |  | 8399 |  |  | 0 |  |  |  | 0
2020 | NC | Harris | 6015 | SRVC | SERC Virginia/Carolina | NUC | 950.9 |  | 8275593 |  |  | 0 |  |  |  | 0
2020 | NC | Harrison Solar, LLC | 63975 | SRVC | SERC Virginia/Carolina | SUN | 5 |  | 9 |  |  | 0 |  |  |  | 0
2020 | NC | Harts Mill Solar, LLC | 64144 | SRVC | SERC Virginia/Carolina | SUN | 80
2020 | NC | Harvest Beulaville, LLC | 63299 | SRVC | SERC Virginia/Carolina | SUN | 2 |  | 3535 |  |  | 0 |  |  |  | 0
2020 | NC | Haw River Hydro | 10258 | SRVC | SERC Virginia/Carolina | WAT | 1.5 |  | 8811 |  |  | 0 |  |  |  | 0
2020 | NC | Hawk Solar | 60163 | SRVC | SERC Virginia/Carolina | SUN | 5
2020 | NC | Hawkins Solar | 58727 | SRVC | SERC Virginia/Carolina | SUN | 5
2020 | NC | Hawtree Solar | 62951 | SRVC | SERC Virginia/Carolina | SUN | 65
2020 | NC | Hayes Solar, LLC | 63974 | SRVC | SERC Virginia/Carolina | SUN | 3 |  | 13 |  |  | 0 |  |  |  | 0
2020 | NC | Haynes Farm | 58332 | SRVC | SERC Virginia/Carolina | SUN | 5 |  | 7394 |  |  | 0 |  |  |  | 0
2020 | NC | Haywood Farm Solar, LLC | 61255 | SRVC | SERC Virginia/Carolina | SUN | 4.9 |  | 8461 |  |  | 0 |  |  |  | 0
2020 | NC | HCE Johnston I, LLC | 60121 | SRVC | SERC Virginia/Carolina | SUN | 2.6
2020 | NC | HCE Moore I | 62539 | SRVC | SERC Virginia/Carolina | SUN | 2 |  | 3218 |  |  | 0 |  |  |  | 0
2020 | NC | Hector Farm | 60577 | SRVC | SERC Virginia/Carolina | SUN | 5 |  | 9078 |  |  | 0 |  |  |  | 0
2020 | NC | Heedeh Solar | 60157 | SRVC | SERC Virginia/Carolina | SUN | 4.5 |  | 6851 |  |  | 0 |  |  |  | 0
2020 | NC | Hemlock Solar | 60207 | SRVC | SERC Virginia/Carolina | SUN | 5 |  | 9486 |  |  | 0 |  |  |  | 0
2020 | NC | Hertford Solar Farm | 60384 | SRVC | SERC Virginia/Carolina | SUN | 5 |  | 8335 |  |  | 0 |  |  |  | 0
2020 | NC | Hertford Solar Power, LLC | 63024 | SRVC | SERC Virginia/Carolina | SUN | 10.5
2020 | NC | Hew Fulton Farm, LLC | 60778 | SRVC | SERC Virginia/Carolina | SUN | 5 |  | 8348 |  |  | 0 |  |  |  | 0
2020 | NC | Hickory | 59829 | SRVC | SERC Virginia/Carolina | SUN | 5 |  | 9679 |  |  | 0 |  |  |  | 0
2020 | NC | Higgins Solar | 60166 | SRVC | SERC Virginia/Carolina | SUN | 5
2020 | NC | High Point, Fairfield | 56059 | SRVC | SERC Virginia/Carolina | DFO | 1.8 |  | -54 | 37 | 0.005735 | 0 | 0.31 | Estimated using an emission factor | 37 | 0.005735
2020 | NC | High Point, Jackson Lake | 56058 | SRVC | SERC Virginia/Carolina | DFO | 1.8
2020 | NC | High Point, POLO | 57196 | SRVC | SERC Virginia/Carolina | DFO | 1.8 |  | 59 | 1047 | 0.16229 | 5.5012 | 0.31 | Estimated using an emission factor | 1047 | 0.16229
2020 | NC | High Point, Pump Station Rd | 56260 | SRVC | SERC Virginia/Carolina | DFO | 3.6 |  | 110 | 1799 | 0.27885 | 5.0699 | 0.31 | Estimated using an emission factor | 1799 | 0.27885
2020 | NC | High Rock Hydro | 54896 | SRVC | SERC Virginia/Carolina | WAT | 33 |  | 160377.999 |  |  | 0 |  |  |  | 0
2020 | NC | High Shoals Hydro (NC) | 10550 | SRVC | SERC Virginia/Carolina | WAT | 1.8 |  | 5875 |  |  | 0 |  |  |  | 0
2020 | NC | High Shoals PV1 | 59997 | SRVC | SERC Virginia/Carolina | SUN | 16
2020 | NC | Highest Power Solar, LLC | 63812 | SRVC | SERC Virginia/Carolina | SUN | 48.7
2020 | NC | Highland Solar Center LLC | 59163 | SRVC | SERC Virginia/Carolina | SUN | 5 |  | 8589 |  |  | 0 |  |  |  | 0
2020 | NC | Highwater Solar I | 59487 | SRVC | SERC Virginia/Carolina | SUN | 4.9 |  | 9145 |  |  | 0 |  |  |  | 0
2020 | NC | Hilly Branch | 60358 | SRVC | SERC Virginia/Carolina | SUN | 2
2020 | NC | Hiwassee Dam | 2780 | SRTV | SERC Tennessee Valley | WAT | 165.6 |  | 473420 |  |  | 0 |  |  |  | 0
2020 | NC | Holly Swamp Solar, LLC | 63695 | SRVC | SERC Virginia/Carolina | SUN | 2 |  | 0
2020 | NC | Holstein Plant | 58623 | SRVC | SERC Virginia/Carolina | SUN | 20 |  | 33426 |  |  | 0 |  |  |  | 0
2020 | NC | Hood Farm Solar, LLC | 61256 | SRVC | SERC Virginia/Carolina | SUN | 4.9 |  | 8417 |  |  | 0 |  |  |  | 0
2020 | NC | Hopewell Friends | 61883 | SRVC | SERC Virginia/Carolina | SUN | 1.3 |  | 2187 |  |  | 0 |  |  |  | 0
2020 | NC | Hornet Solar | 64167 | SRVC | SERC Virginia/Carolina | SUN | 75
2020 | NC | Hot Springs Energy Storage & Microgrid | 64640 | SRVC | SERC Virginia/Carolina |  | 7.1
2020 | NC | Howardtown Farm | 60630 | SRVC | SERC Virginia/Carolina | SUN | 10
2020 | NC | Howell Midland Farm, LLC | 60312 | SRVC | SERC Virginia/Carolina | SUN | 4.9 |  | 8592 |  |  | 0 |  |  |  | 0
2020 | NC | Hunters Cove Solar | 64166 | SRVC | SERC Virginia/Carolina | SUN | 50
2020 | NC | Huntersville Delivery No 2 | 56550 | SRVC | SERC Virginia/Carolina | DFO | 2.2 |  | -51 | 37 | 0.005735 | 0 | 0.31 | Estimated using an emission factor | 37 | 0.005735
2020 | NC | Husky Solar | 59510 | SRVC | SERC Virginia/Carolina | SUN | 5 |  | 8601 |  |  | 0 |  |  |  | 0
2020 | NC | Hutchinson Farm | 59564 | SRVC | SERC Virginia/Carolina | SUN | 5 |  | 9201 |  |  | 0 |  |  |  | 0
2020 | NC | HWY 158 PV | 63566 | SRVC | SERC Virginia/Carolina | SUN | 9 |  | 704 |  |  | 0 |  |  |  | 0
2020 | NC | HXNAir Solar One | 60209 | SRVC | SERC Virginia/Carolina | SUN | 5 |  | 8388 |  |  | 0 |  |  |  | 0
2020 | NC | Icarus Solar | 60169 | SRVC | SERC Virginia/Carolina | SUN | 3
2020 | NC | Iga Solar | 60170 | SRVC | SERC Virginia/Carolina | SUN | 5
2020 | NC | Ingredion Winston Salem | 54618 | SRVC | SERC Virginia/Carolina | WDS | 8.4 | 0.096795 | 39917 | 223392.671 | 2.0886 | 0.10465 | 0.018699 | NEI avg EF - PM, fuel type | 2307905.031 | 21.5777
2020 | NC | Innovative Solar 10 | 60050 | SRVC | SERC Virginia/Carolina | SUN | 1.5 |  | 2401 |  |  | 0 |  |  |  | 0
2020 | NC | Innovative Solar 14, LLC | 59553 | SRVC | SERC Virginia/Carolina | SUN | 2 |  | 3316 |  |  | 0 |  |  |  | 0
2020 | NC | Innovative Solar 15, LLC | 59554 | SRVC | SERC Virginia/Carolina | SUN | 2 |  | 3036 |  |  | 0 |  |  |  | 0
2020 | NC | Innovative Solar 16 | 60055 | SRVC | SERC Virginia/Carolina | SUN | 2 |  | 3337 |  |  | 0 |  |  |  | 0
2020 | NC | Innovative Solar 18, LLC | 60051 | SRVC | SERC Virginia/Carolina | SUN | 1.9 |  | 3617 |  |  | 0 |  |  |  | 0
2020 | NC | Innovative Solar 23 | 59670 | SRVC | SERC Virginia/Carolina | SUN | 1.9 |  | 3369 |  |  | 0 |  |  |  | 0
2020 | NC | Innovative Solar 26, LLC | 60052 | SRVC | SERC Virginia/Carolina | SUN | 1.9 |  | 3486 |  |  | 0 |  |  |  | 0
2020 | NC | Innovative Solar 31 | 60540 | SRVC | SERC Virginia/Carolina | SUN | 35 |  | 58298 |  |  | 0 |  |  |  | 0
2020 | NC | Innovative Solar 35, LLC | 61258 | SRVC | SERC Virginia/Carolina | SUN | 1.9 |  | 3541 |  |  | 0 |  |  |  | 0
2020 | NC | Innovative Solar 37 LLC | 59665 | SRVC | SERC Virginia/Carolina | SUN | 100 |  | 138233 |  |  | 0 |  |  |  | 0
2020 | NC | Innovative Solar 42 | 60539 | SRVC | SERC Virginia/Carolina | SUN | 71 |  | 131076 |  |  | 0 |  |  |  | 0
2020 | NC | Innovative Solar 43, LLC | 60149 | SRVC | SERC Virginia/Carolina | SUN | 50.8 |  | 64083 |  |  | 0 |  |  |  | 0
2020 | NC | Innovative Solar 44 | 59675 | SRVC | SERC Virginia/Carolina | SUN | 4.9 |  | 8201 |  |  | 0 |  |  |  | 0
2020 | NC | Innovative Solar 46 | 59671 | SRVC | SERC Virginia/Carolina | SUN | 78.5 |  | 148647 |  |  | 0 |  |  |  | 0
2020 | NC | Innovative Solar 47 | 59666 | SRVC | SERC Virginia/Carolina | SUN | 33.8 |  | 68312 |  |  | 0 |  |  |  | 0
2020 | NC | Innovative Solar 48 | 59667 | SRVC | SERC Virginia/Carolina | SUN | 4.9 |  | 8233 |  |  | 0 |  |  |  | 0
2020 | NC | Innovative Solar 54 | 59669 | SRVC | SERC Virginia/Carolina | SUN | 50 |  | 96161 |  |  | 0 |  |  |  | 0
2020 | NC | Innovative Solar 55 | 59676 | SRVC | SERC Virginia/Carolina | SUN | 6.5 |  | 8694 |  |  | 0 |  |  |  | 0
2020 | NC | Innovative Solar 59, LLC | 61259 | SRVC | SERC Virginia/Carolina | SUN | 1.9 |  | 3528 |  |  | 0 |  |  |  | 0
2020 | NC | Innovative Solar 6 | 59542 | SRVC | SERC Virginia/Carolina | SUN | 3.6 |  | 6092 |  |  | 0 |  |  |  | 0
2020 | NC | Innovative Solar 60, LLC | 61260 | SRVC | SERC Virginia/Carolina | SUN | 1.9 |  | 3787 |  |  | 0 |  |  |  | 0
2020 | NC | Innovative Solar 63, LLC | 60053 | SRVC | SERC Virginia/Carolina | SUN | 4.9 |  | 8612 |  |  | 0 |  |  |  | 0
2020 | NC | Innovative Solar 64 | 59677 | SRVC | SERC Virginia/Carolina | SUN | 4.9 |  | 7931 |  |  | 0 |  |  |  | 0
2020 | NC | Innovative Solar 65 | 60398 | SRVC | SERC Virginia/Carolina | SUN | 4.9 |  | 8409 |  |  | 0 |  |  |  | 0
2020 | NC | Innovative Solar 67 | 59678 | SRVC | SERC Virginia/Carolina | SUN | 33.3 |  | 65197 |  |  | 0 |  |  |  | 0
2020 | NC | International Paper Riegelwood Mill | 54656 | SRVC | SERC Virginia/Carolina | BLQ | 61.5 | 0.13426 | 394481.784 | 2260705.377 | 7.6366 | 0.038717 | 0.0067559 | NEI avg EF - PM, fuel type | 16838880 | 56.8812
2020 | NC | Iredell County LFG Facility | 56962 | SRVC | SERC Virginia/Carolina | LFG | 3.2 |  | 25036 | 254334 | 1.8694 | 0.14933 | 0.0147 | Estimated using an emission factor | 254334 | 1.8694
2020 | NC | Island Grove Solar | 61531 | SRVC | SERC Virginia/Carolina | SUN | 2
2020 | NC | Ivy River Hydro | 50890 | SRVC | SERC Virginia/Carolina | WAT | 1.2
2020 | NC | Izia Solar | 60141 | SRVC | SERC Virginia/Carolina | SUN | 5
2020 | NC | Jackson Solar Farm | 61292 | SRVC | SERC Virginia/Carolina | SUN | 10 | 1 | 15557 |  |  | 0 |  |  |  | 0
2020 | NC | Jacob Solar | 59503 | SRVC | SERC Virginia/Carolina | SUN | 5 |  | 7584 |  |  | 0 |  |  |  | 0
2020 | NC | Jakana Solar | 59170 | SRVC | SERC Virginia/Carolina | SUN | 5 |  | 8596 |  |  | 0 |  |  |  | 0
2020 | NC | Jamesville Road Solar, LLC | 62329 | SRVC | SERC Virginia/Carolina | SUN | 5 |  | 10882 |  |  | 0 |  |  |  | 0
2020 | NC | Jersey Holdings | 60784 | SRVC | SERC Virginia/Carolina | SUN | 5 |  | 8960 |  |  | 0 |  |  |  | 0
2020 | NC | Jester Solar | 60290 | SRVC | SERC Virginia/Carolina | SUN | 5 |  | 8282 |  |  | 0 |  |  |  | 0
2020 | NC | Jordan Hydroelectric Project | 58390 | SRVC | SERC Virginia/Carolina | WAT | 4.4 |  | 15732 |  |  | 0 |  |  |  | 0
2020 | NC | Jordan Solar | 60164 | SRVC | SERC Virginia/Carolina | SUN | 5
2020 | NC | June Solar | 60158 | SRVC | SERC Virginia/Carolina | SUN | 4
2020 | NC | Katherine Solar | 58728 | SRVC | SERC Virginia/Carolina | SUN | 5
2020 | NC | Kathleen Solar | 60180 | SRVC | SERC Virginia/Carolina | SUN | 5 |  | 8931 |  |  | 0 |  |  |  | 0
2020 | NC | Keen Farm | 59565 | SRVC | SERC Virginia/Carolina | SUN | 5 |  | 8422 |  |  | 0 |  |  |  | 0
2020 | NC | Kelford | 59796 | SRVC | SERC Virginia/Carolina | SUN | 5 |  | 8458 |  |  | 0 |  |  |  | 0
2020 | NC | Kelford | 59527 | SRVC | SERC Virginia/Carolina | SUN | 20 |  | 40907 |  |  | 0 |  |  |  | 0
2020 | NC | Kelly Solar, LLC | 61219 | SRVC | SERC Virginia/Carolina | SUN | 5 |  | 8830 |  |  | 0 |  |  |  | 0
2020 | NC | Kenansville | 59051 | SRVC | SERC Virginia/Carolina | SUN | 2 |  | 3354 |  |  | 0 |  |  |  | 0
2020 | NC | Kenansville Solar 2, LLC | 58803 | SRVC | SERC Virginia/Carolina | SUN | 2 |  | 3222 |  |  | 0 |  |  |  | 0
2020 | NC | Kenansville Solar Farm, LLC | 58840 | SRVC | SERC Virginia/Carolina | SUN | 4.5 |  | 6765.003 |  |  | 0 |  |  |  | 0
2020 | NC | Kennedy Solar, LLC | 60397 | SRVC | SERC Virginia/Carolina | SUN | 4.9 |  | 7932 |  |  | 0 |  |  |  | 0
2020 | NC | Kenneth Solar | 59507 | SRVC | SERC Virginia/Carolina | SUN | 3 |  | 4468 |  |  | 0 |  |  |  | 0
2020 | NC | Kings Mountain Energy Center | 59325 | SRVC | SERC Virginia/Carolina | NG | 543.9 |  | 2936991 | 19784814 | 61.1477 | 0.04164 | 0.0061813 | NEI avg EF - PM, fuel type, firing type | 19784814 | 61.1477
2020 | NC | Kinston | 59125 | SRVC | SERC Virginia/Carolina | SUN | 2 |  | 3565 |  |  | 0 |  |  |  | 0
2020 | NC | Kinston Davis Farm | 61090 | SRVC | SERC Virginia/Carolina | SUN | 5 |  | 8446 |  |  | 0 |  |  |  | 0
2020 | NC | Kinston Solar | 59832 | SRVC | SERC Virginia/Carolina | SUN | 5 |  | 8703 |  |  | 0 |  |  |  | 0
2020 | NC | Kirkwall Holdings | 58791 | SRVC | SERC Virginia/Carolina | SUN | 5 |  | 8114 |  |  | 0 |  |  |  | 0
2020 | NC | Kitty Hawk | 2757 | SRVC | SERC Virginia/Carolina | DFO | 47.6
2020 | NC | Kojak Farm | 60578 | SRVC | SERC Virginia/Carolina | SUN | 5 |  | 8467 |  |  | 0 |  |  |  | 0
2020 | NC | L V Sutton | 2713 | SRVC | SERC Virginia/Carolina | NG | 1613.9 |  | 4078353 | 29036887.812 | 139.77 | 0.068542 | 0.0096271 | EPA/NEI | 29036887.812 | 139.77
2020 | NC | Lafayette Solar I, LLC | 60105 | SRVC | SERC Virginia/Carolina | SUN | 2 |  | 3047 |  |  | 0 |  |  |  | 0
2020 | NC | Lake Lure | 2773 | SRVC | SERC Virginia/Carolina | WAT | 3.6 |  | 9393 |  |  | 0 |  |  |  | 0
2020 | NC | Landis Delivery No 2 | 56551 | SRVC | SERC Virginia/Carolina | DFO | 2.2 |  | -51 | 37 | 0.005735 | 0 | 0.31 | Estimated using an emission factor | 37 | 0.005735
2020 | NC | Lane II Solar, LLC | 63837 | SRVC | SERC Virginia/Carolina | SUN | 4.9 |  | 3568 |  |  | 0 |  |  |  | 0
2020 | NC | Lane Solar | 62104 | SRVC | SERC Virginia/Carolina | SUN | 5 |  | 9793 |  |  | 0 |  |  |  | 0
2020 | NC | Lang Solar Farm | 63449 | SRVC | SERC Virginia/Carolina | SUN | 5 |  | 8918 |  |  | 0 |  |  |  | 0
2020 | NC | Langdon Solar Farm, LLC | 60538 | SRVC | SERC Virginia/Carolina | SUN | 5 |  | 8155 |  |  | 0 |  |  |  | 0
2020 | NC | Langley PV1 | 59158 | SRVC | SERC Virginia/Carolina | SUN | 5 |  | 9192 |  |  | 0 |  |  |  | 0
2020 | NC | Lanier Solar | 59486 | SRVC | SERC Virginia/Carolina | SUN | 4.9 |  | 8845 |  |  | 0 |  |  |  | 0
2020 | NC | Laurinburg Farm | 61091 | SRVC | SERC Virginia/Carolina | SUN | 5 |  | 8970 |  |  | 0 |  |  |  | 0
2020 | NC | Laurinburg Solar | 59833 | SRVC | SERC Virginia/Carolina | SUN | 5 |  | 8314 |  |  | 0 |  |  |  | 0
2020 | NC | Laurinburg Solar, LLC (Heelstone) | 60200 | SRVC | SERC Virginia/Carolina | SUN | 2 |  | 3743 |  |  | 0 |  |  |  | 0
2020 | NC | Leggett Solar, LLC | 60783 | SRVC | SERC Virginia/Carolina | SUN | 5 |  | 9075 |  |  | 0 |  |  |  | 0
2020 | NC | Lenoir Farm | 58333 | SRVC | SERC Virginia/Carolina | SUN | 5 |  | 7913 |  |  | 0 |  |  |  | 0
2020 | NC | Lenoir Farm 2 | 58334 | SRVC | SERC Virginia/Carolina | SUN | 5 |  | 7815 |  |  | 0 |  |  |  | 0
2020 | NC | Lewiston Solar | 59174 | SRVC | SERC Virginia/Carolina | SUN | 5 |  | 8600 |  |  | 0 |  |  |  | 0
2020 | NC | Lexington | 56261 | SRVC | SERC Virginia/Carolina | DFO | 3.6 |  | -67 | 97 | 0.015035 | 0 | 0.31 | Estimated using an emission factor | 97 | 0.015035
2020 | NC | Lexington Health Center | 56067 | SRVC | SERC Virginia/Carolina | DFO | 1.8 |  | -38 | 50 | 0.00775 | 0 | 0.31 | Estimated using an emission factor | 50 | 0.00775
2020 | NC | Lexington Hickory Street | 56066 | SRVC | SERC Virginia/Carolina | DFO | 1.8
2020 | NC | Lick Creek Solar, LLC | 63811 | SRVC | SERC Virginia/Carolina | SUN | 50
2020 | NC | Lillington Solar | 59921 | SRVC | SERC Virginia/Carolina | SUN | 5 |  | 9417 |  |  | 0 |  |  |  | 0
2020 | NC | Lincoln Combustion Turbine | 7277 | SRVC | SERC Virginia/Carolina | NG | 2290 |  | 15767.004 | 640754.136 | 11.1967 | 1.4203 | 0.034948 | EPA/NEI; Estimated using an emission factor | 640754.136 | 11.1967
2020 | NC | Lincoln Solar, LLC (NC) | 60399 | SRVC | SERC Virginia/Carolina | SUN | 4.9 |  | 9011 |  |  | 0 |  |  |  | 0
2020 | NC | Lincolnton High School | 56341 | SRVC | SERC Virginia/Carolina | DFO | 1.8 |  | 51 | 870 | 0.13485 | 5.2882 | 0.31 | Estimated using an emission factor | 870 | 0.13485
2020 | NC | Little River PV 1 | 59521 | SRVC | SERC Virginia/Carolina | SUN | 5 |  | 8488 |  |  | 0 |  |  |  | 0
2020 | NC | Littlefield Solar Center LLC | 58809 | SRVC | SERC Virginia/Carolina | SUN | 5 |  | 8704 |  |  | 0 |  |  |  | 0
2020 | NC | Lockville Hydropower | 10051 | SRVC | SERC Virginia/Carolina | WAT | 1.2 |  | 2213 |  |  | 0 |  |  |  | 0
2020 | NC | Long Creek Waste Water Plant | 57630 | SRVC | SERC Virginia/Carolina | DFO | 5.1 |  | 270 | 3009.999 | 0.46655 | 3.4559 | 0.31 | Estimated using an emission factor | 3009.999 | 0.46655
2020 | NC | Long Farm 46 Solar, LLC | 60208 | SRVC | SERC Virginia/Carolina | SUN | 5 |  | 8532 |  |  | 0 |  |  |  | 0
2020 | NC | Long Henry Solar | 61347 | SRVC | SERC Virginia/Carolina | SUN | 2 |  | 3871 |  |  | 0 |  |  |  | 0
2020 | NC | Longleaf Solar | 60173 | SRVC | SERC Virginia/Carolina | SUN | 5
2020 | NC | Lookout Shoals | 2726 | SRVC | SERC Virginia/Carolina | WAT | 25.8 |  | 174141 |  |  | 0 |  |  |  | 0
2020 | NC | Lotus | 64173 | SRVC | SERC Virginia/Carolina | SUN | 4 |  | 6931 |  |  | 0 |  |  |  | 0
2020 | NC | Lowe Solar Energy Storage | 64516 | SRVC | SERC Virginia/Carolina |  | 4.5
2020 | NC | Ludie Brown Solar Energy Storage | 64514 | SRVC | SERC Virginia/Carolina |  | 4.5
2020 | NC | Lux Solar, LLC | 61284 | SRVC | SERC Virginia/Carolina | SUN | 2 |  | 3847 |  |  | 0 |  |  |  | 0
2020 | NC | Maiden Community Center | 56342 | SRVC | SERC Virginia/Carolina | DFO | 1.8 |  | 57 | 931 | 0.1443 | 5.0633 | 0.31 | Estimated using an emission factor | 931 | 0.1443
2020 | NC | Maiden Creek Solar Power Plant | 62668 | SRVC | SERC Virginia/Carolina | SUN | 69.3
2020 | NC | Maiden Finger Street | 56065 | SRVC | SERC Virginia/Carolina | DFO | 1.8
2020 | NC | Manning PV 1 | 59520 | SRVC | SERC Virginia/Carolina | SUN | 5 |  | 8989 |  |  | 0 |  |  |  | 0
2020 | NC | Manway Solar Farm | 59575 | SRVC | SERC Virginia/Carolina | SUN | 5 |  | 9191 |  |  | 0 |  |  |  | 0
2020 | NC | Mariposa Solar Center LLC | 59162 | SRVC | SERC Virginia/Carolina | SUN | 5 |  | 8495 |  |  | 0 |  |  |  | 0
2020 | NC | Market Farm | 59105 | SRVC | SERC Virginia/Carolina | SUN | 4.9 |  | 8172 |  |  | 0 |  |  |  | 0
2020 | NC | Marshall | 2727 | SRVC | SERC Virginia/Carolina | BIT | 2119 |  | 6086431 | 59710932 | 228.38 | 0.075046 | 0.0076495 | EPA/NEI | 59710932 | 228.38
2020 | NC | Marshall Dam | 2710 | SRVC | SERC Virginia/Carolina | WAT | 5 |  | -312 |  |  | 0 |  |  |  | 0
2020 | NC | Marshville Farm | 58335 | SRVC | SERC Virginia/Carolina | SUN | 5 |  | 7592 |  |  | 0 |  |  |  | 0
2020 | NC | Martin Creek Farm LLC | 59124 | SRVC | SERC Virginia/Carolina | SUN | 3 |  | 5260 |  |  | 0 |  |  |  | 0
2020 | NC | Martins Creek Solar NC, LLC | 57461 | SRVC | SERC Virginia/Carolina | SUN | 1 |  | 1155 |  |  | 0 |  |  |  | 0
2020 | NC | Mas Durham Power, LLC | 57365 | SRVC | SERC Virginia/Carolina | LFG | 3.3 |  | 8786 | 89357 | 0.65677 | 0.1495 | 0.0147 | EPA/NEI; Estimated using an emission factor | 89357 | 0.65677
2020 | NC | Mas Wayne Co Power, LLC | 57366 | SRVC | SERC Virginia/Carolina | LFG | 3.3 |  | 4715.001 | 57798 | 0.42482 | 0.1802 | 0.0147 | Estimated using an emission factor | 57798 | 0.42482
2020 | NC | Maxton Solar, LLC | 60416 | SRVC | SERC Virginia/Carolina | SUN | 4.9 |  | 8606 |  |  | 0 |  |  |  | 0
2020 | NC | Mayberry Solar LLC | 57321 | SRVC | SERC Virginia/Carolina | SUN | 1.2 |  | 1487 |  |  | 0 |  |  |  | 0
2020 | NC | Mayo | 6250 | SRVC | SERC Virginia/Carolina | BIT | 763.2 |  | 625191 | 8674643.5 | 135.1 | 0.43219 | 0.031148 | EPA/NEI | 8674643.5 | 135.1
2020 | NC | MC1 Solar | 60395 | SRVC | SERC Virginia/Carolina | SUN | 5 |  | 8599 |  |  | 0 |  |  |  | 0
2020 | NC | McCallum Farm | 58350 | SRVC | SERC Virginia/Carolina | SUN | 5 |  | 8204 |  |  | 0 |  |  |  | 0
2020 | NC | McCaskey Solar Farm, LLC | 58804 | SRVC | SERC Virginia/Carolina | SUN | 2.4
2020 | NC | McGoogan Farm, LLC | 60779 | SRVC | SERC Virginia/Carolina | SUN | 5 |  | 9219 |  |  | 0 |  |  |  | 0
2020 | NC | McGrigor Farm Solar | 60440 | SRVC | SERC Virginia/Carolina | SUN | 5 |  | 10276 |  |  | 0 |  |  |  | 0
2020 | NC | McGuire | 6038 | SRVC | SERC Virginia/Carolina | NUC | 2440.6 |  | 19046949 |  |  | 0 |  |  |  | 0
2020 | NC | McKenzie Farm | 58853 | SRVC | SERC Virginia/Carolina | SUN | 5 |  | 8496 |  |  | 0 |  |  |  | 0
2020 | NC | McLean Homestead | 60020 | SRVC | SERC Virginia/Carolina | SUN | 4.9
2020 | NC | Meadowbrook Solar Farm | 59936 | SRVC | SERC Virginia/Carolina | SUN | 5 |  | 9149 |  |  | 0 |  |  |  | 0
2020 | NC | Meadowlark Solar | 64117 | SRVC | SERC Virginia/Carolina | SUN | 4.9 |  | 9330 |  |  | 0 |  |  |  | 0
2020 | NC | Meadows PV 1 | 59513 | SRVC | SERC Virginia/Carolina | SUN | 20 |  | 34102 |  |  | 0 |  |  |  | 0
2020 | NC | Meeks Solar, LLC | 63267 | SRVC | SERC Virginia/Carolina | SUN | 2 |  | 3548 |  |  | 0 |  |  |  | 0
2020 | NC | Melinda Solar | 59502 | SRVC | SERC Virginia/Carolina | SUN | 5 |  | 7763 |  |  | 0 |  |  |  | 0
2020 | NC | Meriwether Farm | 60579 | SRVC | SERC Virginia/Carolina | SUN | 5 |  | 9193 |  |  | 0 |  |  |  | 0
2020 | NC | Metropolitan Sewerage District | 10181 | SRVC | SERC Virginia/Carolina | WAT | 2.4 |  | 8546.001 |  |  | 0 |  |  |  | 0
2020 | NC | Mile Farm | 58336 | SRVC | SERC Virginia/Carolina | SUN | 5 |  | 8550 |  |  | 0 |  |  |  | 0
2020 | NC | Mill Pond Solar Farm, LLC | 61196 | SRVC | SERC Virginia/Carolina | SUN | 5 |  | 9366 |  |  | 0 |  |  |  | 0
2020 | NC | Mill Pond Solar, LLC | 62328 | SRVC | SERC Virginia/Carolina | SUN | 5 |  | 11126 |  |  | 0 |  |  |  | 0
2020 | NC | MILL SOLAR 1 | 61160 | SRVC | SERC Virginia/Carolina | SUN | 1.4 |  | 791 |  |  | 0 |  |  |  | 0
2020 | NC | Millikan Farm | 59576 | SRVC | SERC Virginia/Carolina | SUN | 5 |  | 8373 |  |  | 0 |  |  |  | 0
2020 | NC | Mills Anson Farm | 61093 | SRVC | SERC Virginia/Carolina | SUN | 5 |  | 8289 |  |  | 0 |  |  |  | 0
2020 | NC | Milo Solar | 58739 | SRVC | SERC Virginia/Carolina | SUN | 3 |  | 5327 |  |  | 0 |  |  |  | 0
2020 | NC | Minnie Solar | 58740 | SRVC | SERC Virginia/Carolina | SUN | 3 |  | 5049 |  |  | 0 |  |  |  | 0
2020 | NC | Misenheimer Farm | 59577 | SRVC | SERC Virginia/Carolina | SUN | 5 |  | 8256 |  |  | 0 |  |  |  | 0
2020 | NC | Mission | 2746 | SRVC | SERC Virginia/Carolina | WAT | 1.8 |  | 12320.001 |  |  | 0 |  |  |  | 0
2020 | NC | Mocksville Farm | 58313 | SRVC | SERC Virginia/Carolina | SUN | 5 |  | 8505 |  |  | 0 |  |  |  | 0
2020 | NC | Mocksville Solar | 59570 | SRVC | SERC Virginia/Carolina | SUN | 15.4 |  | 25950 |  |  | 0 |  |  |  | 0
2020 | NC | Modlin Solar Farm | 60417 | SRVC | SERC Virginia/Carolina | SUN | 4.9 |  | 9436 |  |  | 0 |  |  |  | 0
2020 | NC | Moncure Farm LLC | 59123 | SRVC | SERC Virginia/Carolina | SUN | 3 |  | 5574 |  |  | 0 |  |  |  | 0
2020 | NC | Monroe Generating Station | 57505 | SRVC | SERC Virginia/Carolina | NG | 30 |  | 643 | 12911 | 0.0064182 | 0.019963 | 0.00099423 | NEI avg EF - PM, fuel type, firing type | 12911 | 0.0064182
2020 | NC | Monroe Middle School | 56343 | SRVC | SERC Virginia/Carolina | DFO | 1.8 |  | 40 | 858 | 0.13299 | 6.6495 | 0.31 | Estimated using an emission factor | 858 | 0.13299
2020 | NC | Monroe Moore Farm | 59578 | SRVC | SERC Virginia/Carolina | SUN | 5 |  | 8672 |  |  | 0 |  |  |  | 0
2020 | NC | Monroe Solar Facility | 60383 | SRVC | SERC Virginia/Carolina | SUN | 54.6 |  | 100742 |  |  | 0 |  |  |  | 0
2020 | NC | Montgomery Solar LLC | 58649 | SRVC | SERC Virginia/Carolina | SUN | 20 |  | 37402 |  |  | 0 |  |  |  | 0
2020 | NC | Moore Solar | 64193 | SRVC | SERC Virginia/Carolina | SUN | 5 |  | 7961 |  |  | 0 |  |  |  | 0
2020 | NC | Moore Solar Farm | 58337 | SRVC | SERC Virginia/Carolina | SUN | 5 |  | 7656 |  |  | 0 |  |  |  | 0
2020 | NC | Moorings Farm | 58338 | SRVC | SERC Virginia/Carolina | SUN | 5 |  | 7636 |  |  | 0 |  |  |  | 0
2020 | NC | Moorings Farm 2, LLC | 61405 | SRVC | SERC Virginia/Carolina | SUN | 5 |  | 8961 |  |  | 0 |  |  |  | 0
2020 | NC | Morehead | 2711 | SRVC | SERC Virginia/Carolina | DFO | 16.3
2020 | NC | Morgan Farm, LLC | 60133 | SRVC | SERC Virginia/Carolina | SUN | 5 |  | 8510 |  |  | 0 |  |  |  | 0
2020 | NC | Morgan's Corner | 60422 | SRVC | SERC Virginia/Carolina | SUN | 20 |  | 30708 |  |  | 0 |  |  |  | 0
2020 | NC | Morganton Station 5 | 56344 | SRVC | SERC Virginia/Carolina | DFO | 1.8 |  | -31 | 50 | 0.00775 | 0 | 0.31 | Estimated using an emission factor | 50 | 0.00775
2020 | NC | Morganton, Parker Road | 56064 | SRVC | SERC Virginia/Carolina | DFO | 1.8 |  | -31 | 43 | 0.006665 | 0 | 0.31 | Estimated using an emission factor | 43 | 0.006665
2020 | NC | Morning View | 61881 | SRVC | SERC Virginia/Carolina | SUN | 2 |  | 3528 |  |  | 0 |  |  |  | 0
2020 | NC | Mount Olive Farm | 59107 | SRVC | SERC Virginia/Carolina | SUN | 5 |  | 9428 |  |  | 0 |  |  |  | 0
2020 | NC | Mount Olive Solar | 59908 | SRVC | SERC Virginia/Carolina | SUN | 2 |  | 3315 |  |  | 0 |  |  |  | 0
2020 | NC | Mountain Island | 2728 | SRVC | SERC Virginia/Carolina | WAT | 60 |  | 227649 |  |  | 0 |  |  |  | 0
2020 | NC | Mt Olive Farm 2 | 58345 | SRVC | SERC Virginia/Carolina | SUN | 5 |  | 8676 |  |  | 0 |  |  |  | 0
2020 | NC | Mt Olive Solar 1 | 59645 | SRVC | SERC Virginia/Carolina | SUN | 5 |  | 8092 |  |  | 0 |  |  |  | 0
2020 | NC | Murdock Solar | 59509 | SRVC | SERC Virginia/Carolina | SUN | 4 |  | 6663 |  |  | 0 |  |  |  | 0
2020 | NC | Murphy Farm Power, LLC | 57677 | SRVC | SERC Virginia/Carolina | SUN | 1 |  | 1149 |  |  | 0 |  |  |  | 0
2020 | NC | Murphy-Brown LLC | 55002 | SRVC | SERC Virginia/Carolina | DFO | 2.4 |  | 7 | 151 | 0.023405 | 6.6871 | 0.31 | Estimated using an emission factor | 151 | 0.023405
2020 | NC | Mustang Solar | 61533 | SRVC | SERC Virginia/Carolina | SUN | 5 |  | 9391 |  |  | 0 |  |  |  | 0
2020 | NC | NA 1 (NC) | 7539 | SRVC | SERC Virginia/Carolina | NG | 3132.3
2020 | NC | Nantahala | 2747 | SRVC | SERC Virginia/Carolina | WAT | 43.2 |  | 281167 |  |  | 0 |  |  |  | 0
2020 | NC | Narrows (NC) | 54894 | SRVC | SERC Virginia/Carolina | WAT | 108.8 |  | 671619.999 |  |  | 0 |  |  |  | 0
2020 | NC | Nash 58 Farm | 58854 | SRVC | SERC Virginia/Carolina | SUN | 5 |  | 8564 |  |  | 0 |  |  |  | 0
2020 | NC | Nash 64 Farm | 58855 | SRVC | SERC Virginia/Carolina | SUN | 5 |  | 6807 |  |  | 0 |  |  |  | 0
2020 | NC | Nash 97 Solar 2 | 64118 | SRVC | SERC Virginia/Carolina | SUN | 4.9 |  | 8699 |  |  | 0 |  |  |  | 0
2020 | NC | Nash 97 Solar, LLC | 60408 | SRVC | SERC Virginia/Carolina | SUN | 5.2 |  | 9088 |  |  | 0 |  |  |  | 0
2020 | NC | Nashville Farms, LLC | 60134 | SRVC | SERC Virginia/Carolina | SUN | 2 |  | 3287 |  |  | 0 |  |  |  | 0
2020 | NC | NC 102 Project LLC | 61610 | SRVC | SERC Virginia/Carolina | SUN | 74.8 |  | 140534 |  |  | 0 |  |  |  | 0
2020 | NC | NC Renewable Power - Lumberton LLC | 10382 | SRVC | SERC Virginia/Carolina | WDS | 34.7 | 1 | 95751 | 1983957.125 | 20.18 | 0.42151 | 0.020343 | EPA/NEI | 1983957.125 | 20.18
2020 | NC | NCEMC Anson Plant | 56249 | SRVC | SERC Virginia/Carolina | NG | 343.8 |  | 89506.002 | 919487.992 | 28.2 | 0.63013 | 0.061338 | EPA/NEI | 919487.992 | 28.2
2020 | NC | NCEMC Hamlet Plant | 56292 | SRVC | SERC Virginia/Carolina | NG | 343.8 |  | 59988 | 627355.494 | 14.92 | 0.49743 | 0.047565 | EPA/NEI | 627355.494 | 14.92
2020 | NC | NCSU Cates Cogeneration Plant | 61676 | SRVC | SERC Virginia/Carolina | NG | 11.2 | 0.33619 | 58382 | 455245.123 | 0.22631 | 0.0077527 | 0.00099423 | NEI avg EF - PM, fuel type, firing type | 1354121 | 0.67315
2020 | NC | NCSU CCUP Cogeneration Plant | 61675 | SRVC | SERC Virginia/Carolina | NG | 6.6 | 0.65469 | 40789 | 401212.919 | 0.27341 | 0.013406 | 0.0013629 | EPA/NEI; Estimated using an emission factor | 612828 | 0.41762
2020 | NC | Neisler Street Solar | 60072 | SRVC | SERC Virginia/Carolina | SUN | 2 |  | 3346 |  |  | 0 |  |  |  | 0
2020 | NC | Neuse River Solar Farm | 58524 | SRVC | SERC Virginia/Carolina | SUN | 1.1 |  | 1439 |  |  | 0 |  |  |  | 0
2020 | NC | New Bern | 56688 | SRVC | SERC Virginia/Carolina | LFG | 5.4 |  | 20667.996 | 247819.008 | 1.8215 | 0.17626 | 0.0147 | Estimated using an emission factor | 247819.008 | 1.8215
2020 | NC | New Bern Farm | 58339 | SRVC | SERC Virginia/Carolina | SUN | 5 |  | 8174 |  |  | 0 |  |  |  | 0
2020 | NC | Newton Grove | 59835 | SRVC | SERC Virginia/Carolina | SUN | 1.9 |  | 2958 |  |  | 0 |  |  |  | 0
2020 | NC | Nick Solar | 58741 | SRVC | SERC Virginia/Carolina | SUN | 5 |  | 8132 |  |  | 0 |  |  |  | 0
2020 | NC | Nickelson Solar 2 | 64119 | SRVC | SERC Virginia/Carolina | SUN | 4.9 |  | 9367 |  |  | 0 |  |  |  | 0
2020 | NC | Nickelson Solar, LLC | 62205 | SRVC | SERC Virginia/Carolina | SUN | 5.3 |  | 9395 |  |  | 0 |  |  |  | 0
2020 | NC | Nitro Solar | 59501 | SRVC | SERC Virginia/Carolina | SUN | 5 |  | 7915 |  |  | 0 |  |  |  | 0
2020 | NC | North 301 Solar | 61778 | SRVC | SERC Virginia/Carolina | SUN | 20 |  | 38075 |  |  | 0 |  |  |  | 0
2020 | NC | North Carolina Solar Bethea I | 58531 | SRVC | SERC Virginia/Carolina | SUN | 1 |  | 3112 |  |  | 0 |  |  |  | 0
2020 | NC | North Carolina Solar III LLC | 58880 | SRVC | SERC Virginia/Carolina | SUN | 4.9 |  | 8054 |  |  | 0 |  |  |  | 0
2020 | NC | North Nash Farm, LLC | 60651 | SRVC | SERC Virginia/Carolina | SUN | 5 |  | 8556 |  |  | 0 |  |  |  | 0
2020 | NC | Northern Cardinal Solar | 60992 | SRVC | SERC Virginia/Carolina | SUN | 2 |  | 3752 |  |  | 0 |  |  |  | 0
2020 | NC | Oak Trail Solar, LLC | 64683 | SRVC | SERC Virginia/Carolina | SUN | 103.7
2020 | NC | Oakboro Farm | 58851 | SRVC | SERC Virginia/Carolina | SUN | 5 |  | 8147 |  |  | 0 |  |  |  | 0
2020 | NC | OAKBORO PV1 | 63162 | SRVC | SERC Virginia/Carolina | SUN | 40
2020 | NC | Ocracoke Hybrid | 6377 | SRVC | SERC Virginia/Carolina | DFO | 4 |  | -31 | 1218 | 0.18879 | 0 | 0.31 | EPA/NEI; Estimated using an emission factor | 1218 | 0.18879
2020 | NC | Old Caroleen Solar Farm | 61534 | SRVC | SERC Virginia/Carolina | SUN | 2 |  | 3454 |  |  | 0 |  |  |  | 0
2020 | NC | Old Catawba PV 1 | 59519 | SRVC | SERC Virginia/Carolina | SUN | 3.5 |  | 5598 |  |  | 0 |  |  |  | 0
2020 | NC | Old Cedar Solar Energy Storage | 64522 | SRVC | SERC Virginia/Carolina |  | 2.3
2020 | NC | Old Pageland Monroe Road Solar Farm | 60600 | SRVC | SERC Virginia/Carolina | SUN | 5.3 |  | 8572 |  |  | 0 |  |  |  | 0
2020 | NC | Old Wire Farm | 61094 | SRVC | SERC Virginia/Carolina | SUN | 5 |  | 9744 |  |  | 0 |  |  |  | 0
2020 | NC | Olin Creek Farm Solar | 64626 | SRVC | SERC Virginia/Carolina | SUN | 35
2020 | NC | Onslow Energy | 59036 | SRVC | SERC Virginia/Carolina | SUN | 1.5
2020 | NC | Onslow Power Producers | 58558 | SRVC | SERC Virginia/Carolina | LFG | 2 |  | 14671 | 152346 | 1.1197 | 0.15265 | 0.0147 | Estimated using an emission factor | 152346 | 1.1197
2020 | NC | Orbit Energy Charlotte | 58638 | SRVC | SERC Virginia/Carolina | OBG | 5.2
2020 | NC | Organ Church Solar | 60284 | SRVC | SERC Virginia/Carolina | SUN | 5 |  | 10563 |  |  | 0 |  |  |  | 0
2020 | NC | Osceola Solar, LLC | 60828 | SRVC | SERC Virginia/Carolina | SUN | 5
2020 | NC | Ouchchy PV1 | 59999 | SRVC | SERC Virginia/Carolina | SUN | 3 |  | 5012 |  |  | 0 |  |  |  | 0
2020 | NC | Owen Solar | 58742 | SRVC | SERC Virginia/Carolina | SUN | 5 |  | 8802 |  |  | 0 |  |  |  | 0
2020 | NC | Oxford Dam | 2729 | SRVC | SERC Virginia/Carolina | WAT | 36 |  | 183279 |  |  | 0 |  |  |  | 0
2020 | NC | Page Solar | 62018 | SRVC | SERC Virginia/Carolina | SUN | 1.6 |  | 2843 |  |  | 0 |  |  |  | 0
2020 | NC | Pamlico Partners Solar | 58799 | SRVC | SERC Virginia/Carolina | SUN | 5 |  | 8147 |  |  | 0 |  |  |  | 0
2020 | NC | Panda Solar NC 1, LLC | 62089 | SRVC | SERC Virginia/Carolina | SUN | 1 |  | 1532 |  |  | 0 |  |  |  | 0
2020 | NC | Panda Solar NC 10, LLC | 62128 | SRVC | SERC Virginia/Carolina | SUN | 2 |  | 3036 |  |  | 0 |  |  |  | 0
2020 | NC | Panda Solar NC 11, LLC | 62129 | SRVC | SERC Virginia/Carolina | SUN | 2 |  | 3334 |  |  | 0 |  |  |  | 0
2020 | NC | Panda Solar NC 2, LLC | 62120 | SRVC | SERC Virginia/Carolina | SUN | 2 |  | 3178 |  |  | 0 |  |  |  | 0
2020 | NC | Panda Solar NC 3, LLC | 62121 | SRVC | SERC Virginia/Carolina | SUN | 2 |  | 3668 |  |  | 0 |  |  |  | 0
2020 | NC | Panda Solar NC 4, LLC | 62122 | SRVC | SERC Virginia/Carolina | SUN | 2 |  | 3091 |  |  | 0 |  |  |  | 0
2020 | NC | Panda Solar NC 5, LLC | 62123 | SRVC | SERC Virginia/Carolina | SUN | 1 |  | 1656 |  |  | 0 |  |  |  | 0
2020 | NC | Panda Solar NC 6, LLC | 62124 | SRVC | SERC Virginia/Carolina | SUN | 1 |  | 1738 |  |  | 0 |  |  |  | 0
2020 | NC | Panda Solar NC 7, LLC | 62125 | SRVC | SERC Virginia/Carolina | SUN | 1.5 |  | 2302 |  |  | 0 |  |  |  | 0
2020 | NC | Panda Solar NC 8, LLC | 62126 | SRVC | SERC Virginia/Carolina | SUN | 2 |  | 3193 |  |  | 0 |  |  |  | 0
2020 | NC | Panda Solar NC 9, LLC | 62127 | SRVC | SERC Virginia/Carolina | SUN | 2 |  | 3330 |  |  | 0 |  |  |  | 0
2020 | NC | Partin Solar | 63827 | SRVC | SERC Virginia/Carolina | SUN | 50
2020 | NC | Pasquotank | 59530 | SRVC | SERC Virginia/Carolina | SUN | 20 |  | 37550 |  |  | 0 |  |  |  | 0
2020 | NC | Pate Farm | 58856 | SRVC | SERC Virginia/Carolina | SUN | 5 |  | 8359 |  |  | 0 |  |  |  | 0
2020 | NC | PCIP Solar | 58305 | SRVC | SERC Virginia/Carolina | SUN | 1 |  | 1672 |  |  | 0 |  |  |  | 0
2020 | NC | PCS Phosphate | 50509 | SRVC | SERC Virginia/Carolina | WH | 54 | 1 | 197567 |  |  | 0 |  |  |  | 0
2020 | NC | PCSP3 Airport | 58538 | SRVC | SERC Virginia/Carolina | SUN | 2.5 |  | 3837 |  |  | 0 |  |  |  | 0
2020 | NC | Pecan Grove Solar, LLC | 62659 | SRVC | SERC Virginia/Carolina | SUN | 5 |  | 8026 |  |  | 0 |  |  |  | 0
2020 | NC | Pecan PV1 | 59157 | SRVC | SERC Virginia/Carolina | SUN | 5 |  | 8775 |  |  | 0 |  |  |  | 0
2020 | NC | Pecan Solar | 60030 | SRVC | SERC Virginia/Carolina | SUN | 74.9 |  | 158084 |  |  | 0 |  |  |  | 0
2020 | NC | Penny Hill Solar | 63266 | SRVC | SERC Virginia/Carolina | SUN | 2 |  | 3630 |  |  | 0 |  |  |  | 0
2020 | NC | Perkins Solar, LLC | 60629 | SRVC | SERC Virginia/Carolina | SUN | 2 |  | 3646 |  |  | 0 |  |  |  | 0
2020 | NC | Perquimans Solar LLC | 63955 | SRVC | SERC Virginia/Carolina | SUN | 5
2020 | NC | PG Solar, LLC | 63692 | SRVC | SERC Virginia/Carolina | SUN | 2 |  | 0
2020 | NC | Phelps 158 Solar Farm | 61134 | SRVC | SERC Virginia/Carolina | SUN | 5 |  | 9758 |  |  | 0 |  |  |  | 0
2020 | NC | Pike Road Solar | 60360 | SRVC | SERC Virginia/Carolina | SUN | 5
2020 | NC | Pikeville Farm | 61404 | SRVC | SERC Virginia/Carolina | SUN | 5 |  | 10042 |  |  | 0 |  |  |  | 0
2020 | NC | Pilot Mountain Solar, LLC | 63835 | SRVC | SERC Virginia/Carolina | SUN | 4.9 |  | 2249 |  |  | 0 |  |  |  | 0
2020 | NC | Pine Valley Solar Farm, LLC | 60298 | SRVC | SERC Virginia/Carolina | SUN | 5
2020 | NC | Pinesage | 61978 | SRVC | SERC Virginia/Carolina | SUN | 5 |  | 8337 |  |  | 0 |  |  |  | 0
2020 | NC | Pineville Delivery 2 | 56345 | SRVC | SERC Virginia/Carolina | DFO | 1.8 |  | -36 | 50 | 0.00775 | 0 | 0.31 | Estimated using an emission factor | 50 | 0.00775
2020 | NC | Plant Rowan County | 7826 | SRVC | SERC Virginia/Carolina | NG | 1192 |  | 4362132 | 31680684.719 | 77.23 | 0.035409 | 0.0048755 | EPA/NEI | 31680684.719 | 77.23
2020 | NC | Pleasant Hill PV1 | 63787 | SRVC | SERC Virginia/Carolina | SUN | 20
2020 | NC | Plott Hound Solar | 63015 | SRVC | SERC Virginia/Carolina | SUN | 5
2020 | NC | Plymouth Solar LLC | 58480 | SRVC | SERC Virginia/Carolina | SUN | 5 |  | 6291 |  |  | 0 |  |  |  | 0
2020 | NC | Pollocksville Solar | 59917 | SRVC | SERC Virginia/Carolina | SUN | 5 |  | 9157 |  |  | 0 |  |  |  | 0
2020 | NC | Porter Solar | 59504 | SRVC | SERC Virginia/Carolina | SUN | 5 |  | 7780 |  |  | 0 |  |  |  | 0
2020 | NC | Powatan Road Solar | 64035 | SRVC | SERC Virginia/Carolina | SUN | 2 |  | 40 |  |  | 0 |  |  |  | 0
2020 | NC | Princeton | 59533 | SRVC | SERC Virginia/Carolina | SUN | 5 |  | 8503 |  |  | 0 |  |  |  | 0
2020 | NC | Progress Manis I | 58529 | SRVC | SERC Virginia/Carolina | SUN | 1 |  | 2955 |  |  | 0 |  |  |  | 0
2020 | NC | Progress Solar 1, LLC | 58493 | SRVC | SERC Virginia/Carolina | SUN | 4 |  | 5613 |  |  | 0 |  |  |  | 0
2020 | NC | Progress Solar II, LLC | 58494 | SRVC | SERC Virginia/Carolina | SUN | 3.5 |  | 5622 |  |  | 0 |  |  |  | 0
2020 | NC | Progress Solar III, LLC | 58495 | SRVC | SERC Virginia/Carolina | SUN | 3.5 |  | 5829 |  |  | 0 |  |  |  | 0
2020 | NC | Quail Holdings | 60434 | SRVC | SERC Virginia/Carolina | SUN | 25
2020 | NC | Quarter Horse Solar | 62095 | SRVC | SERC Virginia/Carolina | SUN | 4.5 |  | 8056 |  |  | 0 |  |  |  | 0
2020 | NC | Queens Creek | 6438 | SRVC | SERC Virginia/Carolina | WAT | 1.4 |  | 6292 |  |  | 0 |  |  |  | 0
2020 | NC | Quincy Solar | 59506 | SRVC | SERC Virginia/Carolina | SUN | 4 |  | 6750 |  |  | 0 |  |  |  | 0
2020 | NC | QVC Inc | 56966 | SRVC | SERC Virginia/Carolina | SUN | 3.9 |  | 2569 |  |  | 0 |  |  |  | 0
2020 | NC | Raeford Farm | 58274 | SRVC | SERC Virginia/Carolina | SUN | 5 |  | 7887 |  |  | 0 |  |  |  | 0
2020 | NC | Railroad Farm | 58316 | SRVC | SERC Virginia/Carolina | SUN | 5 |  | 7850 |  |  | 0 |  |  |  | 0
2020 | NC | Railroad Farm 2 | 61095 | SRVC | SERC Virginia/Carolina | SUN | 5 |  | 9076 |  |  | 0 |  |  |  | 0
2020 | NC | Railroad Solar Farm, LLC | 63381 | SRVC | SERC Virginia/Carolina | SUN | 4.1 |  | 6626 |  |  | 0 |  |  |  | 0
2020 | NC | Rams Horn Solar Center LLC | 58810 | SRVC | SERC Virginia/Carolina | SUN | 5 |  | 7931 |  |  | 0 |  |  |  | 0
2020 | NC | Ranchland Solar, LLC | 61813 | SRVC | SERC Virginia/Carolina | SUN | 60 |  | 124288 |  |  | 0 |  |  |  | 0
2020 | NC | Ray Wilson Solar | 63017 | SRVC | SERC Virginia/Carolina | SUN | 5
2020 | NC | Red Hill Solar Center, LLC | 59760 | SRVC | SERC Virginia/Carolina | SUN | 5 |  | 7801 |  |  | 0 |  |  |  | 0
2020 | NC | Red Oak Solar Farm, LLC | 60929 | SRVC | SERC Virginia/Carolina | SUN | 5 |  | 9221 |  |  | 0 |  |  |  | 0
2020 | NC | Red Toad 1425 A Powatan Road, LLC | 60129 | SRVC | SERC Virginia/Carolina | SUN | 2 |  | 3601 |  |  | 0 |  |  |  | 0
2020 | NC | Red Toad 4451 Buffalo Road, LLC | 62131 | SRVC | SERC Virginia/Carolina | SUN | 2 |  | 3987 |  |  | 0 |  |  |  | 0
2020 | NC | Red Toad 5840 Buffalo Road, LLC | 62204 | SRVC | SERC Virginia/Carolina | SUN | 2 |  | 3764 |  |  | 0 |  |  |  | 0
2020 | NC | Redmon Solar Farm LLC | 59114 | SRVC | SERC Virginia/Carolina | SUN | 2 |  | 3757 |  |  | 0 |  |  |  | 0
2020 | NC | Reidsville Energy Center | 61240 | SRVC | SERC Virginia/Carolina | NG | 543.9
2020 | NC | Reventure Park | 58865 | SRVC | SERC Virginia/Carolina | LFG | 3.5 | 0.47522 | 26173 | 129265.547 | 0.9501 | 0.072602 | 0.0147 | Estimated using an emission factor | 272010.008 | 1.9993
2020 | NC | Rhodhiss | 2730 | SRVC | SERC Virginia/Carolina | WAT | 25.5 |  | 119034 |  |  | 0 |  |  |  | 0
2020 | NC | Rhubarb One | 59216 | SRVC | SERC Virginia/Carolina | SUN | 5
2020 | NC | Richmond County Plant | 7805 | SRVC | SERC Virginia/Carolina | NG | 2244.8 |  | 8581071 | 65330393 | 179.7 | 0.041883 | 0.0055013 | EPA/NEI | 65330393 | 179.7
2020 | NC | River Road Solar, LLC | 60487 | SRVC | SERC Virginia/Carolina | SUN | 5 |  | 7420 |  |  | 0 |  |  |  | 0
2020 | NC | Riverbend | 2732 | SRVC | SERC Virginia/Carolina |  | 601.2
2020 | NC | RJ Solar | 58743 | SRVC | SERC Virginia/Carolina | SUN | 5
2020 | NC | Roanoke Rapids | 2758 | SRVC | SERC Virginia/Carolina | WAT | 100 |  | 401096 |  |  | 0 |  |  |  | 0
2020 | NC | Robeson County LFG to Energy | 59763 | SRVC | SERC Virginia/Carolina | LFG | 2 |  | 1099 | 36018 | 0.26473 | 0.48177 | 0.0147 | Estimated using an emission factor | 36018 | 0.26473
2020 | NC | Robin Solar | 60165 | SRVC | SERC Virginia/Carolina | SUN | 5
2020 | NC | Rock Farm | 58347 | SRVC | SERC Virginia/Carolina | SUN | 5 |  | 8700 |  |  | 0 |  |  |  | 0
2020 | NC | Rockingham County Combustion Turbine | 55116 | SRVC | SERC Virginia/Carolina | NG | 977.5 |  | 656571 | 6862917.938 | 29.75 | 0.090622 | 0.0086698 | EPA/NEI | 6862917.938 | 29.75
2020 | NC | Rockingham Solar, LLC | 60106 | SRVC | SERC Virginia/Carolina | SUN | 5 |  | 9098 |  |  | 0 |  |  |  | 0
2020 | NC | Rockwell Solar LLC | 58668 | SRVC | SERC Virginia/Carolina | SUN | 3.5 |  | 4290 |  |  | 0 |  |  |  | 0
2020 | NC | Rocky Mount Mill | 50468 | SRVC | SERC Virginia/Carolina | WAT | 1.6 |  | 0
2020 | NC | Roman Solar | 60159 | SRVC | SERC Virginia/Carolina | SUN | 5
2020 | NC | Roper Farm, LLC | 60761 | SRVC | SERC Virginia/Carolina | SUN | 5 |  | 9208 |  |  | 0 |  |  |  | 0
2020 | NC | Rose Acre Solar Energy Storage | 64511 | SRVC | SERC Virginia/Carolina |  | 4.5
2020 | NC | Rose Hill | 59375 | SRVC | SERC Virginia/Carolina | SUN | 2 |  | 3210 |  |  | 0 |  |  |  | 0
2020 | NC | Rosemary Power Station | 50555 | SRVC | SERC Virginia/Carolina | DFO | 180 | 1 | 3492 | 38362.615 | 0.21 | 0.12027 | 0.010948 | EPA/NEI | 38362.615 | 0.21
2020 | NC | Rosewood Solar | 61520 | SRVC | SERC Virginia/Carolina | SUN | 2 |  | 3839 |  |  | 0 |  |  |  | 0
2020 | NC | Round Hill PV1 | 59998 | SRVC | SERC Virginia/Carolina | SUN | 5
2020 | NC | Roxboro | 2712 | SRVC | SERC Virginia/Carolina | BIT | 2574.5 |  | 5259593 | 55418825.5 | 409.35 | 0.15566 | 0.014773 | EPA/NEI | 55418825.5 | 409.35
2020 | NC | Roxboro Farm | 58340 | SRVC | SERC Virginia/Carolina | SUN | 5 |  | 8545 |  |  | 0 |  |  |  | 0
2020 | NC | Roxboro Solar Farm, LLC | 61288 | SRVC | SERC Virginia/Carolina | SUN | 5 |  | 8676 |  |  | 0 |  |  |  | 0
2020 | NC | Royal Solar | 59831 | SRVC | SERC Virginia/Carolina | SUN | 4.9 |  | 7903 |  |  | 0 |  |  |  | 0
2020 | NC | Ruff Solar LLC | 62594 | SRVC | SERC Virginia/Carolina | SUN | 22 |  | 10768 |  |  | 0 |  |  |  | 0
2020 | NC | Ruskin Solar | 60922 | SRVC | SERC Virginia/Carolina | SUN | 2 |  | 3875 |  |  | 0 |  |  |  | 0
2020 | NC | Rutherford Farm | 59589 | SRVC | SERC Virginia/Carolina | SUN | 74.8 |  | 131378 |  |  | 0 |  |  |  | 0
2020 | NC | Ryland Road Solar | 64677 | SRVC | SERC Virginia/Carolina | SUN | 5
2020 | NC | Sabattus Solar LLC | 62596 | SRVC | SERC Virginia/Carolina | SUN | 5 |  | 7766 |  |  | 0 |  |  |  | 0
2020 | NC | Sadie Solar | 60168 | SRVC | SERC Virginia/Carolina | SUN | 5
2020 | NC | Sadiebrook NC Solar | 62102 | SRVC | SERC Virginia/Carolina | SUN | 5 |  | 8662 |  |  | 0 |  |  |  | 0
2020 | NC | Salem Energy Systems LLC | 54984 | SRVC | SERC Virginia/Carolina | LFG | 9 | 1 | 29417 | 449785 | 4.8577 | 0.33026 | 0.0216 | EPA/NEI; Estimated using an emission factor | 449785 | 4.8577
2020 | NC | Salisbury Solar | 61128 | SRVC | SERC Virginia/Carolina | SUN | 3.8 |  | 7501 |  |  | 0 |  |  |  | 0
2020 | NC | Samarcand Solar Farm, LLC | 58805 | SRVC | SERC Virginia/Carolina | SUN | 5 |  | 7521 |  |  | 0 |  |  |  | 0
2020 | NC | Sampson County Disposal | 57492 | SRVC | SERC Virginia/Carolina | LFG | 12.8 |  | 63615 | 635187.984 | 4.6686 | 0.14678 | 0.0147 | EPA/NEI; Estimated using an emission factor | 635187.984 | 4.6686
2020 | NC | Sampson Solar | 61096 | SRVC | SERC Virginia/Carolina | SUN | 2 |  | 3761 |  |  | 0 |  |  |  | 0
2020 | NC | Sandy Cross Solar, LLC | 58491 | SRVC | SERC Virginia/Carolina | SUN | 1.2 |  | 1995 |  |  | 0 |  |  |  | 0
2020 | NC | Sandy Solar | 62692 | SRVC | SERC Virginia/Carolina | SUN | 5 |  | 9713 |  |  | 0 |  |  |  | 0
2020 | NC | Santeetlah | 54898 | SRTV | SERC Tennessee Valley | WAT | 45 |  | 219829 |  |  | 0 |  |  |  | 0
2020 | NC | Sarah Solar | 59500 | SRVC | SERC Virginia/Carolina | SUN | 5 |  | 7868 |  |  | 0 |  |  |  | 0
2020 | NC | SAS Solar Farm | 56915 | SRVC | SERC Virginia/Carolina | SUN | 2 |  | 1977 |  |  | 0 |  |  |  | 0
2020 | NC | Scarlet Solar | 60921 | SRVC | SERC Virginia/Carolina | SUN | 2 |  | 3812 |  |  | 0 |  |  |  | 0
2020 | NC | Schell Solar Farm | 59591 | SRVC | SERC Virginia/Carolina | SUN | 5 |  | 8254 |  |  | 0 |  |  |  | 0
2020 | NC | Scotch Bonnet Solar, LLC | 63345 | SRVC | SERC Virginia/Carolina | SUN | 4.5 |  | 0
2020 | NC | Seaboard Solar LLC | 59643 | SRVC | SERC Virginia/Carolina | SUN | 5 |  | 8799 |  |  | 0 |  |  |  | 0
2020 | NC | Sedberry Farm | 59592 | SRVC | SERC Virginia/Carolina | SUN | 5 |  | 8483 |  |  | 0 |  |  |  | 0
2020 | NC | Sellers Farm Solar | 60439 | SRVC | SERC Virginia/Carolina | SUN | 5
2020 | NC | Selma Solar LLC | 58669 | SRVC | SERC Virginia/Carolina | SUN | 5 |  | 7829 |  |  | 0 |  |  |  | 0
2020 | NC | Shadow Solar | 58744 | SRVC | SERC Virginia/Carolina | SUN | 3
2020 | NC | Shakespeare Solar | 63014 | SRVC | SERC Virginia/Carolina | SUN | 5
2020 | NC | Shankle Solar Center LLC | 58956 | SRVC | SERC Virginia/Carolina | SUN | 4.8 |  | 7850 |  |  | 0 |  |  |  | 0
2020 | NC | Shannon Farm | 58323 | SRVC | SERC Virginia/Carolina | SUN | 5 |  | 8005 |  |  | 0 |  |  |  | 0
2020 | NC | Shawboro PV1 | 59155 | SRVC | SERC Virginia/Carolina | SUN | 20 |  | 36024 |  |  | 0 |  |  |  | 0
2020 | NC | Shelby Randolph Road Solar 1, LLC | 60101 | SRVC | SERC Virginia/Carolina | SUN | 2 |  | 3180 |  |  | 0 |  |  |  | 0
2020 | NC | Shelby Solar Energy Generation Facility | 57200 | SRVC | SERC Virginia/Carolina | SUN | 1 |  | 1488 |  |  | 0 |  |  |  | 0
2020 | NC | Shelby, NC | 54363 | SRVC | SERC Virginia/Carolina | DFO | 4.2 |  | 0
2020 | NC | Shelby, Toms Street | 56063 | SRVC | SERC Virginia/Carolina | DFO | 1.8 |  | -40 | 43 | 0.006665 | 0 | 0.31 | Estimated using an emission factor | 43 | 0.006665
2020 | NC | Shelter Solar | 60156 | SRVC | SERC Virginia/Carolina | SUN | 5 |  | 9295 |  |  | 0 |  |  |  | 0
2020 | NC | Shiloh Hwy Solar | 62691 | SRVC | SERC Virginia/Carolina | SUN | 5 |  | 9542 |  |  | 0 |  |  |  | 0
2020 | NC | Shoe Creek Solar, LLC | 60380 | SRVC | SERC Virginia/Carolina | SUN | 65 |  | 138198 |  |  | 0 |  |  |  | 0
2020 | NC | SID Solar I, LLC | 60108 | SRVC | SERC Virginia/Carolina | SUN | 5 |  | 7774 |  |  | 0 |  |  |  | 0
2020 | NC | Sigmon Catawba Farm | 58861 | SRVC | SERC Virginia/Carolina | SUN | 5 |  | 8116 |  |  | 0 |  |  |  | 0
2020 | NC | Signature Solar | 60155 | SRVC | SERC Virginia/Carolina | SUN | 5
2020 | NC | Siler 421 Farm, LLC | 61019 | SRVC | SERC Virginia/Carolina | SUN | 5 |  | 9518 |  |  | 0 |  |  |  | 0
2020 | NC | Siler City Solar 2 | 64121 | SRVC | SERC Virginia/Carolina | SUN | 4.9 |  | 9776 |  |  | 0 |  |  |  | 0
2020 | NC | Siler Solar LLC | 59112 | SRVC | SERC Virginia/Carolina | SUN | 5 |  | 9112 |  |  | 0 |  |  |  | 0
2020 | NC | Simons Farm | 59149 | SRVC | SERC Virginia/Carolina | SUN | 5 |  | 7845 |  |  | 0 |  |  |  | 0
2020 | NC | Smithfield Farmland Corp Bladen | 54823 | SRVC | SERC Virginia/Carolina | DFO | 28.5 | 1 | 50.996 | 655.994 | 0.10168 | 3.9877 | 0.31 | Estimated using an emission factor | 655.994 | 0.10168
2020 | NC | Smithfield Packaged Meats Corp. | 56035 | SRVC | SERC Virginia/Carolina | DFO | 2.8 | 0.99662 | 311 | 2632.073 | 0.40797 | 2.6236 | 0.31 | Estimated using an emission factor | 2641 | 0.40936
2020 | NC | Smithfield Packaged Meats Corp. | 58575 | SRVC | SERC Virginia/Carolina | DFO | 9.2 | 0.60745 | 1398 | 9283.642 | 1.439 | 2.0586 | 0.31 | Estimated using an emission factor | 15283 | 2.3689
2020 | NC | Snow Camp Solar, LLC | 60367 | SRVC | SERC Virginia/Carolina | SUN | 5.2 |  | 10531 |  |  | 0 |  |  |  | 0
2020 | NC | Snow Hill Solar 2 LLC | 59106 | SRVC | SERC Virginia/Carolina | SUN | 2 |  | 3531 |  |  | 0 |  |  |  | 0
2020 | NC | SoINCPower5, LLC | 59857 | SRVC | SERC Virginia/Carolina | SUN | 5 |  | 10209 |  |  | 0 |  |  |  | 0
2020 | NC | SoINCPower6, LLC | 59856 | SRVC | SERC Virginia/Carolina | SUN | 5 |  | 10383 |  |  | 0 |  |  |  | 0
2020 | NC | Solar Lee, LLC | 64237 | SRVC | SERC Virginia/Carolina | SUN | 6.7
2020 | NC | Solar Star North Carolina II LLC | 57435 | SRVC | SERC Virginia/Carolina | SUN | 6.5 |  | 9063 |  |  | 0 |  |  |  | 0
2020 | NC | Soluga Farms 1 | 59191 | SRVC | SERC Virginia/Carolina | SUN | 5 |  | 8583 |  |  | 0 |  |  |  | 0
2020 | NC | Soluga Farms 2 LLC | 59192 | SRVC | SERC Virginia/Carolina | SUN | 5 |  | 8407 |  |  | 0 |  |  |  | 0
2020 | NC | Soluga Farms III | 60580 | SRVC | SERC Virginia/Carolina | SUN | 5 |  | 8960 |  |  | 0 |  |  |  | 0
2020 | NC | Soluga Farms IV | 59934 | SRVC | SERC Virginia/Carolina | SUN | 3.4 |  | 8055 |  |  | 0 |  |  |  | 0
2020 | NC | Sonne One | 58782 | SRVC | SERC Virginia/Carolina | SUN | 5 |  | 8856 |  |  | 0 |  |  |  | 0
2020 | NC | Sonne Two | 58829 | SRVC | SERC Virginia/Carolina | SUN | 5 |  | 9004 |  |  | 0 |  |  |  | 0
2020 | NC | Sophie Solar | 58745 | SRVC | SERC Virginia/Carolina | SUN | 4.5 |  | 7444 |  |  | 0 |  |  |  | 0
2020 | NC | Soul City Solar | 59606 | SRVC | SERC Virginia/Carolina | SUN | 3.5 |  | 5060 |  |  | 0 |  |  |  | 0
2020 | NC | South Atlantic Services Solar Farm I | 60798 | SRVC | SERC Virginia/Carolina | SUN | 1.6 |  | 2840 |  |  | 0 |  |  |  | 0
2020 | NC | South Louisburg Solar | 59825 | SRVC | SERC Virginia/Carolina | SUN | 5 |  | 9547 |  |  | 0 |  |  |  | 0
2020 | NC | South River H4 Solar Energy Storage | 64509 | SRVC | SERC Virginia/Carolina |  | 1.1
2020 | NC | South Robeson Farm | 58273 | SRVC | SERC Virginia/Carolina | SUN | 5 |  | 7742 |  |  | 0 |  |  |  | 0
2020 | NC | South Winston Farm, LLC | 60409 | SRVC | SERC Virginia/Carolina | SUN | 5.2 |  | 8771 |  |  | 0 |  |  |  | 0
2020 | NC | Southerland Farm Solar | 60553 | SRVC | SERC Virginia/Carolina | SUN | 5 |  | 9216 |  |  | 0 |  |  |  | 0
2020 | NC | Speedway Solar NC, LLC | 62821 | SRVC | SERC Virginia/Carolina | SUN | 22.6
2020 | NC | Spencer Farm, LLC | 61220 | SRVC | SERC Virginia/Carolina | SUN | 5 |  | 8087 |  |  | 0 |  |  |  | 0
2020 | NC | Spencer Meadow Solar Energy Storage | 64520 | SRVC | SERC Virginia/Carolina |  | 4.5
2020 | NC | Spicewood Solar Farm LLC | 59109 | SRVC | SERC Virginia/Carolina | SUN | 5 |  | 8087 |  |  | 0 |  |  |  | 0
2020 | NC | Spring Hope Solar 3, LLC | 62997 | SRVC | SERC Virginia/Carolina | SUN | 4.9 |  | 30 |  |  | 0 |  |  |  | 0
2020 | NC | Spring Valley Farm 2, LLC | 59593 | SRVC | SERC Virginia/Carolina | SUN | 5 |  | 8882 |  |  | 0 |  |  |  | 0
2020 | NC | St. Pauls Solar 1, LLC | 60396 | SRVC | SERC Virginia/Carolina | SUN | 4.9 |  | 8237 |  |  | 0 |  |  |  | 0
2020 | NC | St. Pauls Solar 2 | 61156 | SRVC | SERC Virginia/Carolina | SUN | 5 |  | 9193 |  |  | 0 |  |  |  | 0
2020 | NC | Stagecoach Solar | 59604 | SRVC | SERC Virginia/Carolina | SUN | 5 |  | 8270 |  |  | 0 |  |  |  | 0
2020 | NC | Stainback Solar Farm | 60257 | SRVC | SERC Virginia/Carolina | SUN | 5 |  | 9145 |  |  | 0 |  |  |  | 0
2020 | NC | Stanly Solar, LLC | 64702 | SRVC | SERC Virginia/Carolina | SUN | 50
2020 | NC | Star Solar | 58746 | SRVC | SERC Virginia/Carolina | SUN | 5 |  | 8973 |  |  | 0 |  |  |  | 0
2020 | NC | Starr | 62602 | SRVC | SERC Virginia/Carolina | SUN | 5 |  | 10299 |  |  | 0 |  |  |  | 0
2020 | NC | Statesville Delivery No 3 | 56552 | SRVC | SERC Virginia/Carolina | DFO | 2.2 |  | -53 | 31 | 0.004805 | 0 | 0.31 | Estimated using an emission factor | 31 | 0.004805
2020 | NC | Statesville Solar | 61535 | SRVC | SERC Virginia/Carolina | SUN | 5 |  | 9165 |  |  | 0 |  |  |  | 0
2020 | NC | Statesville, Highway 64 | 56062 | SRVC | SERC Virginia/Carolina | DFO | 1.8 |  | -45 | 50 | 0.00775 | 0 | 0.31 | Estimated using an emission factor | 50 | 0.00775
2020 | NC | Stikeleather Farm | 59595 | SRVC | SERC Virginia/Carolina | SUN | 5 |  | 8711 |  |  | 0 |  |  |  | 0
2020 | NC | Stone Solar | 61085 | SRVC | SERC Virginia/Carolina | SUN | 5 |  | 9483 |  |  | 0 |  |  |  | 0
2020 | NC | Stony Knoll Solar, LLC | 62820 | SRVC | SERC Virginia/Carolina | SUN | 22.6
2020 | NC | Stout Farm | 59581 | SRVC | SERC Virginia/Carolina | SUN | 5 |  | 8040 |  |  | 0 |  |  |  | 0
2020 | NC | Strider Solar, LLC | 63270 | SRVC | SERC Virginia/Carolina | SUN | 5 |  | 8428 |  |  | 0 |  |  |  | 0
2020 | NC | Sugar Run Solar | 60189 | SRVC | SERC Virginia/Carolina | SUN | 5 |  | 8949 |  |  | 0 |  |  |  | 0
2020 | NC | Sugar Solar, LLC | 63807 | SRVC | SERC Virginia/Carolina | SUN | 60
2020 | NC | Summit Farms Solar | 60611 | SRVC | SERC Virginia/Carolina | SUN | 62.4 |  | 120442 |  |  | 0 |  |  |  | 0
2020 | NC | Sun Devil Solar | 59505 | SRVC | SERC Virginia/Carolina | SUN | 5 |  | 8156 |  |  | 0 |  |  |  | 0
2020 | NC | Sun Farm V, LLC | 61287 | SRVC | SERC Virginia/Carolina | SUN | 5 |  | 9137 |  |  | 0 |  |  |  | 0
2020 | NC | Sun Farm VI, LLC | 61842 | SRVC | SERC Virginia/Carolina | SUN | 5 |  | 9784 |  |  | 0 |  |  |  | 0
2020 | NC | Sun Farm VIII, LLC | 64311 | SRVC | SERC Virginia/Carolina | SUN | 4 |  | 0
2020 | NC | Suncaster, LLC | 64477 | SRVC | SERC Virginia/Carolina | SUN | 2.4
2020 | NC | SunEdison LV Sutton Plant Site | 56938 | SRVC | SERC Virginia/Carolina | SUN | 1.2 |  | 1452 |  |  | 0 |  |  |  | 0
2020 | NC | SunEnergy1-Scotland Neck, LLC | 59898 | SRVC | SERC Virginia/Carolina | SUN | 3 |  | 5673 |  |  | 0 |  |  |  | 0
2020 | NC | Sunfish Farm | 58864 | SRVC | SERC Virginia/Carolina | SUN | 5 |  | 8996 |  |  | 0 |  |  |  | 0
2020 | NC | Sunflower Solar | 60638 | SRVC | SERC Virginia/Carolina | SUN | 16 |  | 31147 |  |  | 0 |  |  |  | 0
2020 | NC | Swansboro Solar, LLC | 64476 | SRVC | SERC Virginia/Carolina | SUN | 4.9
2020 | NC | Sweet Tea Solar, LLC | 64273 | SRVC | SERC Virginia/Carolina | SUN | 4.5
2020 | NC | Sweetgum Solar | 59824 | SRVC | SERC Virginia/Carolina | SUN | 5 |  | 8639 |  |  | 0 |  |  |  | 0
2020 | NC | Tamworth Holdings | 60394 | SRVC | SERC Virginia/Carolina | SUN | 5 |  | 9893 |  |  | 0 |  |  |  | 0
2020 | NC | Tanager Holdings | 60691 | SRVC | SERC Virginia/Carolina | SUN | 5 |  | 8140 |  |  | 0 |  |  |  | 0
2020 | NC | Tarboro Solar | 59648 | SRVC | SERC Virginia/Carolina | SUN | 5 |  | 8024 |  |  | 0 |  |  |  | 0
2020 | NC | Tart Farm | 59583 | SRVC | SERC Virginia/Carolina | SUN | 5 |  | 8348 |  |  | 0 |  |  |  | 0
2020 | NC | Tate Solar | 60160 | SRVC | SERC Virginia/Carolina | SUN | 5 |  | 3306 |  |  | 0 |  |  |  | 0
2020 | NC | Taylorsville Solar LLC | 57402 | SRVC | SERC Virginia/Carolina | SUN | 1.2 |  | 1492 |  |  | 0 |  |  |  | 0
2020 | NC | Tennessee Creek | 2749 | SRVC | SERC Virginia/Carolina | WAT | 10.8 |  | -12 |  |  | 0 |  |  |  | 0
2020 | NC | Thanksgiving Fire Solar Farm, LLC | 62786 | SRVC | SERC Virginia/Carolina | SUN | 2 |  | 3722 |  |  | 0 |  |  |  | 0
2020 | NC | Thigpen Farms Solar, LLC | 60850 | SRVC | SERC Virginia/Carolina | SUN | 5
2020 | NC | Thornton PV1 | 59152 | SRVC | SERC Virginia/Carolina | SUN | 5 |  | 8187 |  |  | 0 |  |  |  | 0
2020 | NC | Thorpe | 2750 | SRVC | SERC Virginia/Carolina | WAT | 21.6 |  | 118015 |  |  | 0 |  |  |  | 0
2020 | NC | Three Bridge | 62540 | SRVC | SERC Virginia/Carolina | SUN | 2 |  | 3474 |  |  | 0 |  |  |  | 0
2020 | NC | Tiburon Holdings | 59217 | SRVC | SERC Virginia/Carolina | SUN | 5 |  | 9034 |  |  | 0 |  |  |  | 0
2020 | NC | Tides Lane Farm | 60429 | SRVC | SERC Virginia/Carolina | SUN | 3.7 |  | 6976 |  |  | 0 |  |  |  | 0
2020 | NC | Tillery | 2714 | SRVC | SERC Virginia/Carolina | WAT | 84 |  | 316756.001 |  |  | 0 |  |  |  | 0
2020 | NC | Tolson Solar | 61131 | SRVC | SERC Virginia/Carolina | SUN | 3 |  | 4918 |  |  | 0 |  |  |  | 0
2020 | NC | Town of Cary | 59377 | SRVC | SERC Virginia/Carolina | SUN | 1.5 |  | 2166 |  |  | 0 |  |  |  | 0
2020 | NC | Tracy Solar | 59498 | SRVC | SERC Virginia/Carolina | SUN | 10 |  | 17266 |  |  | 0 |  |  |  | 0
2020 | NC | Trent River Solar, LLC | 63842 | SRVC | SERC Virginia/Carolina | SUN | 78.7
2020 | NC | Trinity Solar | 60291 | SRVC | SERC Virginia/Carolina | SUN | 5 |  | 8763 |  |  | 0 |  |  |  | 0
2020 | NC | Tripple State Farm | 61086 | SRVC | SERC Virginia/Carolina | SUN | 5 |  | 9293 |  |  | 0 |  |  |  | 0
2020 | NC | Trojan Solar, LLC | 64366 | SRVC | SERC Virginia/Carolina | SUN | 5 |  | 40 |  |  | 0 |  |  |  | 0
2020 | NC | Tuckasegee | 2751 | SRVC | SERC Virginia/Carolina | WAT | 3 |  | 5018 |  |  | 0 |  |  |  | 0
2020 | NC | Tuckertown Hydro | 54897 | SRVC | SERC Virginia/Carolina | WAT | 42 |  | 183321.999 |  |  | 0 |  |  |  | 0
2020 | NC | Turkey Branch Solar LLC | 58670 | SRVC | SERC Virginia/Carolina | SUN | 5 |  | 7968 |  |  | 0 |  |  |  | 0
2020 | NC | Turkey Creek PV1 | 60000 | SRVC | SERC Virginia/Carolina | SUN | 13.5 |  | 21165 |  |  | 0 |  |  |  | 0
2020 | NC | Turner Shoals | 2735 | SRVC | SERC Virginia/Carolina | WAT | 5.4 |  | 21581 |  |  | 0 |  |  |  | 0
2020 | NC | Tuxedo | 2736 | SRVC | SERC Virginia/Carolina | WAT | 5 |  | 31565 |  |  | 0 |  |  |  | 0
2020 | NC | TWE Chocowinity Solar, LLC | 60048 | SRVC | SERC Virginia/Carolina | SUN | 4.5 |  | 6505 |  |  | 0 |  |  |  | 0
2020 | NC | TWE New Bern Solar Project, LLC | 60191 | SRVC | SERC Virginia/Carolina | SUN | 4 |  | 5888 |  |  | 0 |  |  |  | 0
2020 | NC | Two Lines Farm | 58348 | SRVC | SERC Virginia/Carolina | SUN | 5 |  | 8159 |  |  | 0 |  |  |  | 0
2020 | NC | Two Mile Desert Project | 60510 | SRVC | SERC Virginia/Carolina | SUN | 16.2 |  | 27834 |  |  | 0 |  |  |  | 0
2020 | NC | Two Mile Solar | 59427 | SRVC | SERC Virginia/Carolina | SUN | 5 |  | 7600 |  |  | 0 |  |  |  | 0
2020 | NC | UNC-CH LFG Facility | 58268 | SRVC | SERC Virginia/Carolina | LFG | 1 |  | 0
2020 | NC | Underwood PV2 | 60998 | SRVC | SERC Virginia/Carolina | SUN | 16 |  | 2433 |  |  | 0 |  |  |  | 0
2020 | NC | University of NC Chapel Hill | 54276 | SRVC | SERC Virginia/Carolina | BIT | 56 | 0.15174 | 62928 | 364838.948 | 0.8528 | 0.027104 | 0.0046749 | EPA/NEI | 2404310.164 | 5.62
2020 | NC | Upchurch Solar Center LLC | 58812 | SRVC | SERC Virginia/Carolina | SUN | 5 |  | 8220 |  |  | 0 |  |  |  | 0
2020 | NC | Uwharrie Mountain Renewable | 58526 | SRVC | SERC Virginia/Carolina | LFG | 9.6 |  | 57589.002 | 616523.016 | 4.5314 | 0.15737 | 0.0147 | Estimated using an emission factor | 616523.016 | 4.5314
2020 | NC | Van Buren | 64674 | SRVC | SERC Virginia/Carolina | SUN | 2
2020 | NC | Van Slyke Solar Center, LLC | 59761 | SRVC | SERC Virginia/Carolina | SUN | 5 |  | 8782 |  |  | 0 |  |  |  | 0
2020 | NC | Vance Solar Farm, LLC | 59928 | SRVC | SERC Virginia/Carolina | SUN | 5 |  | 8515 |  |  | 0 |  |  |  | 0
2020 | NC | Vaughn Creek PV1 | 60001 | SRVC | SERC Virginia/Carolina | SUN | 20 |  | 40606 |  |  | 0 |  |  |  | 0
2020 | NC | Ventura Solar, LLC | 63734 | SRVC | SERC Virginia/Carolina | SUN | 5 |  | 659 |  |  | 0 |  |  |  | 0
2020 | NC | Vickers | 59190 | SRVC | SERC Virginia/Carolina | SUN | 2 |  | 3584 |  |  | 0 |  |  |  | 0
2020 | NC | Vicksburg Solar | 59605 | SRVC | SERC Virginia/Carolina | SUN | 5 |  | 8430 |  |  | 0 |  |  |  | 0
2020 | NC | Violet Solar | 60961 | SRVC | SERC Virginia/Carolina | SUN | 5 |  | 9519 |  |  | 0 |  |  |  | 0
2020 | NC | Viper Solar | 60920 | SRVC | SERC Virginia/Carolina | SUN | 2 |  | 3847 |  |  | 0 |  |  |  | 0
2020 | NC | W H Weatherspoon | 2716 | SRVC | SERC Virginia/Carolina | DFO | 328.5 |  | -62 | 22462.3 | 0.09 | 0 | 0.0080134 | EPA/NEI | 22462.3 | 0.09
2020 | NC | Waco Farm | 58863 | SRVC | SERC Virginia/Carolina | SUN | 5 |  | 8233 |  |  | 0 |  |  |  | 0
2020 | NC | Wadesboro 4 | 62627 | SRVC | SERC Virginia/Carolina | SUN | 2.2 |  | 3814 |  |  | 0 |  |  |  | 0
2020 | NC | Wadesboro Farm 1 | 61087 | SRVC | SERC Virginia/Carolina | SUN | 5 |  | 8115 |  |  | 0 |  |  |  | 0
2020 | NC | Wadesboro Farm 2 | 60575 | SRVC | SERC Virginia/Carolina | SUN | 5 |  | 9079 |  |  | 0 |  |  |  | 0
2020 | NC | Wadesboro Farm 3 | 60576 | SRVC | SERC Virginia/Carolina | SUN | 5 |  | 8172 |  |  | 0 |  |  |  | 0
2020 | NC | Wadesboro Solar | 61129 | SRVC | SERC Virginia/Carolina | SUN | 5 |  | 9001 |  |  | 0 |  |  |  | 0
2020 | NC | Wagstaff Farm 1 | 58862 | SRVC | SERC Virginia/Carolina | SUN | 5 |  | 8638 |  |  | 0 |  |  |  | 0
2020 | NC | Wake County LFG Facility | 59688 | SRVC | SERC Virginia/Carolina | LFG | 9 |  | 57504.99 | 683086.992 | 5.0207 | 0.17462 | 0.0147 | Estimated using an emission factor | 683086.992 | 5.0207
2020 | NC | Wake RJ3 Solar Energy Storage | 64513 | SRVC | SERC Virginia/Carolina |  | 1.1
2020 | NC | Wakefield Solar | 61536 | SRVC | SERC Virginia/Carolina | SUN | 5 |  | 8857 |  |  | 0 |  |  |  | 0
2020 | NC | Wallace | 59050 | SRVC | SERC Virginia/Carolina | SUN | 2 |  | 3184 |  |  | 0 |  |  |  | 0
2020 | NC | Walters | 2715 | SRVC | SERC Virginia/Carolina | WAT | 108 |  | 534273 |  |  | 0 |  |  |  | 0
2020 | NC | Walters Solar (FLS 260) | 59603 | SRVC | SERC Virginia/Carolina | SUN | 5 |  | 8537 |  |  | 0 |  |  |  | 0
2020 | NC | Warbler Holdings | 60393 | SRVC | SERC Virginia/Carolina | SUN | 4
2020 | NC | Ward WTP | 57607 | SRVC | SERC Virginia/Carolina | DFO | 2 |  | 37 | 459 | 0.071145 | 3.8457 | 0.31 | Estimated using an emission factor | 459 | 0.071145
2020 | NC | Warren Solar Farm LLC | 62223 | SRVC | SERC Virginia/Carolina | SUN | 5 |  | 10907 |  |  | 0 |  |  |  | 0
2020 | NC | Warrenton Farm | 58312 | SRVC | SERC Virginia/Carolina | SUN | 4 |  | 7378 |  |  | 0 |  |  |  | 0
2020 | NC | Warrenton I Solar | 62100 | SRVC | SERC Virginia/Carolina | SUN | 4.9 |  | 7942 |  |  | 0 |  |  |  | 0
2020 | NC | Warsaw Farm | 58848 | SRVC | SERC Virginia/Carolina | SUN | 65 |  | 111432 |  |  | 0 |  |  |  | 0
2020 | NC | Warsaw I | 59119 | SRVC | SERC Virginia/Carolina | SUN | 2 |  | 3287 |  |  | 0 |  |  |  | 0
2020 | NC | Warsaw II | 59120 | SRVC | SERC Virginia/Carolina | SUN | 2 |  | 3366 |  |  | 0 |  |  |  | 0
2020 | NC | Washington Airport Solar LLC | 58845 | SRVC | SERC Virginia/Carolina | SUN | 5 |  | 8789 |  |  | 0 |  |  |  | 0
2020 | NC | Washington Millfield Solar, LLC | 58846 | SRVC | SERC Virginia/Carolina | SUN | 5 |  | 8755 |  |  | 0 |  |  |  | 0
2020 | NC | Washington Solar | 60948 | SRVC | SERC Virginia/Carolina | SUN | 5
2020 | NC | Washington White Post Solar LLC | 58135 | SRVC | SERC Virginia/Carolina | SUN | 12.4 |  | 19790 |  |  | 0 |  |  |  | 0
2020 | NC | Waste Management Piedmont LFGTE Project | 57169 | SRVC | SERC Virginia/Carolina | LFG | 2.4 |  | 12576 | 153407.004 | 1.1275 | 0.17932 | 0.0147 | Estimated using an emission factor | 153407.004 | 1.1275
2020 | NC | Water Filter Plant #2 | 55534 | SRVC | SERC Virginia/Carolina | DFO | 3.4 |  | 1 | 672 | 0.10416 | 208.32 | 0.31 | EPA/NEI; Estimated using an emission factor | 672 | 0.10416
2020 | NC | Watson Seed Farm PV1 | 59153 | SRVC | SERC Virginia/Carolina | SUN | 20 |  | 30205 |  |  | 0 |  |  |  | 0
2020 | NC | Watts Farm | 58317 | SRVC | SERC Virginia/Carolina | SUN | 5 |  | 8299 |  |  | 0 |  |  |  | 0
2020 | NC | Wayne Solar I LLC | 60602 | SRVC | SERC Virginia/Carolina | SUN | 5 |  | 6820 |  |  | 0 |  |  |  | 0
2020 | NC | Wayne Solar II LLC | 60598 | SRVC | SERC Virginia/Carolina | SUN | 5 |  | 7838 |  |  | 0 |  |  |  | 0
2020 | NC | Wayne Solar III LLC | 60597 | SRVC | SERC Virginia/Carolina | SUN | 5 |  | 7602 |  |  | 0 |  |  |  | 0
2020 | NC | Wellons Farm | 59584 | SRVC | SERC Virginia/Carolina | SUN | 5 |  | 10052 |  |  | 0 |  |  |  | 0
2020 | NC | Wendell Solar Farm LLC | 62595 | SRVC | SERC Virginia/Carolina | SUN | 5 |  | 8492 |  |  | 0 |  |  |  | 0
2020 | NC | West River Solar, LLC | 63806 | SRVC | SERC Virginia/Carolina | SUN | 40
2020 | NC | West Salisbury Farm LLC | 59111 | SRVC | SERC Virginia/Carolina | SUN | 5 |  | 7949 |  |  | 0 |  |  |  | 0
2020 | NC | Westminister NC | 63567 | SRVC | SERC Virginia/Carolina | SUN | 75
2020 | NC | WestRock Kraft Paper, LLC | 50254 | SRVC | SERC Virginia/Carolina | BIT | 28.3 | 0.10207 | 200123.39 | 169606.913 | 0.94177 | 0.0094119 | 0.011105 | NEI avg EF - PM, fuel type, firing type | 1661669 | 9.2267
2020 | NC | Westside WWTP | 57608 | SRVC | SERC Virginia/Carolina | DFO | 1.8 |  | 64 | 696 | 0.10788 | 3.3712 | 0.31 | Estimated using an emission factor | 696 | 0.10788
2020 | NC | Weyerhaeuser - New Bern | 50188 | SRVC | SERC Virginia/Carolina | NG | 67.8 | 0.14071 | 218228.78 | 121965.784 | 0.44785 | 0.0041044 | 0.0073439 | NEI avg EF - PM, fuel type, firing type | 866798 | 3.1829
2020 | NC | Whitakers | 59526 | SRVC | SERC Virginia/Carolina | SUN | 12 |  | 24703 |  |  | 0 |  |  |  | 0
2020 | NC | Whitakers Farm (Fisher Rd) | 60438 | SRVC | SERC Virginia/Carolina | SUN | 3.4 |  | 5783 |  |  | 0 |  |  |  | 0
2020 | NC | White Cross Farm | 58341 | SRVC | SERC Virginia/Carolina | SUN | 5 |  | 7830 |  |  | 0 |  |  |  | 0
2020 | NC | White Farm Solar, LLC | 60363 | SRVC | SERC Virginia/Carolina | SUN | 5.2 |  | 9459 |  |  | 0 |  |  |  | 0
2020 | NC | White Street Renewables | 60364 | SRVC | SERC Virginia/Carolina | LFG | 5 |  | 10998 | 126733 | 0.93149 | 0.16939 | 0.0147 | EPA/NEI; Estimated using an emission factor | 126733 | 0.93149
2020 | NC | Whiteville Solar 2 | 60292 | SRVC | SERC Virginia/Carolina | SUN | 5
2020 | NC | Wilfork Solar | 60162 | SRVC | SERC Virginia/Carolina | SUN | 5
2020 | NC | Wilkes Solar, LLC | 64850 | SRVC | SERC Virginia/Carolina | SUN | 75
2020 | NC | Wilkinson Solar LLC | 62544 | SRVC | SERC Virginia/Carolina | SUN | 80.6 |  | 140865 |  |  | 0 |  |  |  | 0
2020 | NC | Willard Solar | 60287 | SRVC | SERC Virginia/Carolina | SUN | 5 |  | 1080 |  |  | 0 |  |  |  | 0
2020 | NC | Williamston Solar | 59176 | SRVC | SERC Virginia/Carolina | SUN | 5 |  | 7902 |  |  | 0 |  |  |  | 0
2020 | NC | Williamston Speight Solar, LLC | 60787 | SRVC | SERC Virginia/Carolina | SUN | 15 |  | 30641 |  |  | 0 |  |  |  | 0
2020 | NC | Williamston West Farm, LLC | 60484 | SRVC | SERC Virginia/Carolina | SUN | 4.9 |  | 8323 |  |  | 0 |  |  |  | 0
2020 | NC | Willoughby PV1 | 60003 | SRVC | SERC Virginia/Carolina | SUN | 20
2020 | NC | Wilson Farm 1 | 58342 | SRVC | SERC Virginia/Carolina | SUN | 5 |  | 7918 |  |  | 0 |  |  |  | 0
2020 | NC | Wilson Solar Farm 1 | 61274 | SRVC | SERC Virginia/Carolina | SUN | 3.4 |  | 5512 |  |  | 0 |  |  |  | 0
2020 | NC | Wilson Solar Farm 2 | 61275 | SRVC | SERC Virginia/Carolina | SUN | 5 |  | 8160 |  |  | 0 |  |  |  | 0
2020 | NC | Wilson Solar Farm 3 | 61276 | SRVC | SERC Virginia/Carolina | SUN | 10 |  | 15448 |  |  | 0 |  |  |  | 0
2020 | NC | Wilson Solar Farm 4 | 61277 | SRVC | SERC Virginia/Carolina | SUN | 10 |  | 15979 |  |  | 0 |  |  |  | 0
2020 | NC | Wilson Solar Farm 5 | 61278 | SRVC | SERC Virginia/Carolina | SUN | 10 |  | 15995 |  |  | 0 |  |  |  | 0
2020 | NC | Wilson Solar Farm 6 | 61279 | SRVC | SERC Virginia/Carolina | SUN | 10 |  | 17770 |  |  | 0 |  |  |  | 0
2020 | NC | Wilson Solar Farm 7 | 61280 | SRVC | SERC Virginia/Carolina | SUN | 10 |  | 16530 |  |  | 0 |  |  |  | 0
2020 | NC | Windsor Cooper HIill Solar, LLC | 58847 | SRVC | SERC Virginia/Carolina | SUN | 5 |  | 8798 |  |  | 0 |  |  |  | 0
2020 | NC | Windsor Hwy 17 Solar | 64678 | SRVC | SERC Virginia/Carolina | SUN | 5
2020 | NC | Windsor Solar | 59171 | SRVC | SERC Virginia/Carolina | SUN | 5 |  | 6923 |  |  | 0 |  |  |  | 0
2020 | NC | Winton Solar | 59177 | SRVC | SERC Virginia/Carolina | SUN | 5 |  | 9155 |  |  | 0 |  |  |  | 0
2020 | NC | Woodfin | 56849 | SRVC | SERC Virginia/Carolina | NG | 45.5
2020 | NC | Woodland Church Farm | 59586 | SRVC | SERC Virginia/Carolina | SUN | 5 |  | 8394 |  |  | 0 |  |  |  | 0
2020 | NC | Woodland Solar | 59175 | SRVC | SERC Virginia/Carolina | SUN | 5 |  | 9008 |  |  | 0 |  |  |  | 0
2020 | NC | Woodleaf Solar Facility | 62304 | SRVC | SERC Virginia/Carolina | SUN | 6 |  | 11467 |  |  | 0 |  |  |  | 0
2020 | NC | Woodsdale Farm, LLC | 63272 | SRVC | SERC Virginia/Carolina | SUN | 2 |  | 3504 |  |  | 0 |  |  |  | 0
2020 | NC | Works 53 | 58046 | SRVC | SERC Virginia/Carolina | DFO | 3 |  | 3 | 55 | 0.008525 | 5.6833 | 0.31 | Estimated using an emission factor | 55 | 0.008525
2020 | NC | Wortham Solar Farm | 60361 | SRVC | SERC Virginia/Carolina | SUN | 5 |  | 8413 |  |  | 0 |  |  |  | 0
2020 | NC | Wyse Fork Solar Farm, LLC | 64822 | SRVC | SERC Virginia/Carolina | SUN | 2
2020 | NC | XPF Solar Field | 59146 | SRVC | SERC Virginia/Carolina | SUN | 3 |  | 1115 |  |  | 0 |  |  |  | 0
2020 | NC | Yadkin 601 Farm | 59587 | SRVC | SERC Virginia/Carolina | SUN | 3 |  | 5183 |  |  | 0 |  |  |  | 0
2020 | NC | Yadkinville Solar | 59950 | SRVC | SERC Virginia/Carolina | SUN | 3.5 |  | 3116 |  |  | 0 |  |  |  | 0
2020 | NC | Yanceyville Farm | 58343 | SRVC | SERC Virginia/Carolina | SUN | 5 |  | 8208 |  |  | 0 |  |  |  | 0
2020 | NC | Yanceyville Farm 2 LLC | 59113 | SRVC | SERC Virginia/Carolina | SUN | 5 |  | 8794 |  |  | 0 |  |  |  | 0
2020 | NC | Yanceyville Farm 3, LLC | 60240 | SRVC | SERC Virginia/Carolina | SUN | 4.9 |  | 8413 |  |  | 0 |  |  |  | 0
2020 | NC | York Road Solar I, LLC | 60107 | SRVC | SERC Virginia/Carolina | SUN | 2 |  | 3354 |  |  | 0 |  |  |  | 0
2020 | NC | Zuma Solar, LLC | 64367 | SRVC | SERC Virginia/Carolina | SUN | 3 |  | 106 |  |  | 0 |  |  |  | 0
2020 | NC | ZV Solar 1 | 60980 | SRVC | SERC Virginia/Carolina | SUN | 5 |  | 9178 |  |  | 0 |  |  |  | 0
2020 | NC | ZV Solar 2, LLC | 61257 | SRVC | SERC Virginia/Carolina | SUN | 4.9 |  | 9052 |  |  | 0 |  |  |  | 0
2020 | NC | ZV Solar 3, LLC | 60549 | SRVC | SERC Virginia/Carolina | SUN | 5 |  | 8921 |  |  | 0 |  |  |  | 0
2020 | ND | American Crystal Sugar Drayton | 54213 | MROW | MRO West | SUB | 6 | 0.11016 | 35512 | 201997.473 | 0.89794 | 0.050571 | 0.0088906 | NEI avg EF - PM, fuel type | 1833659 | 8.1512
2020 | ND | American Crystal Sugar Hillsboro | 54210 | MROW | MRO West | SUB | 13.3 | 0.15832 | 60937 | 346613.864 | 1.5408 | 0.050571 | 0.0088906 | NEI avg EF - PM, fuel type | 2189338.25 | 9.7323
2020 | ND | Antelope Valley | 6469 | MROW | MRO West | RC | 954 |  | 5694913 | 63158220 | 255.9 | 0.08987 | 0.0081035 | EPA/NEI | 63158220 | 255.9
2020 | ND | Ashtabula Wind Energy Center | 57032 | MROW | MRO West | WND | 48 |  | 143736 |  |  | 0 |  |  |  | 0
2020 | ND | Ashtabula Wind II LLC | 57121 | MROW | MRO West | WND | 120 |  | 388653 |  |  | 0 |  |  |  | 0
2020 | ND | Ashtabula Wind III LLC | 57387 | MROW | MRO West | WND | 62.4 |  | 207149 |  |  | 0 |  |  |  | 0
2020 | ND | Aurora Wind Project | 63258 | MROW | MRO West | WND | 298.8 |  | 26419
2020 | ND | Badger Wind, LLC | 64342 | MROW | MRO West | WND | 252
2020 | ND | Baldwin Wind LLC | 57347 | MROW | MRO West | WND | 102.4 |  | 326982 |  |  | 0 |  |  |  | 0
2020 | ND | Bison 2 Wind Energy Center | 57800 | MROW | MRO West | WND | 105 |  | 316299 |  |  | 0 |  |  |  | 0
2020 | ND | Bison 3 Wind Energy Center | 57801 | MROW | MRO West | WND | 105 |  | 320752 |  |  | 0 |  |  |  | 0
2020 | ND | Bison 4 Wind Energy Center | 58872 | MROW | MRO West | WND | 205 |  | 805997 |  |  | 0 |  |  |  | 0
2020 | ND | Bison I Wind Energy Center | 57038 | MROW | MRO West | WND | 81.8 |  | 257051 |  |  | 0 |  |  |  | 0
2020 | ND | Border Winds Wind Farm | 59200 | MROW | MRO West | WND | 150 |  | 673367 |  |  | 0 |  |  |  | 0
2020 | ND | Brady II Wind Energy Center | 60354 | MROW | MRO West | WND | 150 |  | 681994 |  |  | 0 |  |  |  | 0
2020 | ND | Brady Wind Energy Center | 60355 | MROW | MRO West | WND | 150 |  | 695089 |  |  | 0 |  |  |  | 0
2020 | ND | Burke Wind, LLC | 61100 | MROW | MRO West | WND | 199.4 |  | 22262 |  |  | 0 |  |  |  | 0
2020 | ND | Cedar Hills Wind Farm | 57171 | MROW | MRO West | WND | 19.5 |  | 55746 |  |  | 0 |  |  |  | 0
2020 | ND | Coal Creek | 6030 | MROW | MRO West | RC | 1217.6 | 0.90003 | 8217791 | 78894803.333 | 821.2783 | 0.19988 | 0.02082 | EPA/NEI | 87657920 | 912.5
2020 | ND | Courtenay Wind Farm | 58658 | MROW | MRO West | WND | 200 |  | 702466 |  |  | 0 |  |  |  | 0
2020 | ND | Coyote | 8222 | MROW | MRO West | LIG | 450 |  | 2385725 | 26724754 | 447.96 | 0.37553 | 0.033524 | EPA/NEI | 26724754 | 447.96
2020 | ND | Dakota Magic | 7884 | MROW | MRO West | DFO | 1.5 |  | 0
2020 | ND | Emmons-Logan Wind, LLC | 62380 | MROW | MRO West | WND | 200 |  | 879469 |  |  | 0 |  |  |  | 0
2020 | ND | Enderlin | 54908 | MROW | MRO West | AB | 9.8 | 0.08121 | 519 | 2960.59 | 1.4833 | 5.7158 | 1.002 | EPA/NEI; Estimated using an emission factor | 36456 | 18.2645
2020 | ND | Foxtail Wind, LLC | 61747 | MROW | MRO West | WND | 150 |  | 614477 |  |  | 0 |  |  |  | 0
2020 | ND | FPL Energy Ashtabula Wind LLC | 56919 | MROW | MRO West | WND | 148.5 |  | 593100 |  |  | 0 |  |  |  | 0
2020 | ND | FPL Energy Burleigh County Wind | 56357 | MROW | MRO West | WND | 49.5 |  | 177564 |  |  | 0 |  |  |  | 0
2020 | ND | FPL Energy North Dakota Wind I/II | 56099 | MROW | MRO West | WND | 61.5 |  | 98406 |  |  | 0 |  |  |  | 0
2020 | ND | FPL Energy Oliver Wind I LLC | 56392 | MROW | MRO West | WND | 50.6 |  | 131509 |  |  | 0 |  |  |  | 0
2020 | ND | FPL Energy Oliver Wind II LLC | 56573 | MROW | MRO West | WND | 48 |  | 177775 |  |  | 0 |  |  |  | 0
2020 | ND | Garrison | 2815 | MROW | MRO West | WAT | 583.4 |  | 2450395 |  |  | 0 |  |  |  | 0
2020 | ND | Garrison Butte Wind, LLC | 60066 | MROW | MRO West | WND | 150
2020 | ND | Glen Ullin Energy Center | 62938 | MROW | MRO West | WND | 106.7 |  | 441705 |  |  | 0 |  |  |  | 0
2020 | ND | Glen Ullin Station 6 | 57172 | MROW | MRO West | WH | 5.3 |  | 29701 |  |  | 0 |  |  |  | 0
2020 | ND | Grafton | 2811 | MROW | MRO West | DFO | 4 |  | 0
2020 | ND | Grand Forks | 2821 | MROW | MRO West | DFO | 10.6
2020 | ND | Harwood | 2822 | MROW | MRO West | DFO | 4.8
2020 | ND | Hillsboro | 56098 | MROW | MRO West | DFO | 4 |  | 17 | 142 | 0.02201 | 2.5894 | 0.31 | Estimated using an emission factor | 142 | 0.02201
2020 | ND | Jamestown | 2801 | MROW | MRO West | DFO | 48.2 |  | 184 | 7914 | 0.071399 | 0.77607 | 0.018044 | NEI avg EF - PM, fuel type, firing type | 7914 | 0.071399
2020 | ND | Kindred School | 56242 | MROW | MRO West | DFO | 2 |  | 60 | 255 | 0.039525 | 1.3175 | 0.31 | Estimated using an emission factor | 255 | 0.039525
2020 | ND | Langdon Renewables, LLC | 56605 | MROW | MRO West | WND | 118.5 |  | 511057 |  |  | 0 |  |  |  | 0
2020 | ND | Langdon Wind Energy Center | 57033 | MROW | MRO West | WND | 40.5 |  | 141294 |  |  | 0 |  |  |  | 0
2020 | ND | Langdon Wind II LLC | 56912 | MROW | MRO West | WND | 40.5 |  | 183993 |  |  | 0 |  |  |  | 0
2020 | ND | Leland Olds | 2817 | MROW | MRO West | RC | 656 |  | 2996822 | 34761578 | 357.3 | 0.23845 | 0.020557 | EPA/NEI | 34761578 | 357.3
2020 | ND | Lindahl Wind Project, LLC | 59684 | MROW | MRO West | WND | 150 |  | 630540 |  |  | 0 |  |  |  | 0
2020 | ND | Lonesome Creek Station | 57943 | MROW | MRO West | NG | 363 |  | 784053 | 7924272 | 20.5281 | 0.052364 | 0.0051811 | EPA/NEI | 7924272 | 20.5281
2020 | ND | Luverne Wind Energy Center | 57031 | MROW | MRO West | WND | 49.5 |  | 173806 |  |  | 0 |  |  |  | 0
2020 | ND | Merricourt Wind Energy Center | 57048 | MROW | MRO West | WND | 150 |  | 32973 |  |  | 0 |  |  |  | 0
2020 | ND | Milton R Young | 2823 | MROW | MRO West | RC | 734 |  | 4667523 | 51248532 | 362.36 | 0.15527 | 0.014141 | EPA/NEI | 51248532 | 362.36
2020 | ND | Minot Wind Project | 55995 | MROW | MRO West | WND | 7.1 |  | 18667 |  |  | 0 |  |  |  | 0
2020 | ND | New Frontier Wind | 59903 | MROW | MRO West | WND | 100 |  | 426535 |  |  | 0 |  |  |  | 0
2020 | ND | Oliver Wind III, LLC | 60905 | MROW | MRO West | WND | 99.3 |  | 457141 |  |  | 0 |  |  |  | 0
2020 | ND | Pembina Land Port of Entry Wind Turbine | 62782 | MROW | MRO West | WND | 1 |  | 366 |  |  | 0 |  |  |  | 0
2020 | ND | Pioneer Generating Station | 57881 | MROW | MRO West | NG | 293.1 |  | 498275.004 | 1909698.625 | 7.4093 | 0.02974 | 0.0077596 | NEI avg EF - PM, fuel type, firing type | 1909698.625 | 7.4093
2020 | ND | Portable Generator 1 | 59196 | MROW | MRO West | DFO | 1.8
2020 | ND | Portable Generator 2 | 59194 | MROW | MRO West | DFO | 2 |  | 5 | 47 | 0.007285 | 2.914 | 0.31 | Estimated using an emission factor | 47 | 0.007285
2020 | ND | Portable Generator 3 | 59195 | MROW | MRO West | DFO | 2 |  | 6 | 53 | 0.008215 | 2.7383 | 0.31 | Estimated using an emission factor | 53 | 0.008215
2020 | ND | Prairie Winds ND1 | 56607 | MROW | MRO West | WND | 115.5 |  | 283932 |  |  | 0 |  |  |  | 0
2020 | ND | R M Heskett | 2790 | MROW | MRO West | LIG | 291 |  | 469981 | 5172104.674 | 229.9857 | 0.9787 | 0.088933 | EPA/NEI; Estimated using an emission factor | 5172104.674 | 229.9857
2020 | ND | Rugby Wind Power Project | 57097 | MROW | MRO West | WND | 149 |  | 363123 |  |  | 0 |  |  |  | 0
2020 | ND | Spiritwood Station | 56786 | MROW | MRO West | RC | 106.2 | 0.26973 | 192896 | 1195633.096 | 6.5041 | 0.067436 | 0.01088 | EPA/NEI | 4432693.5 | 24.1133
2020 | ND | Stanton | 2824 | MROW | MRO West |  | 191.2
2020 | ND | Sunflower Wind Project | 60088 | MROW | MRO West | WND | 104 |  | 464376 |  |  | 0 |  |  |  | 0
2020 | ND | Tatanka Wind Power LLC | 56669 | MROW | MRO West | WND | 180 |  | 373198 |  |  | 0 |  |  |  | 0
2020 | ND | Tesoro Mandan Cogeneration Plant | 52133 | MROW | MRO West | PRG | 7.5 | 0.047531 | 57255 | 347217.711 | 9.8977 | 0.34574 | 0.057012 | NEI avg EF - PM, fuel type | 7305009.75 | 208.2377
2020 | ND | Thunder Spirit Wind, LLC | 58965 | MROW | MRO West | WND | 155.5 |  | 600126 |  |  | 0 |  |  |  | 0
2020 | ND | Velva Windfarm LLC | 56670 | MROW | MRO West | WND | 11.9 |  | 30101 |  |  | 0 |  |  |  | 0
2020 | ND | Walhalla | 55638 | MROW | MRO West | SUB | 2
2020 | ND | Williston | 2791 | MROW | MRO West | NG | 10
2020 | ND | Wilton Wind II LLC | 57120 | MROW | MRO West | WND | 49.5 |  | 204659 |  |  | 0 |  |  |  | 0
2020 | NE | Ainsworth Wind | 56162 | MROW | MRO West | WND | 59.4 |  | 122079 |  |  | 0 |  |  |  | 0
2020 | NE | Ansley | 2214 | MROW | MRO West | NG | 1.5 |  | 13 | 107 | 0.0066475 | 1.0227 | 0.12425 | Estimated using an emission factor | 107 | 0.0066475
2020 | NE | Archer Daniels Midland Columbus | 57046 | MROW | MRO West | SUB | 71.4 | 0.18996 | 182404 | 1377830.857 | 6.1249 | 0.067157 | 0.0088906 | NEI avg EF - PM, fuel type | 7253222 | 32.2429
2020 | NE | Archer Daniels Midland Lincoln | 10862 | MROW | MRO West | SUB | 7.9 | 0.1142 | 30888 | 176870.066 | 0.78625 | 0.050909 | 0.0088907 | NEI avg EF - PM, fuel type | 1548753 | 6.8847
2020 | NE | Arnold | 2216 | MROW | MRO West | DFO | 1.1 |  | 0
2020 | NE | Auburn | 2215 | MROW | MRO West | NG | 18.7 |  | 44 | 481 | 0.00010149 | 0.0046132 | 0.000422 | Estimated using an emission factor | 481 | 0.00010149
2020 | NE | Beatrice | 8000 | MROW | MRO West | NG | 247.1 |  | 711479 | 6372835.25 | 30.4258 | 0.085528 | 0.0095486 | EPA/NEI | 6372835.25 | 30.4258
2020 | NE | Beaver City | 2217 | MROW | MRO West | NG | 2 |  | 0
2020 | NE | Broken Bow | 2221 | MROW | MRO West | NG | 8.7 |  | 44.999 | 167.999 | 0.0039211 | 0.17428 | 0.04668 | Estimated using an emission factor | 167.999 | 0.0039211
2020 | NE | Broken Bow Wind II, LLC | 58981 | MROW | MRO West | WND | 73.1 |  | 328737 |  |  | 0 |  |  |  | 0
2020 | NE | Broken Bow Wind LLC | 57593 | MROW | MRO West | WND | 79.9 |  | 253720 |  |  | 0 |  |  |  | 0
2020 | NE | Burt County Solar Hybrid | 64222 | MROW | MRO West |  | 1.4
2020 | NE | Burt County Wind | 61511 | MROW | MRO West | WND | 75
2020 | NE | Burwell | 2222 | MROW | MRO West | DFO | 3.9 |  | 23 | 282 | 0.04371 | 3.8009 | 0.31 | Estimated using an emission factor | 282 | 0.04371
2020 | NE | C W Burdick | 2241 | MROW | MRO West | NG | 240.8 |  | 1291 | 42228.688 | 0.093323 | 0.14457 | 0.0044199 | EPA/NEI; Estimated using an emission factor | 42228.688 | 0.093323
2020 | NE | Cambridge | 2223 | MROW | MRO West | DFO | 6.9 |  | 21 | 211 | 0.032705 | 3.1148 | 0.31 | EPA/NEI; Estimated using an emission factor | 211 | 0.032705
2020 | NE | Campbell Village | 2225 | MROW | MRO West | DFO | 1.3 |  | 0
2020 | NE | Canaday | 2226 | MROW | MRO West | NG | 108.8 |  | 952 | 13273.6 | 0.046816 | 0.098353 | 0.007054 | EPA/NEI | 13273.6 | 0.046816
2020 | NE | Cass County Station | 55972 | MROW | MRO West | NG | 345 |  | 151838 | 1755292.25 | 6.0978 | 0.08032 | 0.0069479 | EPA/NEI | 1755292.25 | 6.0978
2020 | NE | CCC Hastings Wind Turbine | 60931 | MROW | MRO West | WND | 1.7 |  | 7891 |  |  | 0 |  |  |  | 0
2020 | NE | Chappell | 2230 | MROW | MRO West | DFO | 1.3 |  | 4 | 41 | 0.006355 | 3.1775 | 0.31 | EPA/NEI; Estimated using an emission factor | 41 | 0.006355
2020 | NE | City Light & Water | 7481 | MROW | MRO West | DFO | 1.3 |  | 6 | 88 | 0.01364 | 4.5467 | 0.31 | Estimated using an emission factor | 88 | 0.01364
2020 | NE | City of Lexington | 61467 | MROW | MRO West | SUN | 3.5 | 1 | 6965 |  |  | 0 |  |  |  | 0
2020 | NE | Columbus | 2260 | MROW | MRO West | WAT | 45.6 |  | 110904 |  |  | 0 |  |  |  | 0
2020 | NE | Cooper Nuclear Station | 8036 | MROW | MRO West | NUC | 801 |  | 6188551 |  |  | 0 |  |  |  | 0
2020 | NE | Cottonwood Wind Energy Center | 61407 | MROW | MRO West | WND | 89.7 |  | 432595 |  |  | 0 |  |  |  | 0
2020 | NE | Creston Ridge II, LLC | 61668 | MROW | MRO West | WND | 6.9 |  | 31763.001 |  |  | 0 |  |  |  | 0
2020 | NE | Creston Ridge Wind Farm | 60932 | MROW | MRO West | WND | 6.8 |  | 28854 |  |  | 0 |  |  |  | 0
2020 | NE | Crete | 2231 | MROW | MRO West | NG | 15.5 |  | 167 | 2017 | 0.00042559 | 0.0050969 | 0.000422 | EPA/NEI; Estimated using an emission factor | 2017 | 0.00042559
2020 | NE | Crofton Bluffs Wind LLC | 57278 | MROW | MRO West | WND | 40 |  | 170020 |  |  | 0 |  |  |  | 0
2020 | NE | Cuming County Renewables, LLC | 63393 | MROW | MRO West | WND | 2.5 |  | 12475 |  |  | 0 |  |  |  | 0
2020 | NE | Curtis | 2232 | MROW | MRO West | NG | 3.4 |  | 24 | 174 | 3.6714e-05 | 0.0030595 | 0.000422 | Estimated using an emission factor | 174 | 3.6714e-05
2020 | NE | David City | 2233 | MROW | MRO West | NG | 10.6 |  | 14 | 148 | 0.012566 | 1.7952 | 0.16982 | Estimated using an emission factor | 148 | 0.012566
2020 | NE | Deshler | 2234 | MROW | MRO West | DFO | 2.3 |  | 0
2020 | NE | Dodge County Solar Hybrid | 64223 | MROW | MRO West |  | 1.4
2020 | NE | Don Henry | 2243 | MROW | MRO West | NG | 22 |  | 42 | 2694 | 0.0013392 | 0.063773 | 0.00099423 | NEI avg EF - PM, fuel type, firing type | 2694 | 0.0013392
2020 | NE | Elk City Station | 7955 | MROW | MRO West | LFG | 6.4 |  | 48437 | 582382 | 4.2805 | 0.17675 | 0.0147 | Estimated using an emission factor | 582382 | 4.2805
2020 | NE | Elkhorn Ridge Wind LLC | 56947 | MROW | MRO West | WND | 81 |  | 186966 |  |  | 0 |  |  |  | 0
2020 | NE | Emerick Wind | 64344 | MROW | MRO West | WND | 300
2020 | NE | Emerson | 2235 | MROW | MRO West | NG | 1.6 |  | 4 | 41 | 0.00040522 | 0.20261 | 0.019767 | Estimated using an emission factor | 41 | 0.00040522
2020 | NE | Falls City | 2237 | MROW | MRO West | NG | 31.3 |  | 317 | 4200 | 0.032042 | 0.20216 | 0.015258 | Estimated using an emission factor | 4200 | 0.032042
2020 | NE | Flat Water Wind Farm LLC | 57283 | MROW | MRO West | WND | 66.9 |  | 195468 |  |  | 0 |  |  |  | 0
2020 | NE | Fort Calhoun | 2289 | MROW | MRO West | NUC | 502
2020 | NE | Fort Calhoun Community Solar | 63844 | MROW | MRO West | SUN | 5 |  | 9101 |  |  | 0 |  |  |  | 0
2020 | NE | Franklin (NE) | 2238 | MROW | MRO West | NG | 3.9 |  | 20 | 299 | 6.3089e-05 | 0.0063089 | 0.000422 | Estimated using an emission factor | 299 | 6.3089e-05
2020 | NE | Gavins Point | 6624 | MROW | MRO West | WAT | 132.3 |  | 692042.001 |  |  | 0 |  |  |  | 0
2020 | NE | Gerald Gentleman Station | 6077 | MROW | MRO West | SUB | 1362.6 |  | 6967313 | 69650464 | 113.182 | 0.032489 | 0.00325 | EPA/NEI | 69650464 | 113.182
2020 | NE | Gerald Whelan Energy Center | 60 | MROW | MRO West | SUB | 324.3 |  | 905541 | 11683032.5 | 24.8939 | 0.054981 | 0.0042615 | EPA/NEI | 11683032.5 | 24.8939
2020 | NE | Grande Prairie Wind Farm | 58695 | MROW | MRO West | WND | 400 |  | 1552416 |  |  | 0 |  |  |  | 0
2020 | NE | Hallam Peaking | 2265 | MROW | MRO West | NG | 56.7 |  | 1161 | 15646.1 | 0.060704 | 0.10457 | 0.0077596 | NEI avg EF - PM, fuel type, firing type | 15646.1 | 0.060704
2020 | NE | Hastings Community Solar Farm | 62833 | MROW | MRO West | SUN | 1.5 |  | 3553 |  |  | 0 |  |  |  | 0
2020 | NE | Haystack Wind Project, LLC | 64139 | MROW | MRO West | WND | 298
2020 | NE | Hebron Peaking | 2266 | MROW | MRO West | DFO | 56.7 |  | 1068 | 14931.3 | 0.039054 | 0.073136 | 0.0052312 | EPA/NEI | 14931.3 | 0.039054
2020 | NE | Holdrege Solar Center | 59713 | MROW | MRO West | SUN | 4 |  | 6507 |  |  | 0 |  |  |  | 0
2020 | NE | J Street | 2250 | MROW | MRO West | NG | 27 |  | 59 | 24134 | 0.093636 | 3.1741 | 0.0077596 | NEI avg EF - PM, fuel type, firing type | 24134 | 0.093636
2020 | NE | Jeffrey | 2227 | MROW | MRO West | WAT | 21.6 |  | 119419 |  |  | 0 |  |  |  | 0
2020 | NE | Johnson 1 | 2228 | MROW | MRO West | WAT | 21.6 |  | 93217 |  |  | 0 |  |  |  | 0
2020 | NE | Johnson 2 | 2229 | MROW | MRO West | WAT | 22.5 |  | 117338 |  |  | 0 |  |  |  | 0
2020 | NE | Jones Street | 2290 | MROW | MRO West | DFO | 130 |  | 1529 | 77927.5 | 0.13986 | 0.18294 | 0.0035895 | EPA/NEI | 77927.5 | 0.13986
2020 | NE | Kearney | 2268 | MROW | MRO West | WAT | 1.5 |  | 317 |  |  | 0 |  |  |  | 0
2020 | NE | Kearney NPPD Solar Project | 61884 | MROW | MRO West | SUN | 5.8 |  | 11351 |  |  | 0 |  |  |  | 0
2020 | NE | Kimball | 2248 | RMPA | WECC Rockies | DFO | 9.6 |  | 29 | 347.001 | 0.053785 | 3.7093 | 0.31 | Estimated using an emission factor | 347.001 | 0.053785
2020 | NE | Kimball Wind | 56106 | RMPA | WECC Rockies | WND | 40.5 |  | 127177 |  |  | 0 |  |  |  | 0
2020 | NE | Kingsley | 785 | MROW | MRO West | WAT | 50 |  | 119004 |  |  | 0 |  |  |  | 0
2020 | NE | Laredo Ridge Wind LLC | 57262 | MROW | MRO West | WND | 79.9 |  | 285474 |  |  | 0 |  |  |  | 0
2020 | NE | Laurel | 2249 | MROW | MRO West | NG | 4.7 |  | 4.001 | 9.999 | 2.1098e-06 | 0.0010546 | 0.000422 | EPA/NEI; Estimated using an emission factor | 9.999 | 2.1098e-06
2020 | NE | Little Blue Wind Project, LLC | 64336 | MROW | MRO West | WND | 250
2020 | NE | Lon D Wright Power Plant | 2240 | MROW | MRO West | SUB | 213.2 |  | 603706 | 3305806.1 | 18.0748 | 0.059879 | 0.010935 | EPA/NEI; Estimated using an emission factor | 3305806.1 | 18.0748
2020 | NE | Lyons | 2253 | MROW | MRO West | DFO | 2.8 |  | 0
2020 | NE | Madison Utilities | 7469 | MROW | MRO West | DFO | 6.4 |  | 7.001 | 100.001 | 0.0155 | 4.428 | 0.31 | EPA/NEI; Estimated using an emission factor | 100.001 | 0.0155
2020 | NE | McCook Peaking | 2271 | MROW | MRO West | DFO | 56.7 |  | 683 | 9486.9 | 0.0235 | 0.068813 | 0.0049541 | EPA/NEI | 9486.9 | 0.0235
2020 | NE | Milligan 1 Wind Farm | 64377 | MROW | MRO West | WND | 300 |  | 40383 |  |  | 0 |  |  |  | 0
2020 | NE | Milligan III Wind Farm | 61159 | MROW | MRO West | WND | 73.4
2020 | NE | Missouri River Wastewater Treatment | 55033 | MROW | MRO West | OBG | 3 | 0.7301 | 8673 | 85333.239 | 0.6272 | 0.14463 | 0.0147 | Estimated using an emission factor | 116879.004 | 0.85906
2020 | NE | Mobile | 6229 | MROW | MRO West | DFO | 4.1 |  | 12 | 153 | 0.023715 | 3.9525 | 0.31 | EPA/NEI; Estimated using an emission factor | 153 | 0.023715
2020 | NE | Monroe (NE) | 2273 | MROW | MRO West | WAT | 8.4 |  | 23001 |  |  | 0 |  |  |  | 0
2020 | NE | Monument Road | 61033 | MROW | MRO West | WND | 66
2020 | NE | Nebraska City # 1 | 2255 | MROW | MRO West | NG | 26.1 |  | -1099.999 | 734.001 | 0.0066845 | 0 | 0.018214 | Estimated using an emission factor | 734.001 | 0.0066845
2020 | NE | Nebraska City # 2 | 7555 | MROW | MRO West | NG | 13.5 |  | -821.001 | 474 | 0.024557 | 0 | 0.10361 | Estimated using an emission factor | 474 | 0.024557
2020 | NE | Nebraska City Station | 6096 | MROW | MRO West | SUB | 1389.6 |  | 7664247 | 83716848 | 185.6849 | 0.048455 | 0.004436 | EPA/NEI | 83716848 | 185.6849
2020 | NE | North Denver | 2244 | MROW | MRO West | NG | 39 |  | -1061 | 4533.13 | 0.016829 | 0 | 0.0074247 | NEI avg EF - PM, fuel type | 4533.13 | 0.016829
2020 | NE | North Omaha Station | 2291 | MROW | MRO West | SUB | 644.7 |  | 1771491 | 20227757.201 | 174.6085 | 0.19713 | 0.017264 | EPA/NEI | 20227757.201 | 174.6085
2020 | NE | North Platte | 2274 | MROW | MRO West | WAT | 26.2 |  | 114847 |  |  | 0 |  |  |  | 0
2020 | NE | Ord | 2294 | MROW | MRO West | DFO | 12 |  | 87 | 893 | 0.13842 | 3.182 | 0.31 | Estimated using an emission factor | 893 | 0.13842
2020 | NE | Oxford (NE) | 2295 | MROW | MRO West | NG | 3.4 |  | 21 | 277 | 5.8447e-05 | 0.0055664 | 0.000422 | Estimated using an emission factor | 277 | 5.8447e-05
2020 | NE | Papillion Creek Wastewater | 55027 | MROW | MRO West | OBG | 1.5 | 0.61993 | 7350.999 | 53817.462 | 0.39556 | 0.10762 | 0.0147 | Estimated using an emission factor | 86812.002 | 0.63807
2020 | NE | Pender | 2296 | MROW | MRO West | DFO | 5.1 |  | 74 | 873.001 | 0.13532 | 3.6572 | 0.31 | EPA/NEI; Estimated using an emission factor | 873.001 | 0.13532
2020 | NE | Perennial Windfarm | 61677 | MROW | MRO West | WND | 6.9 |  | 34653.999 |  |  | 0 |  |  |  | 0
2020 | NE | Plainview Muncipal Power | 2297 | MROW | MRO West | DFO | 5 |  | 0
2020 | NE | Platte | 59 | MROW | MRO West | SUB | 109.8 |  | 362024 | 4842587 | 0.0085078 | 4.7001e-05 | 3.5137e-06 | EPA/NEI | 4842587 | 0.0085078
2020 | NE | Plum Creek Wind Project (NE) | 62711 | MROW | MRO West | WND | 230 |  | 488143 |  |  | 0 |  |  |  | 0
2020 | NE | Polk County Renewables, LLC | 62333 | MROW | MRO West | WND | 2.5 |  | 12180 |  |  | 0 |  |  |  | 0
2020 | NE | Prairie Breeze | 58322 | MROW | MRO West | WND | 206.5 |  | 834160 |  |  | 0 |  |  |  | 0
2020 | NE | Prairie Breeze II | 60262 | MROW | MRO West | WND | 73.4 |  | 310015 |  |  | 0 |  |  |  | 0
2020 | NE | Prairie Breeze III | 60314 | MROW | MRO West | WND | 35.8 |  | 143072 |  |  | 0 |  |  |  | 0
2020 | NE | Rattlesnake Creek Wind Project | 59292 | MROW | MRO West | WND | 318.1 |  | 1205213 |  |  | 0 |  |  |  | 0
2020 | NE | Red Cloud | 2299 | MROW | MRO West | DFO | 6.2 |  | 57 | 637.001 | 0.098735 | 3.4644 | 0.31 | EPA/NEI; Estimated using an emission factor | 637.001 | 0.098735
2020 | NE | Rokeby | 6373 | MROW | MRO West | NG | 266.1 |  | 18577.999 | 309693.375 | 0 | 0 | 0 | EPA/NEI | 309693.375 | 0
2020 | NE | Salt Valley Wind Plant | 7965 | MROW | MRO West | WND | 1.2 |  | 2451 |  |  | 0 |  |  |  | 0
2020 | NE | Sargent | 2300 | MROW | MRO West | DFO | 2.4 |  | 2 | 12 | 0.00186 | 1.86 | 0.31 | Estimated using an emission factor | 12 | 0.00186
2020 | NE | Sarpy County Station | 2292 | MROW | MRO West | NG | 338.4 |  | 65891 | 896091.32 | 3.0201 | 0.091669 | 0.0067406 | EPA/NEI; Estimated using an emission factor | 896091.32 | 3.0201
2020 | NE | Scribner Diesel Generation Facility | 64420 | MROW | MRO West | DFO | 4 |  | 14 | 131 | 0.020305 | 2.9007 | 0.31 | Estimated using an emission factor | 131 | 0.020305
2020 | NE | Seward Wind Farm | 61056 | MROW | MRO West | WND | 1.7 |  | 7767 |  |  | 0 |  |  |  | 0
2020 | NE | Sheldon | 2277 | MROW | MRO West | SUB | 228.7 |  | 497705 | 5786358.5 | 0.64622 | 0.0025968 | 0.00022336 | EPA/NEI | 5786358.5 | 0.64622
2020 | NE | Sholes Wind Energy Center | 61889 | MROW | MRO West | WND | 160 |  | 706943 |  |  | 0 |  |  |  | 0
2020 | NE | Sidney (NE) | 2302 | MROW | MRO West | NG | 8.3 |  | 3.001 | 36 | 0.00088169 | 0.5876 | 0.048983 | EPA/NEI; Estimated using an emission factor | 36 | 0.00088169
2020 | NE | South Sioux City Solar | 60823 | MROW | MRO West | SUN | 2.3 |  | 2595 |  |  | 0 |  |  |  | 0
2020 | NE | Spalding | 2303 | MROW | MRO West | DFO | 2.1 |  | 5 | 58 | 0.00899 | 3.596 | 0.31 | EPA/NEI; Estimated using an emission factor | 58 | 0.00899
2020 | NE | Spencer Hydro | 2278 | MROW | MRO West | WAT | 2.4
2020 | NE | Springview | 7771 | MROW | MRO West | WND | 4.4 |  | 10066 |  |  | 0 |  |  |  | 0
2020 | NE | Standing Bear Lake | 64548 | MROW | MRO West | NG | 125.3
2020 | NE | Steele Flats Wind Project LLC | 58594 | MROW | MRO West | WND | 74.8 |  | 316078 |  |  | 0 |  |  |  | 0
2020 | NE | Stuart (NE) | 2305 | MROW | MRO West | DFO | 1.9 |  | 8.999 | 183.999 | 0.018027 | 4.0064 | 0.19595 | Estimated using an emission factor | 183.999 | 0.018027
2020 | NE | Syracuse # 2 | 2256 | MROW | MRO West | NG | 4 |  | -399 | 122 | 2.5742e-05 | 0 | 0.000422 | Estimated using an emission factor | 122 | 2.5742e-05
2020 | NE | Tecumseh | 2308 | MROW | MRO West | DFO | 7 |  | 14 | 117 | 0.018135 | 2.5907 | 0.31 | Estimated using an emission factor | 117 | 0.018135
2020 | NE | Terry Bundy Generating Station | 7887 | MROW | MRO West | NG | 216.3 |  | 184506.999 | 1617826.438 | 5.4176 | 0.058725 | 0.0066974 | NEI avg EF - PM, fuel type, firing type | 1617826.438 | 5.4176
2020 | NE | Thunderhead Wind Energy LLC | 62956 | MROW | MRO West | WND | 300
2020 | NE | TPW Petersburg | 57755 | MROW | MRO West | WND | 40.5 |  | 195468 |  |  | 0 |  |  |  | 0
2020 | NE | Turtle Creek | 64547 | MROW | MRO West | NG | 475
2020 | NE | Upstream Wind Energy LLC | 61784 | MROW | MRO West | WND | 202.5 |  | 867176 |  |  | 0 |  |  |  | 0
2020 | NE | Valentine Wind, LLC | 59736 | MROW | MRO West | WND | 1.9 |  | 6363 |  |  | 0 |  |  |  | 0
2020 | NE | Wahoo | 2310 | MROW | MRO West | NG | 14.2 |  | 91 | 902 | 0.0051066 | 0.11223 | 0.011323 | Estimated using an emission factor | 902 | 0.0051066
2020 | NE | Wakefield | 2311 | MROW | MRO West | DFO | 4.1 |  | 3.999 | 46 | 0.00713 | 3.5659 | 0.31 | Estimated using an emission factor | 46 | 0.00713
2020 | NE | Wayne IC | 2312 | MROW | MRO West | DFO | 21.8 |  | 55 | 756 | 0.11718 | 4.2611 | 0.31 | Estimated using an emission factor | 756 | 0.11718
2020 | NE | West Point Municipal | 2313 | MROW | MRO West | NG | 8.5 |  | 38.999 | 416.999 | 8.7987e-05 | 0.0045123 | 0.000422 | EPA/NEI; Estimated using an emission factor | 416.999 | 8.7987e-05
2020 | NE | Western Meadowlark Solar SCS NE 1, LLC | 64365 | MROW | MRO West | SUN | 4.4 |  | 9109 |  |  | 0 |  |  |  | 0
2020 | NE | Western Sugar Coop - Scottsbluff | 57937 | MROW | MRO West | SUB | 5 | 1 | 25908 | 2050168 | 9.1136 | 0.70354 | 0.0088906 | NEI avg EF - PM, fuel type | 2050168 | 9.1136
2020 | NE | Wilber | 2315 | MROW | MRO West | DFO | 3.6 |  | 5 | 72 | 0.01116 | 4.464 | 0.31 | Estimated using an emission factor | 72 | 0.01116
2020 | NE | Wisner | 2316 | MROW | MRO West | DFO | 4.8 | 1 | 32.001 | 400.001 | 0.062 | 3.8749 | 0.31 | EPA/NEI; Estimated using an emission factor | 400.001 | 0.062
2020 | NH | Amoskeag | 2354 | NEWE | NPCC New England | WAT | 16 |  | 75068 |  |  | 0 |  |  |  | 0
2020 | NH | Antrim Wind | 59953 | NEWE | NPCC New England | WND | 28.8 |  | 80222 |  |  | 0 |  |  |  | 0
2020 | NH | Ayers Island | 2355 | NEWE | NPCC New England | WAT | 8.4 |  | 40463.001 |  |  | 0 |  |  |  | 0
2020 | NH | Berlin Gorham | 54639 | NEWE | NPCC New England | WAT | 30.3 |  | 138441.998 |  |  | 0 |  |  |  | 0
2020 | NH | Bridgewater Power LP | 10290 | NEWE | NPCC New England | WDS | 20 |  | 111282 | 1751485.625 | 16.3755 | 0.29431 | 0.018699 | NEI avg EF - PM, fuel type | 1751485.625 | 16.3755
2020 | NH | Burgess BioPower | 58054 | NEWE | NPCC New England | WDS | 75 |  | 514733 | 8189072.5 | 23.8827 | 0.092797 | 0.0058328 | EPA/NEI | 8189072.5 | 23.8827
2020 | NH | China Mill Hydro | 50103 | NEWE | NPCC New England | WAT | 1.7 |  | 3099 |  |  | 0 |  |  |  | 0
2020 | NH | Claremont Solar | 64474 | NEWE | NPCC New England | SUN | 20
2020 | NH | Clement Dam Hydro LLC | 10276 | NEWE | NPCC New England | WAT | 2.4 |  | 7562 |  |  | 0 |  |  |  | 0
2020 | NH | Comerford | 2349 | NEWE | NPCC New England | WAT | 167.8 |  | 323703.999 |  |  | 0 |  |  |  | 0
2020 | NH | Crotched Mountain Rehabilitation Center | 54515 | NEWE | NPCC New England | DFO | 2.1 | 0.36059 | 23.001 | 118.996 | 0.018444 | 1.6038 | 0.31 | Estimated using an emission factor | 330 | 0.05115
2020 | NH | Dartmouth College Heating Plant | 54409 | NEWE | NPCC New England | RFO | 7 | 0.12255 | 10314.01 | 59279.753 | 0.26119 | 0.050647 | 0.0088121 | NEI avg EF - PM, fuel type | 483727.016 | 2.1313
2020 | NH | Dodge Falls Associates | 10526 | NEWE | NPCC New England | WAT | 5 |  | 25383 |  |  | 0 |  |  |  | 0
2020 | NH | Dunbarton Energy Partners LP | 55779 | NEWE | NPCC New England | LFG | 1.4
2020 | NH | Eastman Falls | 2356 | NEWE | NPCC New England | WAT | 6.4 |  | 24648 |  |  | 0 |  |  |  | 0
2020 | NH | EHC West Hopkinton | 54384 | NEWE | NPCC New England | WAT | 1 |  | 2900 |  |  | 0 |  |  |  | 0
2020 | NH | Errol Hydroelectric Project | 10570 | NEWE | NPCC New England | WAT | 3 |  | 14917 |  |  | 0 |  |  |  | 0
2020 | NH | Garvins Falls | 2357 | NEWE | NPCC New England | WAT | 12.4 |  | 39435.001 |  |  | 0 |  |  |  | 0
2020 | NH | General Electric Great Falls Upper Hydro | 10059 | NEWE | NPCC New England | WAT | 2.1
2020 | NH | Gorham | 2358 | NEWE | NPCC New England | WAT | 2.2 |  | 12542 |  |  | 0 |  |  |  | 0
2020 | NH | Granite Reliable Power | 58004 | NEWE | NPCC New England | WND | 99 |  | 235334 |  |  | 0 |  |  |  | 0
2020 | NH | Granite Ridge Energy | 55170 | NEWE | NPCC New England | NG | 790 |  | 3136622 | 22565329 | 20.6967 | 0.013197 | 0.0018344 | EPA/NEI | 22565329 | 20.6967
2020 | NH | Gregg Falls | 50384 | NEWE | NPCC New England | WAT | 3.5 |  | 8605 |  |  | 0 |  |  |  | 0
2020 | NH | Groton Wind LLC | 58141 | NEWE | NPCC New England | WND | 48 |  | 106749 |  |  | 0 |  |  |  | 0
2020 | NH | Hampton Facility | 10108 | NEWE | NPCC New England | NG | 8.8 | 0.51175 | 27560 | 167340.37 | 0.083187 | 0.0060368 | 0.00099423 | EPA/NEI; Estimated using an emission factor | 326998 | 0.16256
2020 | NH | Hillsborough Hosiery | 10036 | NEWE | NPCC New England | WAT | 1.2 |  | 3644 |  |  | 0 |  |  |  | 0
2020 | NH | Hooksett | 2359 | NEWE | NPCC New England | WAT | 1.6 |  | 5157 |  |  | 0 |  |  |  | 0
2020 | NH | Indeck Energy-Alexandria | 58595 | NEWE | NPCC New England | WDS | 16 |  | 0 | 0 | 0 |  |  | NEI avg EF - PM, fuel type | 0 | 0
2020 | NH | Jackman | 2360 | NEWE | NPCC New England | WAT | 3.2 |  | 9333 |  |  | 0 |  |  |  | 0
2020 | NH | Jericho Power | 59070 | NEWE | NPCC New England | WND | 14.3 |  | 25284 |  |  | 0 |  |  |  | 0
2020 | NH | Lempster Wind LLC | 56399 | NEWE | NPCC New England | WND | 24 |  | 67678 |  |  | 0 |  |  |  | 0
2020 | NH | Lochmere Hydroelectric Plant | 54572 | NEWE | NPCC New England | WAT | 1.2 |  | 2844 |  |  | 0 |  |  |  | 0
2020 | NH | Lost Nation | 2362 | NEWE | NPCC New England | DFO | 18 |  | 505 | 20341 | 0.58556 | 2.319 | 0.057574 | NEI avg EF - PM, fuel type, firing type | 20341 | 0.58556
2020 | NH | Lower Village Water Power Project | 50285 | NEWE | NPCC New England | WAT | 1.2 |  | 4673 |  |  | 0 |  |  |  | 0
2020 | NH | Mascoma Hydro | 54471 | NEWE | NPCC New England | WAT | 1.5 |  | 1511.001 |  |  | 0 |  |  |  | 0
2020 | NH | Merrimack | 2364 | NEWE | NPCC New England | BIT | 496.4 |  | 128661 | 1432798.606 | 15.1143 | 0.23495 | 0.021098 | EPA/NEI | 1432798.606 | 15.1143
2020 | NH | Merrimack Solar Farm, LLC | 64454 | NEWE | NPCC New England | SUN | 2.4 |  | 3873 |  |  | 0 |  |  |  | 0
2020 | NH | Milton Hydro | 10519 | NEWE | NPCC New England | WAT | 1.4 |  | 5995 |  |  | 0 |  |  |  | 0
2020 | NH | Mine Falls Generating Station | 10183 | NEWE | NPCC New England | WAT | 3 |  | 7664 |  |  | 0 |  |  |  | 0
2020 | NH | Nashua Plant | 55006 | NEWE | NPCC New England | LFG | 4.6 |  | 15919 | 173474.004 | 1.275 | 0.16019 | 0.0147 | EPA/NEI; Estimated using an emission factor | 173474.004 | 1.275
2020 | NH | Newfound Hydroelectric | 50324 | NEWE | NPCC New England | WAT | 1.4 |  | 4526 |  |  | 0 |  |  |  | 0
2020 | NH | Newington | 8002 | NEWE | NPCC New England | RFO | 414 |  | 16529 | 244344.516 | 0.93758 | 0.11345 | 0.0076742 | EPA/NEI | 244344.516 | 0.93758
2020 | NH | Newington Energy | 55661 | NEWE | NPCC New England | NG | 605.5 |  | 473557 | 3536235.5 | 4.5011 | 0.01901 | 0.0025457 | EPA/NEI | 3536235.5 | 4.5011
2020 | NH | Pembroke Hydro | 50312 | NEWE | NPCC New England | WAT | 2.7 |  | 7794 |  |  | 0 |  |  |  | 0
2020 | NH | Penacook Lower Falls | 50353 | NEWE | NPCC New England | WAT | 4.6 |  | 16494 |  |  | 0 |  |  |  | 0
2020 | NH | Penacook Upper Falls Hydro | 50414 | NEWE | NPCC New England | WAT | 3.4 |  | 6711 |  |  | 0 |  |  |  | 0
2020 | NH | Plymouth State College Cogeneration | 54803 | NEWE | NPCC New England | DFO | 2.8 | 1 | 0
2020 | NH | Pontook Hydro Facility | 50741 | NEWE | NPCC New England | WAT | 10.5 |  | 51839.001 |  |  | 0 |  |  |  | 0
2020 | NH | Rolfe Canal Hydro | 50351 | NEWE | NPCC New England | WAT | 4.3 |  | 18437 |  |  | 0 |  |  |  | 0
2020 | NH | Rollinsford | 54418 | NEWE | NPCC New England | WAT | 1.4 |  | 4961 |  |  | 0 |  |  |  | 0
2020 | NH | S C Moore | 2351 | NEWE | NPCC New England | WAT | 195.4 |  | 241096 |  |  | 0 |  |  |  | 0
2020 | NH | Saco River Solar, LLC | 64833 | NEWE | NPCC New England | SUN | 110
2020 | NH | Schiller | 2367 | NEWE | NPCC New England | WDS | 171.2 |  | 23368 | 516433.605 | 1.0962 | 0.093819 | 0.0042452 | EPA/NEI | 516433.605 | 1.0962
2020 | NH | Seabrook | 6115 | NEWE | NPCC New England | NUC | 1242 |  | 9865196 |  |  | 0 |  |  |  | 0
2020 | NH | Smith (NH) | 2368 | NEWE | NPCC New England | WAT | 15 |  | 111208 |  |  | 0 |  |  |  | 0
2020 | NH | Somersworth Lower Great Dam | 50704 | NEWE | NPCC New England | WAT | 1.3 |  | 2089 |  |  | 0 |  |  |  | 0
2020 | NH | Stevens Mills Dam | 10109 | NEWE | NPCC New England | WAT | 2.1 |  | 5526 |  |  | 0 |  |  |  | 0
2020 | NH | Stored Solar Bethlehem LLC | 50208 | NEWE | NPCC New England | WDS | 17.5 |  | 37381 | 597422.5 | 5.5856 | 0.29885 | 0.018699 | NEI avg EF - PM, fuel type | 597422.5 | 5.5856
2020 | NH | Stored Solar Springfield, LLC | 10838 | NEWE | NPCC New England | WDS | 20 |  | 1354 | 21267 | 0.19884 | 0.2937 | 0.018699 | NEI avg EF - PM, fuel type | 21267 | 0.19884
2020 | NH | Stored Solar Tamworth, LLC | 50739 | NEWE | NPCC New England | WDS | 25 |  | 46968 | 725598.625 | 6.784 | 0.28888 | 0.018699 | NEI avg EF - PM, fuel type | 725598.625 | 6.784
2020 | NH | Stored Solar Whitefield, LLC | 10839 | NEWE | NPCC New England | WDS | 19.9 |  | 0 | 0 | 0 |  |  | NEI avg EF - PM, fuel type | 0 | 0
2020 | NH | Turnkey Landfill Gas Recovery | 54663 | NEWE | NPCC New England | LFG | 9.2 |  | 32794 | 654395 | 6.749 | 0.4116 | 0.020627 | Estimated using an emission factor | 654395 | 6.749
2020 | NH | UNH 7.9 MW Plant | 58180 | NEWE | NPCC New England | LFG | 7.9 | 0.37326 | 49038 | 250258.165 | 2.7028 | 0.11023 | 0.0216 | Estimated using an emission factor | 670475 | 7.2411
2020 | NH | Wheelabrator Claremont Facility | 50872 | NEWE | NPCC New England | MSW | 4.5
2020 | NH | Wheelabrator Concord Facility | 50873 | NEWE | NPCC New England | MSW | 14 |  | 101052 | 1929758.562 |  |  |  |  | 1929758.562
2020 | NH | White Lake | 2369 | NEWE | NPCC New England | JF | 18.6 |  | 707 | 23590 | 0.081117 | 0.22947 | 0.0068772 | NEI avg EF - PM, fuel type, firing type | 23590 | 0.081117
2020 | NJ | 10 Finderne Avenue Solar, LLC | 64023 | RFCE | RFC East | SUN | 2.3 |  | 2903 |  |  | 0 |  |  |  | 0
2020 | NJ | 101 Carnegie Center Solar, LLC | 64025 | RFCE | RFC East | SUN | 1.2 |  | 151 |  |  | 0 |  |  |  | 0
2020 | NJ | 12 Applegate Solar LLC | 59371 | RFCE | RFC East | SUN | 1.9 |  | 2277 |  |  | 0 |  |  |  | 0
2020 | NJ | 145 Talmadge Solar | 57458 | RFCE | RFC East | SUN | 3.8 |  | 4844 |  |  | 0 |  |  |  | 0
2020 | NJ | 180 Raritan Solar | 58187 | RFCE | RFC East | SUN | 1.9 |  | 2514 |  |  | 0 |  |  |  | 0
2020 | NJ | 24 Applegate Solar LLC | 59365 | RFCE | RFC East | SUN | 4.9 |  | 1243 |  |  | 0 |  |  |  | 0
2020 | NJ | 350 Clark Solar, NG, LLC | 61224 | RFCE | RFC East | SUN | 1.8 |  | 2073 |  |  | 0 |  |  |  | 0
2020 | NJ | 4 Applegate Solar LLC | 59370 | RFCE | RFC East | SUN | 1.8 |  | 2059 |  |  | 0 |  |  |  | 0
2020 | NJ | 435A Bergen Avenue | 63366 | RFCE | RFC East | SUN | 1.4 |  | 2140 |  |  | 0 |  |  |  | 0
2020 | NJ | 46 Meadowlands Parkway | 62325 | RFCE | RFC East | SUN | 1.5 |  | 2576 |  |  | 0 |  |  |  | 0
2020 | NJ | 510 Carnegie Center | 64194 | RFCE | RFC East | SUN | 1.4 |  | 153 |  |  | 0 |  |  |  | 0
2020 | NJ | 701 Carnegie Center | 64195 | RFCE | RFC East | SUN | 1.1 |  | 125 |  |  | 0 |  |  |  | 0
2020 | NJ | 77 Metro Way | 62326 | RFCE | RFC East | SUN | 1 |  | 1554 |  |  | 0 |  |  |  | 0
2020 | NJ | AC Criminal Courts Complex SPE2, LLC | 58798 | RFCE | RFC East | SUN | 1.3 |  | 1826 |  |  | 0 |  |  |  | 0
2020 | NJ | AC Landfill Energy LLC | 57845 | RFCE | RFC East | LFG | 5.4 |  | 15231 | 181607 | 1.3348 | 0.17528 | 0.0147 | EPA/NEI; Estimated using an emission factor | 181607 | 1.3348
2020 | NJ | AC Power | 63260 | RFCE | RFC East | SUN | 1.3 |  | 2080 |  |  | 0 |  |  |  | 0
2020 | NJ | AC Power 2 | 63196 | RFCE | RFC East | SUN | 3.8
2020 | NJ | ACCC Mays Landing | 60802 | RFCE | RFC East | SUN | 1.4 |  | 1958 |  |  | 0 |  |  |  | 0
2020 | NJ | ACCP NJ 1 | 63198 | RFCE | RFC East | SUN | 1.2 |  | 276 |  |  | 0 |  |  |  | 0
2020 | NJ | ACM - Midtown Thermal | 63483 | RFCE | RFC East | NG | 5.5 | 0.54398 | 46476 | 413972.004 | 0.20579 | 0.0088558 | 0.00099423 | NEI avg EF - PM, fuel type, firing type | 761006 | 0.37831
2020 | NJ | ACUA | 61923 | RFCE | RFC East | MWH | 1 |  | -714 | 0 |  | 0 |  |  | 0 | 0
2020 | NJ | Adams Ave MS and HS | 60772 | RFCE | RFC East | SUN | 3.1 |  | 4855 |  |  | 0 |  |  |  | 0
2020 | NJ | Aero Haven Solar | 63195 | RFCE | RFC East | SUN | 5
2020 | NJ | Alethea I | 58519 | RFCE | RFC East | SUN | 2.8 |  | 3583 |  |  | 0 |  |  |  | 0
2020 | NJ | Allied Beverages Elizabeth | 63353 | RFCE | RFC East | SUN | 3.2 |  | 5552 |  |  | 0 |  |  |  | 0
2020 | NJ | Amazon | 58357 | RFCE | RFC East | SUN | 4.2 |  | 5242 |  |  | 0 |  |  |  | 0
2020 | NJ | American Goldfinch SCS ACY2 NJ, LLC | 64360 | RFCE | RFC East | SUN | 3.9 |  | 1681 |  |  | 0 |  |  |  | 0
2020 | NJ | Anheuser-Busch Newark Brewery | 54913 | RFCE | RFC East | NG | 13
2020 | NJ | Atlantic City Convention Center | 56900 | RFCE | RFC East | SUN | 2 |  | 3054 |  |  | 0 |  |  |  | 0
2020 | NJ | Atlantic Coast Freezers Solar Facility | 58360 | RFCE | RFC East | SUN | 2.2 |  | 2777 |  |  | 0 |  |  |  | 0
2020 | NJ | Augusta Solar Farm | 62906 | RFCE | RFC East | SUN | 2.9 |  | 4728 |  |  | 0 |  |  |  | 0
2020 | NJ | Barrette Outdoor Living, Inc. | 63298 | RFCE | RFC East | SUN | 1.5 |  | 2668 |  |  | 0 |  |  |  | 0
2020 | NJ | Bayonne Energy Center | 56964 | NYCW | NPCC NYC/Westchester | NG | 644 |  | 347826.996 | 3472497.25 | 89.2438 | 0.51315 | 0.0514 | EPA/NEI; Estimated using an emission factor | 3472497.25 | 89.2438
2020 | NJ | Bayonne MUA- Leitner-Poma Wind Turbine | 59797 | RFCE | RFC East | WND | 1.5 |  | 15 |  |  | 0 |  |  |  | 0
2020 | NJ | Bayonne Plant Holding LLC | 50497 | RFCE | RFC East | NG | 191.6
2020 | NJ | Bayville Central Facility | 54569 | RFCE | RFC East | DFO | 7.7 | 0.45759 | 6480.999 | 35415.017 | 4.8073 | 1.4835 | 0.27148 | EPA/NEI; Estimated using an emission factor | 77394.004 | 10.5056
2020 | NJ | Bayway Refinery | 56294 | RFCE | RFC East | WH | 11.2 |  | 40661 |  |  | 0 |  |  |  | 0
2020 | NJ | BBB Corporate Headquarters | 58093 | RFCE | RFC East | SUN | 1 |  | 1410 |  |  | 0 |  |  |  | 0
2020 | NJ | BC Landfill Energy LLC | 57847 | RFCE | RFC East | LFG | 7.5 |  | 19418 | 191679.004 | 1.4088 | 0.14511 | 0.0147 | Estimated using an emission factor | 191679.004 | 1.4088
2020 | NJ | Beaver Run | 60805 | RFCE | RFC East | SUN | 7.4 |  | 9796 |  |  | 0 |  |  |  | 0
2020 | NJ | Bed Bath & Beyond DC Port Reading NJ | 58096 | RFCE | RFC East | SUN | 1.8 |  | 2571 |  |  | 0 |  |  |  | 0
2020 | NJ | Ben Moreell Solar Farm | 63786 | RFCE | RFC East | SUN | 20 |  | 35800 |  |  | 0 |  |  |  | 0
2020 | NJ | Benjamin Moore & Co. Solar | 57733 | RFCE | RFC East | SUN | 1.4 |  | 2039 |  |  | 0 |  |  |  | 0
2020 | NJ | Bergen Generating Station | 2398 | RFCE | RFC East | NG | 1419.4 | 1 | 1677190 | 13251579.625 | 188.5728 | 0.22487 | 0.02846 | EPA/NEI | 13251579.625 | 188.5728
2020 | NJ | Bergenmand Solar Partners, LLC Mahwah | 63200 | NYUP | NPCC Upstate NY | SUN | 1 |  | 1398 |  |  | 0 |  |  |  | 0
2020 | NJ | Bernards Solar | 60437 | RFCE | RFC East | SUN | 2.6 |  | 4405 |  |  | 0 |  |  |  | 0
2020 | NJ | Berry Plastics Solar | 59097 | RFCE | RFC East | SUN | 10.1 |  | 16028 |  |  | 0 |  |  |  | 0
2020 | NJ | BJ's Wholesale Club Inc Dist Center | 60227 | RFCE | RFC East | SUN | 1.4 |  | 2331 |  |  | 0 |  |  |  | 0
2020 | NJ | BlackRock-Matrix | 57727 | RFCE | RFC East | SUN | 2.5 |  | 3567 |  |  | 0 |  |  |  | 0
2020 | NJ | BNB Camden Solar | 61893 | RFCE | RFC East | SUN | 3.7 |  | 5316 |  |  | 0 |  |  |  | 0
2020 | NJ | Bordentown Solar | 60734 | RFCE | RFC East | SUN | 6.8 |  | 10505 |  |  | 0 |  |  |  | 0
2020 | NJ | Brickyard Solar | 60733 | RFCE | RFC East | SUN | 1.5 |  | 2345 |  |  | 0 |  |  |  | 0
2020 | NJ | Bridgeport Disposal Solar Farm | 59166 | RFCE | RFC East | SUN | 1.2 |  | 1687 |  |  | 0 |  |  |  | 0
2020 | NJ | Bristol Myers Squibb Lawrenceville | 58947 | RFCE | RFC East | NG | 10.9 | 1 | 20230 | 249283 | 0.14849 | 0.01468 | 0.0011913 | EPA/NEI; Estimated using an emission factor | 249283 | 0.14849
2020 | NJ | Bristol Myers Squibb New Brunswick | 54829 | RFCE | RFC East | NG | 10.5 | 0.3765 | 52183 | 280405.771 | 0.1398 | 0.0053582 | 0.00099716 | EPA/NEI; Estimated using an emission factor | 744777 | 0.37133
2020 | NJ | Burlington Coat Factory Solar | 62712 | RFCE | RFC East | SUN | 2.6 |  | 4643 |  |  | 0 |  |  |  | 0
2020 | NJ | Burlington Generating Station | 2399 | RFCE | RFC East | NG | 819 |  | 14185 | 138673.785 | 1.304 | 0.18386 | 0.018807 | EPA/NEI | 138673.785 | 1.304
2020 | NJ | Caldwell Wastewater Treatment Plant Hybrid | 62027 | RFCE | RFC East | SUN | 1.9 |  | 884 | 0 |  | 0 |  |  | 0 | 0
2020 | NJ | Calpine Vineland Solar LLC | 57081 | RFCE | RFC East | SUN | 4.1 |  | 4972 |  |  | 0 |  |  |  | 0
2020 | NJ | Camden Plant Holding, LLC | 10751 | RFCE | RFC East | NG | 172.9 | 1 | 109939 | 1073546.75 | 2.18 | 0.039658 | 0.0040613 | EPA/NEI | 1073546.75 | 2.18
2020 | NJ | Camden Resource Recovery Facility | 10435 | RFCE | RFC East | MSW | 35 | 1 | 151862 | 3670211.375 |  |  |  |  | 3670211.375
2020 | NJ | Campus Drive Solar | 63334 | RFCE | RFC East | SUN | 3.7 |  | 3450 |  |  | 0 |  |  |  | 0
2020 | NJ | Carlls Corner Energy Center | 2379 | RFCE | RFC East | NG | 83.8 |  | 8758 | 235613.906 | 0.91414 | 0.20876 | 0.0077596 | NEI avg EF - PM, fuel type, firing type | 235613.906 | 0.91414
2020 | NJ | Carneys Point | 10566 | RFCE | RFC East | BIT | 285 | 0.64956 | 478601 | 5456750.859 | 18.6853 | 0.078083 | 0.0068485 | EPA/NEI | 8400665 | 28.766
2020 | NJ | Carrier Clinic | 59297 | RFCE | RFC East | SUN | 1.5 |  | 1843 |  |  | 0 |  |  |  | 0
2020 | NJ | Cascades | 64380 | RFCE | RFC East | SUN | 2
2020 | NJ | CCG Marketing | 62616 | RFCE | RFC East | SUN | 1.5 |  | 2334 |  |  | 0 |  |  |  | 0
2020 | NJ | CCMUA | 59248 | RFCE | RFC East | SUN | 1.5 |  | 0
2020 | NJ | CCUA Solar | 63971 | RFCE | RFC East | SUN | 1.5
2020 | NJ | Cedar Branch | 60266 | RFCE | RFC East | SUN | 5.9 |  | 9406 |  |  | 0 |  |  |  | 0
2020 | NJ | Cedar Station | 2380 | RFCE | RFC East | KER | 67.2
2020 | NJ | CentraState Medical Center PV Facility | 59630 | RFCE | RFC East | SUN | 5.2 |  | 7231 |  |  | 0 |  |  |  | 0
2020 | NJ | CES Cherry Hill Solar | 60201 | RFCE | RFC East | SUN | 1.2 |  | 1804 |  |  | 0 |  |  |  | 0
2020 | NJ | Chanel Piscataway Rooftop | 63355 | RFCE | RFC East | SUN | 1.4 |  | 3202 |  |  | 0 |  |  |  | 0
2020 | NJ | Cherry Hill | 57734 | RFCE | RFC East | SUN | 1.1 |  | 1444 |  |  | 0 |  |  |  | 0
2020 | NJ | Christmas Tree Shops DC Burlington NJ | 58094 | RFCE | RFC East | SUN | 2.1 |  | 3120 |  |  | 0 |  |  |  | 0
2020 | NJ | Cinnamon Bay Edgeboro Landfill | 58208 | RFCE | RFC East | LFG | 9.6 |  | 21462 | 250108 | 1.8383 | 0.17131 | 0.0147 | Estimated using an emission factor | 250108 | 1.8383
2020 | NJ | CIP II/AR Bridgewater Holdings - NJCOE | 10122 | RFCE | RFC East | NG | 8.7 | 0.32559 | 28012 | 148171.577 | 0.073658 | 0.0052591 | 0.00099423 | EPA/NEI; Estimated using an emission factor | 455081 | 0.22623
2020 | NJ | Clayville | 58235 | RFCE | RFC East | NG | 73 |  | 51986 | 524669.75 | 2.0356 | 0.078314 | 0.0077596 | NEI avg EF - PM, fuel type, firing type | 524669.75 | 2.0356
2020 | NJ | College of New Jersey | 58165 | RFCE | RFC East | NG | 6.2 | 0.43494 | 19446 | 102036.502 | 0.02153 | 0.0022143 | 0.000422 | Estimated using an emission factor | 234601 | 0.049501
2020 | NJ | Colonial Pipeline Allentown Chesterfield | 63356 | RFCE | RFC East | SUN | 1.9 |  | 2813 |  |  | 0 |  |  |  | 0
2020 | NJ | Colonial Pipeline Woodbury West Deptford | 63357 | RFCE | RFC East | SUN | 3.7 |  | 6154 |  |  | 0 |  |  |  | 0
2020 | NJ | Community Foodbank of NJ | 60776 | RFCE | RFC East | SUN | 1.1 |  | 939 |  |  | 0 |  |  |  | 0
2020 | NJ | Connell East LLC | 62598 | RFCE | RFC East | SUN | 1.4 |  | 1530 |  |  | 0 |  |  |  | 0
2020 | NJ | Constellation New Energy Inc | 58029 | RFCE | RFC East | SUN | 3.9 |  | 6075 |  |  | 0 |  |  |  | 0
2020 | NJ | Cornerstone Power Holmdel LLC | 58536 | RFCE | RFC East | SUN | 3 |  | 3359 |  |  | 0 |  |  |  | 0
2020 | NJ | Cornerstone Power Vineland I LLC | 58512 | RFCE | RFC East | SUN | 3.1 |  | 4940 |  |  | 0 |  |  |  | 0
2020 | NJ | Corning Pharmaceutical Glass | 58359 | RFCE | RFC East | SUN | 2.3 |  | 3357 |  |  | 0 |  |  |  | 0
2020 | NJ | County College of Morris | 58881 | RFCE | RFC East | SUN | 2.9 |  | 3975 |  |  | 0 |  |  |  | 0
2020 | NJ | Covanta Essex Company | 10643 | RFCE | RFC East | MSW | 69.8 | 1 | 487474 | 9634571.25 |  |  |  |  | 9634571.25
2020 | NJ | Cranbury | 59446 | RFCE | RFC East | SUN | 5 |  | 6739 |  |  | 0 |  |  |  | 0
2020 | NJ | Cumberland County Solid Waste Complex | 56884 | RFCE | RFC East | LFG | 4.8 |  | 13974 | 184308 | 1.3547 | 0.19388 | 0.0147 | Estimated using an emission factor | 184308 | 1.3547
2020 | NJ | Cumberland Energy Center | 5083 | RFCE | RFC East | NG | 231.2 |  | 67813 | 621558.297 | 3.81 | 0.11237 | 0.01226 | EPA/NEI | 621558.297 | 3.81
2020 | NJ | Day Four Solar LLC | 62905 | RFCE | RFC East | SUN | 4.5 |  | 7587 |  |  | 0 |  |  |  | 0
2020 | NJ | DCO Burlington | 63492 | RFCE | RFC East | NG | 3.5 | 0.4372 | 15997 | 137678.388 | 0.068442 | 0.0085568 | 0.00099423 | NEI avg EF - PM, fuel type, firing type | 314908 | 0.15655
2020 | NJ | Deepwater | 2384 | RFCE | RFC East |  | 682.7
2020 | NJ | Delanco | 64411 | RFCE | RFC East | SUN | 2.4
2020 | NJ | Delilah Road Landfill | 58951 | RFCE | RFC East | SUN | 8.5 |  | 14158 |  |  | 0 |  |  |  | 0
2020 | NJ | Deutsche Bank- Piscataway Solar | 60803 | RFCE | RFC East | SUN | 1 |  | 1669 |  |  | 0 |  |  |  | 0
2020 | NJ | DG Amaze ACY1 | 63286 | RFCE | RFC East | SUN | 3.8 |  | 1651 |  |  | 0 |  |  |  | 0
2020 | NJ | DG Camden LLC Holtec | 61515 | RFCE | RFC East | SUN | 2.2 |  | 3385 |  |  | 0 |  |  |  | 0
2020 | NJ | DG Florham Park Solar LLC | 62586 | RFCE | RFC East | SUN | 2 |  | 2888 |  |  | 0 |  |  |  | 0
2020 | NJ | DG Infineum | 62958 | RFCE | RFC East | SUN | 2 |  | 2945 |  |  | 0 |  |  |  | 0
2020 | NJ | DG Iron Mountain | 62957 | RFCE | RFC East | SUN | 5.4 |  | 3583 |  |  | 0 |  |  |  | 0
2020 | NJ | DG New Jersey Solar RLS Logistics | 61507 | RFCE | RFC East | SUN | 4 |  | 4938 |  |  | 0 |  |  |  | 0
2020 | NJ | Dix Solar, L.L.C | 61864 | RFCE | RFC East | SUN | 13 |  | 20208 |  |  | 0 |  |  |  | 0
2020 | NJ | Dow Jones South Brunswick Solar | 57397 | RFCE | RFC East | SUN | 4.1 |  | 4692 |  |  | 0 |  |  |  | 0
2020 | NJ | DSM Nutritional Products Solar | 62713 | RFCE | RFC East | SUN | 10 |  | 15929 |  |  | 0 |  |  |  | 0
2020 | NJ | DSM Solar | 60739 | RFCE | RFC East | SUN | 4.5 |  | 6278 |  |  | 0 |  |  |  | 0
2020 | NJ | DTE Atlantic, LLC | 62492 | RFCE | RFC East | NG | 7.5 |  | 55957 | 1000038 | 0.49713 | 0.017768 | 0.00099423 | NEI avg EF - PM, fuel type, firing type | 1000038 | 0.49713
2020 | NJ | E F Kenilworth, Inc. | 10805 | RFCE | RFC East | NG | 28.8 | 0.70167 | 149277.18 | 1100795.463 | 3.6326 | 0.048669 | 0.0065999 | EPA/NEI | 1568817.875 | 5.177
2020 | NJ | Eagle Point Power Generation | 50561 | RFCE | RFC East | NG | 251.8 |  | 523543 | 4437364.25 | 6.68 | 0.025518 | 0.0030108 | EPA/NEI | 4437364.25 | 6.68
2020 | NJ | East Amwell | 60327 | RFCE | RFC East | SUN | 1.8 |  | 2703 |  |  | 0 |  |  |  | 0
2020 | NJ | East Orange Solar | 60727 | RFCE | RFC East | SUN | 4.5 |  | 6278 |  |  | 0 |  |  |  | 0
2020 | NJ | EDF Ph1 Toms River | 64327 | RFCE | RFC East | SUN | 21.3
2020 | NJ | EFS Parlin Holdings, LLC | 50799 | RFCE | RFC East | NG | 135 | 1 | 6463 | 65399.016 | 0.48 | 0.14854 | 0.014679 | EPA/NEI | 65399.016 | 0.48
2020 | NJ | Elmwood Park Power - LLC | 50852 | RFCE | RFC East | NG | 89.5 |  | 1062 | 12117.073 | 0.036 | 0.067797 | 0.005942 | EPA/NEI | 12117.073 | 0.036
2020 | NJ | Engelhard Solar LLC | 59367 | RFCE | RFC East | SUN | 1.1 |  | 792 |  |  | 0 |  |  |  | 0
2020 | NJ | EQX002 Secaucus Rd Fuel Cell | 63702 | RFCE | RFC East | NG | 1.5 |  | 13157 |  | 0 | 0 |  | Estimated using an emission factor |  | 0
2020 | NJ | EQX003 Secaucus Rd Fuel Cell | 63703 | RFCE | RFC East | NG | 2 |  | 16904 |  | 0 | 0 |  | Estimated using an emission factor |  | 0
2020 | NJ | EQX012 Harz Fuel Cell | 63706 | RFCE | RFC East | NG | 2.5 |  | 20795 |  | 0 | 0 |  | Estimated using an emission factor |  | 0
2020 | NJ | Essex | 2401 | RFCE | RFC East | NG | 595.2 |  | 617 | 15184.006 | 0.026 | 0.084279 | 0.0034247 | EPA/NEI | 15184.006 | 0.026
2020 | NJ | Essex County Correctional Facility Cogen | 63540 | RFCE | RFC East | NG | 6.2 | 1 | 22654 | 235390 | 0.049667 | 0.0043849 | 0.000422 | Estimated using an emission factor | 235390 | 0.049667
2020 | NJ | ETS Ewing Solar Facility | 57574 | RFCE | RFC East | SUN | 1.3 |  | 1609 |  |  | 0 |  |  |  | 0
2020 | NJ | FedEx Woodbridge | 57776 | RFCE | RFC East | SUN | 2.4 |  | 2115 |  |  | 0 |  |  |  | 0
2020 | NJ | Flemington Solar | 57485 | RFCE | RFC East | SUN | 8 |  | 12306 |  |  | 0 |  |  |  | 0
2020 | NJ | Florence Solar W3-080, LLC | 60990 | RFCE | RFC East | SUN | 7.9 |  | 11658 |  |  | 0 |  |  |  | 0
2020 | NJ | Forked River Power | 7138 | RFCE | RFC East | DFO | 76.8 |  | 5205 | 77111.5 | 0.2491 | 0.095716 | 0.0064608 | EPA/NEI | 77111.5 | 0.2491
2020 | NJ | Frankford Solar | 60732 | RFCE | RFC East | SUN | 8.2 |  | 10583 |  |  | 0 |  |  |  | 0
2020 | NJ | Franklin Solar | 63149 | RFCE | RFC East | SUN | 8.8 |  | 11538 |  |  | 0 |  |  |  | 0
2020 | NJ | Freeze Solar | 60759 | RFCE | RFC East | SUN | 1.5 |  | 2144 |  |  | 0 |  |  |  | 0
2020 | NJ | French's Landfill PV | 60994 | RFCE | RFC East | SUN | 5.1 |  | 6826 |  |  | 0 |  |  |  | 0
2020 | NJ | Frenchtown I Solar | 57486 | RFCE | RFC East | SUN | 3 |  | 4401 |  |  | 0 |  |  |  | 0
2020 | NJ | Frenchtown II Solar | 57487 | RFCE | RFC East | SUN | 3 |  | 4228 |  |  | 0 |  |  |  | 0
2020 | NJ | Frenchtown III Solar | 58564 | RFCE | RFC East | SUN | 7.9 |  | 12879 |  |  | 0 |  |  |  | 0
2020 | NJ | G&S Wantage Solar LLC | 59366 | RFCE | RFC East | SUN | 8.5 |  | 9769 |  |  | 0 |  |  |  | 0
2020 | NJ | Galloway Landfill | 63698 | RFCE | RFC East | SUN | 2.3 |  | 794 |  |  | 0 |  |  |  | 0
2020 | NJ | Garfield Solar | 62680 | RFCE | RFC East | SUN | 4.2 |  | 4438 |  |  | 0 |  |  |  | 0
2020 | NJ | Gemini Technologies Services, Inc. Solar | 60804 | RFCE | RFC East | SUN | 1.3 |  | 1669 |  |  | 0 |  |  |  | 0
2020 | NJ | Gilbert Generating Station | 2393 | RFCE | RFC East | NG | 608 |  | 12670 | 235758.729 | 0.6 | 0.094712 | 0.0050899 | EPA/NEI | 235758.729 | 0.6
2020 | NJ | Glopak Solar PV Power Plant | 61248 | RFCE | RFC East | SUN | 1 |  | 1179 |  |  | 0 |  |  |  | 0
2020 | NJ | Gloucester Community College Solar | 60752 | RFCE | RFC East | SUN | 2.3 |  | 797 |  |  | 0 |  |  |  | 0
2020 | NJ | Goya Foods, Inc- Jersey City Solar | 60839 | RFCE | RFC East | SUN | 2.5 |  | 4169 |  |  | 0 |  |  |  | 0
2020 | NJ | Goya Foods, Inc- Secaucus Solar | 60840 | RFCE | RFC East | SUN | 1.6 |  | 2597 |  |  | 0 |  |  |  | 0
2020 | NJ | Great Falls Hydro Project | 52068 | RFCE | RFC East | WAT | 12.3 |  | 15356.001 |  |  | 0 |  |  |  | 0
2020 | NJ | GSPP Onyx New Brunswick LLC | 64422 | RFCE | RFC East | SUN | 1.1 |  | 1439.001 |  |  | 0 |  |  |  | 0
2020 | NJ | Hall's Warehouse Solar Project | 56877 | RFCE | RFC East | SUN | 1.6 |  | 1448 |  |  | 0 |  |  |  | 0
2020 | NJ | Hamilton Solar-Crosswicks | 60489 | RFCE | RFC East | SUN | 7.5 |  | 8972 |  |  | 0 |  |  |  | 0
2020 | NJ | Hanover | 59628 | RFCE | RFC East | SUN | 5 |  | 7363 |  |  | 0 |  |  |  | 0
2020 | NJ | Harmon DC Totowa NJ | 58095 | RFCE | RFC East | SUN | 1.5 |  | 2517 |  |  | 0 |  |  |  | 0
2020 | NJ | Harmony | 59627 | RFCE | RFC East | SUN | 3.3 |  | 4427 |  |  | 0 |  |  |  | 0
2020 | NJ | Hartz Way | 60501 | RFCE | RFC East | SUN | 1 |  | 1135 |  |  | 0 |  |  |  | 0
2020 | NJ | Haworth Water Treatment Plant | 56701 | RFCE | RFC East | DFO | 16 |  | 18031 | 218776 | 16.9782 | 1.8832 | 0.15521 | Estimated using an emission factor | 218776 | 16.9782
2020 | NJ | Heller 400M | 62438 | RFCE | RFC East | SUN | 1.2 |  | 1452 |  |  | 0 |  |  |  | 0
2020 | NJ | Heller Industrial Parks | 57869 | RFCE | RFC East | SUN | 4.6 |  | 6069 |  |  | 0 |  |  |  | 0
2020 | NJ | Hoffmann LaRoche | 10123 | RFCE | RFC East | NG | 22.6 | 0.37769 | 40242 | 204189.678 | 0.10151 | 0.0050448 | 0.00099423 | EPA/NEI; Estimated using an emission factor | 540626 | 0.26875
2020 | NJ | Holland Solar | 60763 | RFCE | RFC East | SUN | 3 |  | 3430 |  |  | 0 |  |  |  | 0
2020 | NJ | Hopewell Cogeneration NJ | 60933 | RFCE | RFC East | NG | 4 | 0.85123 | 1365 | 14368.793 | 0.0030318 | 0.0044422 | 0.000422 | Estimated using an emission factor | 16880 | 0.0035617
2020 | NJ | Hopewell Valley High School Hybrid | 61473 | RFCE | RFC East | SUN | 1.9 |  | 764 |  |  | 0 |  |  |  | 0
2020 | NJ | Howard M Down | 2434 | RFCE | RFC East | NG | 138.7 |  | 64814 | 646348.812 | 2.246 | 0.069306 | 0.0069498 | EPA/NEI | 646348.812 | 2.246
2020 | NJ | Howell Solar | 60728 | RFCE | RFC East | SUN | 7 |  | 11572 |  |  | 0 |  |  |  | 0
2020 | NJ | Hunterdon Health System Solar Project | 62225 | RFCE | RFC East | SUN | 1.5 |  | 2289 |  |  | 0 |  |  |  | 0
2020 | NJ | IFF Hazlet | 60709 | RFCE | RFC East | SUN | 3.6 |  | 4720 |  |  | 0 |  |  |  | 0
2020 | NJ | IFF Union Beach Project | 62306 | RFCE | RFC East | SUN | 5.5 |  | 7983 |  |  | 0 |  |  |  | 0
2020 | NJ | IGS FE Trenton, LLC | 63626 | RFCE | RFC East | SUN | 1.5 |  | 1729 |  |  | 0 |  |  |  | 0
2020 | NJ | IGS Solar I - EWR5 | 61359 | RFCE | RFC East | SUN | 1.9 |  | 3632 |  |  | 0 |  |  |  | 0
2020 | NJ | IGS Solar I - EWR6 | 61360 | RFCE | RFC East | SUN | 1.9 |  | 3299 |  |  | 0 |  |  |  | 0
2020 | NJ | IIV000 Mt Bethel Fuel Cell | 63713 | RFCE | RFC East | NG | 2.6 |  | 19898 |  | 0 | 0 |  | Estimated using an emission factor |  | 0
2020 | NJ | IKEA Westhampton 061 | 58016 | RFCE | RFC East | SUN | 1.8 |  | 2201 |  |  | 0 |  |  |  | 0
2020 | NJ | ILR Landfill | 60375 | RFCE | RFC East | SUN | 6.6 |  | 9922 |  |  | 0 |  |  |  | 0
2020 | NJ | Imclone Solar Electric Facility | 59631 | RFCE | RFC East | SUN | 8 |  | 13228 |  |  | 0 |  |  |  | 0
2020 | NJ | IOS - ERW9 | 61466 | RFCE | RFC East | SUN | 5.3 |  | 8146 |  |  | 0 |  |  |  | 0
2020 | NJ | ISH Solar Central, LLC | 57799 | RFCE | RFC East | SUN | 1.4 |  | 0
2020 | NJ | Jackson Board of Education-Liberty HS | 60113 | RFCE | RFC East | SUN | 1.2 |  | 1662 |  |  | 0 |  |  |  | 0
2020 | NJ | Jacobstown | 59185 | RFCE | RFC East | SUN | 5 |  | 7359 |  |  | 0 |  |  |  | 0
2020 | NJ | Jefferson Avenue | 60499 | RFCE | RFC East | SUN | 1.7 |  | 2077 |  |  | 0 |  |  |  | 0
2020 | NJ | Jersey City DWP | 63530 | RFCE | RFC East | SUN | 1 |  | 1384 |  |  | 0 |  |  |  | 0
2020 | NJ | Jersey Gardens Phase 1 | 58653 | RFCE | RFC East | SUN | 1.7 |  | 4312 |  |  | 0 |  |  |  | 0
2020 | NJ | Jersey Gardens Phase 2 | 58654 | RFCE | RFC East | SUN | 2.3 |  | 3159 |  |  | 0 |  |  |  | 0
2020 | NJ | Jersey-Atlantic Wind Farm | 56300 | RFCE | RFC East | WND | 7.5 |  | 19999 |  |  | 0 |  |  |  | 0
2020 | NJ | JMB Mcguire-Dix-Lakehurst Solar Project | 58793 | RFCE | RFC East | SUN | 11.4 |  | 11402 |  |  | 0 |  |  |  | 0
2020 | NJ | Johnson Matthey, Inc. Solar | 57723 | RFCE | RFC East | SUN | 4 |  | 6874 |  |  | 0 |  |  |  | 0
2020 | NJ | Jordache Enterprises Solar | 58049 | RFCE | RFC East | SUN | 1.3 |  | 1484 |  |  | 0 |  |  |  | 0
2020 | NJ | Junction Road | 60265 | RFCE | RFC East | SUN | 4.4 |  | 7078 |  |  | 0 |  |  |  | 0
2020 | NJ | KDC Solar ASGM | 62739 | RFCE | RFC East | SUN | 3.8 |  | 6667 |  |  | 0 |  |  |  | 0
2020 | NJ | KDC Solar CSCP LLC | 62746 | RFCE | RFC East | SUN | 3.4 |  | 4690 |  |  | 0 |  |  |  | 0
2020 | NJ | KDC Solar PR1, LLC | 59910 | RFCE | RFC East | SUN | 17 |  | 25925 |  |  | 0 |  |  |  | 0
2020 | NJ | Kearny Generating Station | 2404 | RFCE | RFC East | NG | 1425.9 |  | 92576 | 1141909.922 | 7.309 | 0.1579 | 0.012801 | EPA/NEI | 1141909.922 | 7.309
2020 | NJ | Kinsley Landfill Solar | 58877 | RFCE | RFC East | SUN | 8.6 |  | 10164 |  |  | 0 |  |  |  | 0
2020 | NJ | L&D Landfill Solar | 59601 | RFCE | RFC East | SUN | 10 |  | 16217 |  |  | 0 |  |  |  | 0
2020 | NJ | LabCorp Engine | 64142 | RFCE | RFC East | NG | 3.2 |  | 470 | 5349 | 0.0011286 | 0.0048027 | 0.000422 | Estimated using an emission factor | 5349 | 0.0011286
2020 | NJ | Lafayette Energy Partners LP | 50788 | RFCE | RFC East | LFG | 1.2
2020 | NJ | Lakehurst Solar | 63503 | RFCE | RFC East | SUN | 9.6 |  | 14288 |  |  | 0 |  |  |  | 0
2020 | NJ | Lakewood | 54640 | RFCE | RFC East | NG | 236.8 |  | 239169 | 1943860.875 | 4.84 | 0.040473 | 0.0049798 | EPA/NEI | 1943860.875 | 4.84
2020 | NJ | Lakewood Cheddar School | 62454 | RFCE | RFC East | SUN | 1 |  | 1162 |  |  | 0 |  |  |  | 0
2020 | NJ | Lakewood Seven Solar LLC | 59369 | RFCE | RFC East | SUN | 1 |  | 1064 |  |  | 0 |  |  |  | 0
2020 | NJ | Lebanon Solar | 57488 | RFCE | RFC East | SUN | 2 |  | 2720 |  |  | 0 |  |  |  | 0
2020 | NJ | Linden Cogeneration Facility | 50006 | NYCW | NPCC NYC/Westchester | NG | 974.1 | 0.61537 | 5198544 | 30106479.37 | 57.525 | 0.022131 | 0.0038214 | EPA/NEI | 48924011.5 | 93.48
2020 | NJ | Linden Generating Station | 2406 | RFCE | RFC East | NG | 2121.3 |  | 3255785 | 24664883.596 | 120.0888 | 0.073769 | 0.0097376 | EPA/NEI | 24664883.596 | 120.0888
2020 | NJ | Linden Solar Farm | 57381 | RFCE | RFC East | SUN | 2.7 |  | 4033 |  |  | 0 |  |  |  | 0
2020 | NJ | Livingston Solar Canopies | 58505 | RFCE | RFC East | SUN | 6.6 |  | 7687 |  |  | 0 |  |  |  | 0
2020 | NJ | Livingston Solar Farm | 58504 | RFCE | RFC East | SUN | 1.2 |  | 1372 |  |  | 0 |  |  |  | 0
2020 | NJ | Logan Generating Plant | 10043 | RFCE | RFC East | BIT | 242.3 | 0.87321 | 443202 | 5221543.067 | 26.4636 | 0.11942 | 0.010136 | EPA/NEI | 5979732 | 30.3062
2020 | NJ | L'Oreal Franklin | 60765 | RFCE | RFC East | SUN | 1 |  | 1113 |  |  | 0 |  |  |  | 0
2020 | NJ | L'Oreal Monmouth | 60766 | RFCE | RFC East | SUN | 2 |  | 2774 |  |  | 0 |  |  |  | 0
2020 | NJ | L'Oreal Piscataway | 57868 | RFCE | RFC East | SUN | 2.3 |  | 2290.001 |  |  | 0 |  |  |  | 0
2020 | NJ | Lower Cape May HS | 60769 | RFCE | RFC East | SUN | 1.5 |  | 2321 |  |  | 0 |  |  |  | 0
2020 | NJ | LTMUA | 63413 | RFCE | RFC East | SUN | 1 |  | 1627 |  |  | 0 |  |  |  | 0
2020 | NJ | Manalapan Village Solar | 57661 | RFCE | RFC East | SUN | 3.5 |  | 3888 |  |  | 0 |  |  |  | 0
2020 | NJ | Manheim New Jersey | 63229 | RFCE | RFC East | SUN | 2.2 |  | 2662 |  |  | 0 |  |  |  | 0
2020 | NJ | Maple Solar | 57750 | RFCE | RFC East | SUN | 2.4 |  | 3910 |  |  | 0 |  |  |  | 0
2020 | NJ | Mars Wrigley Confectionery US, LLC | 10061 | RFCE | RFC East | NG | 12.3 | 0.47769 | 59627 | 401213.221 | 1.24 | 0.041592 | 0.0061813 | EPA/NEI; Estimated using an emission factor | 839893.25 | 2.5958
2020 | NJ | Matrix Buildings A&B (Perth Amboy) Solar | 57384 | RFCE | RFC East | SUN | 2.5 |  | 3372 |  |  | 0 |  |  |  | 0
2020 | NJ | Matrix Stults Road Solar Facility | 57588 | RFCE | RFC East | SUN | 2.6 |  | 3719 |  |  | 0 |  |  |  | 0
2020 | NJ | McCullough Road Solar Farm | 62638 | RFCE | RFC East | SUN | 7.6 |  | 12850 |  |  | 0 |  |  |  | 0
2020 | NJ | McGraw Hill Solar | 57662 | RFCE | RFC East | SUN | 12 |  | 17568 |  |  | 0 |  |  |  | 0
2020 | NJ | McKee City Solar Phase 2 | 57863 | RFCE | RFC East | SUN | 2.4 |  | 3019 |  |  | 0 |  |  |  | 0
2020 | NJ | Medford WWTP | 59277 | RFCE | RFC East | SUN | 1.3 |  | 1882 |  |  | 0 |  |  |  | 0
2020 | NJ | Mercer County Community College | 58882 | RFCE | RFC East | SUN | 7.5 |  | 10168 |  |  | 0 |  |  |  | 0
2020 | NJ | Mercer Mall | 58070 | RFCE | RFC East | SUN | 1.1 |  | 1559 |  |  | 0 |  |  |  | 0
2020 | NJ | Merck Rahway Power Plant | 10224 | RFCE | RFC East | NG | 24.8 | 0.16134 | 48393.55 | 265635.668 | 0.98614 | 0.040755 | 0.0074247 | EPA/NEI; Estimated using an emission factor | 1646443.266 | 6.1122
2020 | NJ | Mickleton Energy Center | 8008 | RFCE | RFC East | NG | 71.2 |  | 0
2020 | NJ | Middle Station | 2382 | RFCE | RFC East | KER | 79.6
2020 | NJ | Middlesex Apple Orchard Solar | 58090 | RFCE | RFC East | SUN | 4.7 |  | 7285 |  |  | 0 |  |  |  | 0
2020 | NJ | Middlesex County Utilities Authority | 56119 | RFCE | RFC East | LFG | 22.5 | 0.48738 | 82483 | 489905.953 | 5.291 | 0.12829 | 0.0216 | Estimated using an emission factor | 1005183.938 | 10.856
2020 | NJ | Milford Solar Farm (NJ) LLC | 62637 | RFCE | RFC East | SUN | 7.5 |  | 9710 |  |  | 0 |  |  |  | 0
2020 | NJ | Milhurst Solar | 62904 | RFCE | RFC East | SUN | 1.3 |  | 2223 |  |  | 0 |  |  |  | 0
2020 | NJ | Mill Creek Solar | 57728 | RFCE | RFC East | SUN | 3.5 |  | 5098 |  |  | 0 |  |  |  | 0
2020 | NJ | Millville City Sewer Auth WTP | 58822 | RFCE | RFC East | SUN | 1.3 |  | 1134 |  |  | 0 |  |  |  | 0
2020 | NJ | Missouri Avenue | 2383 | RFCE | RFC East | KER | 55.8
2020 | NJ | Monroe Solar Farm, LLC | 63451 | RFCE | RFC East | SUN | 13.1 |  | 8594 |  |  | 0 |  |  |  | 0
2020 | NJ | Montclair State University Cogen | 63501 | RFCE | RFC East | NG | 11.8 | 1 | 2522 | 23962 | 0.005056 | 0.0040095 | 0.000422 | EPA/NEI; Estimated using an emission factor | 23962 | 0.005056
2020 | NJ | Munich Re Plaza | 59844 | RFCE | RFC East | SUN | 2.4 |  | 1533 |  |  | 0 |  |  |  | 0
2020 | NJ | Murray Hill Solar | 57471 | RFCE | RFC East | SUN | 1 |  | 1669 |  |  | 0 |  |  |  | 0
2020 | NJ | NES Rutgers Solar | 60857 | RFCE | RFC East | SUN | 1 |  | 1024 |  |  | 0 |  |  |  | 0
2020 | NJ | New Road Solar, LLC | 61599 | RFCE | RFC East | SUN | 10 |  | 15781 |  |  | 0 |  |  |  | 0
2020 | NJ | Newark Bay Cogen | 50385 | RFCE | RFC East | NG | 152 |  | 55963 | 526378.484 | 1.259 | 0.044994 | 0.0047836 | EPA/NEI | 526378.484 | 1.259
2020 | NJ | Newark Energy Center | 58079 | RFCE | RFC East | NG | 735 |  | 4234390 | 28664343 | 55.12 | 0.026034 | 0.0038459 | EPA/NEI | 28664343 | 55.12
2020 | NJ | NHA at Mansfield NJ | 60378 | RFCE | RFC East | SUN | 5 |  | 6674 |  |  | 0 |  |  |  | 0
2020 | NJ | NJ Oak Solar Plant | 57948 | RFCE | RFC East | SUN | 10 |  | 13176 |  |  | 0 |  |  |  | 0
2020 | NJ | NJ TRANSITGRID | 63631 | RFCE | RFC East |  | 136.1
2020 | NJ | NJMC Landfill | 57724 | RFCE | RFC East | SUN | 2.5 |  | 3897 |  |  | 0 |  |  |  | 0
2020 | NJ | North Bergen Solar | 60806 | RFCE | RFC East | SUN | 1.6 |  | 2419 |  |  | 0 |  |  |  | 0
2020 | NJ | North Jersey Media Group Solar Facility | 58358 | RFCE | RFC East | SUN | 4.1 |  | 5417 |  |  | 0 |  |  |  | 0
2020 | NJ | North Run | 59318 | RFCE | RFC East | SUN | 5.2 |  | 7055 |  |  | 0 |  |  |  | 0
2020 | NJ | NorthPark Solar | 62903 | RFCE | RFC East | SUN | 10.6 |  | 15897 |  |  | 0 |  |  |  | 0
2020 | NJ | Ocean County Landfill | 54980 | RFCE | RFC East | LFG | 14.4 |  | 101136.996 | 1073856.023 | 7.8928 | 0.15608 | 0.0147 | Estimated using an emission factor | 1073856.023 | 7.8928
2020 | NJ | Ocean Peaking Power | 55938 | RFCE | RFC East | NG | 574.5 |  | 227918.001 | 2391677.375 | 4.06 | 0.035627 | 0.0033951 | EPA/NEI | 2391677.375 | 4.06
2020 | NJ | Ocean Wind | 64082 | RFCE | RFC East | WND | 1100
2020 | NJ | Old Bridge Solar Farm | 61600 | RFCE | RFC East | SUN | 8.8 |  | 13142 |  |  | 0 |  |  |  | 0
2020 | NJ | Overlook Medical Center | 62622 | RFCE | RFC East | DFO | 4 | 1 | 4912 | 44785 | 3.4756 | 1.4151 | 0.15521 | Estimated using an emission factor | 44785 | 3.4756
2020 | NJ | Owens Corning | 62439 | RFCE | RFC East | SUN | 2.8 |  | 4269 |  |  | 0 |  |  |  | 0
2020 | NJ | Oyster Creek | 2388 | RFCE | RFC East | NUC | 550
2020 | NJ | Paradise Solar Energy Center | 58569 | RFCE | RFC East | SUN | 5 |  | 7949 |  |  | 0 |  |  |  | 0
2020 | NJ | Parkland Landfill Solar | 59001 | RFCE | RFC East | SUN | 7.8 |  | 12309 |  |  | 0 |  |  |  | 0
2020 | NJ | Parlin Solar LLC | 59544 | RFCE | RFC East | SUN | 1.3 |  | 1142 |  |  | 0 |  |  |  | 0
2020 | NJ | Passaic Valley Water Commission | 50311 | RFCE | RFC East | WAT | 2.4
2020 | NJ | Patriots Stadium | 58896 | RFCE | RFC East | SUN | 1 |  | 1299 |  |  | 0 |  |  |  | 0
2020 | NJ | Paulsboro Refining Company LLC | 50628 | RFCE | RFC East | PRG | 78.5 | 0.20787 | 453003.24 | 2513528.271 | 52.8577 | 0.23337 | 0.042059 | EPA/NEI; Estimated using an emission factor | 12091872.25 | 254.2837
2020 | NJ | Pedricktown Cogeneration Plant | 10099 | RFCE | RFC East | NG | 140.2 | 1 | 55848 | 538471.75 | 3.334 | 0.1194 | 0.012383 | EPA/NEI | 538471.75 | 3.334
2020 | NJ | Pemberton Road I | 61073 | RFCE | RFC East | SUN | 8.6 |  | 12284 |  |  | 0 |  |  |  | 0
2020 | NJ | Pemberton Road II | 61074 | RFCE | RFC East | SUN | 8.6 |  | 12333 |  |  | 0 |  |  |  | 0
2020 | NJ | Pennsauken Landfill | 56511 | RFCE | RFC East | LFG | 2.7 |  | 3488 | 40861 | 0.30033 | 0.17221 | 0.0147 | EPA/NEI; Estimated using an emission factor | 40861 | 0.30033
2020 | NJ | Pennsauken Solar | 56883 | RFCE | RFC East | SUN | 3.9 |  | 2188.001 |  |  | 0 |  |  |  | 0
2020 | NJ | Pettinos Solar | 63197 | RFCE | RFC East | SUN | 1.2
2020 | NJ | Pfizer Peapack Solar | 60762 | RFCE | RFC East | SUN | 6.2 |  | 10005 |  |  | 0 |  |  |  | 0
2020 | NJ | Pilesgrove | 57448 | RFCE | RFC East | SUN | 18 |  | 26238 |  |  | 0 |  |  |  | 0
2020 | NJ | Pittsgrove Solar | 60740 | RFCE | RFC East | SUN | 2 |  | 2964 |  |  | 0 |  |  |  | 0
2020 | NJ | Plainfield One Solar LLC | 59364 | RFCE | RFC East | SUN | 1.3 |  | 1306 |  |  | 0 |  |  |  | 0
2020 | NJ | Plumsted 537 LLC | 61892 | RFCE | RFC East | MWH | 19.8 |  | -5752 | 0 |  | 0 |  |  | 0 | 0
2020 | NJ | Pohatcong Solar Farm | 63150 | RFCE | RFC East | SUN | 8 |  | 11485 |  |  | 0 |  |  |  | 0
2020 | NJ | PPL Renewable Energy Merck Solar | 56889 | RFCE | RFC East | SUN | 1.7 |  | 1459 |  |  | 0 |  |  |  | 0
2020 | NJ | Princeton Energy Center, LLC | 61822 | RFCE | RFC East | NG | 10.8 | 1 | 20721 | 221340 | 0.11003 | 0.01062 | 0.00099423 | EPA/NEI; Estimated using an emission factor | 221340 | 0.11003
2020 | NJ | Princeton Solar Project | 61354 | RFCE | RFC East | SUN | 2.5 |  | 3585 |  |  | 0 |  |  |  | 0
2020 | NJ | Princeton University Cogeneration | 58584 | RFCE | RFC East | NG | 32 | 0.4737 | 38755 | 185234.629 | 0.092083 | 0.004752 | 0.00099423 | EPA/NEI; Estimated using an emission factor | 391040 | 0.19439
2020 | NJ | Prudential 55 Livingston Roseland Solar | 60841 | RFCE | RFC East | SUN | 1.2 |  | 1914 |  |  | 0 |  |  |  | 0
2020 | NJ | Prudential 80 Livingston Roseland Solar | 60842 | RFCE | RFC East | SUN | 1.7 |  | 2789 |  |  | 0 |  |  |  | 0
2020 | NJ | PSEG Bayonne Generating Station | 2397 | RFCE | RFC East | KER | 42.2
2020 | NJ | PSEG Edison Generating Station | 2400 | RFCE | RFC East | NG | 501.6
2020 | NJ | PSEG Hackettstown | 57204 | RFCE | RFC East | SUN | 2.2 |  | 2382 |  |  | 0 |  |  |  | 0
2020 | NJ | PSEG Hope Creek Generating Station | 6118 | RFCE | RFC East | NUC | 1290.7 |  | 10592697 |  |  | 0 |  |  |  | 0
2020 | NJ | PSEG Hudson Generating Station | 2403 | RFCE | RFC East |  | 1229.6
2020 | NJ | PSEG Mercer Generating Station | 2408 | RFCE | RFC East |  | 768
2020 | NJ | PSEG National Park Generating Station | 2409 | RFCE | RFC East | KER | 18.5
2020 | NJ | Quakertown Solar Farm, LLC | 61965 | RFCE | RFC East | SUN | 8.8 |  | 12699 |  |  | 0 |  |  |  | 0
2020 | NJ | Raritan ITS | 59059 | RFCE | RFC East | SUN | 2 |  | 2197 |  |  | 0 |  |  |  | 0
2020 | NJ | Raritan Solar | 60729 | RFCE | RFC East | SUN | 7.5 |  | 12543 |  |  | 0 |  |  |  | 0
2020 | NJ | Raritan Solar - 53 Highway | 61601 | RFCE | RFC East | SUN | 8.4 |  | 11904 |  |  | 0 |  |  |  | 0
2020 | NJ | Rariton OMP | 59055 | RFCE | RFC East | SUN | 5.4 |  | 992 | 982 | 0.0002072 | 0.00041775 | 0.000422 | EPA/NEI; Estimated using an emission factor | 982 | 0.0002072
2020 | NJ | RB Manufacturing LLC Belle Mead NJ | 61162 | RFCE | RFC East | SUN | 1.5 |  | 1004 |  |  | 0 |  |  |  | 0
2020 | NJ | Red Oak Power, LLC | 55239 | RFCE | RFC East | NG | 821.1 |  | 2779502 | 20034977.5 | 84.9 | 0.06109 | 0.0084752 | EPA/NEI | 20034977.5 | 84.9
2020 | NJ | Reeves South | 59278 | RFCE | RFC East | SUN | 1 |  | 1717 |  |  | 0 |  |  |  | 0
2020 | NJ | Reeves Station Rd East | 58030 | RFCE | RFC East | SUN | 5.4 |  | 8061 |  |  | 0 |  |  |  | 0
2020 | NJ | River Terminal Development Solar | 60843 | RFCE | RFC East | SUN | 2.9 |  | 3666.001 |  |  | 0 |  |  |  | 0
2020 | NJ | Riverside Renewable Energy LLC | 58036 | RFCE | RFC East | SUN | 7.5 |  | 10158 |  |  | 0 |  |  |  | 0
2020 | NJ | Rock Solid | 59319 | RFCE | RFC East | SUN | 8.2 |  | 12388 |  |  | 0 |  |  |  | 0
2020 | NJ | Rotor Clip | 61751 | RFCE | RFC East | SUN | 2.8 |  | 5135 |  |  | 0 |  |  |  | 0
2020 | NJ | Royal Wine Corp Solar Power Plant | 60781 | RFCE | RFC East | SUN | 1 |  | 1334 |  |  | 0 |  |  |  | 0
2020 | NJ | Rutgers Biomedical and Health Cogen | 50411 | RFCE | RFC East | NG | 10.5 | 0.32866 | 8592 | 48903.031 | 0.02431 | 0.0056588 | 0.00099423 | NEI avg EF - PM, fuel type, firing type | 148793.004 | 0.073967
2020 | NJ | Sabert Solar | 60810 | RFCE | RFC East | SUN | 1.8 |  | 1830 |  |  | 0 |  |  |  | 0
2020 | NJ | Salem Generating Station | 2410 | RFCE | RFC East | NUC | 2381.8 |  | 16145436 | 383.1 | 0.0334 | 4.1374e-06 | 0.17437 | EPA/NEI; Estimated using an emission factor | 383.1 | 0.0334
2020 | NJ | Samuel Mickle School | 64096 | RFCE | RFC East | SUN | 1.1 |  | 1472 |  |  | 0 |  |  |  | 0
2020 | NJ | Sayreville | 2390 | RFCE | RFC East | NG | 462 |  | -1075 | 21190.8 | 0.41 | 0 | 0.038696 | EPA/NEI | 21190.8 | 0.41
2020 | NJ | Sayreville Power LP | 10308 | RFCE | RFC East | NG | 430.2 | 1 | 346120 | 2920807.625 | 2.05 | 0.011846 | 0.0014037 | EPA/NEI | 2920807.625 | 2.05
2020 | NJ | Sayreville Solar Project | 63185 | RFCE | RFC East | SUN | 3.1 |  | 5459 |  |  | 0 |  |  |  | 0
2020 | NJ | SC Landfill Energy LLC | 57843 | RFCE | RFC East | LFG | 1.9 |  | 2228 | 27927 | 0.20526 | 0.18426 | 0.0147 | Estimated using an emission factor | 27927 | 0.20526
2020 | NJ | Seabrook Solar Plant | 57667 | RFCE | RFC East | SUN | 6.8 |  | 5236 |  |  | 0 |  |  |  | 0
2020 | NJ | Seabrook Village | 60747 | RFCE | RFC East | SUN | 3.1 |  | 4789 |  |  | 0 |  |  |  | 0
2020 | NJ | Seaside Heights Power Plant | 58172 | RFCE | RFC East | DFO | 6 |  | 0
2020 | NJ | Selective Insurance | 63459 | RFCE | RFC East | SUN | 2.2 |  | 3693 |  |  | 0 |  |  |  | 0
2020 | NJ | Sewaren Generating Station | 2411 | RFCE | RFC East | NG | 1176.9 |  | 3667054 | 24978556 | 61.6795 | 0.03364 | 0.0049386 | EPA/NEI | 24978556 | 61.6795
2020 | NJ | Sharon Station | 60267 | RFCE | RFC East | SUN | 2.7 |  | 4329 |  |  | 0 |  |  |  | 0
2020 | NJ | Sherman Avenue | 7288 | RFCE | RFC East | NG | 112.8 |  | 16866 | 216920.719 | 0.28 | 0.033203 | 0.0025816 | EPA/NEI | 216920.719 | 0.28
2020 | NJ | Shore Point Solar | 57951 | RFCE | RFC East | SUN | 1 |  | 1050 |  |  | 0 |  |  |  | 0
2020 | NJ | Short Hills Mall | 63257 | RFCE | RFC East | SUN | 2.7 |  | 4181 |  |  | 0 |  |  |  | 0
2020 | NJ | Silver Lake Solar Farm | 57341 | RFCE | RFC East | SUN | 1.7 | 1 | 2531 |  |  | 0 |  |  |  | 0
2020 | NJ | Silvi Gibraltar Rock | 60746 | RFCE | RFC East | SUN | 2.5 |  | 3778 |  |  | 0 |  |  |  | 0
2020 | NJ | Skillman | 59057 | RFCE | RFC East | SUN | 2.7 |  | 2180 |  |  | 0 |  |  |  | 0
2020 | NJ | Solar Star New Jersey NJ LLC | 58402 | RFCE | RFC East | SUN | 1.5 |  | 2344 |  |  | 0 |  |  |  | 0
2020 | NJ | Solvay Solar | 63452 | RFCE | RFC East | SUN | 6.5 |  | 7087 |  |  | 0 |  |  |  | 0
2020 | NJ | Spartan | 60755 | RFCE | RFC East | SUN | 8.3 |  | 13639 |  |  | 0 |  |  |  | 0
2020 | NJ | Springfield Solar Project | 61907 | RFCE | RFC East | SUN | 7.5 |  | 11204 |  |  | 0 |  |  |  | 0
2020 | NJ | St.Joseph's Regional Medical Center | 63645 | RFCE | RFC East | DFO | 6.1
2020 | NJ | Stockton Athletic Center | 57864 | RFCE | RFC East | SUN | 1.4 |  | 375 |  |  | 0 |  |  |  | 0
2020 | NJ | Stryker 22, L.L.C. | 61891 | RFCE | RFC East | MWH | 19.8 |  | -5746 | 0 |  | 0 |  |  | 0 | 0
2020 | NJ | Summit Associates | 57726 | RFCE | RFC East | SUN | 1.9 |  | 2582 |  |  | 0 |  |  |  | 0
2020 | NJ | Summit Water Nexus Mt. Holly, LLC Solar | 60809 | RFCE | RFC East | SUN | 1 |  | 1545 |  |  | 0 |  |  |  | 0
2020 | NJ | SX Landfill Energy LLC | 57846 | RFCE | RFC East | LFG | 3.2 |  | 5711 | 76745 | 0.56408 | 0.19754 | 0.0147 | Estimated using an emission factor | 76745 | 0.56408
2020 | NJ | The City of Vineland at North Vineland | 57746 | RFCE | RFC East | SUN | 2.3 |  | 5877 |  |  | 0 |  |  |  | 0
2020 | NJ | The City of Vineland at West Vineland | 57745 | RFCE | RFC East | SUN | 3.7 |  | 3716 |  |  | 0 |  |  |  | 0
2020 | NJ | The Lawrenceville School Solar Facility | 58356 | RFCE | RFC East | SUN | 5.2 |  | 8220 |  |  | 0 |  |  |  | 0
2020 | NJ | Thermo Fisher | 63404 | RFCE | RFC East | SUN | 1.5 |  | 1997 |  |  | 0 |  |  |  | 0
2020 | NJ | Timber Creek HS | 60771 | RFCE | RFC East | SUN | 1.3 |  | 1460 |  |  | 0 |  |  |  | 0
2020 | NJ | Tinton Falls Solar Farm | 58483 | RFCE | RFC East | SUN | 16 |  | 25627 |  |  | 0 |  |  |  | 0
2020 | NJ | Tioga Solar Morris County 1 LLC | 58917 | RFCE | RFC East | SUN | 1 |  | 803 |  |  | 0 |  |  |  | 0
2020 | NJ | Tissington Solar | 58364 | RFCE | RFC East | SUN | 3 |  | 3520 |  |  | 0 |  |  |  | 0
2020 | NJ | Titusville Solar | 57815 | RFCE | RFC East | SUN | 4.1 |  | 5380 |  |  | 0 |  |  |  | 0
2020 | NJ | Toys R Us- DE, Inc. at Mt. Olive, NJ | 57647 | RFCE | RFC East | SUN | 4.1 |  | 5242 |  |  | 0 |  |  |  | 0
2020 | NJ | Trenton Solar Farm | 57352 | RFCE | RFC East | SUN | 1 |  | 1598 |  |  | 0 |  |  |  | 0
2020 | NJ | Union County Resource Recovery | 50960 | RFCE | RFC East | MSW | 45 | 1 | 296913 | 5319195.375 |  |  |  |  | 5319195.375
2020 | NJ | United Stationers Supply Solar Electric | 58040 | RFCE | RFC East | SUN | 2.8 |  | 3930 |  |  | 0 |  |  |  | 0
2020 | NJ | US Foods Solar | 60808 | RFCE | RFC East | SUN | 6 |  | 5973 |  |  | 0 |  |  |  | 0
2020 | NJ | USAA Black Bear Energy | 62612 | RFCE | RFC East | SUN | 1.9 |  | 3058 |  |  | 0 |  |  |  | 0
2020 | NJ | Vicinity Energy Trenton, L.P. | 50094 | RFCE | RFC East | NG | 21.2 | 0.54108 | 223.44 | 1200.119 | 0.00025323 | 0.0022666 | 0.000422 | EPA/NEI; Estimated using an emission factor | 2218 | 0.000468
2020 | NJ | Vineland Headquarters | 57742 | RFCE | RFC East | SUN | 1.1 |  | 1548 |  |  | 0 |  |  |  | 0
2020 | NJ | Vineland Mays Landing Solar | 57660 | RFCE | RFC East | SUN | 4.3 |  | 5959 |  |  | 0 |  |  |  | 0
2020 | NJ | Wakefern Food Corp | 58123 | RFCE | RFC East | SUN | 2 |  | 2797 |  |  | 0 |  |  |  | 0
2020 | NJ | Warren County Solar | 56888 | RFCE | RFC East | SUN | 5 |  | 3126 |  |  | 0 |  |  |  | 0
2020 | NJ | WC Landfill Energy LLC | 57848 | RFCE | RFC East | SUN | 3 |  | 819 |  |  | 0 |  |  |  | 0
2020 | NJ | WEA Texas Bayonne | 57383 | RFCE | RFC East | SUN | 1.5 |  | 1452 |  |  | 0 |  |  |  | 0
2020 | NJ | West Deptford Energy Station | 56963 | RFCE | RFC East | NG | 754.6 |  | 2214087 | 16421356 | 34.72 | 0.031363 | 0.0042286 | EPA/NEI | 16421356 | 34.72
2020 | NJ | West Pemberton | 59186 | RFCE | RFC East | SUN | 7 |  | 10485 |  |  | 0 |  |  |  | 0
2020 | NJ | West Station | 6776 | RFCE | RFC East | DFO | 27 |  | 102 | 2204.1 | 0.0201 | 0.39412 | 0.018239 | EPA/NEI | 2204.1 | 0.0201
2020 | NJ | Westside Avenue | 60500 | RFCE | RFC East | SUN | 1 |  | 1107 |  |  | 0 |  |  |  | 0
2020 | NJ | Wheelabrator Gloucester LP | 50885 | RFCE | RFC East | MSW | 14 |  | 84941 | 1922785.812 |  |  |  |  | 1922785.812
2020 | NJ | William G Mennen Sports Solar | 61630 | RFCE | RFC East | SUN | 1.3 |  | 807 |  |  | 0 |  |  |  | 0
2020 | NJ | William Paterson University | 57805 | RFCE | RFC East | SUN | 1.4 |  | 0
2020 | NJ | Williams-Sonoma Solar Facility | 58361 | RFCE | RFC East | SUN | 3 |  | 4361 |  |  | 0 |  |  |  | 0
2020 | NJ | Wilzig Associates, LLC | 59751 | RFCE | RFC East | SUN | 1.2 |  | 1042 |  |  | 0 |  |  |  | 0
2020 | NJ | Woodbine Landfill Plant | 59116 | RFCE | RFC East | LFG | 3.2 |  | 5860 | 75773 | 0.55693 | 0.19008 | 0.0147 | Estimated using an emission factor | 75773 | 0.55693
2020 | NJ | Woodbridge Energy Center | 57839 | RFCE | RFC East | NG | 772.9 |  | 4444202 | 27287384 | 25.8 | 0.011611 | 0.001891 | EPA/NEI | 27287384 | 25.8
2020 | NJ | Yards Creek | 6522 | RFCE | RFC East | WAT | 453 |  | -109905 |  |  | 0 |  |  |  | 0
2020 | NJ | Yardville Solar Farm | 57382 | RFCE | RFC East | SUN | 3.6 |  | 5419 |  |  | 0 |  |  |  | 0
2020 | NM | Abiquiu Dam | 7789 | AZNM | WECC Southwest | WAT | 15.6 |  | 21555 |  |  | 0 |  |  |  | 0
2020 | NM | Afton Generating Station | 55210 | AZNM | WECC Southwest | NG | 464 |  | 909329 | 7236970 | 28.6 | 0.062904 | 0.0079039 | EPA/NEI | 7236970 | 28.6
2020 | NM | Alamogordo Solar Energy Center | 57577 | AZNM | WECC Southwest | SUN | 5 |  | 11513 |  |  | 0 |  |  |  | 0
2020 | NM | Albuquerque Solar Energy Center | 57567 | AZNM | WECC Southwest | SUN | 2 |  | 3793 |  |  | 0 |  |  |  | 0
2020 | NM | Alcalde Solar Array | 63477 | AZNM | WECC Southwest | SUN | 2.4 |  | 4090 |  |  | 0 |  |  |  | 0
2020 | NM | Algodones | 2475 | AZNM | WECC Southwest | NG | 45
2020 | NM | Alta Luna | 60258 | AZNM | WECC Southwest | SUN | 28.1 |  | 68548 |  |  | 0 |  |  |  | 0
2020 | NM | Anderson Wind I | 58939 | SPSO | SPP South | WND | 5 |  | 18227 |  |  | 0 |  |  |  | 0
2020 | NM | Anderson Wind II | 58940 | SPSO | SPP South | WND | 10 |  | 44192 |  |  | 0 |  |  |  | 0
2020 | NM | Angel Fire Energy Facility | 64695 | AZNM | WECC Southwest |  | 12.8
2020 | NM | Animas | 2465 | AZNM | WECC Southwest | NG | 50.3 |  | 1307 | 22655 | 0.011262 | 0.017234 | 0.00099423 | EPA/NEI; Estimated using an emission factor | 22655 | 0.011262
2020 | NM | Aragonne Mesa Phase II | 56656 | AZNM | WECC Southwest | WND | 105
2020 | NM | Aragonne Mesa Wind Project | 64845 | AZNM | WECC Southwest | WND | 145
2020 | NM | Aragonne Wind LLC | 56336 | AZNM | WECC Southwest | WND | 90 |  | 247884 |  |  | 0 |  |  |  | 0
2020 | NM | Arroyo Solar Energy Storage Hybrid | 63172 | AZNM | WECC Southwest |  | 450
2020 | NM | Blanco Compressor Station | 54221 | AZNM | WECC Southwest | NG | 3
2020 | NM | Blue Sky One | 58689 | AZNM | WECC Southwest | SUN | 1.3 |  | 3148 |  |  | 0 |  |  |  | 0
2020 | NM | Bluewater CDEC 1 | 62994 | AZNM | WECC Southwest | SUN | 2.4 |  | 6922 |  |  | 0 |  |  |  | 0
2020 | NM | Bluffview Power Plant | 55977 | AZNM | WECC Southwest | NG | 67 |  | 393780 | 3146952.25 | 2.36 | 0.011986 | 0.0014999 | EPA/NEI | 3146952.25 | 2.36
2020 | NM | Borderlands Wind, LLC | 64638 | AZNM | WECC Southwest | WND | 100
2020 | NM | Britton Solar Energy Center | 63579 | AZNM | WECC Southwest | SUN | 50 |  | 140653 |  |  | 0 |  |  |  | 0
2020 | NM | Broadview Energy JN, LLC | 60145 | SPSO | SPP South | WND | 181.7 |  | 683441 |  |  | 0 |  |  |  | 0
2020 | NM | Broadview Energy KW, LLC | 60152 | SPSO | SPP South | WND | 142.6 |  | 539610 |  |  | 0 |  |  |  | 0
2020 | NM | Broadview Energy Prime 2 LLC | 58465 | SPSO | SPP South | WND | 9.9 |  | 35857 |  |  | 0 |  |  |  | 0
2020 | NM | Broadview Energy Prime LLC | 58464 | SPSO | SPP South | WND | 9.9 |  | 36166 |  |  | 0 |  |  |  | 0
2020 | NM | Caprock Solar 1 LLC | 59251 | SPSO | SPP South | SUN | 25 |  | 61763 |  |  | 0 |  |  |  | 0
2020 | NM | Caprock Solar 2 LLC | 59846 | SPSO | SPP South | SUN | 30
2020 | NM | Caprock Wind Farm | 56293 | SPSO | SPP South | WND | 80 |  | 276519 |  |  | 0 |  |  |  | 0
2020 | NM | Carlsbad | 2453 | SPSO | SPP South | NG | 16.3
2020 | NM | Carrizozo Solar | 61662 | AZNM | WECC Southwest | SUN | 3 |  | 7375 |  |  | 0 |  |  |  | 0
2020 | NM | Casa Mesa Wind Energy Center Hybrid | 61925 | AZNM | WECC Southwest | WND | 51.9 |  | 187322 | 0 |  | 0 |  |  | 0 | 0
2020 | NM | Chaves Solar, LLC | 60405 | SPSO | SPP South | SUN | 70 |  | 177497 |  |  | 0 |  |  |  | 0
2020 | NM | Chino Mines | 54667 | AZNM | WECC Southwest | NG | 101.5 | 1 | 17376 | 207345.875 | 0.64083 | 0.07376 | 0.0061813 | EPA/NEI; Estimated using an emission factor | 207345.875 | 0.64083
2020 | NM | Cibola | 59619 | AZNM | WECC Southwest | SUN | 7.6 |  | 20537 |  |  | 0 |  |  |  | 0
2020 | NM | Cimarron Solar Facility | 57243 | AZNM | WECC Southwest | SUN | 30.6 |  | 62525 |  |  | 0 |  |  |  | 0
2020 | NM | City of Gallup Solar | 62406 | AZNM | WECC Southwest | SUN | 8 |  | 17186 |  |  | 0 |  |  |  | 0
2020 | NM | City of Rio Rancho WWTP | 63391 | AZNM | WECC Southwest | SUN | 1.2 |  | 2832 |  |  | 0 |  |  |  | 0
2020 | NM | City of Truth or Consequences PV | 59653 | AZNM | WECC Southwest | SUN | 1.9 |  | 3630 |  |  | 0 |  |  |  | 0
2020 | NM | Clean Path Energy Center | 60289 | NWPP | WECC Northwest |  | 735
2020 | NM | Clines Corners Wind Farm LLC | 64054 | AZNM | WECC Southwest | WND | 325
2020 | NM | CNMEC Solar Energy Center | 62191 | AZNM | WECC Southwest | SUN | 2 |  | 5646 |  |  | 0 |  |  |  | 0
2020 | NM | Columbus Solar Project | 61165 | AZNM | WECC Southwest | SUN | 1.9 |  | 4920 |  |  | 0 |  |  |  | 0
2020 | NM | Cunningham | 2454 | SPSO | SPP South | NG | 519.2 |  | 1291298 | 14318869.25 | 44.963 | 0.06964 | 0.0062802 | EPA/NEI | 14318869.25 | 44.963
2020 | NM | Deming Solar Energy Center | 57575 | AZNM | WECC Southwest | SUN | 9 |  | 20478 |  |  | 0 |  |  |  | 0
2020 | NM | Duran Mesa LLC | 64065 | AZNM | WECC Southwest | WND | 105
2020 | NM | Eddy County Generating Station | 55252 | AZNM | WECC Southwest | NG | 44
2020 | NM | El Cabo Wind | 58098 | AZNM | WECC Southwest | WND | 298 |  | 1077111 |  |  | 0 |  |  |  | 0
2020 | NM | El Vado Dam | 7593 | AZNM | WECC Southwest | WAT | 8 |  | 13947 |  |  | 0 |  |  |  | 0
2020 | NM | Elephant Butte | 6402 | AZNM | WECC Southwest | WAT | 27.9 |  | 53694.999 |  |  | 0 |  |  |  | 0
2020 | NM | Encino Solar Energy Center | 63860 | AZNM | WECC Southwest | SUN | 55 |  | 83382 |  |  | 0 |  |  |  | 0
2020 | NM | Escalante | 87 | AZNM | WECC Southwest | SUB | 257 |  | 596278 | 6378644 | 1.6 | 0.0053666 | 0.00050167 | EPA/NEI | 6378644 | 1.6
2020 | NM | Eubank Landfill Solar Array | 59393 | AZNM | WECC Southwest | SUN | 2
2020 | NM | Facebook 1 Solar Energy Center | 61556 | AZNM | WECC Southwest | SUN | 10 |  | 26326 |  |  | 0 |  |  |  | 0
2020 | NM | Facebook 2 Solar Energy Center | 61557 | AZNM | WECC Southwest | SUN | 10 |  | 25896 |  |  | 0 |  |  |  | 0
2020 | NM | Facebook 3 Solar Energy Center | 61558 | AZNM | WECC Southwest | SUN | 10 |  | 26345 |  |  | 0 |  |  |  | 0
2020 | NM | Ford Utilities Center | 50906 | AZNM | WECC Southwest | NG | 16.3 | 0.47174 | 86688 | 443133.351 | 0.22029 | 0.0050823 | 0.00099423 | EPA/NEI; Estimated using an emission factor | 939365 | 0.46697
2020 | NM | Four Corners Steam Elec Station | 2442 | AZNM | WECC Southwest | SUB | 2269.6 |  | 7598973 | 80177568 | 1019.4578 | 0.26831 | 0.02543 | EPA/NEI | 80177568 | 1019.4578
2020 | NM | Four Peaks Camino Real | 60696 | AZNM | WECC Southwest | LFG | 3.2 |  | 18925 | 214236 | 1.5746 | 0.16641 | 0.0147 | Estimated using an emission factor | 214236 | 1.5746
2020 | NM | Freeport McMoRan | 54734 | AZNM | WECC Southwest | DFO | 45.4 |  | 0
2020 | NM | Gallegos Wind Farm, Phase 1 | 59047 | AZNM | WECC Southwest | WND | 180
2020 | NM | Grady Wind Energy Center, LLC | 60317 | AZNM | WECC Southwest | WND | 220.5 |  | 833070 |  |  | 0 |  |  |  | 0
2020 | NM | Grants CDEC 2 | 62995 | AZNM | WECC Southwest | SUN | 4.5 |  | 12454 |  |  | 0 |  |  |  | 0
2020 | NM | GSE NM1 | 58576 | SPSO | SPP South | SUN | 2.3 |  | 5201 |  |  | 0 |  |  |  | 0
2020 | NM | Hatch Solar Energy Center I, LLC | 57591 | AZNM | WECC Southwest | SUN | 5 |  | 13527 |  |  | 0 |  |  |  | 0
2020 | NM | High Lonesome Mesa LLC | 56945 | AZNM | WECC Southwest | WND | 100 |  | 367905 |  |  | 0 |  |  |  | 0
2020 | NM | Hobbs Generating Station | 56458 | SPSO | SPP South | NG | 681.5 |  | 3789631 | 33968384 | 75.7 | 0.039951 | 0.0044571 | EPA/NEI | 33968384 | 75.7
2020 | NM | Holloman Solar Facility | 60301 | AZNM | WECC Southwest | SUN | 5 |  | 8793 |  |  | 0 |  |  |  | 0
2020 | NM | Kit Carson | 58240 | AZNM | WECC Southwest | SUN | 1.3 |  | 2543 |  |  | 0 |  |  |  | 0
2020 | NM | La Joya NM | 61044 | AZNM | WECC Southwest | WND | 306.2
2020 | NM | La Luz Energy Center | 58284 | AZNM | WECC Southwest | NG | 84.6 |  | 10484 | 108998.453 | 0.11 | 0.020984 | 0.0020184 | EPA/NEI | 108998.453 | 0.11
2020 | NM | Las Vegas | 2447 | AZNM | WECC Southwest | DFO | 20
2020 | NM | Las Vegas Solar Energy Center | 57576 | AZNM | WECC Southwest | SUN | 5 |  | 9859 |  |  | 0 |  |  |  | 0
2020 | NM | LCEC Generation LLVC | 57872 | SPSO | SPP South | NG | 46.5 |  | 28064 | 269073.008 | 0.056774 | 0.0040461 | 0.000422 | Estimated using an emission factor | 269073.008 | 0.056774
2020 | NM | Lightning Dock Geothermal HI-01, LLC | 58629 | AZNM | WECC Southwest | GEO | 19.2 |  | 53279 |  |  | 0 |  |  |  | 0
2020 | NM | Lordsburg Generating Station | 7967 | AZNM | WECC Southwest | NG | 88 |  | 11954 | 131111.812 | 0.432 | 0.072277 | 0.0065898 | EPA/NEI | 131111.812 | 0.432
2020 | NM | Los Alamos PV Site | 58256 | AZNM | WECC Southwest | SUN | 3.8 |  | 392 |  |  | 0 |  |  |  | 0
2020 | NM | Los Lunas Solar Energy Center | 57571 | AZNM | WECC Southwest | SUN | 7 |  | 15565 |  |  | 0 |  |  |  | 0
2020 | NM | Luna Energy Facility | 55343 | AZNM | WECC Southwest | NG | 650 |  | 3303684 | 23007922 | 35.15 | 0.021279 | 0.0030555 | EPA/NEI | 23007922 | 35.15
2020 | NM | Macho Springs | 59010 | AZNM | WECC Southwest | SUN | 55 |  | 143052 |  |  | 0 |  |  |  | 0
2020 | NM | Macho Springs Power I | 57947 | AZNM | WECC Southwest | WND | 50.4 |  | 129086 |  |  | 0 |  |  |  | 0
2020 | NM | Maddox | 2446 | SPSO | SPP South | NG | 212 |  | 610457 | 5440334 | 20.302 | 0.066514 | 0.0074635 | EPA/NEI | 5440334 | 20.302
2020 | NM | Manzano Solar | 58521 | AZNM | WECC Southwest | SUN | 8.4 |  | 18403 |  |  | 0 |  |  |  | 0
2020 | NM | Meadow Lake Solar Energy Center | 59618 | AZNM | WECC Southwest | SUN | 9.1 |  | 24935 |  |  | 0 |  |  |  | 0
2020 | NM | Mesalands Comm College Wind Turbine | 57106 | SPSO | SPP South | WND | 1.5 |  | 883 |  |  | 0 |  |  |  | 0
2020 | NM | Middle Daisy | 61681 | SPSO | SPP South | SUN | 5 |  | 13572 |  |  | 0 |  |  |  | 0
2020 | NM | Milagro Cogeneration Plant | 54814 | AZNM | WECC Southwest | NG | 121.6
2020 | NM | Milo Wind Project LLC | 59838 | SPSO | SPP South | WND | 50 |  | 216646 |  |  | 0 |  |  |  | 0
2020 | NM | Navajo Dam | 584 | AZNM | WECC Southwest | WAT | 30 |  | 113511 |  |  | 0 |  |  |  | 0
2020 | NM | New Mexico Community Solar Facility | 61783 | AZNM | WECC Southwest | SUN | 2
2020 | NM | New Mexico State University | 54975 | AZNM | WECC Southwest | NG | 4.7 | 0.44917 | 33649 | 204604.349 | 0.10171 | 0.0060455 | 0.00099423 | NEI avg EF - PM, fuel type, firing type | 455517 | 0.22644
2020 | NM | New Mexico Wind Energy Center | 56097 | AZNM | WECC Southwest | WND | 204 |  | 573389 |  |  | 0 |  |  |  | 0
2020 | NM | Oso Grande Wind Farm | 63502 | AZNM | WECC Southwest | WND | 249.8
2020 | NM | Otero Solar | 58520 | AZNM | WECC Southwest | SUN | 8 |  | 17698 |  |  | 0 |  |  |  | 0
2020 | NM | Pinon Energy Center | 63281 | AZNM | WECC Southwest | NG | 292.6
2020 | NM | Prosperity Energy Storage Facility Hybrid | 58899 | AZNM | WECC Southwest | SUN | 1.3 |  | 509 |  |  | 0 |  |  |  | 0
2020 | NM | Pyramid Generating Station | 7975 | AZNM | WECC Southwest | NG | 186 |  | 125910 | 1274790.602 | 4.18 | 0.066397 | 0.0065579 | EPA/NEI | 1274790.602 | 4.18
2020 | NM | Quay County | 58125 | SPSO | SPP South | DFO | 27 |  | 246 | 4234 | 0.038198 | 0.31056 | 0.018044 | NEI avg EF - PM, fuel type, firing type | 4234 | 0.038198
2020 | NM | Questa Solar Facility | 57369 | AZNM | WECC Southwest | SUN | 1 |  | 1302 |  |  | 0 |  |  |  | 0
2020 | NM | RC Energy AA LLC Solar Facility | 62756 | AZNM | WECC Southwest | SUN | 1 |  | 1847 |  |  | 0 |  |  |  | 0
2020 | NM | Red Cloud Wind LLC | 63981 | AZNM | WECC Southwest | WND | 350
2020 | NM | Red Mesa Wind LLC | 57357 | AZNM | WECC Southwest | WND | 102.4 |  | 230293 |  |  | 0 |  |  |  | 0
2020 | NM | Reeves Generating Station | 2450 | AZNM | WECC Southwest | NG | 154 |  | 111182 | 1455196.281 | 5.3888 | 0.096937 | 0.0074063 | EPA/NEI | 1455196.281 | 5.3888
2020 | NM | Rio Bravo Generating Station | 55039 | AZNM | WECC Southwest | NG | 150 |  | 125197 | 1508569.75 | 5.853 | 0.0935 | 0.0077596 | NEI avg EF - PM, fuel type, firing type | 1508569.75 | 5.853
2020 | NM | Rio Communities Solar Energy Center | 60198 | AZNM | WECC Southwest | SUN | 10 |  | 24576 |  |  | 0 |  |  |  | 0
2020 | NM | Rio De Oro Solar Energy Center | 62597 | AZNM | WECC Southwest | SUN | 10 |  | 24294 |  |  | 0 |  |  |  | 0
2020 | NM | Rio Grande | 2444 | AZNM | WECC Southwest | NG | 398.3 |  | 884107 | 9949978.375 | 25.047 | 0.056661 | 0.0050346 | EPA/NEI; Estimated using an emission factor | 9949978.375 | 25.047
2020 | NM | Rio Rancho High School | 58589 | AZNM | WECC Southwest | SUN | 1 |  | 4082 |  |  | 0 |  |  |  | 0
2020 | NM | Rio Rancho Solar Energy Center | 63184 | AZNM | WECC Southwest | SUN | 10 |  | 25852 |  |  | 0 |  |  |  | 0
2020 | NM | Roadrunner Solar | 57338 | AZNM | WECC Southwest | SUN | 20.2 |  | 49850 |  |  | 0 |  |  |  | 0
2020 | NM | Rockmont Solar and Storage Project | 64216 | AZNM | WECC Southwest |  | 300
2020 | NM | Roosevelt County | 58771 | SPSO | SPP South | WND | 250 |  | 1099277 |  |  | 0 |  |  |  | 0
2020 | NM | Roswell Solar, LLC | 60406 | SPSO | SPP South | SUN | 70 |  | 175144 |  |  | 0 |  |  |  | 0
2020 | NM | Route 66 Energy Center, LLC | 64076 | AZNM | WECC Southwest | SUN | 49.5
2020 | NM | Sagamore Wind | 63578 | AZNM | WECC Southwest | WND | 522 |  | 0
2020 | NM | San Juan | 2451 | AZNM | WECC Southwest | RC | 1848 |  | 4751623 | 59622702 | 144.93 | 0.061002 | 0.0048616 | EPA/NEI | 59622702 | 144.93
2020 | NM | San Juan Mesa Wind Project LLC | 56304 | SPSO | SPP South | WND | 120 |  | 405440 |  |  | 0 |  |  |  | 0
2020 | NM | San Miguel I Solar Energy Center | 63081 | AZNM | WECC Southwest | SUN | 10 |  | 25474 |  |  | 0 |  |  |  | 0
2020 | NM | San Miguel II Solar Energy Center | 63082 | AZNM | WECC Southwest | SUN | 10 |  | 25632 |  |  | 0 |  |  |  | 0
2020 | NM | Sandoval Solar Energy Center | 59558 | AZNM | WECC Southwest | SUN | 6.1 |  | 15165 |  |  | 0 |  |  |  | 0
2020 | NM | Santa Fe Solar Energy Center | 60196 | AZNM | WECC Southwest | SUN | 9.5 |  | 21987 |  |  | 0 |  |  |  | 0
2020 | NM | Santolina Solar Energy Center | 60197 | AZNM | WECC Southwest | SUN | 10.5 |  | 26121 |  |  | 0 |  |  |  | 0
2020 | NM | SEV NM Phase 2 | 58479 | SPSO | SPP South | SUN | 2 |  | 4514 |  |  | 0 |  |  |  | 0
2020 | NM | Silver City WWTP PV Project | 58540 | AZNM | WECC Southwest | SUN | 1 |  | 2103 |  |  | 0 |  |  |  | 0
2020 | NM | SoCore Clovis 1 | 64524 | SPSO | SPP South | SUN | 2
2020 | NM | South Valley Solar Energy Center | 60195 | AZNM | WECC Southwest | SUN | 10 |  | 26386 |  |  | 0 |  |  |  | 0
2020 | NM | Southside Water Reclamation Plant | 10339 | AZNM | WECC Southwest | NG | 6.6 | 0.96724 | 13205 | 169437.438 | 0.43896 | 0.066483 | 0.0051813 | Estimated using an emission factor | 175176 | 0.45382
2020 | NM | Springer Solar 1 | 59560 | AZNM | WECC Southwest | SUN | 1 |  | 2498 |  |  | 0 |  |  |  | 0
2020 | NM | SPS1 Dollarhide | 57736 | SPSO | SPP South | SUN | 10 |  | 21263 |  |  | 0 |  |  |  | 0
2020 | NM | SPS2 Jal | 57737 | SPSO | SPP South | SUN | 10 |  | 21885 |  |  | 0 |  |  |  | 0
2020 | NM | SPS3 Lea | 57738 | SPSO | SPP South | SUN | 10 |  | 21502 |  |  | 0 |  |  |  | 0
2020 | NM | SPS4 Monument | 57739 | SPSO | SPP South | SUN | 10.1 |  | 22474 |  |  | 0 |  |  |  | 0
2020 | NM | SPS5 Hopi | 57740 | SPSO | SPP South | SUN | 10.1 |  | 21998 |  |  | 0 |  |  |  | 0
2020 | NM | Sterling I Wind Farm | 60991 | SPSO | SPP South | WND | 29.9 |  | 137921 |  |  | 0 |  |  |  | 0
2020 | NM | Storrie Lake Solar Project | 58794 | AZNM | WECC Southwest | SUN | 1.9 |  | 3410 |  |  | 0 |  |  |  | 0
2020 | NM | Sue Cleveland High School | 58588 | AZNM | WECC Southwest | SUN | 1 |  | 0
2020 | NM | SunE EPE1 LLC | 57986 | AZNM | WECC Southwest | SUN | 10 |  | 22890 |  |  | 0 |  |  |  | 0
2020 | NM | SunE EPE2 LLC | 57985 | AZNM | WECC Southwest | SUN | 12 |  | 31204 |  |  | 0 |  |  |  | 0
2020 | NM | Syncarpha Eagle Nest | 62149 | AZNM | WECC Southwest | SUN | 1 |  | 2567 |  |  | 0 |  |  |  | 0
2020 | NM | Syncarpha El Rito | 63124 | AZNM | WECC Southwest | SUN | 1.6 |  | 3730 |  |  | 0 |  |  |  | 0
2020 | NM | Syncarpha Questa | 63125 | AZNM | WECC Southwest | SUN | 1.6 |  | 3907 |  |  | 0 |  |  |  | 0
2020 | NM | Syncarpha Taos | 63123 | AZNM | WECC Southwest | SUN | 3.1 |  | 5220 |  |  | 0 |  |  |  | 0
2020 | NM | Taos Mesa Energy Facility Hybrid | 63728 | AZNM | WECC Southwest |  | 27
2020 | NM | Tecolote Wind LLC | 64066 | AZNM | WECC Southwest | WND | 272
2020 | NM | Texico Wind Ranch LP | 57258 | SPSO | SPP South | WND | 1.9 |  | 533 |  |  | 0 |  |  |  | 0
2020 | NM | Tip Top Solar Energy Center LLC | 63028 | SPSO | SPP South | SUN | 220
2020 | NM | Tucumcari | 2469 | SPSO | SPP South | DFO | 16.1
2020 | NM | Univ New Mexico Cogen Plant | 50905 | AZNM | WECC Southwest | NG | 2.5
2020 | NM | Valencia Power Plant | 55802 | AZNM | WECC Southwest | NG | 656.1 |  | 68096 | 815940.5 | 6.773 | 0.19893 | 0.016602 | EPA/NEI | 815940.5 | 6.773
2020 | NM | Vista Solar Energy Center | 62467 | AZNM | WECC Southwest | SUN | 10 |  | 26128 |  |  | 0 |  |  |  | 0
2020 | NM | Wal-Mart Truth or Consequences PV | 60341 | AZNM | WECC Southwest | SUN | 1 |  | 1450 |  |  | 0 |  |  |  | 0
2020 | NM | Wildcat Solar Power Plant LLC | 64849 | AZNM | WECC Southwest | SUN | 90
2020 | NM | Wildcat Wind | 57887 | SPSO | SPP South | WND | 27.3 |  | 83294 |  |  | 0 |  |  |  | 0
2020 | NM | WSMR I | 58010 | AZNM | WECC Southwest | SUN | 4.6 |  | 6380 |  |  | 0 |  |  |  | 0
2020 | NV | Aiya Solar Project | 59869 | AZNM | WECC Southwest | SUN | 100
2020 | NV | Apex Generating Station | 55514 | AZNM | WECC Southwest | NG | 600.6 |  | 2822691 | 19243963 | 72.622 | 0.051456 | 0.0075475 | EPA/NEI | 19243963 | 72.622
2020 | NV | Apex Solar PV Power Project | 58489 | AZNM | WECC Southwest | SUN | 20 |  | 53027 |  |  | 0 |  |  |  | 0
2020 | NV | Arida Solar | 63841 | CAMX | WECC California | SUN | 370
2020 | NV | Arrow Canyon Solar Hybrid | 62248 | AZNM | WECC Southwest |  | 275
2020 | NV | Battle Mountain | 6509 | NWPP | WECC Northwest | DFO | 8
2020 | NV | Battle Mountain Solar Project | 61098 | NWPP | WECC Northwest |  | 126
2020 | NV | Beowawe Power | 10287 | NWPP | WECC Northwest | GEO | 20.6 |  | 100963 |  |  | 0 |  |  |  | 0
2020 | NV | Boulder Solar II, LLC | 60885 | AZNM | WECC Southwest | SUN | 50 |  | 136743 |  |  | 0 |  |  |  | 0
2020 | NV | Boulder Solar Power, LLC | 60352 | AZNM | WECC Southwest | SUN | 100 |  | 281229 |  |  | 0 |  |  |  | 0
2020 | NV | Brady | 55991 | NWPP | WECC Northwest | GEO | 47.9 |  | 97082 |  |  | 0 |  |  |  | 0
2020 | NV | Brunswick | 6510 | NWPP | WECC Northwest | DFO | 6
2020 | NV | Chuck Lenzie Generating Station | 55322 | AZNM | WECC Southwest | NG | 1465.6 |  | 6124268 | 46868346 | 185.97 | 0.060732 | 0.0079358 | EPA/NEI | 46868346 | 185.97
2020 | NV | Chuckwalla Solar, LLC | 64558 | AZNM | WECC Southwest |  | 380
2020 | NV | CityCenter Central Plant Cogen Units | 57348 | AZNM | WECC Southwest | NG | 8.6 | 0.45451 | 60643 | 313793.63 | 0.15599 | 0.0051446 | 0.00099423 | NEI avg EF - PM, fuel type, firing type | 690395 | 0.34321
2020 | NV | Clark | 2322 | AZNM | WECC Southwest | NG | 1565.6 |  | 813998.995 | 2762815.988 | 18.88 | 0.046388 | 0.013667 | EPA/NEI | 2762815.988 | 18.88
2020 | NV | CM10 | 56944 | CAMX | WECC California | SUN | 10 |  | 21953 |  |  | 0 |  |  |  | 0
2020 | NV | CM48 | 57205 | CAMX | WECC California | SUN | 48 |  | 100293.999 |  |  | 0 |  |  |  | 0
2020 | NV | Copper Mountain Solar 2 | 58017 | CAMX | WECC California | SUN | 154 |  | 371568.002 |  |  | 0 |  |  |  | 0
2020 | NV | Copper Mountain Solar 3 | 58915 | CAMX | WECC California | SUN | 255 |  | 629015.001 |  |  | 0 |  |  |  | 0
2020 | NV | Copper Mountain Solar 4, LLC | 59814 | CAMX | WECC California | SUN | 93.6 |  | 267497 |  |  | 0 |  |  |  | 0
2020 | NV | Copper Mountain Solar 5, LLC | 63504 | AZNM | WECC Southwest | SUN | 252
2020 | NV | Crescent Dunes Solar Energy | 57275 | NWPP | WECC Northwest | SUN | 125 |  | 0
2020 | NV | Crescent Valley Solar | 62888 | NWPP | WECC Northwest | SUN | 149
2020 | NV | Desert Peak Power Plant | 10018 | NWPP | WECC Northwest | GEO | 37 |  | 94365 |  |  | 0 |  |  |  | 0
2020 | NV | Desert Star Energy Center | 55077 | CAMX | WECC California | NG | 537.3 |  | 1021280 | 8026666.75 | 18.56 | 0.036347 | 0.0046246 | EPA/NEI | 8026666.75 | 18.56
2020 | NV | Dignity - San Martin | 61862 | AZNM | WECC Southwest | SUN | 1.7 |  | 3605 |  |  | 0 |  |  |  | 0
2020 | NV | Dignity - Siena Campus | 61825 | AZNM | WECC Southwest | SUN | 1.4 |  | 2922 |  |  | 0 |  |  |  | 0
2020 | NV | Dixie Valley Power Partnership | 10681 | NWPP | WECC Northwest | GEO | 28
2020 | NV | Dodge Flat | 63913 | AZNM | WECC Southwest |  | 250
2020 | NV | Don A Campbell 1 Geothermal | 58533 | AZNM | WECC Southwest | GEO | 22.5 |  | 129369 |  |  | 0 |  |  |  | 0
2020 | NV | Don A Campbell 2 Geothermal | 60419 | AZNM | WECC Southwest | GEO | 25 |  | 122623 |  |  | 0 |  |  |  | 0
2020 | NV | Dry Lake Solar Energy Center | 63933 | AZNM | WECC Southwest |  | 250
2020 | NV | Eagle Shadow Mountain Solar Farm | 61852 | AZNM | WECC Southwest | SUN | 300
2020 | NV | EGP Stillwater Solar PV II, LLC | 61809 | NWPP | WECC Northwest | SUN | 20 |  | 9284 |  |  | 0 |  |  |  | 0
2020 | NV | Ely Energy Center | 56642 | AZNM | WECC Southwest | SUB | 1500
2020 | NV | Empire | 50760 | NWPP | WECC Northwest | GEO | 4.8
2020 | NV | ENEL Salt Wells LLC | 57213 | AZNM | WECC Southwest | GEO | 23.6 |  | 39372 |  |  | 0 |  |  |  | 0
2020 | NV | Fallon | 6511 | NWPP | WECC Northwest | DFO | 2
2020 | NV | Fish Springs | 64148 | AZNM | WECC Southwest |  | 125
2020 | NV | Fleish | 6513 | NWPP | WECC Northwest | WAT | 2 |  | 18475 |  |  | 0 |  |  |  | 0
2020 | NV | Fort Churchill | 2330 | NWPP | WECC Northwest | NG | 230 |  | 620747 | 7254595.75 | 27.2048 | 0.087652 | 0.0075 | EPA/NEI | 7254595.75 | 27.2048
2020 | NV | Ft. Churchill PV | 59472 | AZNM | WECC Southwest | SUN | 19.9 |  | 36650 |  |  | 0 |  |  |  | 0
2020 | NV | Gabbs | 6514 | NWPP | WECC Northwest | DFO | 5.4
2020 | NV | Galena 2 Geothermal Power Plant | 56540 | NWPP | WECC Northwest | GEO | 13.5 |  | 32091 |  |  | 0 |  |  |  | 0
2020 | NV | Galena 3 Geothermal Power Plant | 56541 | NWPP | WECC Northwest | GEO | 30 |  | 103461 |  |  | 0 |  |  |  | 0
2020 | NV | Gemini Solar | 63352 | AZNM | WECC Southwest |  | 1070
2020 | NV | Goodsprings Waste Heat Recovery | 57684 | AZNM | WECC Southwest | WH | 7.5 |  | 25805 |  |  | 0 |  |  |  | 0
2020 | NV | Harry Allen | 7082 | AZNM | WECC Southwest | NG | 745 |  | 3443207 | 25457436.312 | 83.77 | 0.048658 | 0.0065812 | EPA/NEI | 25457436.312 | 83.77
2020 | NV | Harry Allen Solar Energy LLC | 63080 | AZNM | WECC Southwest | SUN | 100
2020 | NV | Hoover Dam (NV) | 154 | AZNM | WECC Southwest | WAT | 1039.4 |  | 1867069.998 |  |  | 0 |  |  |  | 0
2020 | NV | IKEA Las Vegas 462 | 61193 | AZNM | WECC Southwest | SUN | 1 |  | 1761 |  |  | 0 |  |  |  | 0
2020 | NV | Jersey Valley Geothermal Power Plant | 57376 | AZNM | WECC Southwest | GEO | 23.5 |  | 66520 |  |  | 0 |  |  |  | 0
2020 | NV | Lahontan | 6521 | NWPP | WECC Northwest | WAT | 3.8 |  | 4871.001 |  |  | 0 |  |  |  | 0
2020 | NV | Las Vegas Generating Station | 10761 | AZNM | WECC Southwest | NG | 358.9 |  | 315516 | 2819195.938 | 6.88 | 0.043611 | 0.0048808 | EPA/NEI | 2819195.938 | 6.88
2020 | NV | Las Vegas WPCF Solar Plant | 58477 | AZNM | WECC Southwest | SUN | 3.3 |  | 6579 |  |  | 0 |  |  |  | 0
2020 | NV | Lovelock Solar | 62934 | NWPP | WECC Northwest | SUN | 190
2020 | NV | Luning Energy | 61084 | NWPP | WECC Northwest | SUN | 50 |  | 137784 |  |  | 0 |  |  |  | 0
2020 | NV | McGinness Hills | 57446 | AZNM | WECC Southwest | GEO | 100 |  | 719369 |  |  | 0 |  |  |  | 0
2020 | NV | McGinness Hills 3 | 61912 | AZNM | WECC Southwest | GEO | 98.8 |  | 448941 |  |  | 0 |  |  |  | 0
2020 | NV | Moapa Paiute Energy Center | 55642 | CAMX | WECC California | NG | 1210
2020 | NV | Moapa Southern Paiute | 57859 | AZNM | WECC Southwest | SUN | 250 |  | 630140 |  |  | 0 |  |  |  | 0
2020 | NV | Mohave | 2341 | CAMX | WECC California | SUB | 1636.2
2020 | NV | Mountain View Solar | 58544 | AZNM | WECC Southwest | SUN | 20 |  | 55122 |  |  | 0 |  |  |  | 0
2020 | NV | Nellis Air Force Base Solar Array | 56568 | AZNM | WECC Southwest | SUN | 14 |  | 24959 |  |  | 0 |  |  |  | 0
2020 | NV | Nellis Solar PV II | 59919 | AZNM | WECC Southwest | SUN | 15 |  | 40088 |  |  | 0 |  |  |  | 0
2020 | NV | Nevada Cogen Assoc#1 GarnetVly | 54350 | AZNM | WECC Southwest | NG | 94.8 | 0.77392 | 724375 | 5198146.88 | 14.1689 | 0.03912 | 0.0054515 | EPA/NEI; Estimated using an emission factor | 6716659.188 | 18.308
2020 | NV | Nevada Cogen Associates 2 Black Mountain | 54349 | AZNM | WECC Southwest | NG | 96.3 | 0.71269 | 655615 | 4522589.435 | 11.6077 | 0.03541 | 0.0051332 | EPA/NEI; Estimated using an emission factor | 6345792.375 | 16.2871
2020 | NV | Nevada Solar One | 56405 | AZNM | WECC Southwest | NG | 75.7 |  | 109655 | 29511.752 | 0.10956 | 0.0019982 | 0.0074247 | NEI avg EF - PM, fuel type | 29511.752 | 0.10956
2020 | NV | New Lahontan | 50261 | NWPP | WECC Northwest | WAT | 4 |  | 13949 |  |  | 0 |  |  |  | 0
2020 | NV | NGP Blue Mountain I LLC | 56982 | AZNM | WECC Southwest | GEO | 63.9 |  | 217287.999 |  |  | 0 |  |  |  | 0
2020 | NV | North Valley | 63491 | AZNM | WECC Southwest | GEO | 32
2020 | NV | North Valmy | 8224 | NWPP | WECC Northwest | SUB | 567 |  | 932195 | 10399050.5 | 43.5201 | 0.093371 | 0.00837 | EPA/NEI | 10399050.5 | 43.5201
2020 | NV | NVSS-II | 62636 | NWPP | WECC Northwest | SUN | 15 |  | 32782 |  |  | 0 |  |  |  | 0
2020 | NV | Patua Acquisition Project, LLC | 58319 | NWPP | WECC Northwest | GEO | 58.6 |  | 145868 |  |  | 0 |  |  |  | 0
2020 | NV | Playa Solar 1, LLC | 59827 | AZNM | WECC Southwest | SUN | 79 |  | 211500 |  |  | 0 |  |  |  | 0
2020 | NV | Playa Solar 2 | 60261 | AZNM | WECC Southwest | SUN | 100 |  | 289515 |  |  | 0 |  |  |  | 0
2020 | NV | Reid Gardner | 2324 | AZNM | WECC Southwest | BIT | 636.8
2020 | NV | Republic Services Renewable Energy, LLC | 60792 | AZNM | WECC Southwest | LFG | 12 |  | 30310 | 545704 | 5.8936 | 0.38889 | 0.0216 | Estimated using an emission factor | 545704 | 5.8936
2020 | NV | Richard Burdette Geothermal | 56321 | NWPP | WECC Northwest | GEO | 30 |  | 123997 |  |  | 0 |  |  |  | 0
2020 | NV | River Mountains Solar | 59747 | AZNM | WECC Southwest | SUN | 14.4 |  | 34470 |  |  | 0 |  |  |  | 0
2020 | NV | Rough Hat | 63782 | CAMX | WECC California | SUN | 400
2020 | NV | Rough Hat 2 | 63783 | CAMX | WECC California | SUN | 400
2020 | NV | Saguaro Power | 54271 | AZNM | WECC Southwest | NG | 127.2 | 0.70369 | 749455 | 4862082.958 | 15.0269 | 0.040101 | 0.0061813 | EPA/NEI; Estimated using an emission factor | 6909413.25 | 21.3545
2020 | NV | San Emidio | 57456 | AZNM | WECC Southwest | GEO | 11.8 |  | 88915 |  |  | 0 |  |  |  | 0
2020 | NV | Searchlight Solar | 59404 | AZNM | WECC Southwest | SUN | 17.5 |  | 45306 |  |  | 0 |  |  |  | 0
2020 | NV | Silver State Solar Power North | 57442 | AZNM | WECC Southwest | SUN | 52 |  | 118364 |  |  | 0 |  |  |  | 0
2020 | NV | Silver State Solar Power South | 58644 | CAMX | WECC California | SUN | 260.1 |  | 679950.998 |  |  | 0 |  |  |  | 0
2020 | NV | Silverhawk | 55841 | AZNM | WECC Southwest | NG | 664.7 |  | 2546077 | 19774017 | 86.36 | 0.067838 | 0.0087347 | EPA/NEI | 19774017 | 86.36
2020 | NV | Snow Mountain Solar, LLC | 59935 | AZNM | WECC Southwest | SUN | 100
2020 | NV | Soda Lake 3 | 63365 | NWPP | WECC Northwest | GEO | 26 |  | 125038
2020 | NV | Soda Lake Geothermal No I II | 52174 | NWPP | WECC Northwest | GEO | 26.1 |  | 0
2020 | NV | Solar Las Vegas MB 2, LLC | 60350 | AZNM | WECC Southwest | SUN | 1.9 |  | 1670 |  |  | 0 |  |  |  | 0
2020 | NV | Solar Las Vegas MB-1 | 59430 | AZNM | WECC Southwest | SUN | 4.9 |  | 8789 |  |  | 0 |  |  |  | 0
2020 | NV | Southern Bighorn Solar Hybrid | 63113 | AZNM | WECC Southwest |  | 435
2020 | NV | Spectrum Solar PV Power Project | 58490 | AZNM | WECC Southwest | SUN | 30.2 |  | 84798 |  |  | 0 |  |  |  | 0
2020 | NV | Spring Valley Wind Project | 57192 | NWPP | WECC Northwest | WND | 150 |  | 292991 |  |  | 0 |  |  |  | 0
2020 | NV | Steamboat 1 | 50763 | NWPP | WECC Northwest | GEO | 8.4
2020 | NV | Steamboat 1A Power Plant | 52138 | NWPP | WECC Northwest | GEO | 2.4
2020 | NV | Steamboat Hills LP | 50654 | NWPP | WECC Northwest | GEO | 53.4 |  | 142576 |  |  | 0 |  |  |  | 0
2020 | NV | Steamboat II | 54665 | NWPP | WECC Northwest | GEO | 18.2 |  | 49277 |  |  | 0 |  |  |  | 0
2020 | NV | Steamboat III | 54666 | NWPP | WECC Northwest | GEO | 18.2 |  | 57246 |  |  | 0 |  |  |  | 0
2020 | NV | Stillwater Facility | 50765 | NWPP | WECC Northwest | SUN | 90.2 |  | 58515 |  |  | 0 |  |  |  | 0
2020 | NV | Sun Peak Generating Station | 54854 | AZNM | WECC Southwest | NG | 222 |  | 118596 | 1529402.812 | 4.07 | 0.068636 | 0.0053223 | EPA/NEI | 1529402.812 | 4.07
2020 | NV | Sunrise | 2326 | AZNM | WECC Southwest | NG | 166.6
2020 | NV | Sunshine Valley Solar | 59826 | CAMX | WECC California | SUN | 103.5 |  | 190842 |  |  | 0 |  |  |  | 0
2020 | NV | Techren Solar I LLC | 61611 | AZNM | WECC Southwest | SUN | 100 |  | 251317 |  |  | 0 |  |  |  | 0
2020 | NV | Techren Solar II LLC | 61930 | AZNM | WECC Southwest | SUN | 200 |  | 527519 |  |  | 0 |  |  |  | 0
2020 | NV | Techren Solar III LLC | 61931 | AZNM | WECC Southwest | SUN | 25 |  | 12809 |  |  | 0 |  |  |  | 0
2020 | NV | Techren Solar IV LLC | 61932 | AZNM | WECC Southwest | SUN | 25 |  | 13025 |  |  | 0 |  |  |  | 0
2020 | NV | Techren Solar V | 62440 | AZNM | WECC Southwest | SUN | 50 |  | 5963 |  |  | 0 |  |  |  | 0
2020 | NV | Terra-Gen Dixie Valley | 52015 | CAMX | WECC California | GEO | 70.9 |  | 504055 |  |  | 0 |  |  |  | 0
2020 | NV | Tesla Reno GigaFactory | 64098 | NWPP | WECC Northwest | SUN | 16 |  | 1411 |  |  | 0 |  |  |  | 0
2020 | NV | Townsite Solar Project Hybrid | 60654 | AZNM | WECC Southwest |  | 270
2020 | NV | Tracy | 2336 | NWPP | WECC Northwest | NG | 1182.9 |  | 4629528 | 37371457.5 | 122.303 | 0.052836 | 0.0065453 | EPA/NEI | 37371457.5 | 122.303
2020 | NV | TS Power Plant | 56224 | NWPP | WECC Northwest | SUB | 409.6 |  | 1027271 | 11928645 | 35.3386 | 0.068801 | 0.005925 | EPA/NEI | 11928645 | 35.3386
2020 | NV | Tungsten Mountain | 60785 | AZNM | WECC Southwest | GEO | 44.3 |  | 258622 |  |  | 0 |  |  |  | 0
2020 | NV | Turquoise Liberty Solar | 62980 | NWPP | WECC Northwest | SUN | 10 |  | 16186 |  |  | 0 |  |  |  | 0
2020 | NV | Turquoise Nevada, LLC | 63906 | NWPP | WECC Northwest | SUN | 60 |  | 6116 |  |  | 0 |  |  |  | 0
2020 | NV | Tuscarora Geothermal Power Plant | 57451 | AZNM | WECC Southwest | GEO | 32 |  | 137632 |  |  | 0 |  |  |  | 0
2020 | NV | Valley Road | 6530 | NWPP | WECC Northwest | DFO | 6
2020 | NV | Verdi | 6531 | NWPP | WECC Northwest | WAT | 2.4 |  | 15768 |  |  | 0 |  |  |  | 0
2020 | NV | Walter M. Higgins III Generating Station | 55687 | AZNM | WECC Southwest | NG | 688.4 |  | 1770778 | 13480494 | 55.57 | 0.062763 | 0.0082445 | EPA/NEI | 13480494 | 55.57
2020 | NV | Washoe | 6532 | NWPP | WECC Northwest | WAT | 2.6 |  | 3233 |  |  | 0 |  |  |  | 0
2020 | NV | Waste Management Lockwood LFGTE | 57166 | AZNM | WECC Southwest | LFG | 3.2 |  | 23934 | 262275 | 1.9277 | 0.16109 | 0.0147 | Estimated using an emission factor | 262275 | 1.9277
2020 | NV | Western 102 Power Plant | 56500 | AZNM | WECC Southwest | NG | 118.6 |  | 327115.996 | 2858044 | 0.60305 | 0.0036871 | 0.000422 | EPA/NEI; Estimated using an emission factor | 2858044 | 0.60305
2020 | NV | Whitegrass No. 1 | 63001 | AZNM | WECC Southwest | GEO | 6.4 |  | 20064 |  |  | 0 |  |  |  | 0
2020 | NV | Winnemucca | 6533 | NWPP | WECC Northwest | NG | 14.9
2020 | NY | 100 Brook Hill Drive Solar | 63292 | NYUP | NPCC Upstate NY | SUN | 2 |  | 2483 |  |  | 0 |  |  |  | 0
2020 | NY | 23rd and 3rd | 7910 | NYCW | NPCC NYC/Westchester | NG | 94 |  | 102135 | 1123142.438 | 7.435 | 0.14559 | 0.01324 | EPA/NEI | 1123142.438 | 7.435
2020 | NY | 25 Ashdown Road Solar, LLC | 62998 | NYUP | NPCC Upstate NY | SUN | 4 |  | 5162 |  |  | 0 |  |  |  | 0
2020 | NY | 59th Street | 2503 | NYCW | NPCC NYC/Westchester | NG | 17.1 |  | 184 | 2872 | 0.0098683 | 0.10726 | 0.0068721 | EPA/NEI | 2872 | 0.0098683
2020 | NY | 6140 Route 209 - North | 64046 | NYUP | NPCC Upstate NY | SUN | 4 |  | 6893 |  |  | 0 |  |  |  | 0
2020 | NY | 74th Street | 2504 | NYCW | NPCC NYC/Westchester | KER | 37 |  | 599 | 10244 | 0.05236 | 0.17482 | 0.010223 | EPA/NEI | 10244 | 0.05236
2020 | NY | 98th Street Battery Storage Station | 62839 | NYCW | NPCC NYC/Westchester | MWH | 2
2020 | NY | Adirondack Solar | 63772 | NYUP | NPCC Upstate NY | SUN | 1.1 |  | 1758 |  |  | 0 |  |  |  | 0
2020 | NY | Aegis CSG | 63059 | NYUP | NPCC Upstate NY | SUN | 2 |  | 3374 |  |  | 0 |  |  |  | 0
2020 | NY | AES Tonawanda Solar LLC | 63161 | NYUP | NPCC Upstate NY | SUN | 2 |  | 3045 |  |  | 0 |  |  |  | 0
2020 | NY | AG - Energy | 10803 | NYUP | NPCC Upstate NY | NG | 99.3 |  |  |  | 0.50942 |  |  | EPA/NEI; Estimated using an emission factor |  | 0.50942
2020 | NY | Al Turi | 10549 | NYUP | NPCC Upstate NY | LFG | 2.4 |  | 0
2020 | NY | Albany Medical Ctr Cogen Plant | 59453 | NYUP | NPCC Upstate NY | NG | 8.9 | 0.34364 | 30496 | 176194.593 | 0.087589 | 0.0057443 | 0.00099423 | NEI avg EF - PM, fuel type, firing type | 512735 | 0.25489
2020 | NY | Albert Einstein College of Medicine | 62398 | NYCW | NPCC NYC/Westchester | DFO | 8.6 |  | 6.003 | 277.002 | 0.041938 | 13.9724 | 0.3028 | Estimated using an emission factor | 277.002 | 0.041938
2020 | NY | Alice Falls Hydro Project | 54391 | NYUP | NPCC Upstate NY | WAT | 2.1 |  | 3084 |  |  | 0 |  |  |  | 0
2020 | NY | Alle-Catt Wind Energy LLC | 62954 | NYUP | NPCC Upstate NY | WND | 340
2020 | NY | Allegany Station No. 133 | 10619 | NYUP | NPCC Upstate NY | NG | 67 |  | 18211 | 157585.297 | 0.51801 | 0.056889 | 0.0065743 | EPA/NEI | 157585.297 | 0.51801
2020 | NY | Allegany Wind Farm | 58779 | NYUP | NPCC Upstate NY | WND | 72.5
2020 | NY | Allens Falls | 2540 | NYUP | NPCC Upstate NY | WAT | 4 |  | 19315 |  |  | 0 |  |  |  | 0
2020 | NY | Allis Medina Solar LLC CSG | 63129 | NYUP | NPCC Upstate NY | SUN | 5 |  | 3372 |  |  | 0 |  |  |  | 0
2020 | NY | Altona | 56901 | NYUP | NPCC Upstate NY | WND | 97.5 |  | 184627 |  |  | 0 |  |  |  | 0
2020 | NY | Amazon JFK8 Solar Project | 64351 | NYCW | NPCC NYC/Westchester | SUN | 7
2020 | NY | Amsterdam North | 61904 | NYUP | NPCC Upstate NY | SUN | 2 |  | 3166 |  |  | 0 |  |  |  | 0
2020 | NY | Amsterdam South | 61905 | NYUP | NPCC Upstate NY | SUN | 2 |  | 3421 |  |  | 0 |  |  |  | 0
2020 | NY | Anheuser-Busch Baldwinsville | 61575 | NYUP | NPCC Upstate NY | SUN | 2 |  | 2516 |  |  | 0 |  |  |  | 0
2020 | NY | Arkwright Summit Wind Farm LLC | 61673 | NYUP | NPCC Upstate NY | WND | 78.4 |  | 255805 |  |  | 0 |  |  |  | 0
2020 | NY | Arthur Kill | 2490 | NYCW | NPCC NYC/Westchester | NG | 895.5 |  | 870379 | 10138966 | 73.7131 | 0.16938 | 0.014541 | EPA/NEI | 10138966 | 73.7131
2020 | NY | Ashokan | 88 | NYUP | NPCC Upstate NY | WAT | 4.6 |  | 6884 |  |  | 0 |  |  |  | 0
2020 | NY | Astoria Energy | 55375 | NYCW | NPCC NYC/Westchester | NG | 1245 |  | 5447419 | 40776169 | 388.5992 | 0.14267 | 0.01906 | EPA/NEI | 40776169 | 388.5992
2020 | NY | Astoria Gas Turbine Power | 55243 | NYCW | NPCC NYC/Westchester | NG | 1097.1 |  | 19797 | 290470.502 | 32.1018 | 3.2431 | 0.22103 | EPA/NEI | 290470.502 | 32.1018
2020 | NY | Astoria Generating Station | 8906 | NYCW | NPCC NYC/Westchester | NG | 1345 |  | 697418 | 8980463.5 | 65.8225 | 0.18876 | 0.014659 | EPA/NEI; Estimated using an emission factor | 8980463.5 | 65.8225
2020 | NY | Athens Generating Company | 55405 | NYUP | NPCC Upstate NY | NG | 1221.6 |  | 1962715 | 14098037.25 | 22.5785 | 0.023007 | 0.0032031 | EPA/NEI | 14098037.25 | 22.5785
2020 | NY | ATT Jericho | 62572 | NYLI | NPCC Long Island | NG | 1 |  | 7005 |  | 0 | 0 |  | Estimated using an emission factor |  | 0
2020 | NY | Auburn LFG Energy Facility | 57636 | NYUP | NPCC Upstate NY | LFG | 3.3
2020 | NY | Auburn State Street | 8009 | NYUP | NPCC Upstate NY | NG | 7
2020 | NY | Baer Road CSG | 62034 | NYUP | NPCC Upstate NY | SUN | 2 |  | 3174 |  |  | 0 |  |  |  | 0
2020 | NY | Bakerstand Solar (NY) | 62811 | NYUP | NPCC Upstate NY | SUN | 20
2020 | NY | Bald Mountain Solar | 64598 | NYUP | NPCC Upstate NY | SUN | 20
2020 | NY | Barneveld Solar | 63279 | NYUP | NPCC Upstate NY | SUN | 1 |  | 1408 |  |  | 0 |  |  |  | 0
2020 | NY | Baron Winds Farm | 60596 | NYUP | NPCC Upstate NY | WND | 130
2020 | NY | Bassett Medical Center | 54863 | NYUP | NPCC Upstate NY | DFO | 5.6 |  | 54 | 549.999 | 0.08525 | 3.1574 | 0.31 | Estimated using an emission factor | 549.999 | 0.08525
2020 | NY | Batavia Energy | 54593 | NYUP | NPCC Upstate NY | NG | 67.3 | 1 | 6717 | 64677.203 | 0.30242 | 0.090048 | 0.0093518 | EPA/NEI | 64677.203 | 0.30242
2020 | NY | Bayswater Peaking Facility | 55699 | NYLI | NPCC Long Island | NG | 60.5 |  | 88077 | 1267992.188 | 5.3055 | 0.12047 | 0.0083683 | EPA/NEI | 1267992.188 | 5.3055
2020 | NY | Beals Medina Solar LLC CSG | 63130 | NYUP | NPCC Upstate NY | SUN | 3.5 |  | 2633 |  |  | 0 |  |  |  | 0
2020 | NY | Beardslee | 2543 | NYUP | NPCC Upstate NY | WAT | 20 |  | 45550 |  |  | 0 |  |  |  | 0
2020 | NY | Beaver Falls, LLC | 10617 | NYUP | NPCC Upstate NY | NG | 107.8 | 0.6395 | 2095 | 12701.887 | 0.033373 | 0.03186 | 0.0052548 | EPA/NEI | 19862.318 | 0.052186
2020 | NY | Beebee Island Hydro Plant | 10531 | NYUP | NPCC Upstate NY | WAT | 9 |  | 34016 |  |  | 0 |  |  |  | 0
2020 | NY | Belfort | 2544 | NYUP | NPCC Upstate NY | WAT | 2 |  | 6514 |  |  | 0 |  |  |  | 0
2020 | NY | Bellisario Solar 1 | 64593 | NYUP | NPCC Upstate NY | SUN | 5
2020 | NY | Bellisario Solar 2 | 64594 | NYUP | NPCC Upstate NY | SUN | 5
2020 | NY | Bellisario Solar 3 | 64595 | NYUP | NPCC Upstate NY | SUN | 5
2020 | NY | Bennett | 63410 | NYUP | NPCC Upstate NY | SUN | 1.4 |  | 1997 |  |  | 0 |  |  |  | 0
2020 | NY | Bennetts Bridge | 2545 | NYUP | NPCC Upstate NY | WAT | 36 |  | 70761 |  |  | 0 |  |  |  | 0
2020 | NY | Bethlehem - East | 60477 | NYUP | NPCC Upstate NY | SUN | 1.7 |  | 2259 |  |  | 0 |  |  |  | 0
2020 | NY | Bethlehem - West | 60478 | NYUP | NPCC Upstate NY | SUN | 1 |  | 2258 |  |  | 0 |  |  |  | 0
2020 | NY | Bethlehem Energy Center (Albany) | 2539 | NYUP | NPCC Upstate NY | NG | 1293.1 |  | 4975715 | 34172719 | 136.6896 | 0.054943 | 0.0079999 | EPA/NEI | 34172719 | 136.6896
2020 | NY | Bethlehem Solar | 63079 | NYUP | NPCC Upstate NY | SUN | 1.7 |  | 2826 |  |  | 0 |  |  |  | 0
2020 | NY | Bethpage Energy Center | 50292 | NYLI | NPCC Long Island | NG | 240 | 1 | 505346 | 4442748.875 | 24.9166 | 0.098612 | 0.011217 | EPA/NEI | 4442748.875 | 24.9166
2020 | NY | Big Tree Community Solar Farm | 62476 | NYUP | NPCC Upstate NY | SUN | 2
2020 | NY | Binghamton Cogen | 55600 | NYUP | NPCC Upstate NY | NG | 47.7 | 1 | 0
2020 | NY | Black River | 2546 | NYUP | NPCC Upstate NY | WAT | 6 |  | 25620 |  |  | 0 |  |  |  | 0
2020 | NY | Black River Generation, LLC | 10464 | NYUP | NPCC Upstate NY | WDS | 55.5 |  | 317430 | 5644634.75 | 17.4754 | 0.11011 | 0.0061918 | EPA/NEI | 5644634.75 | 17.4754
2020 | NY | Black River Hydro Associates | 10687 | NYUP | NPCC Upstate NY | WAT | 5.7 |  | 7254.999 |  |  | 0 |  |  |  | 0
2020 | NY | Blake | 2547 | NYUP | NPCC Upstate NY | WAT | 15 |  | 45413 |  |  | 0 |  |  |  | 0
2020 | NY | Blanchard Road 1 Community Solar | 64084 | NYUP | NPCC Upstate NY | SUN | 5 |  | 3786 |  |  | 0 |  |  |  | 0
2020 | NY | Blanchard Road 2 Community Solar | 64087 | NYUP | NPCC Upstate NY | SUN | 5 |  | 3870 |  |  | 0 |  |  |  | 0
2020 | NY | Blenheim Gilboa | 2691 | NYUP | NPCC Upstate NY | WAT | 1000 |  | -140220 |  |  | 0 |  |  |  | 0
2020 | NY | Bliss | 56620 | NYUP | NPCC Upstate NY | WND | 100.5 |  | 196262 |  |  | 0 |  |  |  | 0
2020 | NY | Bloom-Altice Fuel Cell | 64143 | NYLI | NPCC Long Island | NG | 2 |  | 3702 |  | 0 | 0 |  | Estimated using an emission factor |  | 0
2020 | NY | Bluestone | 63750 | NYUP | NPCC Upstate NY | SUN | 2 |  | 2579 |  |  | 0 |  |  |  | 0
2020 | NY | Blydenburgh Solar Project | 61900 | NYLI | NPCC Long Island | SUN | 1.5 |  | 2136 |  |  | 0 |  |  |  | 0
2020 | NY | Boas Rd #1 Community Solar Farm | 62530 | NYUP | NPCC Upstate NY | SUN | 2 |  | 3345 |  |  | 0 |  |  |  | 0
2020 | NY | Boas Rd #2 Community Solar Farm | 62531 | NYUP | NPCC Upstate NY | SUN | 2 |  | 3342 |  |  | 0 |  |  |  | 0
2020 | NY | Boas Rd #3 Community Solar Farm | 62532 | NYUP | NPCC Upstate NY | SUN | 2 |  | 3283 |  |  | 0 |  |  |  | 0
2020 | NY | Boas Rd #4 Community Solar Farm | 62533 | NYUP | NPCC Upstate NY | SUN | 2 |  | 2850 |  |  | 0 |  |  |  | 0
2020 | NY | Bowline Generating Station | 2625 | NYUP | NPCC Upstate NY | NG | 1992 |  | 660492 | 7048664.75 | 30.6508 | 0.092812 | 0.0086969 | EPA/NEI | 7048664.75 | 30.6508
2020 | NY | Breesport Road Community Solar Farm | 62157 | NYUP | NPCC Upstate NY | SUN | 2 |  | 3223 |  |  | 0 |  |  |  | 0
2020 | NY | Brentwood | 7912 | NYLI | NPCC Long Island | NG | 47 |  | 80504 | 870958.562 | 2.8997 | 0.072038 | 0.0066586 | EPA/NEI | 870958.562 | 2.8997
2020 | NY | Brentwood Solar | 58785 | NYLI | NPCC Long Island | SUN | 1 |  | 804 |  |  | 0 |  |  |  | 0
2020 | NY | Brick Church Solar | 64017 | NYUP | NPCC Upstate NY | SUN | 4 |  | 6517 |  |  | 0 |  |  |  | 0
2020 | NY | Bright Field Solar LLC | 64554 | NYUP | NPCC Upstate NY | SUN | 4
2020 | NY | Bright Hill Solar LLC | 64556 | NYUP | NPCC Upstate NY | SUN | 5
2020 | NY | Bright Oak Solar LLC | 64555 | NYUP | NPCC Upstate NY | SUN | 4
2020 | NY | Broadalbin | 61847 | NYUP | NPCC Upstate NY | SUN | 2 |  | 3363 |  |  | 0 |  |  |  | 0
2020 | NY | Broadalbin-Perth Solar | 61958 | NYUP | NPCC Upstate NY | SUN | 1.5 |  | 2098 |  |  | 0 |  |  |  | 0
2020 | NY | Bronx Zoo | 50427 | NYCW | NPCC NYC/Westchester | NG | 3.6 | 0.45856 | 19875.001 | 116741.739 | 0.024632 | 0.0024787 | 0.000422 | Estimated using an emission factor | 254581 | 0.053717
2020 | NY | Brookfield Power Glen Falls Hydro | 56936 | NYUP | NPCC Upstate NY | WAT | 11.8 |  | 48493.001 |  |  | 0 |  |  |  | 0
2020 | NY | Brooklyn Hospital Center | 62002 | NYCW | NPCC NYC/Westchester | DFO | 1.4 |  | 4.001 | 211.999 | 0.03286 | 16.4258 | 0.31 | Estimated using an emission factor | 211.999 | 0.03286
2020 | NY | Brooklyn Navy Yard Cogeneration | 54914 | NYCW | NPCC NYC/Westchester | NG | 322 | 0.59215 | 1937593 | 10871373.605 | 9.339 | 0.0096398 | 0.0017181 | EPA/NEI | 18359005 | 15.7712
2020 | NY | Broome County | 60507 | NYUP | NPCC Upstate NY | SUN | 4 |  | 3132 |  |  | 0 |  |  |  | 0
2020 | NY | Browns Falls | 2548 | NYUP | NPCC Upstate NY | WAT | 16 |  | 39204 |  |  | 0 |  |  |  | 0
2020 | NY | Burritt Rd Community Solar Farm | 62480 | NYUP | NPCC Upstate NY | SUN | 2 |  | 3083 |  |  | 0 |  |  |  | 0
2020 | NY | Burrstone Energy Center | 62920 | NYUP | NPCC Upstate NY | NG | 3.6 | 0.94501 | 18340 | 202853.225 | 0.042802 | 0.0046676 | 0.000422 | Estimated using an emission factor | 214658.002 | 0.045293
2020 | NY | Cadyville | 2522 | NYUP | NPCC Upstate NY | WAT | 5.5 |  | 12733.999 |  |  | 0 |  |  |  | 0
2020 | NY | Caithness Long Island Energy Center | 56234 | NYLI | NPCC Long Island | NG | 348.9 |  | 2171338 | 15144028 | 11.7764 | 0.010847 | 0.0015553 | EPA/NEI | 15144028 | 11.7764
2020 | NY | Calabro Airport North Solar Project | 63497 | NYLI | NPCC Long Island | SUN | 1.3 |  | 1821 |  |  | 0 |  |  |  | 0
2020 | NY | Calabro Airport South Solar Project | 63498 | NYLI | NPCC Long Island | SUN | 1.2 |  | 1906 |  |  | 0 |  |  |  | 0
2020 | NY | Call Farms 1 | 61470 | NYUP | NPCC Upstate NY | SUN | 2 |  | 3294 |  |  | 0 |  |  |  | 0
2020 | NY | Call Farms 3 | 61471 | NYUP | NPCC Upstate NY | SUN | 2 |  | 3080 |  |  | 0 |  |  |  | 0
2020 | NY | Calverton | 60452 | NYLI | NPCC Long Island | SUN | 3.9 |  | 0
2020 | NY | Camden CSD Solar Array | 61604 | NYUP | NPCC Upstate NY | SUN | 1.8 |  | 2644 |  |  | 0 |  |  |  | 0
2020 | NY | Canandaigua Solar Array | 61043 | NYUP | NPCC Upstate NY | SUN | 2 |  | 2726 |  |  | 0 |  |  |  | 0
2020 | NY | Canandaigua Westbrook Solar Array | 61042 | NYUP | NPCC Upstate NY | SUN | 2 |  | 1861 |  |  | 0 |  |  |  | 0
2020 | NY | Canisteo Wind Farm | 62947 | NYUP | NPCC Upstate NY | WND | 290.7
2020 | NY | Carr Street Generating Station | 50978 | NYUP | NPCC Upstate NY | NG | 122.6 | 1 | 94353 | 937994.125 | 5.443 | 0.11537 | 0.011606 | EPA/NEI | 937994.125 | 5.443
2020 | NY | Carthage Energy | 10620 | NYUP | NPCC Upstate NY | NG | 62.9 |  | 4627 | 42939.676 | 0.15305 | 0.066154 | 0.0071285 | EPA/NEI | 42939.676 | 0.15305
2020 | NY | Carver Falls | 6456 | NEWE | NPCC New England | WAT | 1.9 |  | 7194 |  |  | 0 |  |  |  | 0
2020 | NY | Cassadaga Wind Farm | 58777 | NYUP | NPCC Upstate NY | WND | 126
2020 | NY | Castleton Power, LLC | 10190 | NYUP | NPCC Upstate NY | NG | 72 |  | 77101 | 739155.062 | 0.5561 | 0.014425 | 0.0015047 | EPA/NEI | 739155.062 | 0.5561
2020 | NY | Catlin Solar 1 LLC | 63372 | NYUP | NPCC Upstate NY | SUN | 4 |  | 6591 |  |  | 0 |  |  |  | 0
2020 | NY | CBP Solar | 62613 | NYCW | NPCC NYC/Westchester | SUN | 1.8 |  | 2472 |  |  | 0 |  |  |  | 0
2020 | NY | Cedar Creek PV | 61376 | NYLI | NPCC Long Island | SUN | 1.8 |  | 3035 |  |  | 0 |  |  |  | 0
2020 | NY | Center Falls | 10853 | NYUP | NPCC Upstate NY | WAT | 1.1 |  | 1853 |  |  | 0 |  |  |  | 0
2020 | NY | Central Hudson High Falls | 579 | NYUP | NPCC Upstate NY | WAT | 3.2 |  | 3812 |  |  | 0 |  |  |  | 0
2020 | NY | CES Marbletown Solar | 63729 | NYUP | NPCC Upstate NY | SUN | 3
2020 | NY | Chaffee Gas Recovery | 56526 | NYUP | NPCC Upstate NY | LFG | 6.4 |  | 38171 | 451282 | 3.3169 | 0.17379 | 0.0147 | Estimated using an emission factor | 451282 | 3.3169
2020 | NY | Chambers Road Solar | 62860 | NYUP | NPCC Upstate NY | SUN | 4 |  | 1 |  |  | 0 |  |  |  | 0
2020 | NY | Charles P Keller | 2695 | NYLI | NPCC Long Island | DFO | 33.8 |  | 637 | 14360.001 | 2.2258 | 6.9884 | 0.31 | EPA/NEI; Estimated using an emission factor | 14360.001 | 2.2258
2020 | NY | Charles Poletti | 2491 | NYCW | NPCC NYC/Westchester | RFO | 883
2020 | NY | Chasm | 2550 | NYUP | NPCC Upstate NY | WAT | 3 |  | 20735.001 |  |  | 0 |  |  |  | 0
2020 | NY | Chasm Hydro Partnership | 50315 | NYUP | NPCC Upstate NY | WAT | 1.6 |  | 0
2020 | NY | Chateaugay | 56904 | NYUP | NPCC Upstate NY | WND | 106.5 |  | 207008 |  |  | 0 |  |  |  | 0
2020 | NY | Chateaugay High Falls Hydro | 50093 | NYUP | NPCC Upstate NY | WAT | 1.7 |  | 3606 |  |  | 0 |  |  |  | 0
2020 | NY | Chautauqua LFGTE Facility | 57186 | NYUP | NPCC Upstate NY | LFG | 9.6 |  | 40624.002 | 499730.016 | 3.673 | 0.18083 | 0.0147 | Estimated using an emission factor | 499730.016 | 3.673
2020 | NY | Chenango Solar | 63450 | NYUP | NPCC Upstate NY | SUN | 4.9 |  | 932 |  |  | 0 |  |  |  | 0
2020 | NY | Chester CSG | 62761 | NYUP | NPCC Upstate NY | SUN | 2 |  | 3467 |  |  | 0 |  |  |  | 0
2020 | NY | City of Rochester Solar | 61804 | NYUP | NPCC Upstate NY | SUN | 1.8 |  | 2610 |  |  | 0 |  |  |  | 0
2020 | NY | CJ Solar I, LLC | 61719 | NYUP | NPCC Upstate NY | SUN | 2 |  | 3130 |  |  | 0 |  |  |  | 0
2020 | NY | Clarkson Solar | 59623 | NYUP | NPCC Upstate NY | SUN | 2 |  | 1861 |  |  | 0 |  |  |  | 0
2020 | NY | Clarkstown Landfill Solar Facility | 60004 | NYUP | NPCC Upstate NY | SUN | 2 |  | 2621 |  |  | 0 |  |  |  | 0
2020 | NY | Clay Solar CSG | 64373 | NYUP | NPCC Upstate NY | SUN | 5
2020 | NY | Clermont | 64236 | NYLI | NPCC Long Island | MWH | 100
2020 | NY | Clifton Park Solar 1, LLC | 64680 | NYUP | NPCC Upstate NY | SUN | 5
2020 | NY | Clifton Park Solar 2, LLC | 64681 | NYUP | NPCC Upstate NY | SUN | 2
2020 | NY | Clinton | 56618 | NYUP | NPCC Upstate NY | WND | 100.5 |  | 175928 |  |  | 0 |  |  |  | 0
2020 | NY | Clinton LFGTE Facility | 56986 | NYUP | NPCC Upstate NY | LFG | 6.4 |  | 35529 | 333341 | 2.4501 | 0.13792 | 0.0147 | Estimated using an emission factor | 333341 | 2.4501
2020 | NY | CMR Solar LLC | 62486 | NYUP | NPCC Upstate NY | SUN | 2 |  | 2680 |  |  | 0 |  |  |  | 0
2020 | NY | Cody Road Wind Farm | 61592 | NYUP | NPCC Upstate NY | WND | 12
2020 | NY | Cohalan | 58790 | NYLI | NPCC Long Island | SUN | 4 |  | 4653 |  |  | 0 |  |  |  | 0
2020 | NY | Cohocton Wind Project | 56634 | NYUP | NPCC Upstate NY | WND | 87.5 |  | 115826 |  |  | 0 |  |  |  | 0
2020 | NY | Colonie LFGTE Facility | 56324 | NYUP | NPCC Upstate NY | LFG | 6.4 |  | 29701 | 411486 | 3.0244 | 0.20366 | 0.0147 | Estimated using an emission factor | 411486 | 3.0244
2020 | NY | Colton | 2551 | NYUP | NPCC Upstate NY | WAT | 36 |  | 156939 |  |  | 0 |  |  |  | 0
2020 | NY | Columbia University - Johnson Farms | 61576 | NYUP | NPCC Upstate NY | SUN | 2 |  | 3635 |  |  | 0 |  |  |  | 0
2020 | NY | Columbia University - Minisink | 61578 | NYUP | NPCC Upstate NY | SUN | 2 |  | 3262 |  |  | 0 |  |  |  | 0
2020 | NY | Copenhagen Plant | 10545 | NYUP | NPCC Upstate NY | WAT | 3.3 |  | 7781 |  |  | 0 |  |  |  | 0
2020 | NY | Copenhagen Wind Farm | 58979 | NYUP | NPCC Upstate NY | WND | 79.9 |  | 274660 |  |  | 0 |  |  |  | 0
2020 | NY | Cornell Geneva Solar Farm | 60150 | NYUP | NPCC Upstate NY | SUN | 2 |  | 3102 |  |  | 0 |  |  |  | 0
2020 | NY | Cornell Hydro | 10286 | NYUP | NPCC Upstate NY | WAT | 1.9 |  | 5641 |  |  | 0 |  |  |  | 0
2020 | NY | Cornell Snyder Road Solar Array | 59470 | NYUP | NPCC Upstate NY | SUN | 1.8 |  | 1992 |  |  | 0 |  |  |  | 0
2020 | NY | Cornell University Ithaca Campus | 50368 | NYUP | NPCC Upstate NY | NG | 39.5 | 0.41592 | 232395 | 817062.955 | 2.5252 | 0.021732 | 0.0061813 | NEI avg EF - PM, fuel type, firing type | 1964457.875 | 6.0714
2020 | NY | Corning Riverview (CSG) | 64310 | NYUP | NPCC Upstate NY | SUN | 5 |  | 0
2020 | NY | Cortlandville Solar CSG | 64371 | NYUP | NPCC Upstate NY | SUN | 5
2020 | NY | COU Solar I, LLC | 61720 | NYUP | NPCC Upstate NY | SUN | 1.5 |  | 2123 |  |  | 0 |  |  |  | 0
2020 | NY | County of Dutchess, NY (Airport) | 64445 | NYUP | NPCC Upstate NY | SUN | 1.8 |  | 735 |  |  | 0 |  |  |  | 0
2020 | NY | County Road 16 | 64126 | NYUP | NPCC Upstate NY | SUN | 2 |  | 0
2020 | NY | County Route 11 Community Solar Farm | 62507 | NYUP | NPCC Upstate NY | SUN | 4.1 |  | 0
2020 | NY | Covanta Babylon Inc | 50649 | NYLI | NPCC Long Island | MSW | 17 | 1 | 116480 | 2494947 |  |  |  |  | 2494947
2020 | NY | Covanta Hempstead | 10642 | NYLI | NPCC Long Island | MSW | 78.6 | 1 | 593648 | 10165180 |  |  |  |  | 10165180
2020 | NY | Covanta Niagara | 50472 | NYUP | NPCC Upstate NY | NG | 50 | 0.1152 | 168726 | 696473.35 | 26.3799 | 0.3127 | 0.075753 | EPA/NEI; Estimated using an emission factor | 6045894.812 | 228.9963
2020 | NY | Coxsackie Solar | 64542 | NYUP | NPCC Upstate NY | SUN | 4.9
2020 | NY | Crescent | 2685 | NYUP | NPCC Upstate NY | WAT | 11.6 |  | 55623 |  |  | 0 |  |  |  | 0
2020 | NY | Cricket Valley Energy Center | 57185 | NYCW | NPCC NYC/Westchester | NG | 1312.5 |  | 3835743 | 28566967 | 88.2901 | 0.046035 | 0.0061813 | NEI avg EF - PM, fuel type, firing type | 28566967 | 88.2901
2020 | NY | Cummins, Inc | 60453 | NYUP | NPCC Upstate NY | SUN | 2 |  | 0
2020 | NY | Curtis Palmer Hydroelectric | 54580 | NYUP | NPCC Upstate NY | WAT | 59 |  | 299696.998 |  |  | 0 |  |  |  | 0
2020 | NY | Czub CSG | 63057 | NYUP | NPCC Upstate NY | SUN | 2 |  | 3606 |  |  | 0 |  |  |  | 0
2020 | NY | Dahowa Hydro | 50280 | NYUP | NPCC Upstate NY | WAT | 10.5 |  | 24020 |  |  | 0 |  |  |  | 0
2020 | NY | DANC LFGTE Facility | 56958 | NYUP | NPCC Upstate NY | LFG | 6.4 |  | 30926 | 312206 | 2.2947 | 0.1484 | 0.0147 | Estimated using an emission factor | 312206 | 2.2947
2020 | NY | Danskammer Generating Station | 2480 | NYUP | NPCC Upstate NY | NG | 537.4 |  | 12294 | 143161.893 | 0.4156 | 0.067611 | 0.0058061 | EPA/NEI | 143161.893 | 0.4156
2020 | NY | Dashville | 2481 | NYUP | NPCC Upstate NY | WAT | 4.8 |  | 14580 |  |  | 0 |  |  |  | 0
2020 | NY | Daum Solar | 62412 | NYUP | NPCC Upstate NY | SUN | 4 |  | 6184 |  |  | 0 |  |  |  | 0
2020 | NY | Deer Park | 58786 | NYLI | NPCC Long Island | SUN | 2.5 |  | 3422 |  |  | 0 |  |  |  | 0
2020 | NY | Deferiet | 2552 | NYUP | NPCC Upstate NY | WAT | 12 |  | 45807 |  |  | 0 |  |  |  | 0
2020 | NY | Deiter-STEU | 63226 | NYUP | NPCC Upstate NY | SUN | 2.2
2020 | NY | Dennison | 58787 | NYLI | NPCC Long Island | SUN | 2 |  | 2192 |  |  | 0 |  |  |  | 0
2020 | NY | Dexter Plant | 10538 | NYUP | NPCC Upstate NY | WAT | 4.2 |  | 8088.998 |  |  | 0 |  |  |  | 0
2020 | NY | Diamond Island Plant | 10540 | NYUP | NPCC Upstate NY | WAT | 1.2 |  | 1869.999 |  |  | 0 |  |  |  | 0
2020 | NY | Diana Hydroelectric | 10237 | NYUP | NPCC Upstate NY | WAT | 1.8 |  | 5284 |  |  | 0 |  |  |  | 0
2020 | NY | Dolgeville Hydro | 10238 | NYUP | NPCC Upstate NY | WAT | 5 |  | 2006 |  |  | 0 |  |  |  | 0
2020 | NY | Dover CSG | 63106 | NYUP | NPCC Upstate NY | SUN | 2 |  | 3414 |  |  | 0 |  |  |  | 0
2020 | NY | Dryden Rd #2 Community Solar Farm CSG | 62477 | NYUP | NPCC Upstate NY | SUN | 2 |  | 2013 |  |  | 0 |  |  |  | 0
2020 | NY | Duanesburg | 61863 | NYUP | NPCC Upstate NY | SUN | 2 |  | 3300 |  |  | 0 |  |  |  | 0
2020 | NY | Dunn Paper | 54878 | NYUP | NPCC Upstate NY | WAT | 1 |  | 6629 |  |  | 0 |  |  |  | 0
2020 | NY | Dusenberry | 64715 | NEWE | NPCC New England | SUN | 5
2020 | NY | Dutch Hill Wind Project | 56633 | NYUP | NPCC Upstate NY | WND | 37.5 |  | 54981 |  |  | 0 |  |  |  | 0
2020 | NY | Dutchess Cnty Resource Recovery Facility | 10305 | NYUP | NPCC Upstate NY | MSW | 9.2 | 1 | 42364 | 1356739 | 105.8256 | 4.996 | 0.156 | Estimated using an emission factor | 1356739 | 105.8256
2020 | NY | E F Barrett | 2511 | NYLI | NPCC Long Island | NG | 687.2 |  | 1385046 | 15812832.41 | 97.5327 | 0.14084 | 0.012336 | EPA/NEI | 15812832.41 | 97.5327
2020 | NY | E J West | 6527 | NYUP | NPCC Upstate NY | WAT | 22 |  | 62453 |  |  | 0 |  |  |  | 0
2020 | NY | Eagle | 2555 | NYUP | NPCC Upstate NY | WAT | 6 |  | 17784 |  |  | 0 |  |  |  | 0
2020 | NY | East Hampton Energy Storage Center | 62733 | NYLI | NPCC Long Island | MWH | 5 |  | -293 | 0 |  | 0 |  |  | 0 | 0
2020 | NY | East Hampton Facility | 2512 | NYLI | NPCC Long Island | DFO | 27.3 |  | 16000.001 | 180730.969 | 1.0369 | 0.12962 | 0.011475 | EPA/NEI | 180730.969 | 1.0369
2020 | NY | East Norfolk | 2561 | NYUP | NPCC Upstate NY | WAT | 4 |  | 19355 |  |  | 0 |  |  |  | 0
2020 | NY | East Pulaski BESS | 62981 | NYUP | NPCC Upstate NY | MWH | 2 |  | -246 | 0 |  | 0 |  |  | 0 | 0
2020 | NY | East River | 2493 | NYCW | NPCC NYC/Westchester | NG | 716.2 | 0.6328 | 3120899 | 23138149.48 | 95.8012 | 0.061393 | 0.0082808 | EPA/NEI | 36564742.125 | 151.3928
2020 | NY | Ecogen Wind | 56370 | NYUP | NPCC Upstate NY | WND | 272
2020 | NY | Edgewood Energy | 55786 | NYLI | NPCC Long Island | NG | 100 |  | 81598 | 864144.781 | 5.7029 | 0.13978 | 0.013199 | EPA/NEI | 864144.781 | 5.7029
2020 | NY | Eel Weir | 2556 | NYUP | NPCC Upstate NY | WAT | 2.5 |  | 6884 |  |  | 0 |  |  |  | 0
2020 | NY | Effley | 2557 | NYUP | NPCC Upstate NY | WAT | 3 |  | 12060 |  |  | 0 |  |  |  | 0
2020 | NY | Ellenburg | 56619 | NYUP | NPCC Upstate NY | WND | 81 |  | 167227 |  |  | 0 |  |  |  | 0
2020 | NY | Ellis Solar | 62413 | NYUP | NPCC Upstate NY | SUN | 18 |  | 29205 |  |  | 0 |  |  |  | 0
2020 | NY | Ellsworth I CSG | 63112 | NYUP | NPCC Upstate NY | SUN | 2 |  | 3640 |  |  | 0 |  |  |  | 0
2020 | NY | Elmer | 2559 | NYUP | NPCC Upstate NY | WAT | 2 |  | 6875 |  |  | 0 |  |  |  | 0
2020 | NY | Empire Generating Co, LLC | 56259 | NYUP | NPCC Upstate NY | NG | 653.7 | 1 | 2913994 | 21404683 | 41.8708 | 0.028738 | 0.0039123 | EPA/NEI | 21404683 | 41.8708
2020 | NY | Enfield Community Solar | 62029 | NYUP | NPCC Upstate NY | SUN | 1.8 |  | 2562 |  |  | 0 |  |  |  | 0
2020 | NY | Ephratah | 2560 | NYUP | NPCC Upstate NY | WAT | 4 |  | 11939 |  |  | 0 |  |  |  | 0
2020 | NY | Equus Power I | 56032 | NYLI | NPCC Long Island | NG | 120 |  | 58797 | 614735.062 | 0.73806 | 0.025105 | 0.0024012 | EPA/NEI | 614735.062 | 0.73806
2020 | NY | Far Rockaway | 2513 | NYLI | NPCC Long Island | NG | 100
2020 | NY | Feeder Dam Hydro Plant | 10530 | NYUP | NPCC Upstate NY | WAT | 5 |  | 17521 |  |  | 0 |  |  |  | 0
2020 | NY | Fenner Wind | 55790 | NYUP | NPCC Upstate NY | WND | 30 |  | 62122 |  |  | 0 |  |  |  | 0
2020 | NY | Finch Paper | 10511 | NYUP | NPCC Upstate NY | WDL | 29 | 0.1207 | 129023.99 | 725537.605 | 1.1067 | 0.017156 | 0.0030508 | EPA/NEI; Estimated using an emission factor | 6010860.875 | 9.1691
2020 | NY | Finchville Solar, LLC Hybrid CSG | 62999 | NYUP | NPCC Upstate NY | SUN | 8 |  | 553 |  |  | 0 |  |  |  | 0
2020 | NY | Finger Lakes Solar I | 61210 | NYUP | NPCC Upstate NY | SUN | 1.9 |  | 3314 |  |  | 0 |  |  |  | 0
2020 | NY | Fishers Island 1 | 57600 | NEWE | NPCC New England | DFO | 2.6 |  | 202 | 2123 | 0.32906 | 3.2581 | 0.31 | Estimated using an emission factor | 2123 | 0.32906
2020 | NY | Five Falls | 2562 | NYUP | NPCC Upstate NY | WAT | 24 |  | 76645 |  |  | 0 |  |  |  | 0
2020 | NY | Flat Rock | 2563 | NYUP | NPCC Upstate NY | WAT | 5 |  | 11417 |  |  | 0 |  |  |  | 0
2020 | NY | Fogarty CSG | 63747 | NYUP | NPCC Upstate NY | SUN | 2
2020 | NY | Fordham University | 63544 | NYCW | NPCC NYC/Westchester | DFO | 1.5
2020 | NY | Forestport | 50768 | NYUP | NPCC Upstate NY | WAT | 3.4 |  | 253 |  |  | 0 |  |  |  | 0
2020 | NY | Fort Miller Hydroelectric Facility | 50514 | NYUP | NPCC Upstate NY | WAT | 5 |  | 21104 |  |  | 0 |  |  |  | 0
2020 | NY | Fortistar North Tonawanda Inc | 54131 | NYUP | NPCC Upstate NY | NG | 65.7 | 0.94354 | 19874.33 | 174340.629 | 0.59956 | 0.060335 | 0.0068781 | EPA/NEI | 184773.141 | 0.63544
2020 | NY | Fourth Branch Hydroelectric Facility | 10467 | NYUP | NPCC Upstate NY | WAT | 3.3 |  | 11533 |  |  | 0 |  |  |  | 0
2020 | NY | Franklin (NY) | 2564 | NYUP | NPCC Upstate NY | WAT | 2 |  | 7213 |  |  | 0 |  |  |  | 0
2020 | NY | Franklin Solar Site | 62784 | NYUP | NPCC Upstate NY | SUN | 1.6 |  | 2204 |  |  | 0 |  |  |  | 0
2020 | NY | Fredonia Solar LLC | 64692 | NEWE | NPCC New England | SUN | 1.1
2020 | NY | Freehold | 64788 | NYUP | NPCC Upstate NY | SUN | 2
2020 | NY | Freeport Power Plant No. 2 | 2679 | NYLI | NPCC Long Island | NG | 97.8 |  | 10315 | 105952.352 | 0.09344 | 0.018117 | 0.0017638 | EPA/NEI | 105952.352 | 0.09344
2020 | NY | Frey Rd #1 Community Solar Farm | 62504 | NYUP | NPCC Upstate NY | SUN | 2 |  | 0
2020 | NY | Frey Rd #2 Community Solar Farm | 62521 | NYUP | NPCC Upstate NY | SUN | 1.4 |  | 0
2020 | NY | Frog Hollow CSG | 63086 | NYUP | NPCC Upstate NY | SUN | 2 |  | 3762 |  |  | 0 |  |  |  | 0
2020 | NY | Fuel Cell 18A Sneden Avenue | 64748 | NYCW | NPCC NYC/Westchester | NG | 3.5 |  | 2335 |  | 0 | 0 |  | Estimated using an emission factor |  | 0
2020 | NY | Fuel Cell 18B Sneden Avenue | 64749 | NYCW | NPCC NYC/Westchester | NG | 4 |  | 2677 |  | 0 | 0 |  | Estimated using an emission factor |  | 0
2020 | NY | Fuel Cell 3245 Yates Avenue | 64747 | NYCW | NPCC NYC/Westchester | NG | 5
2020 | NY | Fulton Hydro | 2566 | NYUP | NPCC Upstate NY | WAT | 1.3 |  | 5215 |  |  | 0 |  |  |  | 0
2020 | NY | Fulton LFGTE Facility | 57003 | NYUP | NPCC Upstate NY | LFG | 3.2 |  | 13428 | 153140 | 1.1256 | 0.16765 | 0.0147 | Estimated using an emission factor | 153140 | 1.1256
2020 | NY | Furnace Rd Community Solar Farm | 62508 | NYUP | NPCC Upstate NY | SUN | 3 |  | 0
2020 | NY | Garnet Solar (NY) | 62843 | NYUP | NPCC Upstate NY | SUN | 1.9 |  | 2835 |  |  | 0 |  |  |  | 0
2020 | NY | Gaskill Rd Community Solar Farm CSG | 62474 | NYUP | NPCC Upstate NY | SUN | 5 |  | 7280 |  |  | 0 |  |  |  | 0
2020 | NY | GE 19th Hole | 64102 | NYUP | NPCC Upstate NY | SUN | 7.7 |  | 12350 |  |  | 0 |  |  |  | 0
2020 | NY | General Mills Inc | 54564 | NYUP | NPCC Upstate NY | NG | 3.8 | 1 | 0
2020 | NY | Gibson-STEU | 63227 | NYUP | NPCC Upstate NY | SUN | 11.5
2020 | NY | Gifford CSG | 63056 | NYUP | NPCC Upstate NY | SUN | 2 |  | 3418 |  |  | 0 |  |  |  | 0
2020 | NY | Glen Park Hydroelectric Project | 50512 | NYUP | NPCC Upstate NY | WAT | 32.6 |  | 106334.001 |  |  | 0 |  |  |  | 0
2020 | NY | Glenmere Lake | 64719 | NEWE | NPCC New England |  | 4
2020 | NY | Glenwood | 2514 | NYLI | NPCC Long Island | DFO | 338 |  | 1308 | 24477.7 | 0.12952 | 0.19804 | 0.010583 | EPA/NEI | 24477.7 | 0.12952
2020 | NY | Glenwood Hydro | 2568 | NYUP | NPCC Upstate NY | WAT | 1.5 |  | 5940.999 |  |  | 0 |  |  |  | 0
2020 | NY | Glenwood Landing Energy Center | 7869 | NYLI | NPCC Long Island | NG | 122 |  | 106375 | 1116843.706 | 7.445 | 0.13998 | 0.013332 | EPA/NEI; Estimated using an emission factor | 1116843.706 | 7.445
2020 | NY | Gloversville Landfill Solar | 62357 | NYUP | NPCC Upstate NY | SUN | 5
2020 | NY | Goldman Sachs Carports Solar | 64746 | NYUP | NPCC Upstate NY | SUN | 1 |  | 0
2020 | NY | Good Samaritan Hospital | 61551 | NYUP | NPCC Upstate NY | DFO | 1.9 |  | 26 | 403 | 0.055899 | 4.2999 | 0.27741 | Estimated using an emission factor | 403 | 0.055899
2020 | NY | Goodyear Lake Plant | 50079 | NYUP | NPCC Upstate NY | WAT | 1.4 |  | 2827 |  |  | 0 |  |  |  | 0
2020 | NY | Gore Mountain Solar II | 61764 | NYUP | NPCC Upstate NY | SUN | 2 |  | 2992 |  |  | 0 |  |  |  | 0
2020 | NY | Gouldtown | 56704 | NYUP | NPCC Upstate NY | WAT | 2 |  | 5608 |  |  | 0 |  |  |  | 0
2020 | NY | Gowanus Generating Station | 2494 | NYCW | NPCC NYC/Westchester | DFO | 733 |  | 17080 | 391199.301 | 40.2489 | 4.713 | 0.20577 | EPA/NEI | 391199.301 | 40.2489
2020 | NY | Grabinski | 63752 | NYUP | NPCC Upstate NY | SUN | 2 |  | 1257 |  |  | 0 |  |  |  | 0
2020 | NY | Grahamsville | 2627 | NYUP | NPCC Upstate NY | WAT | 18 |  | 88121 |  |  | 0 |  |  |  | 0
2020 | NY | Granby | 2569 | NYUP | NPCC Upstate NY | WAT | 10 |  | 32016 |  |  | 0 |  |  |  | 0
2020 | NY | Grand Prix Solar | 63291 | NYCW | NPCC NYC/Westchester | SUN | 1.6 |  | 664 |  |  | 0 |  |  |  | 0
2020 | NY | Great Lakes Seaway Community Solar | 64092 | NYUP | NPCC Upstate NY | SUN | 5 |  | 3560 |  |  | 0 |  |  |  | 0
2020 | NY | Green Island Hydroelectric Station | 61207 | NYUP | NPCC Upstate NY | WAT | 6 |  | 38378 |  |  | 0 |  |  |  | 0
2020 | NY | Greene County Meter #1 | 60463 | NEWE | NPCC New England | SUN | 1.6 |  | 925 |  |  | 0 |  |  |  | 0
2020 | NY | Greenidge Generation LLC | 2527 | NYUP | NPCC Upstate NY | NG | 162 |  | 246926 | 3849053.75 | 13.1981 | 0.1069 | 0.0068579 | EPA/NEI | 3849053.75 | 13.1981
2020 | NY | Greenport | 2681 | NYLI | NPCC Long Island | DFO | 10.1 |  | 24.999 | 324.001 | 0.05022 | 4.0178 | 0.31 | Estimated using an emission factor | 324.001 | 0.05022
2020 | NY | Greens Corners Solar | 64599 | NYUP | NPCC Upstate NY | SUN | 120
2020 | NY | Greenville CSG | 62759 | NYUP | NPCC Upstate NY | SUN | 2 |  | 2854 |  |  | 0 |  |  |  | 0
2020 | NY | Greenwich Solar 1, LLC CSG | 63411 | NYUP | NPCC Upstate NY | SUN | 5 |  | 0
2020 | NY | Guildlerland CSG | 63052 | NYUP | NPCC Upstate NY | SUN | 2 |  | 3521 |  |  | 0 |  |  |  | 0
2020 | NY | Hailesboro 4 Plant | 10544 | NYUP | NPCC Upstate NY | WAT | 1.4 |  | 7041 |  |  | 0 |  |  |  | 0
2020 | NY | Hales Mills Solar, LLC | 63339 | NYUP | NPCC Upstate NY | SUN | 8 |  | 141 |  |  | 0 |  |  |  | 0
2020 | NY | Hamilton College | 61103 | NYUP | NPCC Upstate NY | SUN | 2
2020 | NY | Hamlin Solar 1, LLC | 64679 | NYUP | NPCC Upstate NY | SUN | 5
2020 | NY | Hampshire Paper | 10116 | NYUP | NPCC Upstate NY | WAT | 3.4 |  | 13568 |  |  | 0 |  |  |  | 0
2020 | NY | Hannawa | 2571 | NYUP | NPCC Upstate NY | WAT | 7.2 |  | 43003 |  |  | 0 |  |  |  | 0
2020 | NY | Harbec Energy | 62736 | NYUP | NPCC Upstate NY | NG | 1.7 | 0.77882 | 749 | 2802.18 | 0.001393 | 0.0037196 | 0.00099423 | EPA/NEI; Estimated using an emission factor | 3598 | 0.0017886
2020 | NY | Hardscrabble Wind Power LLC | 57287 | NYUP | NPCC Upstate NY | WND | 74 |  | 175920 |  |  | 0 |  |  |  | 0
2020 | NY | Harford Solar Farm | 61030 | NYUP | NPCC Upstate NY | SUN | 2 |  | 2811 |  |  | 0 |  |  |  | 0
2020 | NY | Harlem Hospital Center | 63671 | NYCW | NPCC NYC/Westchester | DFO | 4.4
2020 | NY | Harlem River Yard | 7914 | NYCW | NPCC NYC/Westchester | NG | 94 |  | 54695 | 612916.203 | 2.9448 | 0.10768 | 0.009609 | EPA/NEI | 612916.203 | 2.9448
2020 | NY | Harris Lake | 2528 | NYUP | NPCC Upstate NY | DFO | 4.2 |  | 0
2020 | NY | Hawkeye Energy Greenport, LLC | 55969 | NYLI | NPCC Long Island | DFO | 54 |  | 51768 | 553676.25 | 3.2604 | 0.12596 | 0.011777 | EPA/NEI | 553676.25 | 3.2604
2020 | NY | Hecate Energy Albany County 1 | 64077 | NYUP | NPCC Upstate NY | SUN | 20
2020 | NY | Hecate Energy Cider Solar LLC | 64163 | NYUP | NPCC Upstate NY | SUN | 500
2020 | NY | Hecate Energy Columbia County Solar | 62273 | NYUP | NPCC Upstate NY | SUN | 60
2020 | NY | Hecate Energy Gedney Hill | 63815 | NYUP | NPCC Upstate NY | SUN | 20
2020 | NY | Hell Gate | 7913 | NYCW | NPCC NYC/Westchester | NG | 94 |  | 58879 | 674065.125 | 4.4616 | 0.15155 | 0.013238 | EPA/NEI | 674065.125 | 4.4616
2020 | NY | Herkimer | 52057 | NYUP | NPCC Upstate NY | WAT | 2
2020 | NY | Herrings | 2572 | NYUP | NPCC Upstate NY | WAT | 5.4 |  | 20501.001 |  |  | 0 |  |  |  | 0
2020 | NY | Heuvelton | 2573 | NYUP | NPCC Upstate NY | WAT | 1 |  | 3946 |  |  | 0 |  |  |  | 0
2020 | NY | Hewittville Hydroelectric | 50268 | NYUP | NPCC Upstate NY | WAT | 3 |  | 11816 |  |  | 0 |  |  |  | 0
2020 | NY | HGS Solar I | 61765 | NYUP | NPCC Upstate NY | SUN | 2 |  | 3291 |  |  | 0 |  |  |  | 0
2020 | NY | Hickory Grove #1 | 62831 | NYUP | NPCC Upstate NY | SUN | 2 |  | 1 |  |  | 0 |  |  |  | 0
2020 | NY | Hickory Grove #2 | 62832 | NYUP | NPCC Upstate NY | SUN | 1.7 |  | 1 |  |  | 0 |  |  |  | 0
2020 | NY | High Acres Gas Recovery | 50568 | NYUP | NPCC Upstate NY | LFG | 9.6 |  | 72722 | 799716 | 5.8779 | 0.16165 | 0.0147 | Estimated using an emission factor | 799716 | 5.8779
2020 | NY | High Bridge Wind Project | 62894 | NYUP | NPCC Upstate NY | WND | 100
2020 | NY | High Dam | 2574 | NYUP | NPCC Upstate NY | WAT | 11.9 |  | 18887 |  |  | 0 |  |  |  | 0
2020 | NY | High Falls - Croghan NY | 2575 | NYUP | NPCC Upstate NY | WAT | 6 |  | 24086.001 |  |  | 0 |  |  |  | 0
2020 | NY | High Falls - Saranac NY | 2530 | NYUP | NPCC Upstate NY | WAT | 15 |  | 32695.001 |  |  | 0 |  |  |  | 0
2020 | NY | High Sheldon Wind Farm | 56953 | NYUP | NPCC Upstate NY | WND | 112 |  | 258716 |  |  | 0 |  |  |  | 0
2020 | NY | Higley | 2576 | NYUP | NPCC Upstate NY | WAT | 12 |  | 29725 |  |  | 0 |  |  |  | 0
2020 | NY | Hillburn | 2628 | NYUP | NPCC Upstate NY | NG | 46.5 |  | 202 | 3835.247 | 0.012118 | 0.11998 | 0.0063191 | EPA/NEI | 3835.247 | 0.012118
2020 | NY | Hilton NY Co Gen Plant | 58815 | NYCW | NPCC NYC/Westchester | NG | 1.8
2020 | NY | Hobart & William Smith College Gates Rd. | 63297 | NYUP | NPCC Upstate NY | SUN | 1.9 |  | 2979 |  |  | 0 |  |  |  | 0
2020 | NY | Holley Road Solar | 64240 | NYUP | NPCC Upstate NY | SUN | 20
2020 | NY | Hollow Dam Power Partnership | 10124 | NYUP | NPCC Upstate NY | WAT | 1 |  | 2257 |  |  | 0 |  |  |  | 0
2020 | NY | Hollygrove CSG | 63051 | NYUP | NPCC Upstate NY | SUN | 2 |  | 3187 |  |  | 0 |  |  |  | 0
2020 | NY | Holtsville Facility | 8007 | NYLI | NPCC Long Island | DFO | 567 |  | 47051 | 703668.788 | 236.0926 | 10.0356 | 0.67103 | EPA/NEI | 703668.788 | 236.0926
2020 | NY | Holtsville Solar Project | 61902 | NYLI | NPCC Long Island | SUN | 1.2 |  | 2083 |  |  | 0 |  |  |  | 0
2020 | NY | Homer Street East | 62725 | NYUP | NPCC Upstate NY | SUN | 1.6 |  | 1553 |  |  | 0 |  |  |  | 0
2020 | NY | Homer Street West | 62724 | NYUP | NPCC Upstate NY | SUN | 1.6 |  | 1533 |  |  | 0 |  |  |  | 0
2020 | NY | Hope Solar Farm LLC | 63371 | NYUP | NPCC Upstate NY | SUN | 2 |  | 3306 |  |  | 0 |  |  |  | 0
2020 | NY | Horseshoe Solar Energy | 63096 | NYUP | NPCC Upstate NY | SUN | 180
2020 | NY | Hospital Rd Community Solar Farm CSG | 62155 | NYUP | NPCC Upstate NY | SUN | 1.4 |  | 2093 |  |  | 0 |  |  |  | 0
2020 | NY | Houghton | 60454 | NYUP | NPCC Upstate NY | SUN | 2.6 |  | 0
2020 | NY | Howard Wind Farm | 57867 | NYUP | NPCC Upstate NY | WND | 59.4 |  | 126171 |  |  | 0 |  |  |  | 0
2020 | NY | Howell CSG | 63107 | NYUP | NPCC Upstate NY | SUN | 2 |  | 2996 |  |  | 0 |  |  |  | 0
2020 | NY | Howland CSG | 63055 | NYUP | NPCC Upstate NY | SUN | 2 |  | 3328 |  |  | 0 |  |  |  | 0
2020 | NY | Hudson Avenue | 2496 | NYCW | NPCC NYC/Westchester | KER | 108.9 |  | 352 | 10445 | 0.13314 | 0.75646 | 0.025493 | EPA/NEI | 10445 | 0.13314
2020 | NY | Hudson Falls Hydroelectric Project | 54953 | NYUP | NPCC Upstate NY | WAT | 44 |  | 191688 |  |  | 0 |  |  |  | 0
2020 | NY | Huntington Resource Recovery Facility | 50656 | NYLI | NPCC Long Island | MSW | 28 |  | 192998 | 3447157.875 |  |  |  |  | 3447157.875
2020 | NY | HVCC Cogen Plant | 58186 | NYUP | NPCC Upstate NY | DFO | 8.1 | 0.92815 | 11193.002 | 130266.38 | 5.2551 | 0.939 | 0.080683 | Estimated using an emission factor | 140351 | 5.662
2020 | NY | Hydraulic Race | 2578 | NYUP | NPCC Upstate NY | WAT | 3 |  | 5643 |  |  | 0 |  |  |  | 0
2020 | NY | Hyland LFGTE Facility | 56987 | NYUP | NPCC Upstate NY | LFG | 6.4 |  | 36396.999 | 391225.992 | 2.8755 | 0.15801 | 0.0147 | EPA/NEI; Estimated using an emission factor | 391225.992 | 2.8755
2020 | NY | Indeck-Corinth Energy Center | 50458 | NYUP | NPCC Upstate NY | NG | 147 | 0.94307 | 384338 | 2964616.738 | 1.2329 | 0.006416 | 0.00083178 | EPA/NEI | 3143564.25 | 1.3074
2020 | NY | Indeck-Olean Energy Center | 54076 | NYUP | NPCC Upstate NY | NG | 90.6 | 0.99181 | 82859 | 741998.466 | 1.4841 | 0.035822 | 0.0040003 | EPA/NEI | 748123.938 | 1.4963
2020 | NY | Indeck-Oswego Energy Center | 50450 | NYUP | NPCC Upstate NY | NG | 57.4 | 0.996 | 19668 | 183926.069 | 0.63692 | 0.064767 | 0.0069258 | EPA/NEI | 184664.219 | 0.63947
2020 | NY | Indeck-Silver Springs Energy Center | 50449 | NYUP | NPCC Upstate NY | NG | 56.6 | 0.99374 | 46523.14 | 455162.646 | 0.1595 | 0.0068566 | 0.00070083 | EPA/NEI | 458029.781 | 0.1605
2020 | NY | Indeck-Yerkes Energy Center | 50451 | NYUP | NPCC Upstate NY | NG | 59.9 | 1 | 22005 | 227488.844 | 2.571 | 0.23368 | 0.022603 | EPA/NEI | 227488.844 | 2.571
2020 | NY | Independence | 54547 | NYUP | NPCC Upstate NY | NG | 1086.1 | 0.90633 | 4144586.9 | 26818082.166 | 101.9088 | 0.049177 | 0.0076 | EPA/NEI | 29589732 | 112.441
2020 | NY | Indian Point 2 | 2497 | NYCW | NPCC NYC/Westchester | NUC | 1299 |  | 2759083 |  |  | 0 |  |  |  | 0
2020 | NY | Indian Point 3 | 8907 | NYCW | NPCC NYC/Westchester | NUC | 1012 |  | 9108821 |  |  | 0 |  |  |  | 0
2020 | NY | Inghams | 2579 | NYUP | NPCC Upstate NY | WAT | 6 |  | 22453 |  |  | 0 |  |  |  | 0
2020 | NY | Interfaith Medical Center | 64004 | NYCW | NPCC NYC/Westchester | DFO | 1.2
2020 | NY | Iola Powerhouse & Cogeneration Facility | 62424 | NYUP | NPCC Upstate NY | NG | 4.2 | 0.60369 | 10083 | 101661.048 | 0.02145 | 0.0042548 | 0.000422 | Estimated using an emission factor | 168399.996 | 0.035532
2020 | NY | IRE Solar I, LLC | 61717 | NYUP | NPCC Upstate NY | SUN | 1 |  | 1613 |  |  | 0 |  |  |  | 0
2020 | NY | Jacobi Medical Center | 63646 | NYCW | NPCC NYC/Westchester | DFO | 9.4
2020 | NY | Jamaica Bay Peaking | 56141 | NYLI | NPCC Long Island | KER | 60.5 |  | 20351 | 227105 | 1.3003 | 0.12778 | 0.011451 | NEI avg EF - PM, fuel type | 227105 | 1.3003
2020 | NY | James A Fitzpatrick | 6110 | NYUP | NPCC Upstate NY | NUC | 883.3 |  | 6588676 |  |  | 0 |  |  |  | 0
2020 | NY | Jarvis (Hinckley) | 808 | NYUP | NPCC Upstate NY | WAT | 9 |  | 21691 |  |  | 0 |  |  |  | 0
2020 | NY | Jefferson-Lewis BOCES Solar | 60819 | NYUP | NPCC Upstate NY | SUN | 2 |  | 2938 |  |  | 0 |  |  |  | 0
2020 | NY | Jericho Rise Wind Farm LLC | 59629 | NYUP | NPCC Upstate NY | WND | 77.7 |  | 224860 |  |  | 0 |  |  |  | 0
2020 | NY | JLL-One Rockwood Road | 62446 | NYCW | NPCC NYC/Westchester | DFO | 3 |  | 17 | 178 | 0.02759 | 3.2459 | 0.31 | Estimated using an emission factor | 178 | 0.02759
2020 | NY | Johnsonville Dam | 2580 | NYUP | NPCC Upstate NY | WAT | 4 |  | 7131 |  |  | 0 |  |  |  | 0
2020 | NY | Johnstown | 61888 | NYUP | NPCC Upstate NY | SUN | 2 |  | 3496 |  |  | 0 |  |  |  | 0
2020 | NY | Johnstown Solar 1, LLC | 63013 | NYUP | NPCC Upstate NY | SUN | 4 |  | 4285 |  |  | 0 |  |  |  | 0
2020 | NY | Jordanville Wind Farm | 56398 | NYUP | NPCC Upstate NY | WND | 80
2020 | NY | Kamargo | 2581 | NYUP | NPCC Upstate NY | WAT | 6 |  | 21038.001 |  |  | 0 |  |  |  | 0
2020 | NY | KCE NY 1 | 62147 | NYUP | NPCC Upstate NY | MWH | 20 |  | -1591 | 0 |  | 0 |  |  | 0 | 0
2020 | NY | Kearsarge Johnstown 1 CSG | 62549 | NYUP | NPCC Upstate NY | SUN | 1.5 |  | 2459 |  |  | 0 |  |  |  | 0
2020 | NY | Kearsarge Johnstown 2 CSG | 62556 | NYUP | NPCC Upstate NY | SUN | 2 |  | 3389 |  |  | 0 |  |  |  | 0
2020 | NY | Kearsarge Oppenheim CSG | 61917 | NYUP | NPCC Upstate NY | SUN | 1.4 |  | 2331 |  |  | 0 |  |  |  | 0
2020 | NY | Kelly Bridge Road Community Solar Farm | 62154 | NYUP | NPCC Upstate NY | SUN | 2 |  | 3380 |  |  | 0 |  |  |  | 0
2020 | NY | Kenmare - Sullivan Community College | 64030 | NYUP | NPCC Upstate NY | SUN | 2 |  | 2547 |  |  | 0 |  |  |  | 0
2020 | NY | Kensico | 650 | NYCW | NPCC NYC/Westchester | WAT | 3
2020 | NY | Kent Falls | 2532 | NYUP | NPCC Upstate NY | WAT | 12.4 |  | 0
2020 | NY | Keuka | 2533 | NYUP | NPCC Upstate NY | WAT | 2
2020 | NY | KIAC Cogeneration | 54114 | NYCW | NPCC NYC/Westchester | NG | 171.2 | 0.96871 | 452493 | 4181804.54 | 13.8091 | 0.061036 | 0.0066044 | EPA/NEI | 4316863.875 | 14.2551
2020 | NY | Kinder Morgan Fordham | 62614 | NYCW | NPCC NYC/Westchester | SUN | 1.7 |  | 3829 |  |  | 0 |  |  |  | 0
2020 | NY | Kings Falls Hydroelectric | 10872 | NYUP | NPCC Upstate NY | WAT | 1.6 |  | 2716 |  |  | 0 |  |  |  | 0
2020 | NY | Kings Park Solar I | 59880 | NYLI | NPCC Long Island | SUN | 2 |  | 4086 |  |  | 0 |  |  |  | 0
2020 | NY | Kings Park Solar II | 59881 | NYLI | NPCC Long Island | SUN | 2 |  | 4085 |  |  | 0 |  |  |  | 0
2020 | NY | Kings Plaza Total Energy Plant (TEP) | 63236 | NYCW | NPCC NYC/Westchester | NG | 12.8 | 0.93215 | 17335 | 190469.898 | 0.040189 | 0.0046368 | 0.000422 | Estimated using an emission factor | 204333 | 0.043114
2020 | NY | Kingsbrook Jewish Medical Center | 62050 | NYCW | NPCC NYC/Westchester | DFO | 1.7 |  | 28 | 92.001 | 0.01426 | 1.0186 | 0.31 | Estimated using an emission factor | 92.001 | 0.01426
2020 | NY | Knaggs Brothers Farm | 63230 | NYUP | NPCC Upstate NY | SUN | 3.9 |  | 7123 |  |  | 0 |  |  |  | 0
2020 | NY | Knapp East | 64716 | NEWE | NPCC New England | SUN | 5
2020 | NY | Knapp West | 64720 | NEWE | NPCC New England | SUN | 5
2020 | NY | Kosterville | 56705 | NYUP | NPCC Upstate NY | WAT | 1 |  | 2277 |  |  | 0 |  |  |  | 0
2020 | NY | Lachute Hydro Lower | 10752 | NYUP | NPCC Upstate NY | WAT | 3.8 |  | 9919 |  |  | 0 |  |  |  | 0
2020 | NY | Lachute Hydro Upper | 10753 | NYUP | NPCC Upstate NY | WAT | 5.2 |  | 13698 |  |  | 0 |  |  |  | 0
2020 | NY | Lansing Renewables, LLC | 63337 | NYUP | NPCC Upstate NY | SUN | 8 |  | 268 |  |  | 0 |  |  |  | 0
2020 | NY | Leavenworth Greenworks LLC | 59276 | NYLI | NPCC Long Island | SUN | 9.5 |  | 15351 |  |  | 0 |  |  |  | 0
2020 | NY | Lederle Laboratories | 10521 | NYUP | NPCC Upstate NY | NG | 23.4 | 0.39652 | 122469.29 | 705105.743 | 1.842 | 0.030081 | 0.0052248 | EPA/NEI; Estimated using an emission factor | 1778237.785 | 4.6455
2020 | NY | Letchworth Solar Project | 61389 | NYUP | NPCC Upstate NY | SUN | 1.2 |  | 1922 |  |  | 0 |  |  |  | 0
2020 | NY | Lewiston Niagara | 2692 | NYUP | NPCC Upstate NY | WAT | 240 |  | -187728 |  |  | 0 |  |  |  | 0
2020 | NY | Lichtenthal | 61469 | NYUP | NPCC Upstate NY | SUN | 2 |  | 2537 |  |  | 0 |  |  |  | 0
2020 | NY | Lighthouse Hill | 2582 | NYUP | NPCC Upstate NY | WAT | 8 |  | 17137 |  |  | 0 |  |  |  | 0
2020 | NY | Lincoln Ave Solar Project | 61899 | NYLI | NPCC Long Island | SUN | 2 |  | 3683 |  |  | 0 |  |  |  | 0
2020 | NY | Lincoln Medical and Mental Health Center | 64291 | NYCW | NPCC NYC/Westchester |  | 7
2020 | NY | Little Falls Hydro | 51034 | NYUP | NPCC Upstate NY | WAT | 13 |  | 41755 |  |  | 0 |  |  |  | 0
2020 | NY | Lockheed Martin RMS Syracuse | 61739 | NYUP | NPCC Upstate NY | MWH | 1 |  | 0
2020 | NY | Lockport | 54041 | NYUP | NPCC Upstate NY | NG | 221.3 | 0.99704 | 165453.87 | 1535175.538 | 14.2753 | 0.17256 | 0.018598 | EPA/NEI | 1539734.625 | 14.3177
2020 | NY | Long Island Solar Farm LLC | 57589 | NYLI | NPCC Long Island | SUN | 31.5 |  | 48493 |  |  | 0 |  |  |  | 0
2020 | NY | Longfalls Facility | 54548 | NYUP | NPCC Upstate NY | WAT | 3.3 |  | 0
2020 | NY | Lovett | 2629 | NYUP | NPCC Upstate NY |  | 449.1
2020 | NY | Lower Beaver Falls Project | 54691 | NYUP | NPCC Upstate NY | WAT | 1 |  | 3856 |  |  | 0 |  |  |  | 0
2020 | NY | Lower Saranac Hydroelectric Facility | 10214 | NYUP | NPCC Upstate NY | WAT | 6.7 |  | 23031.001 |  |  | 0 |  |  |  | 0
2020 | NY | Lyons Falls Hydroelectric | 56703 | NYUP | NPCC Upstate NY | WAT | 5.6 |  | 20500 |  |  | 0 |  |  |  | 0
2020 | NY | Lyonsdale Associates | 50652 | NYUP | NPCC Upstate NY | WAT | 3 |  | 8942 |  |  | 0 |  |  |  | 0
2020 | NY | MacArthur Waste to Energy Facility | 51038 | NYLI | NPCC Long Island | MSW | 12.5 | 1 | 55121 | 1606246.375 |  |  |  |  | 1606246.375
2020 | NY | Macedon | 63407 | NYUP | NPCC Upstate NY | SUN | 2 |  | 2865 |  |  | 0 |  |  |  | 0
2020 | NY | Macomb | 2583 | NYUP | NPCC Upstate NY | WAT | 1 |  | 5644 |  |  | 0 |  |  |  | 0
2020 | NY | Madison County | 61725 | NYUP | NPCC Upstate NY | SUN | 1.8 |  | 2756 |  |  | 0 |  |  |  | 0
2020 | NY | Madison Windpower LLC | 55769 | NYUP | NPCC Upstate NY | WND | 11.5 |  | 16223 |  |  | 0 |  |  |  | 0
2020 | NY | Maimonides Medical Center | 62174 | NYCW | NPCC NYC/Westchester | DFO | 3.9 |  | 22.001 | 244.998 | 0.037975 | 3.4521 | 0.31 | Estimated using an emission factor | 244.998 | 0.037975
2020 | NY | Main Rd | 64717 | NEWE | NPCC New England | SUN | 5
2020 | NY | Malone Solar Site | 62785 | NYUP | NPCC Upstate NY | SUN | 1.1 |  | 1494 |  |  | 0 |  |  |  | 0
2020 | NY | Manorville II | 64758 | NYLI | NPCC Long Island |  | 1.4
2020 | NY | Maple Ridge Wind Farm | 56290 | NYUP | NPCC Upstate NY | WND | 321.2 |  | 741223 |  |  | 0 |  |  |  | 0
2020 | NY | Marble River Wind Farm | 56857 | NYUP | NPCC Upstate NY | WND | 215.3 |  | 488006 |  |  | 0 |  |  |  | 0
2020 | NY | Marsh Hill Wind Farm | 58768 | NYUP | NPCC Upstate NY | WND | 16.2 |  | 49701 |  |  | 0 |  |  |  | 0
2020 | NY | Massena Energy Facility | 54592 | NYUP | NPCC Upstate NY | NG | 104.1 | 1 | 1271 | 11426.832 | 0.0325 | 0.051141 | 0.0056884 | EPA/NEI | 11426.832 | 0.0325
2020 | NY | Mattas Farms | 62303 | NYUP | NPCC Upstate NY | SUN | 2 |  | 3481 |  |  | 0 |  |  |  | 0
2020 | NY | Mechanicville Hydroelectric Station | 62322 | NYUP | NPCC Upstate NY | WAT | 4 |  | 20953 |  |  | 0 |  |  |  | 0
2020 | NY | Medusa NY 1 | 63854 | NYUP | NPCC Upstate NY | SUN | 2 |  | 1454 |  |  | 0 |  |  |  | 0
2020 | NY | MER Queens | 62576 | NYCW | NPCC NYC/Westchester | NG | 1.2 |  | 8732 |  | 0 | 0 |  | Estimated using an emission factor |  | 0
2020 | NY | Mercy Medical Center | 58163 | NYLI | NPCC Long Island | DFO | 6
2020 | NY | Mereand CSG | 63058 | NYUP | NPCC Upstate NY | SUN | 2 |  | 3339 |  |  | 0 |  |  |  | 0
2020 | NY | Middle Falls Hydro | 10219 | NYUP | NPCC Upstate NY | WAT | 2.2 |  | 11182 |  |  | 0 |  |  |  | 0
2020 | NY | Middletown NY 1 | 63857 | NYUP | NPCC Upstate NY | SUN | 2 |  | 3342 |  |  | 0 |  |  |  | 0
2020 | NY | Middletown Solar 1, LLC Hybrid CSG | 63415 | NYUP | NPCC Upstate NY | MWH | 3.2 |  | 0
2020 | NY | Mill C | 6486 | NYUP | NPCC Upstate NY | WAT | 6 |  | 17654 |  |  | 0 |  |  |  | 0
2020 | NY | Mill Seat Renewable Energy Facility | 61012 | NYUP | NPCC Upstate NY | LFG | 6.4 |  | 53719 | 654815 | 4.8129 | 0.17919 | 0.0147 | Estimated using an emission factor | 654815 | 4.8129
2020 | NY | Millbrook School | 59789 | NYUP | NPCC Upstate NY | SUN | 1.4 |  | 1996 |  |  | 0 |  |  |  | 0
2020 | NY | Minetto | 2586 | NYUP | NPCC Upstate NY | WAT | 10 |  | 25255 |  |  | 0 |  |  |  | 0
2020 | NY | Minisink | 64577 | NYUP | NPCC Upstate NY | SUN | 1
2020 | NY | Minisink Community Solar 2 LLC | 62146 | NYUP | NPCC Upstate NY | SUN | 2.8 |  | 3561 |  |  | 0 |  |  |  | 0
2020 | NY | Minisink Solar 1 LLC | 62145 | NYUP | NPCC Upstate NY | SUN | 1.8 |  | 3162 |  |  | 0 |  |  |  | 0
2020 | NY | MM Albany Energy | 55155 | NYUP | NPCC Upstate NY | LFG | 5.9 |  | 0
2020 | NY | Model City Energy Facility | 55757 | NYUP | NPCC Upstate NY | LFG | 5.6 | 1 | 36632.001 | 506691.992 | 3.7242 | 0.20333 | 0.0147 | Estimated using an emission factor | 506691.992 | 3.7242
2020 | NY | Modern Innovative Energy LLC | 56323 | NYUP | NPCC Upstate NY | LFG | 12.8 |  | 34149 | 384385 | 2.8252 | 0.16546 | 0.0147 | EPA/NEI; Estimated using an emission factor | 384385 | 2.8252
2020 | NY | Mohawk Solar | 64253 | NYUP | NPCC Upstate NY | SUN | 90.5
2020 | NY | Mohonasen Central School District | 63511 | NYUP | NPCC Upstate NY | SUN | 1.1 |  | 1904 |  |  | 0 |  |  |  | 0
2020 | NY | Mongaup Falls | 2630 | NYUP | NPCC Upstate NY | WAT | 7.3 |  | 12725.001 |  |  | 0 |  |  |  | 0
2020 | NY | Monroe Community College Plant | 58201 | NYUP | NPCC Upstate NY | NG | 5.6 | 1 | 0
2020 | NY | Monroe County Sites A & B | 61509 | NYUP | NPCC Upstate NY | SUN | 3.4 |  | 4481 |  |  | 0 |  |  |  | 0
2020 | NY | Monroe County Sites C, D, & E | 61510 | NYUP | NPCC Upstate NY | SUN | 6 |  | 9042.999 |  |  | 0 |  |  |  | 0
2020 | NY | Monroe Livingston Gas Recovery | 50565 | NYUP | NPCC Upstate NY | LFG | 2.4
2020 | NY | Montauk | 2515 | NYLI | NPCC Long Island | DFO | 6
2020 | NY | Montauk Energy Storage Center | 62734 | NYLI | NPCC Long Island | MWH | 5 |  | -544 | 0 |  | 0 |  |  | 0 | 0
2020 | NY | Montefieor Medical Center Moses Division | 58507 | NYCW | NPCC NYC/Westchester | NG | 18 | 0.41704 | 30110 | 193611.048 | 0.096247 | 0.006393 | 0.00099423 | EPA/NEI; Estimated using an emission factor | 464246 | 0.23078
2020 | NY | Montefiore - Westchester Square | 61025 | NYCW | NPCC NYC/Westchester | DFO | 1 |  | 3 | 169 | 0.026195 | 17.4633 | 0.31 | Estimated using an emission factor | 169 | 0.026195
2020 | NY | Montefiore Mount Vernon Hospital | 62589 | NYCW | NPCC NYC/Westchester | DFO | 1.1 |  | 4 | 76 | 0.01178 | 5.89 | 0.31 | Estimated using an emission factor | 76 | 0.01178
2020 | NY | Montefiore Nyack Hospital | 63662 | NYCW | NPCC NYC/Westchester | DFO | 1.1
2020 | NY | Montefiore Weiler (Einstein) Hospital | 63539 | NYCW | NPCC NYC/Westchester | DFO | 1.5
2020 | NY | Montefiore-New Rochelle | 63602 | NYCW | NPCC NYC/Westchester | DFO | 1.4
2020 | NY | Moore Road Community Solar | 64091 | NYUP | NPCC Upstate NY | SUN | 5 |  | 2978 |  |  | 0 |  |  |  | 0
2020 | NY | Moose River | 10196 | NYUP | NPCC Upstate NY | WAT | 12.6 |  | 39823 |  |  | 0 |  |  |  | 0
2020 | NY | Moshier | 2588 | NYUP | NPCC Upstate NY | WAT | 8 |  | 24810 |  |  | 0 |  |  |  | 0
2020 | NY | Mount Hope East | 63749 | NYUP | NPCC Upstate NY | SUN | 1.9 |  | 3422 |  |  | 0 |  |  |  | 0
2020 | NY | Mount Hope West | 63748 | NYUP | NPCC Upstate NY | SUN | 1.9 |  | 2232 |  |  | 0 |  |  |  | 0
2020 | NY | Mount Kisco Landfill Solar & Storage CSG | 63774 | NYCW | NPCC NYC/Westchester | SUN | 1.5 |  | 0
2020 | NY | Mount Sinai - Brooklyn | 63581 | NYCW | NPCC NYC/Westchester | DFO | 1.5
2020 | NY | Mount Sinai Beth Israel | 61569 | NYCW | NPCC NYC/Westchester | DFO | 4.8 |  | 60.002 | 538.001 | 0.08339 | 2.7796 | 0.31 | EPA/NEI; Estimated using an emission factor | 538.001 | 0.08339
2020 | NY | Mount Sinai Hospital | 61416 | NYCW | NPCC NYC/Westchester | DFO | 18.7 |  | 165 | 1258 | 0.19499 | 2.3635 | 0.31 | Estimated using an emission factor | 1258 | 0.19499
2020 | NY | Mount Sinai South Nassau Hospital | 62447 | NYLI | NPCC Long Island | DFO | 4.9 |  | 0
2020 | NY | MSAP 13 | 63675 | NYUP | NPCC Upstate NY | SUN | 2 |  | 548 |  |  | 0 |  |  |  | 0
2020 | NY | Mt Ida Hydroelectric | 50031 | NYUP | NPCC Upstate NY | WAT | 3 |  | 6435 |  |  | 0 |  |  |  | 0
2020 | NY | Mt Pleasant Community Center | 64442 | NYCW | NPCC NYC/Westchester |  | 1.2
2020 | NY | Mt.Sinai-St.Lukes Roosevelt Hosp. Center | 62453 | NYCW | NPCC NYC/Westchester | DFO | 6.6 |  | 39.001 | 250.001 | 0.03875 | 1.9871 | 0.31 | Estimated using an emission factor | 250.001 | 0.03875
2020 | NY | Munnsville Wind Farm LLC | 56594 | NYUP | NPCC Upstate NY | WND | 34.5 |  | 89203 |  |  | 0 |  |  |  | 0
2020 | NY | Musgrave East Solar Farm | 61003 | NYUP | NPCC Upstate NY | SUN | 2 |  | 3118 |  |  | 0 |  |  |  | 0
2020 | NY | Musgrave West Solar Farm | 61015 | NYUP | NPCC Upstate NY | SUN | 2 |  | 3218 |  |  | 0 |  |  |  | 0
2020 | NY | Nanticoke LFG | 59816 | NYUP | NPCC Upstate NY | LFG | 4 |  | 28285 | 268945 | 1.9767 | 0.13977 | 0.0147 | Estimated using an emission factor | 268945 | 1.9767
2020 | NY | Narrows Generating Station | 2499 | NYCW | NPCC NYC/Westchester | NG | 352 |  | 86520 | 1232691.297 | 22.9401 | 0.53028 | 0.037219 | EPA/NEI | 1232691.297 | 22.9401
2020 | NY | Nassau Energy Corporation | 52056 | NYLI | NPCC Long Island | NG | 55 | 0.44217 | 163785.47 | 785072.59 | 0.049833 | 0.00060851 | 0.00012695 | EPA/NEI | 1775502.25 | 0.1127
2020 | NY | Neversink | 2483 | NYUP | NPCC Upstate NY | WAT | 25 |  | 23127 |  |  | 0 |  |  |  | 0
2020 | NY | New York Methodist Hospital | 52091 | NYCW | NPCC NYC/Westchester | DFO | 7.7 | 1 | 20.001 | 183.999 | 0.02852 | 2.8518 | 0.31 | EPA/NEI; Estimated using an emission factor | 183.999 | 0.02852
2020 | NY | New York Presbyterian Hospital-168th St | 61026 | NYCW | NPCC NYC/Westchester | DFO | 11.9 |  | 127 | 1624.998 | 0.25187 | 3.9665 | 0.31 | Estimated using an emission factor | 1624.998 | 0.25187
2020 | NY | New York State Dam Hydro | 10221 | NYUP | NPCC Upstate NY | WAT | 11.4 |  | 33400 |  |  | 0 |  |  |  | 0
2020 | NY | New York University Central Plant | 54808 | NYCW | NPCC NYC/Westchester | NG | 24.1 | 1 | 65475.83 | 702779 | 2.172 | 0.066346 | 0.0061813 | EPA/NEI; Estimated using an emission factor | 702779 | 2.172
2020 | NY | Newfield Community Solar LLC | 62582 | NYUP | NPCC Upstate NY | SUN | 6 |  | 8744 |  |  | 0 |  |  |  | 0
2020 | NY | Newport Hydro | 50354 | NYUP | NPCC Upstate NY | WAT | 1.7 |  | 5365.999 |  |  | 0 |  |  |  | 0
2020 | NY | NHH003 Clarkson Fuel Cell | 63648 | NYCW | NPCC NYC/Westchester | NG | 1.1 |  | 9492 |  | 0 | 0 |  | Estimated using an emission factor |  | 0
2020 | NY | NHH004 Winthrop Fuel Cell | 63649 | NYCW | NPCC NYC/Westchester | NG | 1 |  | 8543 |  | 0 | 0 |  | Estimated using an emission factor |  | 0
2020 | NY | Nine Mile Point Nuclear Station | 2589 | NYUP | NPCC Upstate NY | NUC | 1901.1 |  | 15640608 |  |  | 0 |  |  |  | 0
2020 | NY | NISA Electric Generation Project | 61331 | NYCW | NPCC NYC/Westchester |  | 392.5
2020 | NY | Nissequogue Energy Center | 54149 | NYLI | NPCC Long Island | NG | 47 | 0.53581 | 295344 | 1786785.155 | 5.3597 | 0.036294 | 0.0059992 | EPA/NEI | 3334710 | 10.0029
2020 | NY | Noble Bellmont Windpark LLC | 56903 | NYUP | NPCC Upstate NY | WND | 21
2020 | NY | Norfolk | 2590 | NYUP | NPCC Upstate NY | WAT | 5 |  | 21192 |  |  | 0 |  |  |  | 0
2020 | NY | Normanskill Hydro Project | 50123 | NYUP | NPCC Upstate NY | WAT | 1.2 |  | 1618 |  |  | 0 |  |  |  | 0
2020 | NY | North 1st | 7915 | NYCW | NPCC NYC/Westchester | NG | 47 |  | 47089 | 520139.5 | 1.1489 | 0.048796 | 0.0044175 | EPA/NEI | 520139.5 | 1.1489
2020 | NY | North Central Bronx Hospital | 63643 | NYCW | NPCC NYC/Westchester | DFO | 1.6
2020 | NY | North County | 58788 | NYLI | NPCC Long Island | SUN | 1 |  | 1020 |  |  | 0 |  |  |  | 0
2020 | NY | North Slope, LLC | 60420 | NYUP | NPCC Upstate NY | WND | 200
2020 | NY | Northern Westchester Hospital | 61378 | NYUP | NPCC Upstate NY | DFO | 5.6 |  | 0
2020 | NY | Northport | 2516 | NYLI | NPCC Long Island | NG | 1564 |  | 2952643 | 31779701 | 213.5099 | 0.14462 | 0.013437 | EPA/NEI; Estimated using an emission factor | 31779701 | 213.5099
2020 | NY | Norwich Solar and Energy Storage CSG | 64374 | NYUP | NPCC Upstate NY |  | 10
2020 | NY | Norwood | 2591 | NYUP | NPCC Upstate NY | WAT | 2 |  | 11100 |  |  | 0 |  |  |  | 0
2020 | NY | NRG Dunkirk Power | 2554 | NYUP | NPCC Upstate NY | SUB | 627.2
2020 | NY | NY - CSG - Ellsworth II | 63800 | NYUP | NPCC Upstate NY | SUN | 2 |  | 3484 |  |  | 0 |  |  |  | 0
2020 | NY | NY - Presbyt. Hospital - 525 E 68TH St | 61238 | NYUP | NPCC Upstate NY | NG | 22.9 | 0.99761 | 50539.001 | 597954.984 | 0.493 | 0.01951 | 0.001649 | EPA/NEI; Estimated using an emission factor | 599386.002 | 0.49418
2020 | NY | NY 26 Carthage CSG | 63224 | NYUP | NPCC Upstate NY | SUN | 5 |  | 5568 |  |  | 0 |  |  |  | 0
2020 | NY | NY- CSG- Johnstown 2 | 63780 | NYUP | NPCC Upstate NY | SUN | 2 |  | 2292 |  |  | 0 |  |  |  | 0
2020 | NY | NY- CSG- Livingston 4 | 63781 | NYUP | NPCC Upstate NY | SUN | 2 |  | 2436 |  |  | 0 |  |  |  | 0
2020 | NY | NY Times Daily Production Facility | 61414 | NYCW | NPCC NYC/Westchester | DFO | 12 |  | 154.998 | 1717.998 | 0.26629 | 3.436 | 0.31 | Estimated using an emission factor | 1717.998 | 0.26629
2020 | NY | NY2 Battery | 63584 | NYUP | NPCC Upstate NY | MWH | 200
2020 | NY | NY3 Battery | 63585 | NYUP | NPCC Upstate NY | MWH | 3 |  | -2 | 0 |  | 0 |  |  | 0 | 0
2020 | NY | NYC-HH - CONEY ISLAND HOSPITAL | 61413 | NYCW | NPCC NYC/Westchester | DFO | 2.8 |  | 51 | 398 | 0.06169 | 2.4192 | 0.31 | Estimated using an emission factor | 398 | 0.06169
2020 | NY | NYC-HH-New Bellevue Hospital | 62250 | NYCW | NPCC NYC/Westchester | DFO | 6 |  | 57 | 645.999 | 0.10013 | 3.5133 | 0.31 | Estimated using an emission factor | 645.999 | 0.10013
2020 | NY | NYPH - Lawrence | 63580 | NYCW | NPCC NYC/Westchester | DFO | 1
2020 | NY | NYPH-Queens | 62271 | NYCW | NPCC NYC/Westchester | DFO | 4.5 |  | 5 | 201 | 0.031155 | 12.462 | 0.31 | Estimated using an emission factor | 201 | 0.031155
2020 | NY | NYP-Hudson Valley Hospital Center | 62421 | NYCW | NPCC NYC/Westchester | DFO | 2.9 |  | 29 | 340 | 0.0527 | 3.6345 | 0.31 | Estimated using an emission factor | 340 | 0.0527
2020 | NY | NYP-Lower Manhattan Hospital | 62366 | NYCW | NPCC NYC/Westchester | DFO | 1.5 |  | 15 | 207 | 0.032085 | 4.278 | 0.31 | Estimated using an emission factor | 207 | 0.032085
2020 | NY | NYS Rte 12 Community Solar | 64090 | NYUP | NPCC Upstate NY | SUN | 5 |  | 4066 |  |  | 0 |  |  |  | 0
2020 | NY | NYU Langone - Orthopedic | 63625 | NYCW | NPCC NYC/Westchester | DFO | 1.6
2020 | NY | NYU LANGONE HEALTH | 61488 | NYCW | NPCC NYC/Westchester | NG | 26.5 | 0.37828 | 54007.001 | 435464.778 | 0.30572 | 0.011322 | 0.0014041 | EPA/NEI; Estimated using an emission factor | 1151179 | 0.80819
2020 | NY | NYU Luthern Medical Center | 54769 | NYCW | NPCC NYC/Westchester | DFO | 4.6 | 0.53904 | 118 | 630.136 | 0.063745 | 1.0804 | 0.20232 | Estimated using an emission factor | 1169 | 0.11826
2020 | NY | OBP Cogen | 57798 | NYCW | NPCC NYC/Westchester | NG | 4.6 | 0.45119 | 29328 | 166817.766 | 0.082928 | 0.0056552 | 0.00099423 | NEI avg EF - PM, fuel type, firing type | 369726 | 0.1838
2020 | NY | Oceanside Energy | 50348 | NYLI | NPCC Long Island | LFG | 4.2
2020 | NY | Off Airport Road - West | 64044 | NYUP | NPCC Upstate NY | SUN | 4 |  | 5421 |  |  | 0 |  |  |  | 0
2020 | NY | Ogdensburg | 52058 | NYUP | NPCC Upstate NY | WAT | 3.5 |  | 7547 |  |  | 0 |  |  |  | 0
2020 | NY | Oneida - South | 60455 | NYUP | NPCC Upstate NY | SUN | 1.9 |  | 2867 |  |  | 0 |  |  |  | 0
2020 | NY | Oneida - West | 60456 | NYUP | NPCC Upstate NY | SUN | 1.9 |  | 2868 |  |  | 0 |  |  |  | 0
2020 | NY | Oneida County- DPW | 60114 | NEWE | NPCC New England | SUN | 1.5 |  | 1635 |  |  | 0 |  |  |  | 0
2020 | NY | Oneida Herkimer | 57404 | NYUP | NPCC Upstate NY | LFG | 3.2 |  | 26529 | 284714 | 2.0926 | 0.15776 | 0.0147 | Estimated using an emission factor | 284714 | 2.0926
2020 | NY | Onondaga County - Metro Water Board | 60097 | NYUP | NPCC Upstate NY | SUN | 1 |  | 1184 |  |  | 0 |  |  |  | 0
2020 | NY | Onondaga County - Oak Orchard WWTP | 60098 | NYUP | NPCC Upstate NY | SUN | 2 |  | 2104 |  |  | 0 |  |  |  | 0
2020 | NY | Onondaga County- Clearwater | 60462 | NEWE | NPCC New England | SUN | 2 |  | 2059 |  |  | 0 |  |  |  | 0
2020 | NY | Onondaga County- Jamesville | 60232 | NYUP | NPCC Upstate NY | SUN | 2 |  | 2165 |  |  | 0 |  |  |  | 0
2020 | NY | Onondaga County Resource Recovery | 50662 | NYUP | NPCC Upstate NY | MSW | 39.5 |  | 224229 | 3910826.875 |  |  |  |  | 3910826.875
2020 | NY | Onondaga Energy Partners LP | 50346 | NYUP | NPCC Upstate NY | LFG | 0.7
2020 | NY | Ontario LFGTE | 56250 | NYUP | NPCC Upstate NY | LFG | 11.2 |  | 85400 | 1135983.953 | 8.3495 | 0.19554 | 0.0147 | Estimated using an emission factor | 1135983.953 | 8.3495
2020 | NY | Onyx - Lamphear Road CSG | 60967 | NYUP | NPCC Upstate NY | SUN | 2 |  | 2905 |  |  | 0 |  |  |  | 0
2020 | NY | Onyx - Saratoga Springs Landfill Solar CSG | 61724 | NYUP | NPCC Upstate NY | SUN | 2 |  | 2999 |  |  | 0 |  |  |  | 0
2020 | NY | Orange County Solar Farm (NY) | 60229 | NEWE | NPCC New England | SUN | 1.5 |  | 2415 |  |  | 0 |  |  |  | 0
2020 | NY | Orangeville Storage | 64686 | NYUP | NPCC Upstate NY | MWH | 20
2020 | NY | Orbit Bloom Fuel Cell | 64350 | NYLI | NPCC Long Island | NG | 6 |  | 20502 |  | 0 | 0 |  | Estimated using an emission factor |  | 0
2020 | NY | Oswegatchie | 58678 | NYUP | NPCC Upstate NY | WAT | 1.8 |  | 6379 |  |  | 0 |  |  |  | 0
2020 | NY | Oswego County - Fulton Solar | 60818 | NYUP | NPCC Upstate NY | SUN | 2 |  | 2315 |  |  | 0 |  |  |  | 0
2020 | NY | Oswego County Energy Recovery | 50907 | NYUP | NPCC Upstate NY | MSW | 3.6 | 0.099375 | 11446 | 65536.804 | 5.1119 | 0.89322 | 0.156 | Estimated using an emission factor | 659490 | 51.4402
2020 | NY | Oswego Falls East | 2595 | NYUP | NPCC Upstate NY | WAT | 6 |  | 21420 |  |  | 0 |  |  |  | 0
2020 | NY | Oswego Falls West | 2596 | NYUP | NPCC Upstate NY | WAT | 4 |  | 7696 |  |  | 0 |  |  |  | 0
2020 | NY | Oswego Harbor Power | 2594 | NYUP | NPCC Upstate NY | RFO | 1895.6 |  | 22540 | 606458.438 | 1.135 | 0.10071 | 0.003743 | EPA/NEI | 606458.438 | 1.135
2020 | NY | Owens Corning at Bethlehem | 58550 | NYUP | NPCC Upstate NY | SUN | 2 |  | 3587 |  |  | 0 |  |  |  | 0
2020 | NY | Owlville Creek Solar 2, LLC | 63340 | NYUP | NPCC Upstate NY | SUN | 8 |  | 29 |  |  | 0 |  |  |  | 0
2020 | NY | Owlville Creek Solar, LLC | 63341 | NYUP | NPCC Upstate NY | SUN | 8 |  | 29 |  |  | 0 |  |  |  | 0
2020 | NY | Oyster Bay Energy Partners LP | 50345 | NYLI | NPCC Long Island | LFG | 1.4
2020 | NY | Parishville | 2597 | NYUP | NPCC Upstate NY | WAT | 3 |  | 17567 |  |  | 0 |  |  |  | 0
2020 | NY | Pasto Solar | 62389 | NYUP | NPCC Upstate NY | SUN | 16 |  | 26625 |  |  | 0 |  |  |  | 0
2020 | NY | Patchogue ESS | 64761 | NYLI | NPCC Long Island | MWH | 2
2020 | NY | Peak Power 1 Cogen | 57789 | NYCW | NPCC NYC/Westchester | NG | 6.3 | 0.50809 | 16644 | 92732.354 | 0.019567 | 0.0023512 | 0.000422 | Estimated using an emission factor | 182511.996 | 0.03851
2020 | NY | Pearl CSG | 63060 | NYUP | NPCC Upstate NY | SUN | 4 |  | 3273 |  |  | 0 |  |  |  | 0
2020 | NY | Pearl II | 63405 | NYUP | NPCC Upstate NY | SUN | 2 |  | 3282 |  |  | 0 |  |  |  | 0
2020 | NY | Philadlephia | 10197 | NYUP | NPCC Upstate NY | WAT | 3.6 |  | 6752 |  |  | 0 |  |  |  | 0
2020 | NY | Phoenix Hydro Project | 54865 | NYUP | NPCC Upstate NY | WAT | 3.2 |  | 10150 |  |  | 0 |  |  |  | 0
2020 | NY | Piercefield | 2598 | NYUP | NPCC Upstate NY | WAT | 2.7 |  | 14413 |  |  | 0 |  |  |  | 0
2020 | NY | Pinelawn Power | 56188 | NYLI | NPCC Long Island | NG | 82 |  | 130589 | 1132883 | 5.8899 | 0.090206 | 0.010398 | EPA/NEI | 1132883 | 5.8899
2020 | NY | Plant No 1 Freeport | 2678 | NYLI | NPCC Long Island | DFO | 16.2 |  | 28 | 358 | 0.05549 | 3.9636 | 0.31 | EPA/NEI; Estimated using an emission factor | 358 | 0.05549
2020 | NY | Podunk Road CSG | 62834 | NYUP | NPCC Upstate NY | SUN | 2.2 |  | 3141 |  |  | 0 |  |  |  | 0
2020 | NY | Podunque Road CSG | 64125 | NYUP | NPCC Upstate NY | SUN | 5
2020 | NY | Poletti 500 MW CC | 56196 | NYCW | NPCC NYC/Westchester | NG | 528 |  | 2513912 | 18314146 | 120.8797 | 0.096169 | 0.013201 | EPA/NEI | 18314146 | 120.8797
2020 | NY | Pool Brook Rd Community Solar Farm | 62156 | NYUP | NPCC Upstate NY | SUN | 2 |  | 3020 |  |  | 0 |  |  |  | 0
2020 | NY | Port Jefferson Energy Center | 2517 | NYLI | NPCC Long Island | NG | 590 |  | 550036.001 | 6140145.219 | 26.8694 | 0.097701 | 0.008752 | EPA/NEI | 6140145.219 | 26.8694
2020 | NY | Port Leyden Hydroelectric Project | 10817 | NYUP | NPCC Upstate NY | WAT | 1 |  | 4302 |  |  | 0 |  |  |  | 0
2020 | NY | Port Richmond WWT Solar | 58647 | NYCW | NPCC NYC/Westchester | SUN | 1 |  | 1676 |  |  | 0 |  |  |  | 0
2020 | NY | Potic Solar | 64541 | NYUP | NPCC Upstate NY | SUN | 4.9
2020 | NY | Pouch Terminal | 8053 | NYCW | NPCC NYC/Westchester | NG | 47 |  | 59972 | 656805.625 | 2.1936 | 0.073154 | 0.0066796 | EPA/NEI | 656805.625 | 2.1936
2020 | NY | Prospect | 2599 | NYUP | NPCC Upstate NY | WAT | 19 |  | 59279 |  |  | 0 |  |  |  | 0
2020 | NY | Pyrites Plant | 10547 | NYUP | NPCC Upstate NY | WAT | 8.2 |  | 19686 |  |  | 0 |  |  |  | 0
2020 | NY | R E Ginna Nuclear Power Plant | 6122 | NYUP | NPCC Upstate NY | NUC | 614 |  | 4332888 |  |  | 0 |  |  |  | 0
2020 | NY | Rainbow Falls Auscble | 6526 | NYUP | NPCC Upstate NY | WAT | 2.6 |  | 1618 |  |  | 0 |  |  |  | 0
2020 | NY | Rainbow Falls Hydro | 2600 | NYUP | NPCC Upstate NY | WAT | 25 |  | 79114 |  |  | 0 |  |  |  | 0
2020 | NY | Ransomville Solar 1, LLC | 63012 | NYUP | NPCC Upstate NY | SUN | 5 |  | 4411 |  |  | 0 |  |  |  | 0
2020 | NY | Ravenswood Generating Station | 2500 | NYCW | NPCC NYC/Westchester | NG | 2956.9 | 1 | 2078237.001 | 18410268.625 | 95.83 | 0.092222 | 0.01041 | EPA/NEI; Estimated using an emission factor | 18410268.625 | 95.83
2020 | NY | Raymondville | 2601 | NYUP | NPCC Upstate NY | WAT | 2 |  | 9166 |  |  | 0 |  |  |  | 0
2020 | NY | Redman North | 64718 | NEWE | NPCC New England | SUN | 1.5
2020 | NY | Redman South | 64722 | NEWE | NPCC New England | SUN | 5
2020 | NY | RED-Rochester, LLC-Eastman Business Park | 10025 | NYUP | NPCC Upstate NY | NG | 209.8 | 0.26239 | 313157 | 720094.662 | 0.95128 | 0.0060754 | 0.0026421 | EPA/NEI; Estimated using an emission factor | 2744396.5 | 3.6255
2020 | NY | Regeneron Pharmaceuticals Inc. | 62423 | NYCW | NPCC NYC/Westchester | DFO | 15.4 |  | 335.998 | 2541 | 0.3581 | 2.1316 | 0.28186 | Estimated using an emission factor | 2541 | 0.3581
2020 | NY | Regeneron Tarrytown | 62456 | NYCW | NPCC NYC/Westchester | NG | 1.5 |  | 12581 |  | 0 | 0 |  | Estimated using an emission factor |  | 0
2020 | NY | Rensselaer Cogen | 54034 | NYUP | NPCC Upstate NY | NG | 88.2 |  | 4829 | 43062.602 | 0.10532 | 0.04362 | 0.0048915 | EPA/NEI | 43062.602 | 0.10532
2020 | NY | Richard M Flynn (Holtsville) | 7314 | NYLI | NPCC Long Island | NG | 170 |  | 561484 | 4680842 | 1.8775 | 0.0066875 | 0.00080219 | EPA/NEI | 4680842 | 1.8775
2020 | NY | Richmond University Medical Center | 63553 | NYCW | NPCC NYC/Westchester | DFO | 1.6
2020 | NY | Riley Road LLC | 63369 | NYUP | NPCC Upstate NY | SUN | 4 |  | 6806 |  |  | 0 |  |  |  | 0
2020 | NY | Rio | 2631 | NYUP | NPCC Upstate NY | WAT | 10.8 |  | 28634 |  |  | 0 |  |  |  | 0
2020 | NY | Ripley Westfield Wind LLC | 57193 | NYUP | NPCC Upstate NY | WND | 75
2020 | NY | RIT Henrietta Solar 1, LLC | 62810 | NYUP | NPCC Upstate NY | SUN | 1.6 |  | 2523 |  |  | 0 |  |  |  | 0
2020 | NY | River Valley LLC (NY) | 64557 | NYUP | NPCC Upstate NY | SUN | 5
2020 | NY | Riverbay Corp. - Co-Op City | 52168 | NYCW | NPCC NYC/Westchester | NG | 49.5 | 0.22837 | 176589.23 | 584582.869 | 2.2325 | 0.025284 | 0.0076378 | NEI avg EF - PM, fuel type, firing type | 2559785.312 | 9.7756
2020 | NY | Riverhead | 58789 | NYLI | NPCC Long Island | SUN | 1.5 |  | 1380 |  |  | 0 |  |  |  | 0
2020 | NY | Riverhead Solar Farm | 62017 | NYLI | NPCC Long Island | SUN | 20 |  | 30764 |  |  | 0 |  |  |  | 0
2020 | NY | Roaring Brook, LLC | 61041 | NYUP | NPCC Upstate NY | WND | 79.7
2020 | NY | Robert Moses Niagara | 2693 | NYUP | NPCC Upstate NY | WAT | 2429.1 |  | 17478215.999 |  |  | 0 |  |  |  | 0
2020 | NY | Robert Moses Power Dam | 2694 | NYUP | NPCC Upstate NY | WAT | 912 |  | 7789499.008 |  |  | 0 |  |  |  | 0
2020 | NY | Rochester 2 | 2639 | NYUP | NPCC Upstate NY | WAT | 8.5 |  | 0
2020 | NY | Rochester 26 | 2638 | NYUP | NPCC Upstate NY | WAT | 3 |  | 1569 |  |  | 0 |  |  |  | 0
2020 | NY | Rochester 3 | 2640 | NYUP | NPCC Upstate NY | DFO | 19
2020 | NY | Rochester 5 | 2641 | NYUP | NPCC Upstate NY | WAT | 43.6 |  | 0
2020 | NY | Rochester 7 | 2642 | NYUP | NPCC Upstate NY | BIT | 252.6
2020 | NY | Rochester 9 | 2644 | NYUP | NPCC Upstate NY | NG | 19
2020 | NY | Rockland Bakery Inc. | 62619 | NYCW | NPCC NYC/Westchester | DFO | 1.6 |  | 46 | 610 | 0.041438 | 1.8017 | 0.13586 | Estimated using an emission factor | 610 | 0.041438
2020 | NY | Rolling Upland Wind Farm LLC | 62262 | NYUP | NPCC Upstate NY | WND | 60
2020 | NY | Rosemond Solar Community Solar | 64451 | NYUP | NPCC Upstate NY | SUN | 2
2020 | NY | Roseton Generating LLC | 8006 | NYUP | NPCC Upstate NY | RFO | 1242 |  | 108682 | 1238392.75 | 2.1842 | 0.040194 | 0.0035274 | EPA/NEI | 1238392.75 | 2.1842
2020 | NY | Route 14A CDG Solar North and South LLC | 62580 | NYUP | NPCC Upstate NY | SUN | 4 |  | 6532 |  |  | 0 |  |  |  | 0
2020 | NY | Route 19 #1 Community Solar Farm | 62500 | NYUP | NPCC Upstate NY | SUN | 2
2020 | NY | Route 19 #2 Community Solar Farm | 62502 | NYUP | NPCC Upstate NY | SUN | 5
2020 | NY | Route 22 Community Solar Farm | 62524 | NYUP | NPCC Upstate NY | SUN | 3.7
2020 | NY | Route 5 & 20 Community Solar Farm | 62523 | NYUP | NPCC Upstate NY | SUN | 2.3
2020 | NY | Rowe | 64721 | NEWE | NPCC New England | SUN | 5
2020 | NY | RT 52 Walden Solar 1, LLC Hybrid | 63000 | NYUP | NPCC Upstate NY | SUN | 9 |  | 4720 | 0 |  | 0 |  |  | 0 | 0
2020 | NY | S A Carlson | 2682 | NYUP | NPCC Upstate NY | NG | 96.3 | 1 | 74994 | 643513.65 | 0.34446 | 0.0091863 | 0.0010706 | EPA/NEI | 643513.65 | 0.34446
2020 | NY | Sacket Lake Rd #1 Community Solar Farm | 62158 | NYUP | NPCC Upstate NY | SUN | 2 |  | 3447 |  |  | 0 |  |  |  | 0
2020 | NY | Sacket Lake Rd #2 Community Solar Farm | 62159 | NYUP | NPCC Upstate NY | SUN | 1.7 |  | 3039 |  |  | 0 |  |  |  | 0
2020 | NY | Saint Catherine of Siena Medical Center | 62003 | NYCW | NPCC NYC/Westchester | DFO | 2.2 |  | 19.999 | 282 | 0.04371 | 4.3712 | 0.31 | Estimated using an emission factor | 282 | 0.04371
2020 | NY | Sangerfield Solar CSG | 64372 | NYUP | NPCC Upstate NY | SUN | 5
2020 | NY | Saranac Power Partners, LP | 54574 | NYUP | NPCC Upstate NY | NG | 285.6 | 1 | 34238 | 318655.219 | 0.95334 | 0.055689 | 0.0059835 | EPA/NEI | 318655.219 | 0.95334
2020 | NY | Saratoga Solar LLC | 63373 | NYUP | NPCC Upstate NY | SUN | 5 |  | 7081 |  |  | 0 |  |  |  | 0
2020 | NY | Schaghticoke | 2606 | NYUP | NPCC Upstate NY | WAT | 16 |  | 64726 |  |  | 0 |  |  |  | 0
2020 | NY | School Street | 2605 | NYUP | NPCC Upstate NY | WAT | 42 |  | 153094.999 |  |  | 0 |  |  |  | 0
2020 | NY | Schuylerville | 2607 | NYUP | NPCC Upstate NY | WAT | 2 |  | 7956 |  |  | 0 |  |  |  | 0
2020 | NY | SDM000 Clarkson Fuel Cell | 63647 | NYCW | NPCC NYC/Westchester | NG | 1.8 |  | 14426 |  | 0 | 0 |  | Estimated using an emission factor |  | 0
2020 | NY | Selkirk Cogen Partners | 10725 | NYUP | NPCC Upstate NY | NG | 446 | 0.78263 | 134276 | 978457.521 | 0.29063 | 0.0043288 | 0.00059405 | EPA/NEI | 1250217.312 | 0.37135
2020 | NY | Seneca Energy | 54782 | NYUP | NPCC Upstate NY | LFG | 24 | 1 | 105877.002 | 1348288.992 | 9.9099 | 0.1872 | 0.0147 | EPA/NEI; Estimated using an emission factor | 1348288.992 | 9.9099
2020 | NY | Seneca Falls Hydroelectric Project | 61641 | NYUP | NPCC Upstate NY | WAT | 5.1 |  | 11297.001 |  |  | 0 |  |  |  | 0
2020 | NY | Seneca Nation Cattaraugus Wind Turbine | 61734 | NYUP | NPCC Upstate NY | WND | 1.5 |  | 2977 |  |  | 0 |  |  |  | 0
2020 | NY | Sewalls | 2608 | NYUP | NPCC Upstate NY | WAT | 2 |  | 10200 |  |  | 0 |  |  |  | 0
2020 | NY | Sharon Springs | 61903 | NYUP | NPCC Upstate NY | SUN | 2 |  | 3125 |  |  | 0 |  |  |  | 0
2020 | NY | Shepherd's Run Solar | 64188 | NYUP | NPCC Upstate NY | SUN | 60
2020 | NY | Sherman Island | 2609 | NYUP | NPCC Upstate NY | WAT | 36.3 |  | 159237.998 |  |  | 0 |  |  |  | 0
2020 | NY | Shoemaker | 2632 | NYUP | NPCC Upstate NY | NG | 41.9 |  | 91 | 2075.403 | 0.0063954 | 0.14056 | 0.006163 | EPA/NEI | 2075.403 | 0.0063954
2020 | NY | Shoreham | 2518 | NYLI | NPCC Long Island | DFO | 71.5 |  | 1261 | 24007 | 0.21659 | 0.34352 | 0.018044 | NEI avg EF - PM, fuel type, firing type | 24007 | 0.21659
2020 | NY | Shoreham Energy | 55787 | NYLI | NPCC Long Island | DFO | 100 |  | 35706 | 340518.172 | 0.0095152 | 0.00053297 | 5.5887e-05 | EPA/NEI | 340518.172 | 0.0095152
2020 | NY | Shoreham Solar Commons | 60045 | NYLI | NPCC Long Island | SUN | 24.9 |  | 51045 |  |  | 0 |  |  |  | 0
2020 | NY | Sissonville Hydro | 10220 | NYUP | NPCC Upstate NY | WAT | 3 |  | 9343 |  |  | 0 |  |  |  | 0
2020 | NY | Skidmore College | 60425 | NYUP | NPCC Upstate NY | SUN | 2 |  | 2614 |  |  | 0 |  |  |  | 0
2020 | NY | SL Babylon | 61487 | NYLI | NPCC Long Island | SUN | 9 |  | 12341 |  |  | 0 |  |  |  | 0
2020 | NY | Slate Hill | 64578 | NYUP | NPCC Upstate NY | SUN | 2
2020 | NY | Slayton Settlement Road Solar | 64867 | NYUP | NPCC Upstate NY | SUN | 7
2020 | NY | Smithtown Energy Partners LP | 50344 | NYLI | NPCC Long Island | LFG | 1.4
2020 | NY | Soft Maple | 2610 | NYUP | NPCC Upstate NY | WAT | 16 |  | 29033 |  |  | 0 |  |  |  | 0
2020 | NY | Solean Solar Project | 61898 | NYUP | NPCC Upstate NY | SUN | 4 |  | 6148 |  |  | 0 |  |  |  | 0
2020 | NY | Somerset Operating Company (Kintigh) | 6082 | NYUP | NPCC Upstate NY | BIT | 655.1 |  | 145586 | 1699406.125 | 0.080862 | 0.0011109 | 9.5165e-05 | EPA/NEI | 1699406.125 | 0.080862
2020 | NY | South Cairo | 2485 | NYUP | NPCC Upstate NY | KER | 21.3 |  | 85 | 1931 | 0.011056 | 0.26014 | 0.011451 | NEI avg EF - PM, fuel type | 1931 | 0.011056
2020 | NY | South Colton | 2611 | NYUP | NPCC Upstate NY | WAT | 21 |  | 64954 |  |  | 0 |  |  |  | 0
2020 | NY | South Edwards | 2604 | NYUP | NPCC Upstate NY | WAT | 4 |  | 16284 |  |  | 0 |  |  |  | 0
2020 | NY | South Glens Falls Hydroelectric | 54772 | NYUP | NPCC Upstate NY | WAT | 13.8 |  | 68793 |  |  | 0 |  |  |  | 0
2020 | NY | South Hampton | 2519 | NYLI | NPCC Long Island | DFO | 11.5 |  | 1242 | 30836 | 0.2782 | 0.44798 | 0.018044 | NEI avg EF - PM, fuel type, firing type | 30836 | 0.2782
2020 | NY | South Oaks Hospital | 50136 | NYLI | NPCC Long Island | NG | 2.2 | 0.39021 | 5640 | 28659.218 | 0.0060471 | 0.0021444 | 0.000422 | EPA/NEI; Estimated using an emission factor | 73446.001 | 0.015497
2020 | NY | Southold | 2520 | NYLI | NPCC Long Island | DFO | 14 |  | 2353 | 52765 | 0.47604 | 0.40462 | 0.018044 | NEI avg EF - PM, fuel type, firing type | 52765 | 0.47604
2020 | NY | Spier Falls | 2612 | NYUP | NPCC Upstate NY | WAT | 56 |  | 209102 |  |  | 0 |  |  |  | 0
2020 | NY | SREC Bath LFGTE | 58295 | NYUP | NPCC Upstate NY | LFG | 3.2
2020 | NY | St Johns Riverside Hospital | 62051 | NYCW | NPCC NYC/Westchester | DFO | 2.4 |  | 16 | 294 | 0.04557 | 5.6963 | 0.31 | Estimated using an emission factor | 294 | 0.04557
2020 | NY | St. Johns Episcopal Hospital | 62450 | NYCW | NPCC NYC/Westchester | DFO | 1.2 |  | 22 | 178 | 0.02759 | 2.5082 | 0.31 | Estimated using an emission factor | 178 | 0.02759
2020 | NY | St. Joseph Hospital | 62452 | NYCW | NPCC NYC/Westchester | DFO | 1.1 |  | 11 | 71 | 0.011005 | 2.0009 | 0.31 | Estimated using an emission factor | 71 | 0.011005
2020 | NY | St. Lawrence University - Sutton | 61579 | NYUP | NPCC Upstate NY | SUN | 2 |  | 2906 |  |  | 0 |  |  |  | 0
2020 | NY | St. Luke's Cornwall Hospital | 63546 | NYCW | NPCC NYC/Westchester | DFO | 1.7
2020 | NY | St. Mary's Hospital For Children | 63669 | NYCW | NPCC NYC/Westchester | DFO | 1.5
2020 | NY | Stark | 2613 | NYUP | NPCC Upstate NY | WAT | 26 |  | 75281 |  |  | 0 |  |  |  | 0
2020 | NY | State Route 64N Community Solar Farm | 62520 | NYUP | NPCC Upstate NY | SUN | 1.2
2020 | NY | Steel Sun | 59705 | NYUP | NPCC Upstate NY | SUN | 2 |  | 4759 |  |  | 0 |  |  |  | 0
2020 | NY | Steel Sun 2: 2303-III-2 Hamburg Tpke | 62723 | NYUP | NPCC Upstate NY | SUN | 2 |  | 1951 |  |  | 0 |  |  |  | 0
2020 | NY | Steel Sun 2: 2303-III-4 Hamburg Tpke | 62722 | NYUP | NPCC Upstate NY | SUN | 2 |  | 1980 |  |  | 0 |  |  |  | 0
2020 | NY | Steel Sun 2: 2303-III-9 Hamburg Tpke | 62721 | NYUP | NPCC Upstate NY | SUN | 2 |  | 1260 |  |  | 0 |  |  |  | 0
2020 | NY | Steel Winds II | 57078 | NYUP | NPCC Upstate NY | WND | 15 |  | 51698 |  |  | 0 |  |  |  | 0
2020 | NY | Steel Winds Wind Farm | 56575 | NYUP | NPCC Upstate NY | WND | 20 |  | 51698 |  |  | 0 |  |  |  | 0
2020 | NY | Stephentown Spindle | 57710 | NYUP | NPCC Upstate NY | MWH | 20 |  | -11463 | 0 |  | 0 |  |  | 0 | 0
2020 | NY | Sterling Power Plant | 50744 | NYUP | NPCC Upstate NY | NG | 65.3 | 1 | 4101 | 36272.156 | 0.12258 | 0.059782 | 0.0067591 | EPA/NEI | 36272.156 | 0.12258
2020 | NY | Sterlington Greenworks LLC | 59275 | NYLI | NPCC Long Island | SUN | 1.3 |  | 1960 |  |  | 0 |  |  |  | 0
2020 | NY | Stewarts Bridge | 2614 | NYUP | NPCC Upstate NY | WAT | 38.5 |  | 125502 |  |  | 0 |  |  |  | 0
2020 | NY | Stillwater Hydro Electric Project | 54395 | NYUP | NPCC Upstate NY | WAT | 3.4 |  | 13117 |  |  | 0 |  |  |  | 0
2020 | NY | Stillwater Reservoir Hydro | 50513 | NYUP | NPCC Upstate NY | WAT | 1.8 |  | 3352 |  |  | 0 |  |  |  | 0
2020 | NY | Stony Creek Wind Farm NY | 58088 | NYUP | NPCC Upstate NY | WND | 94.4 |  | 281626 |  |  | 0 |  |  |  | 0
2020 | NY | Strauss CSG | 63108 | NYUP | NPCC Upstate NY | SUN | 2 |  | 3729 |  |  | 0 |  |  |  | 0
2020 | NY | Sturgeon | 2486 | NYUP | NPCC Upstate NY | WAT | 14.4 |  | 49608 |  |  | 0 |  |  |  | 0
2020 | NY | Stuyvesant Falls | 58873 | NYUP | NPCC Upstate NY | WAT | 6 |  | 12755 |  |  | 0 |  |  |  | 0
2020 | NY | Sugar Island | 2616 | NYUP | NPCC Upstate NY | WAT | 4 |  | 22374 |  |  | 0 |  |  |  | 0
2020 | NY | Sugarhill Road - Solitude Solar CSG | 62788 | NYUP | NPCC Upstate NY | SUN | 4.7 |  | 6999 |  |  | 0 |  |  |  | 0
2020 | NY | Sullivan County - Adult Care Solar | 60817 | NYUP | NPCC Upstate NY | SUN | 2 |  | 2489 |  |  | 0 |  |  |  | 0
2020 | NY | SunEast Clay Solar Project | 62819 | NYUP | NPCC Upstate NY | SUN | 50
2020 | NY | SunEast Dog Corners Solar Project | 62823 | NYUP | NPCC Upstate NY | SUN | 20
2020 | NY | SunEast Fariway Solar Project | 63865 | NYUP | NPCC Upstate NY | SUN | 20
2020 | NY | SunEast Flat Hill Solar Project | 63901 | NYUP | NPCC Upstate NY | SUN | 20
2020 | NY | SunEast Grassy Knoll Solar Project | 63863 | NYUP | NPCC Upstate NY | SUN | 20
2020 | NY | SunEast Highview Solar Project | 63866 | NYUP | NPCC Upstate NY | SUN | 20
2020 | NY | SunEast Hills Solar Project | 62895 | NYUP | NPCC Upstate NY | SUN | 20
2020 | NY | SunEast Hilltop Solar Project | 63868 | NYUP | NPCC Upstate NY | SUN | 20
2020 | NY | SunEast Limestone Solar Project | 63864 | NYUP | NPCC Upstate NY | SUN | 20
2020 | NY | SunEast Manchester Solar Project | 64037 | NYUP | NPCC Upstate NY | SUN | 20
2020 | NY | SunEast Skyline Solar Project | 62816 | NYUP | NPCC Upstate NY | SUN | 20
2020 | NY | SunEast Tabletop Solar Project | 63867 | NYUP | NPCC Upstate NY | SUN | 80
2020 | NY | SunEast Valley Solar Project | 63862 | NYUP | NPCC Upstate NY | SUN | 20
2020 | NY | SunEast Watkins Road Solar Project | 62896 | NYUP | NPCC Upstate NY | SUN | 20
2020 | NY | Sunlight Beacon | 61922 | NYUP | NPCC Upstate NY | SUN | 2 |  | 3317 |  |  | 0 |  |  |  | 0
2020 | NY | Sunvestment Energy Group NY 63 LLC | 64421 | NYUP | NPCC Upstate NY | SUN | 2 |  | 493 |  |  | 0 |  |  |  | 0
2020 | NY | SUNY Old Westbury College | 58156 | NYLI | NPCC Long Island | NG | 1.8 |  | 0
2020 | NY | Sutter Greenworks LLC | 59274 | NYLI | NPCC Long Island | SUN | 5 |  | 8670 |  |  | 0 |  |  |  | 0
2020 | NY | Swiftsure | 64235 | NYCW | NPCC NYC/Westchester | MWH | 650
2020 | NY | Swinging Bridge 1 | 2633 | NYUP | NPCC Upstate NY | WAT | 5
2020 | NY | Swinging Bridge 2 | 2634 | NYUP | NPCC Upstate NY | WAT | 8 |  | 15194 |  |  | 0 |  |  |  | 0
2020 | NY | SWM Fuel Cell | 63661 | NYLI | NPCC Long Island | NG | 8.4
2020 | NY | Synergy Biogas | 58399 | NYUP | NPCC Upstate NY | OBG | 1.4 |  | 0
2020 | NY | Syracuse, LLC | 10621 | NYUP | NPCC Upstate NY | NG | 102.7 |  | 5526 | 50565.66 | 0.19768 | 0.071545 | 0.0078187 | EPA/NEI | 50565.66 | 0.19768
2020 | NY | Talcville | 7583 | NYUP | NPCC Upstate NY | WAT | 1.1 |  | 3770 |  |  | 0 |  |  |  | 0
2020 | NY | Tannery Island Power | 50416 | NYUP | NPCC Upstate NY | WAT | 1.5 |  | 5665 |  |  | 0 |  |  |  | 0
2020 | NY | Tannery Road Landfill | 60677 | NYUP | NPCC Upstate NY | SUN | 2 |  | 2871 |  |  | 0 |  |  |  | 0
2020 | NY | Taylorville | 2617 | NYUP | NPCC Upstate NY | WAT | 4 |  | 19312 |  |  | 0 |  |  |  | 0
2020 | NY | TBE-Montgomery LLC | 57472 | NYUP | NPCC Upstate NY | OBG | 21
2020 | NY | Telegraph Rd #1 Community Solar Farm | 62496 | NYUP | NPCC Upstate NY | SUN | 3.8
2020 | NY | Telegraph Rd #2 Community Solar Farm | 62498 | NYUP | NPCC Upstate NY | SUN | 2
2020 | NY | The Allen Hospital | 61568 | NYCW | NPCC NYC/Westchester | DFO | 1 |  | 6 | 113 | 0.017515 | 5.8383 | 0.31 | Estimated using an emission factor | 113 | 0.017515
2020 | NY | The Bank of New York | 62001 | NYCW | NPCC NYC/Westchester | DFO | 7.2 |  | 18 | 145.998 | 0.02263 | 2.5144 | 0.31 | Estimated using an emission factor | 145.998 | 0.02263
2020 | NY | Theresa Plant | 10539 | NYUP | NPCC Upstate NY | WAT | 1.3 |  | 4343 |  |  | 0 |  |  |  | 0
2020 | NY | Ticonderoga Mill | 54099 | NYUP | NPCC Upstate NY | RFO | 42.1 | 0.22759 | 164356 | 705323.121 | 4.417 | 0.053749 | 0.012525 | EPA/NEI | 3099057.5 | 19.4075
2020 | NY | Time Warner Cable - Knowles | 60904 | NYUP | NPCC Upstate NY | SUN | 2 |  | 2942 |  |  | 0 |  |  |  | 0
2020 | NY | Time Warner Cable Enterprises - Martino | 61577 | NYUP | NPCC Upstate NY | SUN | 2 |  | 3065 |  |  | 0 |  |  |  | 0
2020 | NY | Tioga Solar North | 64561 | NYUP | NPCC Upstate NY | SUN | 5
2020 | NY | Tioga Solar South | 64560 | NYUP | NPCC Upstate NY | SUN | 5
2020 | NY | Tompkins Cortland Community College | 60431 | NYUP | NPCC Upstate NY | SUN | 2 |  | 2769 |  |  | 0 |  |  |  | 0
2020 | NY | Town of Halfmoon | 60115 | NEWE | NPCC New England | SUN | 1 |  | 1260 |  |  | 0 |  |  |  | 0
2020 | NY | Town of Williamson Landfill PV | 59613 | NYUP | NPCC Upstate NY | SUN | 1.2 |  | 1698 |  |  | 0 |  |  |  | 0
2020 | NY | Townline | 64724 | NEWE | NPCC New England | SUN | 5
2020 | NY | Townsend Road | 64127 | NYUP | NPCC Upstate NY | SUN | 3.7
2020 | NY | Trenton Falls | 2619 | NYUP | NPCC Upstate NY | WAT | 21.9 |  | 116850 |  |  | 0 |  |  |  | 0
2020 | NY | Troupsburg | 64525 | NYUP | NPCC Upstate NY | SUN | 7 |  | 93 |  |  | 0 |  |  |  | 0
2020 | NY | Turner Rd Community Solar Project | 62160 | NYUP | NPCC Upstate NY | SUN | 2 |  | 3221 |  |  | 0 |  |  |  | 0
2020 | NY | Ulster County Solar | 62777 | NYUP | NPCC Upstate NY | SUN | 1.4 |  | 2322 |  |  | 0 |  |  |  | 0
2020 | NY | Underhill | 63751 | NYUP | NPCC Upstate NY | SUN | 2 |  | 3528 |  |  | 0 |  |  |  | 0
2020 | NY | Union Falls | 50176 | NYUP | NPCC Upstate NY | WAT | 2.6 |  | 9330 |  |  | 0 |  |  |  | 0
2020 | NY | Unionville Hydro Project 2499 NY | 50269 | NYUP | NPCC Upstate NY | WAT | 3 |  | 10918 |  |  | 0 |  |  |  | 0
2020 | NY | University of Rochester | 58157 | NYUP | NPCC Upstate NY | NG | 25.4 | 0.10571 | 44163.13 | 250724.451 | 0.93078 | 0.042152 | 0.0074247 | NEI avg EF - PM, fuel type | 2371881.695 | 8.8053
2020 | NY | Upper Beaver Falls Project | 10490 | NYUP | NPCC Upstate NY | WAT | 1.5 |  | 5784 |  |  | 0 |  |  |  | 0
2020 | NY | Upper Mechanicville | 625 | NYUP | NPCC Upstate NY | WAT | 16.4 |  | 21974 |  |  | 0 |  |  |  | 0
2020 | NY | Upper Newton Falls | 58679 | NYUP | NPCC Upstate NY | WAT | 1.5 |  | 4631 |  |  | 0 |  |  |  | 0
2020 | NY | US Gypsum Oakfield | 50203 | NYUP | NPCC Upstate NY | NG | 5.8 | 0.35879 | 23245 | 130153.904 | 0.064701 | 0.0055669 | 0.00099423 | NEI avg EF - PM, fuel type, firing type | 362758 | 0.18033
2020 | NY | Valley Energy Center | 56940 | NYUP | NPCC Upstate NY | NG | 770 |  | 4700950 | 32491852 | 100.4205 | 0.042724 | 0.0061813 | NEI avg EF - PM, fuel type, firing type | 32491852 | 100.4205
2020 | NY | Valley Falls Hydroelectric Facility | 50034 | NYUP | NPCC Upstate NY | WAT | 2.5 |  | 6565 |  |  | 0 |  |  |  | 0
2020 | NY | Varick | 2621 | NYUP | NPCC Upstate NY | WAT | 8 |  | 18673 |  |  | 0 |  |  |  | 0
2020 | NY | Vassar Brothers Medical Center | 63550 | NYCW | NPCC NYC/Westchester | DFO | 4
2020 | NY | Vernon Boulevard | 7909 | NYCW | NPCC NYC/Westchester | NG | 94 |  | 64269 | 681727.094 | 4.562 | 0.14197 | 0.013384 | EPA/NEI | 681727.094 | 4.562
2020 | NY | Victory Mills | 10902 | NYUP | NPCC Upstate NY | WAT | 1.7 |  | 4891 |  |  | 0 |  |  |  | 0
2020 | NY | Villa Roma Rd #1 | 62525 | NYUP | NPCC Upstate NY | SUN | 2 |  | 3033 |  |  | 0 |  |  |  | 0
2020 | NY | Villa Roma Rd #2 | 62526 | NYUP | NPCC Upstate NY | SUN | 2 |  | 2876 |  |  | 0 |  |  |  | 0
2020 | NY | Villa Roma Rd #3 CSG | 62527 | NYUP | NPCC Upstate NY | SUN | 2 |  | 2863 |  |  | 0 |  |  |  | 0
2020 | NY | Villa Roma Rd #4 CSG | 62528 | NYUP | NPCC Upstate NY | SUN | 2 |  | 2850 |  |  | 0 |  |  |  | 0
2020 | NY | Vischer Ferry | 2686 | NYUP | NPCC Upstate NY | WAT | 11.6 |  | 45539 |  |  | 0 |  |  |  | 0
2020 | NY | Volney II | 64453 | NYUP | NPCC Upstate NY |  | 3
2020 | NY | Vulcraft Solar | 60365 | NYUP | NPCC Upstate NY | SUN | 1.6 |  | 2099 |  |  | 0 |  |  |  | 0
2020 | NY | Wading River Facility | 7146 | NYLI | NPCC Long Island | DFO | 238.5 |  | 36483 | 521994.695 | 1.9988 | 0.10957 | 0.0076582 | EPA/NEI | 521994.695 | 1.9988
2020 | NY | Walden | 10848 | NYUP | NPCC Upstate NY | WAT | 2.4 |  | 1518 |  |  | 0 |  |  |  | 0
2020 | NY | Walden NY 1 | 63855 | NYUP | NPCC Upstate NY | SUN | 2 |  | 1170 |  |  | 0 |  |  |  | 0
2020 | NY | Wappinger 9D Solar | 64041 | NYUP | NPCC Upstate NY | SUN | 2 |  | 3433 |  |  | 0 |  |  |  | 0
2020 | NY | Wappinger Falls Hydroelectric | 54573 | NYUP | NPCC Upstate NY | WAT | 2 |  | 7380 |  |  | 0 |  |  |  | 0
2020 | NY | Warrensburg Hydroelectric | 10218 | NYUP | NPCC Upstate NY | WAT | 2.9 |  | 10266 |  |  | 0 |  |  |  | 0
2020 | NY | Washington St Community Solar Farm #1 | 62472 | NYUP | NPCC Upstate NY | SUN | 2.2 |  | 2782 |  |  | 0 |  |  |  | 0
2020 | NY | Washington St Community Solar Farm #3 | 62473 | NYUP | NPCC Upstate NY | SUN | 2.5 |  | 3122 |  |  | 0 |  |  |  | 0
2020 | NY | Washington St Community Solar Farm #4 | 62471 | NYUP | NPCC Upstate NY | SUN | 2.5 |  | 3517 |  |  | 0 |  |  |  | 0
2020 | NY | Washingtonville | 64562 | NYUP | NPCC Upstate NY | SUN | 2
2020 | NY | Waste Management Madison County LFGTE | 57021 | NYUP | NPCC Upstate NY | LFG | 1.6 |  | 5604 | 68017 | 0.49992 | 0.17842 | 0.0147 | Estimated using an emission factor | 68017 | 0.49992
2020 | NY | Watchtower Educational Center | 55619 | NYUP | NPCC Upstate NY | NG | 2.1 |  | 0
2020 | NY | Waterloo Hydroelectric Project | 61642 | NYUP | NPCC Upstate NY | WAT | 1.5 |  | 3558.999 |  |  | 0 |  |  |  | 0
2020 | NY | Waterport | 2623 | NYUP | NPCC Upstate NY | WAT | 4 |  | 11777 |  |  | 0 |  |  |  | 0
2020 | NY | Waterside | 2502 | NYCW | NPCC NYC/Westchester | RFO | 199.8
2020 | NY | Watertown | 2700 | NYUP | NPCC Upstate NY | WAT | 8.1 |  | 16712.001 |  |  | 0 |  |  |  | 0
2020 | NY | West Babylon Facility | 2521 | NYLI | NPCC Long Island | DFO | 52.4 |  | 1592 | 27204.4 | 0.10065 | 0.12645 | 0.0073998 | EPA/NEI | 27204.4 | 0.10065
2020 | NY | West Coxsackie | 2487 | NYUP | NPCC Upstate NY | NG | 21.3 |  | 288 | 5729 | 0.002848 | 0.019778 | 0.00099423 | NEI avg EF - PM, fuel type, firing type | 5729 | 0.002848
2020 | NY | West Delaware Tunnel Plant | 51033 | NYUP | NPCC Upstate NY | WAT | 7.5 |  | 25392 |  |  | 0 |  |  |  | 0
2020 | NY | West End Dam Hydroelectric Project | 50759 | NYUP | NPCC Upstate NY | WAT | 4.4 |  | 16286 |  |  | 0 |  |  |  | 0
2020 | NY | West Valley East | 62738 | NYUP | NPCC Upstate NY | SUN | 5
2020 | NY | West Valley West | 62737 | NYUP | NPCC Upstate NY | SUN | 5
2020 | NY | Westchester County Medical Center | 62270 | NYCW | NPCC NYC/Westchester | DFO | 9.5 |  | 36.997 | 356.999 | 0.055335 | 2.9913 | 0.31 | Estimated using an emission factor | 356.999 | 0.055335
2020 | NY | Westerlo NY 1 | 63858 | NYUP | NPCC Upstate NY | SUN | 2 |  | 3143 |  |  | 0 |  |  |  | 0
2020 | NY | Westtown CSG | 62764 | NEWE | NPCC New England | SUN | 2 |  | 2963 |  |  | 0 |  |  |  | 0
2020 | NY | Westtown NY 2 | 63856 | NYUP | NPCC Upstate NY | SUN | 2 |  | 1059 |  |  | 0 |  |  |  | 0
2020 | NY | Wethersfield | 56902 | NYUP | NPCC Upstate NY | WND | 126 |  | 264657 |  |  | 0 |  |  |  | 0
2020 | NY | Wethersfield Wind Farm | 55368 | NYUP | NPCC Upstate NY | WND | 6.6 |  | 2213 |  |  | 0 |  |  |  | 0
2020 | NY | Wheaton-STEU | 63228 | NYUP | NPCC Upstate NY | SUN | 5
2020 | NY | Wheelabrator Hudson Falls | 10503 | NYUP | NPCC Upstate NY | MSW | 14.4 | 1 | 74821 | 1612027.625 |  |  |  |  | 1612027.625
2020 | NY | Wheelabrator Westchester | 50882 | NYCW | NPCC NYC/Westchester | MSW | 59.7 |  | 369148 | 6830671.5 |  |  |  |  | 6830671.5
2020 | NY | White Plains Hospital Medical Center | 64440 | NYCW | NPCC NYC/Westchester | DFO | 3.2
2020 | NY | Whittier | 63408 | NYUP | NPCC Upstate NY | SUN | 2 |  | 2688 |  |  | 0 |  |  |  | 0
2020 | NY | William Floyd School District | 58167 | NYLI | NPCC Long Island | NG | 3.9 | 0.10952 | 3015.999 | 16874.21 | 0.87421 | 0.57971 | 0.10361 | Estimated using an emission factor | 154073.004 | 7.9821
2020 | NY | Williams Rd | 64725 | NEWE | NPCC New England | SUN | 4
2020 | NY | Williamson | 63409 | NYUP | NPCC Upstate NY | SUN | 2 |  | 2771 |  |  | 0 |  |  |  | 0
2020 | NY | Willis Battery Storage | 63238 | NYUP | NPCC Upstate NY | MWH | 20
2020 | NY | Wiscoy 170 | 2646 | NYUP | NPCC Upstate NY | WAT | 1
2020 | NY | Woodhull Hospital | 61567 | NYCW | NPCC NYC/Westchester | DFO | 8 |  | 126.999 | 1405.001 | 0.21778 | 3.4296 | 0.31 | Estimated using an emission factor | 1405.001 | 0.21778
2020 | NY | Woodoak Drive Community Solar Farm CSG | 62479 | NYUP | NPCC Upstate NY | SUN | 2 |  | 2723 |  |  | 0 |  |  |  | 0
2020 | NY | Wyckoff Heights Medical Center | 63644 | NYCW | NPCC NYC/Westchester | DFO | 1.6
2020 | NY | Yaleville | 2624 | NYUP | NPCC Upstate NY | WAT | 2 |  | 3048 |  |  | 0 |  |  |  | 0
2020 | NY | Yellow Mills Rd #1 Community Solar Farm | 62517 | NYUP | NPCC Upstate NY | SUN | 2.3
2020 | NY | Yellow Mills Rd #2 Community Solar Farm | 62518 | NYUP | NPCC Upstate NY | SUN | 2.3
2020 | NY | Yellow Mills Rd #3 Community Solar Farm | 62519 | NYUP | NPCC Upstate NY | SUN | 2.3
2020 | NY | Zotos International WPGF | 57648 | NYUP | NPCC Upstate NY | WND | 3.4 |  | 1849 |  |  | 0 |  |  |  | 0
2020 | OH | AEP Bluffton NaS | 60618 | RFCW | RFC West | MWH | 2 |  | -1087 | 0 |  | 0 |  |  | 0 | 0
2020 | OH | AEUG Union Solar, LLC | 64660 | RFCW | RFC West | SUN | 325
2020 | OH | Akron Recycle Energy Plant | 54265 | RFCW | RFC West | NG | 4
2020 | OH | Akron WRF | 58980 | RFCW | RFC West | OBG | 1.8 | 1 | 8129.001 | 92674.998 | 0.68116 | 0.16759 | 0.0147 | Estimated using an emission factor | 92674.998 | 0.68116
2020 | OH | AMP Napoleon Solar Facility | 58082 | RFCW | RFC West | SUN | 3.5 |  | 4458 |  |  | 0 |  |  |  | 0
2020 | OH | AMP-Ohio Gas Turbines Bowling Green | 55262 | RFCW | RFC West | NG | 49.5 |  | 2926 | 28358.199 | 0.24903 | 0.17022 | 0.017563 | EPA/NEI | 28358.199 | 0.24903
2020 | OH | AMP-Ohio Gas Turbines Galion | 55263 | RFCW | RFC West | NG | 49.5 |  | 3177 | 33758.602 | 0.30901 | 0.19453 | 0.018307 | EPA/NEI | 33758.602 | 0.30901
2020 | OH | AMP-Ohio Gas Turbines Napoleon | 55264 | RFCW | RFC West | NG | 49.5 |  | 2423 | 20202.699 | 0.17719 | 0.14626 | 0.017541 | EPA/NEI | 20202.699 | 0.17719
2020 | OH | Anadarko | 2945 | RFCW | RFC West | DFO | 7.8 |  | 62.999 | 26855.001 | 4.1625 | 132.1458 | 0.31 | Estimated using an emission factor | 26855.001 | 4.1625
2020 | OH | Anthony Wayne Solar #1 | 59489 | RFCW | RFC West | SUN | 1.7 |  | 1716 |  |  | 0 |  |  |  | 0
2020 | OH | Arcanum | 2902 | RFCW | RFC West | DFO | 1.2 |  | 0
2020 | OH | Arcanum Peaking | 7781 | RFCW | RFC West | DFO | 1.8 |  | 100 | 993 | 0.15391 | 3.0783 | 0.31 | Estimated using an emission factor | 993 | 0.15391
2020 | OH | ArcelorMittal Cleveland LLC | 10398 | RFCW | RFC West | PRG | 67 | 0.19999 | 170195 |  | 35.8895 | 0.42175 |  | EPA/NEI; Estimated using an emission factor |  | 179.4556
2020 | OH | ArcelorMittal Warren | 54207 | RFCW | RFC West | COG | 20.5 | 0.10699 | 48270 | 308740.642 | 2.1891 | 0.090701 | 0.014181 | EPA/NEI | 2885810.453 | 20.4612
2020 | OH | Ashtabula | 55990 | RFCW | RFC West | NG | 26.1 | 0.28578 | 174390 | 910922.35 | 1.8154 | 0.02082 | 0.0039858 | EPA/NEI; Estimated using an emission factor | 3187489.812 | 6.3524
2020 | OH | Auglaize Hydro | 7657 | RFCW | RFC West | WAT | 5 |  | 9744 |  |  | 0 |  |  |  | 0
2020 | OH | Avon Lake Power Plant | 2836 | RFCW | RFC West | BIT | 873.1 |  | 234720 | 2536566.75 | 57.413 | 0.4892 | 0.045268 | EPA/NEI | 2536566.75 | 57.413
2020 | OH | Battery Utility of Ohio | 58475 | RFCW | RFC West | MWH | 4 |  | -673 | 0 |  | 0 |  |  | 0 | 0
2020 | OH | Bay Shore | 2878 | RFCW | RFC West | PC | 665.3 | 0.89944 | 1057399 | 13709070.058 | 144.6846 | 0.27366 | 0.021108 | EPA/NEI | 15241717 | 160.86
2020 | OH | Bay View Backup Power Facility | 58269 | RFCW | RFC West | NG | 12 |  | 706.998 | 6022.998 | 0.15665 | 0.44315 | 0.052018 | Estimated using an emission factor | 6022.998 | 0.15665
2020 | OH | Bay View Cogeneration Facility | 58263 | RFCW | RFC West | LFG | 12
2020 | OH | Beverly L&D Hydroelectric Project | 62403 | RFCW | RFC West | WAT | 3
2020 | OH | Big Plain Solar, LLC | 64635 | RFCW | RFC West | SUN | 196
2020 | OH | Black Fork Wind Energy Project | 59907 | RFCW | RFC West | WND | 200
2020 | OH | Blue Creek Wind Project | 57449 | RFCW | RFC West | WND | 302 |  | 779963 |  |  | 0 |  |  |  | 0
2020 | OH | Bowling Green | 7575 | RFCW | RFC West | DFO | 8.8
2020 | OH | Bowling Green Wind | 56226 | RFCW | RFC West | WND | 7.2 |  | 9259 |  |  | 0 |  |  |  | 0
2020 | OH | Bridgewater Dairy Anaerobic Digester | 57173 | RFCW | RFC West | OBG | 1.2 |  | 54 | 20475 | 0.15049 | 5.5738 | 0.0147 | Estimated using an emission factor | 20475 | 0.15049
2020 | OH | Broshco Fabricated Products | 59373 | RFCW | RFC West | NG | 4.7 | 0.99042 | 2472 | 23023.324 | 0.011445 | 0.0092599 | 0.00099423 | NEI avg EF - PM, fuel type, firing type | 23246 | 0.011556
2020 | OH | Brown County LFGTE Power Station | 61145 | RFCW | RFC West | LFG | 4.8 |  | 27299.001 | 315811.992 | 2.3212 | 0.17006 | 0.0147 | Estimated using an emission factor | 315811.992 | 2.3212
2020 | OH | Bryan (OH) | 2903 | RFCW | RFC West | NG | 39.3 |  | 3368 | 62373 | 0.3672 | 0.21806 | 0.011774 | EPA/NEI; Estimated using an emission factor | 62373 | 0.3672
2020 | OH | Bryan Peaking | 7779 | RFCW | RFC West | DFO | 10.8 |  | 595.002 | 5902.998 | 0.91496 | 3.0755 | 0.31 | Estimated using an emission factor | 5902.998 | 0.91496
2020 | OH | Bryan Solar Field | 58381 | RFCW | RFC West | SUN | 2.1 |  | 2524 |  |  | 0 |  |  |  | 0
2020 | OH | Buckeye Wind Farm | 58776 | RFCW | RFC West | WND | 99
2020 | OH | Cadiz Power Plant | 62153 | RFCW | RFC West | NG | 1320
2020 | OH | Carbon Limestone | 56868 | RFCW | RFC West | LFG | 25.6 |  | 127723.008 | 2019929 | 14.8465 | 0.23248 | 0.0147 | Estimated using an emission factor | 2019929 | 14.8465
2020 | OH | Cardinal | 2828 | RFCW | RFC West | BIT | 1880.4 |  | 9059773 | 98432593.398 | 517.9112 | 0.11433 | 0.010523 | EPA/NEI; Estimated using an emission factor | 98432593.398 | 517.9112
2020 | OH | Carroll County Energy | 59773 | RFCW | RFC West | NG | 832.3 |  | 5268691 | 38752844 | 134.23 | 0.050954 | 0.0069275 | EPA/NEI | 38752844 | 134.23
2020 | OH | Celina Solar Project #1, LLC | 58665 | RFCW | RFC West | SUN | 4 |  | 4099 |  |  | 0 |  |  |  | 0
2020 | OH | Central Utility Plant Cincinnati | 57908 | RFCW | RFC West | NG | 47.2 | 0.44651 | 194193.23 | 1080638.086 | 2.9576 | 0.03046 | 0.0054738 | EPA/NEI; Estimated using an emission factor | 2420159.328 | 6.6238
2020 | OH | City of Shelby Electric Distribution | 61076 | RFCW | RFC West | DFO | 1.8
2020 | OH | Clean Energy Future - Lordstown, LLC | 60376 | RFCW | RFC West | NG | 962 |  | 6169694 | 41547270 | 164.74 | 0.053403 | 0.0079302 | EPA/NEI | 41547270 | 164.74
2020 | OH | Cleveland Peaking | 7774 | RFCW | RFC West | DFO | 10.8 |  | 493.998 | 4899 | 0.75935 | 3.0743 | 0.31 | Estimated using an emission factor | 4899 | 0.75935
2020 | OH | Cleveland Thermal | 61838 | RFCW | RFC West | NG | 1 | 0.013535 | 2747 | 15837.26 | 0.058793 | 0.042805 | 0.0074246 | NEI avg EF - PM, fuel type | 1170080 | 4.3438
2020 | OH | Clinton Battery | 60297 | RFCW | RFC West | MWH | 10 |  | -1507 | 0 |  | 0 |  |  | 0 | 0
2020 | OH | Clyde Peaking Engine | 64157 | RFCW | RFC West | NG | 9.4 |  | 153 | 2122 | 0.00044774 | 0.0058528 | 0.000422 | Estimated using an emission factor | 2122 | 0.00044774
2020 | OH | Clyde Solar Array | 60923 | RFCW | RFC West | SUN | 2.8 |  | 4081 |  |  | 0 |  |  |  | 0
2020 | OH | Collinwood | 2906 | RFCW | RFC West | DFO | 16 |  | 517 | 5384 | 0.048574 | 0.18791 | 0.018044 | NEI avg EF - PM, fuel type, firing type | 5384 | 0.048574
2020 | OH | Collinwood BioEnergy Facility | 58439 | RFCW | RFC West | OBG | 1 |  | 1670 | 19799 | 0.14552 | 0.17428 | 0.0147 | Estimated using an emission factor | 19799 | 0.14552
2020 | OH | Conesville | 2840 | RFCW | RFC West | BIT | 2174.8 |  | 1074494 | 11834871.285 | 130.43 | 0.24277 | 0.022042 | EPA/NEI | 11834871.285 | 130.43
2020 | OH | Cooper Farms VW Project | 57570 | RFCW | RFC West | WND | 4.5 |  | 13176 |  |  | 0 |  |  |  | 0
2020 | OH | CU Solar Plant | 58386 | RFCW | RFC West | SUN | 1.8 |  | 2328 |  |  | 0 |  |  |  | 0
2020 | OH | Cuyahoga County Landfill | 62041 | RFCW | RFC West | SUN | 3.7 |  | 4907 |  |  | 0 |  |  |  | 0
2020 | OH | Cuyahoga Falls 1 | 62658 | RFCW | RFC West | DFO | 14.4 |  | 750.999 | 7562.997 | 1.1723 | 3.1219 | 0.31 | Estimated using an emission factor | 7562.997 | 1.1723
2020 | OH | Darby Electric Generating Station | 55247 | RFCW | RFC West | NG | 564 |  | 387871.002 | 4756106 | 29.8788 | 0.15407 | 0.012564 | EPA/NEI | 4756106 | 29.8788
2020 | OH | Davis Besse | 6149 | RFCW | RFC West | NUC | 925.2 |  | 7228063 |  |  | 0 |  |  |  | 0
2020 | OH | Denison Solar Array | 61637 | RFCW | RFC West | SUN | 1.9 |  | 2816 |  |  | 0 |  |  |  | 0
2020 | OH | Devola L&D Hydroelectric Project | 62435 | RFCW | RFC West | WAT | 4
2020 | OH | DG AMP 1048 Wadsworth | 62942 | RFCW | RFC West | SUN | 6.3 |  | 9936 |  |  | 0 |  |  |  | 0
2020 | OH | DG AMP Rittman Rd | 62941 | RFCW | RFC West | SUN | 2.6 |  | 2551 |  |  | 0 |  |  |  | 0
2020 | OH | DG AMP Solar Bowling Green | 60622 | RFCW | RFC West | SUN | 20 |  | 38986 |  |  | 0 |  |  |  | 0
2020 | OH | DG AMP Solar Brewster | 61818 | RFCW | RFC West | SUN | 1.9 |  | 2454 |  |  | 0 |  |  |  | 0
2020 | OH | DG AMP Solar Jackson Center | 61438 | RFCW | RFC West | SUN | 1.6 |  | 2780 |  |  | 0 |  |  |  | 0
2020 | OH | DG AMP Solar Orrville 3 | 61436 | RFCW | RFC West | SUN | 2.3 |  | 3260 |  |  | 0 |  |  |  | 0
2020 | OH | DG AMP Solar Piqua Manier | 62792 | RFCW | RFC West | SUN | 12.6 |  | 21222 |  |  | 0 |  |  |  | 0
2020 | OH | DG AMP Solar Piqua Staunton | 61805 | RFCW | RFC West | SUN | 1.8 |  | 2803 |  |  | 0 |  |  |  | 0
2020 | OH | DG AMP Solar Versailles | 61437 | RFCW | RFC West | SUN | 1.8 |  | 2758 |  |  | 0 |  |  |  | 0
2020 | OH | Dicks Creek Power Company LLC | 2831 | RFCW | RFC West | NG | 159.1 |  | 3955.001 | 165844.797 | 0.28 | 0.14159 | 0.0033767 | EPA/NEI | 165844.797 | 0.28
2020 | OH | Dodge Park Engine No 1 | 56423 | RFCW | RFC West | DFO | 2 |  | 7.84 | 78 | 0.01209 | 3.0842 | 0.31 | Estimated using an emission factor | 78 | 0.01209
2020 | OH | Dover | 2914 | RFCW | RFC West | BIT | 53.6 |  | 52113 | 914216.5 | 6.2944 | 0.24157 | 0.01377 | EPA/NEI; Estimated using an emission factor | 914216.5 | 6.2944
2020 | OH | Dover Peaking | 7777 | RFCW | RFC West | DFO | 10.8 |  | 540 | 5355 | 0.83003 | 3.0742 | 0.31 | Estimated using an emission factor | 5355 | 0.83003
2020 | OH | Dresden Energy Facility | 55350 | RFCW | RFC West | NG | 678.3 |  | 4613110 | 30093747 | 31.1 | 0.013483 | 0.0020669 | EPA/NEI | 30093747 | 31.1
2020 | OH | East Campus Utility Plant | 57929 | RFCW | RFC West | DFO | 7.3 |  | 51.94 | 565 | 0.087575 | 3.3722 | 0.31 | EPA/NEI; Estimated using an emission factor | 565 | 0.087575
2020 | OH | Eastlake | 2837 | RFCW | RFC West | DFO | 1289 |  | 0
2020 | OH | Edgerton | 7874 | RFCW | RFC West | DFO | 3.6 |  | 215 | 2135 | 0.33093 | 3.0784 | 0.31 | Estimated using an emission factor | 2135 | 0.33093
2020 | OH | Engle | 7576 | RFCW | RFC West | DFO | 9
2020 | OH | Euclid Farm, Stamco N-54 | 59024 | RFCW | RFC West | WND | 1 |  | 770 |  |  | 0 |  |  |  | 0
2020 | OH | Findlay Wind Farm | 60015 | RFCW | RFC West | WND | 3 |  | 7682 |  |  | 0 |  |  |  | 0
2020 | OH | FirstEnergy Acme | 2877 | RFCW | RFC West | BIT | 72
2020 | OH | FirstEnergy Ashtabula | 2835 | RFCW | RFC West |  | 440
2020 | OH | FirstEnergy Edgewater | 2857 | RFCW | RFC West |  | 171.2
2020 | OH | FirstEnergy Lake Shore | 2838 | RFCW | RFC West |  | 260
2020 | OH | FirstEnergy Mad River | 2860 | RFCW | RFC West | DFO | 54
2020 | OH | FirstEnergy R E Burger | 2864 | RFCW | RFC West |  | 548.3
2020 | OH | FirstEnergy Toronto | 2867 | RFCW | RFC West | BIT | 173
2020 | OH | Fremont Energy Center | 55701 | RFCW | RFC West | NG | 739.5 |  | 1899225 | 25072740 | 80.37 | 0.084635 | 0.0064109 | EPA/NEI | 25072740 | 80.37
2020 | OH | Galion | 7918 | RFCW | RFC West | DFO | 5.4 |  | 273.999 | 2718 | 0.42129 | 3.0751 | 0.31 | Estimated using an emission factor | 2718 | 0.42129
2020 | OH | Gen J M Gavin | 8102 | RFCW | RFC West | RC | 2600 |  | 13095165 | 146937432 | 565.3859 | 0.08635 | 0.0076956 | EPA/NEI; Estimated using an emission factor | 146937432 | 565.3859
2020 | OH | Geneva | 57410 | RFCW | RFC West | LFG | 4 |  | 18514 | 228648.008 | 1.6806 | 0.18155 | 0.0147 | Estimated using an emission factor | 228648.008 | 1.6806
2020 | OH | Genoa Diesel Generating Station | 56181 | RFCW | RFC West | DFO | 6 |  | 237 | 2349 | 0.3641 | 3.0725 | 0.31 | Estimated using an emission factor | 2349 | 0.3641
2020 | OH | Great Bear Solar, LLC | 64073 | RFCW | RFC West | SUN | 46
2020 | OH | Greenup Hydro | 4258 | RFCW | RFC West | WAT | 70.2 |  | 232635 |  |  | 0 |  |  |  | 0
2020 | OH | Greenville Electric Gen Station | 55228 | RFCW | RFC West | NG | 236 |  | 98143 | 1006238.297 | 5.65 | 0.11514 | 0.01123 | EPA/NEI | 1006238.297 | 5.65
2020 | OH | Guernsey Power Station | 62949 | RFCW | RFC West | NG | 2055
2020 | OH | Hamilton Hydro | 7807 | RFCW | RFC West | WAT | 2.2 |  | 7244 |  |  | 0 |  |  |  | 0
2020 | OH | Hamilton Municipal Power Plant | 2917 | RFCW | RFC West | NG | 138.1 | 1 | 1179
2020 | OH | Hanging Rock Power Company LLC | 55736 | RFCW | RFC West | NG | 1429.8 |  | 9487656 | 70461680 | 184.777 | 0.038951 | 0.0052448 | EPA/NEI | 70461680 | 184.777
2020 | OH | Hardin Solar Energy II LLC | 63828 | RFCW | RFC West | SUN | 170
2020 | OH | Hardin Solar Energy LLC | 63029 | RFCW | RFC West | SUN | 150
2020 | OH | Harpster Wind | 60126 | RFCW | RFC West | WND | 1.5 |  | 3319 |  |  | 0 |  |  |  | 0
2020 | OH | Haverhill North Cogeneration Facility | 56848 | RFCW | RFC West | COG | 67 | 0.26947 | 270139 | 1449369.479 | 10.2764 | 0.076083 | 0.014181 | NEI avg EF - PM, fuel type | 5378516.875 | 38.1352
2020 | OH | Haviland Plastic Products | 58220 | RFCW | RFC West | WND | 4.5 |  | 12936 |  |  | 0 |  |  |  | 0
2020 | OH | Hecate Energy Highland LLC | 62670 | RFCW | RFC West | SUN | 300
2020 | OH | Hillcrest Solar | 62200 | RFCW | RFC West | SUN | 200
2020 | OH | HMV Minster Energy Storage System | 60299 | RFCW | RFC West | MWH | 7 |  | 0
2020 | OH | HMW Minster PV I | 60190 | RFCW | RFC West | SUN | 3 |  | 4978 |  |  | 0 |  |  |  | 0
2020 | OH | Hog Creek Wind Project | 61330 | RFCW | RFC West | WND | 66 |  | 200813 |  |  | 0 |  |  |  | 0
2020 | OH | Icebreaker Offshore Wind Farm | 58941 | RFCW | RFC West | WND | 20.4
2020 | OH | Jackson (OH) | 7577 | RFCW | RFC West | DFO | 3.6
2020 | OH | Jackson Cntr Peaking | 7780 | RFCW | RFC West | DFO | 1.8 |  | 97 | 960 | 0.1488 | 3.068 | 0.31 | Estimated using an emission factor | 960 | 0.1488
2020 | OH | Kyger Creek | 2876 | RFCW | RFC West | BIT | 1086.5 |  | 4651760 | 51540010 | 548.546 | 0.23584 | 0.021286 | EPA/NEI | 51540010 | 548.546
2020 | OH | LafargeHolcim - Paulding Wind Project | 62752 | RFCW | RFC West | WND | 4.5 |  | 4689 |  |  | 0 |  |  |  | 0
2020 | OH | Lake Road (OH) | 2908 | RFCW | RFC West | BIT | 160
2020 | OH | LE Wind Turbine 1 | 57613 | RFCW | RFC West | WND | 2.5 |  | 3878 |  |  | 0 |  |  |  | 0
2020 | OH | Long Ridge Energy Generation | 61322 | RFCW | RFC West | NG | 521.9
2020 | OH | Loraine County Project | 56869 | RFCW | RFC West | LFG | 27.2 |  | 162815.002 | 1746782.938 | 12.8389 | 0.15771 | 0.0147 | Estimated using an emission factor | 1746782.938 | 12.8389
2020 | OH | Lordstown Motor Corp | 59683 | RFCW | RFC West | SUN | 2.2 |  | 2079 |  |  | 0 |  |  |  | 0
2020 | OH | Lowell L&D Hydroelectric Project | 62429 | RFCW | RFC West | WAT | 5
2020 | OH | Madison Generating Station | 55110 | RFCW | RFC West | NG | 692 |  | 302083 | 4064198.312 | 14.12 | 0.093484 | 0.0069485 | EPA/NEI | 4064198.312 | 14.12
2020 | OH | Mahoning | 57411 | RFCW | RFC West | LFG | 4.8 |  | 28451 | 350941.016 | 2.5794 | 0.18132 | 0.0147 | EPA/NEI; Estimated using an emission factor | 350941.016 | 2.5794
2020 | OH | Malta L&D Hydroelectric Project | 62428 | RFCW | RFC West | WAT | 4
2020 | OH | MCCo Solar Generating Facility | 59324 | RFCW | RFC West | SUN | 1 |  | 794 |  |  | 0 |  |  |  | 0
2020 | OH | Miami Fort Power Station | 2832 | RFCW | RFC West | BIT | 1444 |  | 6687340 | 68113794 | 792.0284 | 0.23687 | 0.023256 | EPA/NEI; Estimated using an emission factor | 68113794 | 792.0284
2020 | OH | Middletown Coke Company, LLC | 57822 | RFCW | RFC West | COG | 67 | 0.28123 | 320184 | 1708336.438 | 12.1126 | 0.07566 | 0.014181 | NEI avg EF - PM, fuel type | 6074559.375 | 43.0703
2020 | OH | Middletown Energy Center | 59326 | RFCW | RFC West | NG | 543.9 |  | 3386139 | 23119568 | 0.03206 | 1.8936e-05 | 2.7734e-06 | EPA/NEI | 23119568 | 0.03206
2020 | OH | Model Gas Power Station | 56863 | RFCW | RFC West | LFG | 2.8
2020 | OH | Monroeville Solar | 63181 | RFCW | RFC West | SUN | 3.2 |  | 4440 |  |  | 0 |  |  |  | 0
2020 | OH | Montpelier | 7791 | RFCW | RFC West | DFO | 10.8 |  | 645 | 6399 | 0.99184 | 3.0755 | 0.31 | Estimated using an emission factor | 6399 | 0.99184
2020 | OH | Monument | 2851 | RFCW | RFC West | DFO | 13.5 |  | 46 | 444 | 0.06882 | 2.9922 | 0.31 | Estimated using an emission factor | 444 | 0.06882
2020 | OH | Morton Salt Rittman | 54335 | RFCW | RFC West | NG | 4 | 0.05332 | 13545.08 | 76077.02 | 0.28242 | 0.041701 | 0.0074247 | EPA/NEI; Estimated using an emission factor | 1426792.161 | 5.2968
2020 | OH | Muskingum River | 2872 | RFCW | RFC West | BIT | 1529.4
2020 | OH | Napoleon | 7578 | RFCW | RFC West | DFO | 5.4
2020 | OH | Napoleon Biogas | 58921 | RFCW | RFC West | OBG | 2.8 |  | 0
2020 | OH | Napoleon Peaking | 7776 | RFCW | RFC West | DFO | 5.4 |  | 314.001 | 3114.999 | 0.48282 | 3.0753 | 0.31 | Estimated using an emission factor | 3114.999 | 0.48282
2020 | OH | Napoleon Solar I | 57462 | RFCW | RFC West | SUN | 8 |  | 11930 |  |  | 0 |  |  |  | 0
2020 | OH | New Knoxville | 7898 | RFCW | RFC West | DFO | 1.1
2020 | OH | New Market Solar | 64853 | RFCW | RFC West | SUN | 100
2020 | OH | Niles | 2861 | RFCW | RFC West | DFO | 292.6 |  | -56 | 5438.8 | 0.03 | 0 | 0.011032 | EPA/NEI | 5438.8 | 0.03
2020 | OH | Niles | 7579 | RFCW | RFC West | DFO | 5.4
2020 | OH | Northwest Ohio Wind | 59296 | RFCW | RFC West | WND | 209.8 |  | 285440 |  |  | 0 |  |  |  | 0
2020 | OH | O H Hutchings | 2848 | RFCW | RFC West | NG | 446.6 |  | 11 | 558 | 0.0021649 | 0.39363 | 0.0077596 | NEI avg EF - PM, fuel type, firing type | 558 | 0.0021649
2020 | OH | Oberlin (OH) | 2933 | RFCW | RFC West | NG | 22 |  | 900 | 14972.001 | 0.14096 | 0.31324 | 0.018829 | EPA/NEI; Estimated using an emission factor | 14972.001 | 0.14096
2020 | OH | Oberlin Spear Point Solar One | 58134 | RFCW | RFC West | SUN | 2 |  | 0
2020 | OH | Ohio Northern University Solar Site | 60913 | RFCW | RFC West | SUN | 3 |  | 4416 |  |  | 0 |  |  |  | 0
2020 | OH | Omega JV2 Bowling Green | 7783 | RFCW | RFC West | NG | 32 |  | 2153 | 27400.699 | 0.24044 | 0.22335 | 0.01755 | EPA/NEI | 27400.699 | 0.24044
2020 | OH | Omega JV2 Hamilton | 7782 | RFCW | RFC West | NG | 32 |  | 2760 | 35517.398 | 0.31721 | 0.22986 | 0.017862 | EPA/NEI | 35517.398 | 0.31721
2020 | OH | Oregon Clean Energy Center | 59764 | RFCW | RFC West | NG | 1061.5 |  | 5663847 | 38070986 | 81.02 | 0.02861 | 0.0042563 | EPA/NEI | 38070986 | 81.02
2020 | OH | Orrville | 2935 | RFCW | RFC West | NG | 84.5 |  | 29187 | 516412 | 2.7661 | 0.18954 | 0.010713 | NEI avg EF - PM, fuel type | 516412 | 2.7661
2020 | OH | Orrville Peaking | 7778 | RFCW | RFC West | DFO | 5.4 |  | 306.999 | 3048.999 | 0.47259 | 3.0788 | 0.31 | Estimated using an emission factor | 3048.999 | 0.47259
2020 | OH | O'Shaughnessy Hydro | 7279 | RFCW | RFC West | WAT | 5.2 |  | 0
2020 | OH | Ottawa County Project | 56865 | RFCW | RFC West | LFG | 2.8 |  | 7678 | 72495 | 0.53284 | 0.1388 | 0.0147 | Estimated using an emission factor | 72495 | 0.53284
2020 | OH | Owens Corning Headquarters | 60038 | RFCW | RFC West | SUN | 2.1 |  | 1709 |  |  | 0 |  |  |  | 0
2020 | OH | Painesville | 2936 | RFCW | RFC West | BIT | 55.5 |  | 1900 | 29535.251 | 0.1993 | 0.20979 | 0.013496 | EPA/NEI; Estimated using an emission factor | 29535.251 | 0.1993
2020 | OH | Palomino Solar | 63784 | RFCW | RFC West | SUN | 200
2020 | OH | Parking Lot Array | 63294 | RFCW | RFC West | SUN | 1.4 |  | 1521 |  |  | 0 |  |  |  | 0
2020 | OH | Paulding Wind Farm II | 57620 | RFCW | RFC West | WND | 99 |  | 314021 |  |  | 0 |  |  |  | 0
2020 | OH | Paulding Wind Farm III | 60470 | RFCW | RFC West | WND | 100.8 |  | 295242 |  |  | 0 |  |  |  | 0
2020 | OH | Perry | 6020 | RFCW | RFC West | NUC | 1311.6 |  | 10990962 |  |  | 0 |  |  |  | 0
2020 | OH | Philo L&D Hydroelectric Project | 62427 | RFCW | RFC West | WAT | 3
2020 | OH | Picway | 2843 | RFCW | RFC West | BIT | 106.2
2020 | OH | Piqua Power Plant | 2937 | RFCW | RFC West | DFO | 81.1 |  | 655 | 16392 | 0.14789 | 0.45156 | 0.018044 | EPA/NEI; Estimated using an emission factor | 16392 | 0.14789
2020 | OH | Pixelle Specialty Solutions LLC | 10244 | RFCW | RFC West | NG | 92.8 | 0.16145 | 370260.468 | 1504544.04 | 5.5913 | 0.030202 | 0.0074326 | NEI avg EF - PM, fuel type, firing type | 9319264.5 | 34.6329
2020 | OH | POET Biorefining - Fostoria | 63920 | RFCW | RFC West | NG | 3.5 | 0.07945 | 14105.74 | 87003.296 | 0.32299 | 0.045795 | 0.0074248 | NEI avg EF - PM, fuel type | 1095076.375 | 4.0653
2020 | OH | POET Biorefining - Leipsic, LLC | 63927 | RFCW | RFC West | NG | 3.5 | 0.079002 | 13947.63 | 85990.739 | 0.31923 | 0.045776 | 0.0074248 | NEI avg EF - PM, fuel type | 1088467.125 | 4.0408
2020 | OH | POET Biorefining - Marion, LLC | 63829 | RFCW | RFC West | NG | 7.8 | 0.065921 | 16425 | 99586.397 | 0.3697 | 0.045017 | 0.0074247 | NEI avg EF - PM, fuel type | 1510691 | 5.6082
2020 | OH | Procter & Gamble Cincinnati Plant | 50456 | RFCW | RFC West | NG | 12.5 | 0.048834 | 15903 | 92611.256 | 0.3438 | 0.043238 | 0.0074247 | NEI avg EF - PM, fuel type | 1896438.664 | 7.0403
2020 | OH | Progress Drive Generation Station | 63457 | RFCW | RFC West | DFO | 3.6 |  | 201 | 2221 | 0.34425 | 3.4254 | 0.31 | Estimated using an emission factor | 2221 | 0.34425
2020 | OH | Prospect Municipal | 7603 | RFCW | RFC West | DFO | 1.8 |  | 97 | 960 | 0.1488 | 3.068 | 0.31 | Estimated using an emission factor | 960 | 0.1488
2020 | OH | PS ST-8 Engine No 1 | 56421 | RFCW | RFC West | DFO | 2 |  | 4.9 | 24 | 0.00372 | 1.5184 | 0.31 | Estimated using an emission factor | 24 | 0.00372
2020 | OH | Racine | 6006 | RFCW | RFC West | WAT | 47.4 |  | 124599 |  |  | 0 |  |  |  | 0
2020 | OH | Refuse & Coal | 312 | RFCW | RFC West | MSW | 90
2020 | OH | Renewable Energy Services of Ohio | 57249 | RFCW | RFC West | LFG | 2.4 |  | 17420 | 177431.004 | 1.3041 | 0.14973 | 0.0147 | Estimated using an emission factor | 177431.004 | 1.3041
2020 | OH | Renick Run Pumping Station 03-04 | 56420 | RFCW | RFC West | DFO | 2.8 |  | 3.92 | 60 | 0.0093 | 4.7449 | 0.31 | Estimated using an emission factor | 60 | 0.0093
2020 | OH | Richard Gorsuch | 7286 | RFCW | RFC West | BIT | 200
2020 | OH | Richland Peaking Station | 2880 | RFCW | RFC West | NG | 450 |  | 245976 | 3145988.688 | 17.77 | 0.14449 | 0.011297 | EPA/NEI | 3145988.688 | 17.77
2020 | OH | Robert P Mone | 7872 | RFCW | RFC West | NG | 594 |  | 174174.999 | 1834021.062 | 7.12 | 0.081757 | 0.0077644 | EPA/NEI | 1834021.062 | 7.12
2020 | OH | Rokeby L&D Hydroelectric Project | 62426 | RFCW | RFC West | WAT | 4
2020 | OH | Rolling Hills Generating LLC | 55401 | RFCW | RFC West | NG | 977.5 |  | 267126 | 3002013.461 | 11.3966 | 0.085328 | 0.0075926 | EPA/NEI | 3002013.461 | 11.3966
2020 | OH | RP Wind | 58630 | RFCW | RFC West | WND | 3.4 |  | 8110 |  |  | 0 |  |  |  | 0
2020 | OH | Sauder Power Plant | 54974 | RFCW | RFC West | WDS | 7.2 | 0.13055 | 16790 | 95433.472 | 0.89226 | 0.10628 | 0.018699 | NEI avg EF - PM, fuel type | 731019 | 6.8346
2020 | OH | Scioto Ridge Wind Farm | 58780 | RFCW | RFC West | WND | 249.8
2020 | OH | Seville | 7919 | RFCW | RFC West | DFO | 5.4 |  | 314.001 | 3111.999 | 0.48236 | 3.0723 | 0.31 | Estimated using an emission factor | 3111.999 | 0.48236
2020 | OH | Shelby Municipal Light Plant | 2943 | RFCW | RFC West |  | 40
2020 | OH | Shelby North | 7827 | RFCW | RFC West | DFO | 1.8 |  | 104 | 1033 | 0.16012 | 3.0791 | 0.31 | Estimated using an emission factor | 1033 | 0.16012
2020 | OH | Shelby Solar Array | 63390 | RFCW | RFC West | SUN | 1.9 |  | 3477 |  |  | 0 |  |  |  | 0
2020 | OH | Shelby South | 7828 | RFCW | RFC West | DFO | 1.8 |  | 129 | 1443 | 0.22367 | 3.4677 | 0.31 | Estimated using an emission factor | 1443 | 0.22367
2020 | OH | Sidney (OH) | 2852 | RFCW | RFC West | DFO | 13.5 |  | 54 | 553 | 0.085715 | 3.1746 | 0.31 | Estimated using an emission factor | 553 | 0.085715
2020 | OH | South Field Energy | 60356 | RFCW | RFC West | NG | 1210.4
2020 | OH | Springfield Solar LLC | 59545 | RFCW | RFC West | SUN | 1.5 |  | 1470 |  |  | 0 |  |  |  | 0
2020 | OH | St Marys | 2942 | RFCW | RFC West | DFO | 41.8 |  | 517 | 28861 | 0.15213 | 0.58849 | 0.010542 | EPA/NEI; Estimated using an emission factor | 28861 | 0.15213
2020 | OH | ST-1/1A Engine No 1 | 56422 | RFCW | RFC West | DFO | 1.3 |  | 1.96 | 42 | 0.00651 | 6.6429 | 0.31 | Estimated using an emission factor | 42 | 0.00651
2020 | OH | Stryker | 2881 | RFCW | RFC West | DFO | 19 |  | 105 | 2232 | 0.020137 | 0.38356 | 0.018044 | NEI avg EF - PM, fuel type, firing type | 2232 | 0.020137
2020 | OH | Suburban Landfill Gas Recovery | 57170 | RFCW | RFC West | LFG | 5.6 |  | 25942 | 294836.008 | 2.167 | 0.16707 | 0.0147 | Estimated using an emission factor | 294836.008 | 2.167
2020 | OH | Summit Street Power Plant | 58140 | RFCW | RFC West | NG | 13.2 | 0.33862 | 10530 | 56056.415 | 0.027866 | 0.0052928 | 0.00099423 | NEI avg EF - PM, fuel type, firing type | 165542 | 0.082293
2020 | OH | Tait Electric Generating Station | 2847 | RFCW | RFC West | NG | 680.6 |  | 952197.002 | 11927446.312 | 56.7752 | 0.11925 | 0.0095201 | EPA/NEI; Estimated using an emission factor | 11927446.312 | 56.7752
2020 | OH | Timber Road IV | 62944 | RFCW | RFC West | WND | 125.1 |  | 302695 |  |  | 0 |  |  |  | 0
2020 | OH | Toledo Ref Power Recovery Train | 50965 | RFCW | RFC West | PC | 6 | 0.000328 | 258 | 1467.49 |  |  |  |  | 4471102
2020 | OH | Troy Energy, LLC | 55348 | RFCW | RFC West | NG | 795.6 |  | 897389 | 9615268.875 | 38.639 | 0.086114 | 0.008037 | EPA/NEI | 9615268.875 | 38.639
2020 | OH | Valfilm Wind Project | 61356 | RFCW | RFC West | WND | 3 |  | 7398 |  |  | 0 |  |  |  | 0
2020 | OH | Versailles Peaking | 7775 | RFCW | RFC West | DFO | 5.4 |  | 246 | 2436.999 | 0.37773 | 3.071 | 0.31 | Estimated using an emission factor | 2436.999 | 0.37773
2020 | OH | W H Sammis | 2866 | RFCW | RFC West | BIT | 2468.1 |  | 4797478 | 53871684.5 | 286.2 | 0.11931 | 0.010625 | EPA/NEI; Estimated using an emission factor | 53871684.5 | 286.2
2020 | OH | W H Zimmer Generating Station | 6019 | RFCW | RFC West | RC | 1425.6 |  | 5572889 | 54657421.891 | 550.8985 | 0.19771 | 0.020158 | EPA/NEI | 54657421.891 | 550.8985
2020 | OH | Wadsworth | 7580 | RFCW | RFC West | DFO | 5.4
2020 | OH | Walter C Beckjord | 2830 | RFCW | RFC West | MWH | 1436.9 |  | -880 | 0 |  | 0 |  |  | 0 | 0
2020 | OH | Washington Power Company LLC | 55397 | RFCW | RFC West | NG | 714.9 |  | 4943261 | 36337256 | 99.474 | 0.040246 | 0.005475 | EPA/NEI | 36337256 | 99.474
2020 | OH | Waterford Plant | 55503 | RFCW | RFC West | NG | 921.6 |  | 6633216 | 46402093 | 20.76 | 0.0062594 | 0.00089479 | EPA/NEI | 46402093 | 20.76
2020 | OH | Wausau Paper Middletown | 57940 | RFCW | RFC West | BIT | 7.5 | 0 | 0
2020 | OH | Wellington | 7878 | RFCW | RFC West | DFO | 1 |  | 57 | 502 | 0.07781 | 2.7302 | 0.31 | Estimated using an emission factor | 502 | 0.07781
2020 | OH | West 41st Street | 2909 | RFCW | RFC West | NG | 32 |  | 0
2020 | OH | West Lorain | 2869 | RFCW | RFC West | DFO | 555.6 |  | 70476.998 | 888018.977 | 1.1267 | 0.031974 | 0.0025376 | EPA/NEI | 888018.977 | 1.1267
2020 | OH | Whirlpool Corp-Greenville Wind Farm | 61660 | RFCW | RFC West | WND | 4.5 |  | 10559.001 |  |  | 0 |  |  |  | 0
2020 | OH | Whirlpool Corporation - Marion Wind Farm | 61005 | RFCW | RFC West | WND | 4.5 |  | 9420.999 |  |  | 0 |  |  |  | 0
2020 | OH | Whirlpool Corporation - Ottawa Wind Farm | 61004 | RFCW | RFC West | WND | 1.5 |  | 4090 |  |  | 0 |  |  |  | 0
2020 | OH | Willey Battery Utility | 60660 | RFCW | RFC West | MWH | 6 |  | -1349 | 0 |  | 0 |  |  | 0 | 0
2020 | OH | Willowbrook Solar I, LLC | 63877 | RFCW | RFC West | SUN | 150
2020 | OH | Woodsdale | 7158 | RFCW | RFC West | NG | 571.8 |  | 54946.998 | 1009049.656 | 3.8748 | 0.14104 | 0.0076801 | EPA/NEI | 1009049.656 | 3.8748
2020 | OH | Wooster Renewable Energy | 59072 | RFCW | RFC West | OBG | 1 |  | 1839 | 22414 | 0.16474 | 0.17917 | 0.0147 | Estimated using an emission factor | 22414 | 0.16474
2020 | OH | Wyandot Solar Farm | 57203 | RFCW | RFC West | SUN | 10 |  | 11825 |  |  | 0 |  |  |  | 0
2020 | OH | Yankee Street | 2854 | RFCW | RFC West | NG | 126.6 |  | 10794.002 | 479552.984 | 0.23839 | 0.044171 | 0.00099423 | EPA/NEI; Estimated using an emission factor | 479552.984 | 0.23839
2020 | OH | Yellowbud Solar, LLC | 64832 | RFCW | RFC West | SUN | 274
2020 | OH | Zephyr Wind | 60128 | RFCW | RFC West | WND | 4.5 |  | 11111.001 |  |  | 0 |  |  |  | 0
2020 | OH | Zephyr Wind Project - 2.0 | 62653 | RFCW | RFC West | WND | 4.5 |  | 4566.999 |  |  | 0 |  |  |  | 0
2020 | OK | Anadarko | 3006 | SPSO | SPP South | NG | 534.9 |  | 530973.999 | 5410401.412 | 9.7303 | 0.036651 | 0.0035969 | EPA/NEI | 5410401.412 | 9.7303
2020 | OK | Arbuckle | 2947 | SPSO | SPP South | NG | 73
2020 | OK | Arbuckle Mountain Wind Farm LLC | 59234 | SPSO | SPP South | WND | 100 |  | 412668 |  |  | 0 |  |  |  | 0
2020 | OK | Armadillo Flats Wind Project, LLC | 61926 | SPSO | SPP South | WND | 247.3 |  | 968739 |  |  | 0 |  |  |  | 0
2020 | OK | Balko Wind LLC | 58900 | SPSO | SPP South | WND | 299.7 |  | 1140133 |  |  | 0 |  |  |  | 0
2020 | OK | Blue Canyon Windpower | 56081 | SPSO | SPP South | WND | 74.3 |  | 214503 |  |  | 0 |  |  |  | 0
2020 | OK | Blue Canyon Windpower II | 56335 | SPSO | SPP South | WND | 151.4 |  | 444567 |  |  | 0 |  |  |  | 0
2020 | OK | Blue Canyon Windpower V LLC | 57108 | SPSO | SPP South | WND | 99 |  | 354957 |  |  | 0 |  |  |  | 0
2020 | OK | Blue Canyon Windpower VI LLC | 57616 | SPSO | SPP South | WND | 99.8 |  | 360509 |  |  | 0 |  |  |  | 0
2020 | OK | Bluestem | 60256 | SPSO | SPP South | WND | 198 |  | 811876 |  |  | 0 |  |  |  | 0
2020 | OK | Boiling Springs Wind Farm | 62871 | SPSO | SPP South | WND | 148.4 |  | 20031 |  |  | 0 |  |  |  | 0
2020 | OK | Boomer Lake Station | 3000 | SPSO | SPP South | NG | 28.7 |  | 0
2020 | OK | Breckinridge Wind Project LLC | 58994 | SPSO | SPP South | WND | 98.8 |  | 402071 |  |  | 0 |  |  |  | 0
2020 | OK | Broken Bow Dam | 6415 | SPSO | SPP South | WAT | 100 |  | 263219 |  |  | 0 |  |  |  | 0
2020 | OK | Buffalo Bear LLC | 56946 | SPSO | SPP South | WND | 18.9 |  | 46400 |  |  | 0 |  |  |  | 0
2020 | OK | Caddo Wind | 64047 | SPSO | SPP South | WND | 303.6
2020 | OK | Cana Gas Processing Plant | 57597 | SPSO | SPP South | DFO | 7.5 |  | 1085.001 | 10433.001 | 1.6171 | 2.9809 | 0.31 | Estimated using an emission factor | 10433.001 | 1.6171
2020 | OK | Canadian Hills Wind | 57987 | SPSO | SPP South | WND | 298.5 |  | 904252 |  |  | 0 |  |  |  | 0
2020 | OK | Centennial Wind Farm | 56380 | SPSO | SPP South | WND | 120 |  | 236181 |  |  | 0 |  |  |  | 0
2020 | OK | Charles D Lamb Energy Center | 58325 | SPSO | SPP South | NG | 122 |  | 114316 | 1401776.25 | 5.4386 | 0.095151 | 0.0077596 | NEI avg EF - PM, fuel type, firing type | 1401776.25 | 5.4386
2020 | OK | Chickasaw Nation Solar Farm | 63500 | SPSO | SPP South | SUN | 5 |  | 4168 |  |  | 0 |  |  |  | 0
2020 | OK | Chilocco Wind Farm | 58406 | SPSO | SPP South | WND | 200
2020 | OK | Chisholm View Wind Project | 58041 | SPSO | SPP South | WND | 300 |  | 984059 |  |  | 0 |  |  |  | 0
2020 | OK | Choctaw Nation Solar Farm | 63499 | SPSO | SPP South | SUN | 5 |  | 4349 |  |  | 0 |  |  |  | 0
2020 | OK | Chouteau Power Plant | 7757 | SRMW | SERC Midwest | NG | 1069.6 |  | 6197231 | 43467960 | 52.5101 | 0.016946 | 0.002416 | EPA/NEI | 43467960 | 52.5101
2020 | OK | Comanche (8059) | 8059 | SPSO | SPP South | NG | 294 |  | 243256 | 2295895.625 | 7.5798 | 0.062319 | 0.0066029 | EPA/NEI | 2295895.625 | 7.5798
2020 | OK | Conoco | 7185 | SPSO | SPP South | NG | 66
2020 | OK | Covanta Tulsa Renewable Energy LLC | 50660 | SPSO | SPP South | MSW | 16.8 | 0.019647 | 11109 | 65366.214 |  |  |  |  | 3327107.625
2020 | OK | Covington Solar Farm | 61759 | SPSO | SPP South | SUN | 10 |  | 20715 |  |  | 0 |  |  |  | 0
2020 | OK | Crossroads Wind Farm | 57332 | SPSO | SPP South | WND | 227.5 |  | 797015 |  |  | 0 |  |  |  | 0
2020 | OK | Cushing | 2975 | SPSO | SPP South | DFO | 24.6 |  | 80 | 1172.997 | 0.18181 | 4.5454 | 0.31 | Estimated using an emission factor | 1172.997 | 0.18181
2020 | OK | Cyril | 61614 | SPSO | SPP South | SUN | 5 |  | 8198 |  |  | 0 |  |  |  | 0
2020 | OK | Dempsey Ridge Wind Farm | 56665 | SPSO | SPP South | WND | 224 |  | 345339 |  |  | 0 |  |  |  | 0
2020 | OK | Diamond Spring, LLC | 63327 | SPSO | SPP South | WND | 303.5 |  | 177422 |  |  | 0 |  |  |  | 0
2020 | OK | Drift Sand Wind Project LLC | 59065 | SPSO | SPP South | WND | 108 |  | 409180 |  |  | 0 |  |  |  | 0
2020 | OK | Elk City LLC | 57346 | SPSO | SPP South | WND | 198.1 |  | 751710 |  |  | 0 |  |  |  | 0
2020 | OK | Enid | 2950 | SPSO | SPP South | NG | 60
2020 | OK | Eufaula Dam | 6419 | SPSO | SPP South | WAT | 90 |  | 355985.001 |  |  | 0 |  |  |  | 0
2020 | OK | Fort Gibson | 3003 | SPSO | SPP South | WAT | 44.8 |  | 247470 |  |  | 0 |  |  |  | 0
2020 | OK | Frontier Generating Station | 50558 | SPSO | SPP South | NG | 131.4 | 1 | 222702 | 1829087.25 | 6.036 | 0.054207 | 0.0066 | EPA/NEI | 1829087.25 | 6.036
2020 | OK | Frontier Windpower | 60218 | SPSO | SPP South | WND | 200 |  | 619887 |  |  | 0 |  |  |  | 0
2020 | OK | Frontier Windpower II | 62837 | SPSO | SPP South | WND | 351.8
2020 | OK | Ft. Sill Energy Center | 64855 | SPSO | SPP South | NG | 36
2020 | OK | Glass Sands Wind Facility | 64750 | SPSO | SPP South | WND | 117
2020 | OK | Goodwell Wind Project LLC | 58998 | SPSO | SPP South | WND | 200 |  | 891936 |  |  | 0 |  |  |  | 0
2020 | OK | Grand River Dam Authority | 165 | SPSO | SPP South | NG | 1734.3 |  | 2479258 | 17736827.375 | 119.23 | 0.096182 | 0.013444 | EPA/NEI; Estimated using an emission factor | 17736827.375 | 119.23
2020 | OK | Grant Plains Wind, LLC | 60545 | SPSO | SPP South | WND | 147.2 |  | 529449 |  |  | 0 |  |  |  | 0
2020 | OK | Grant Wind, LLC | 60013 | SPSO | SPP South | WND | 151.8 |  | 570084 |  |  | 0 |  |  |  | 0
2020 | OK | Great Western Wind Energy, LLC | 60574 | SPSO | SPP South | WND | 225 |  | 994435 |  |  | 0 |  |  |  | 0
2020 | OK | Green Country Energy, LLC | 55146 | SPSO | SPP South | NG | 903.9 |  | 4240311 | 30928886 | 30.9374 | 0.014592 | 0.0020006 | EPA/NEI | 30928886 | 30.9374
2020 | OK | Hinton | 61615 | SPSO | SPP South | SUN | 3 |  | 5230 |  |  | 0 |  |  |  | 0
2020 | OK | Horizon Hill Wind Project | 64339 | SPSO | SPP South | WND | 200
2020 | OK | Horseshoe Lake | 2951 | SPSO | SPP South | NG | 974 |  | 1048479 | 11918441.375 | 43.418 | 0.082821 | 0.0072859 | EPA/NEI | 11918441.375 | 43.418
2020 | OK | Hugo | 6772 | SPSO | SPP South | SUB | 1196 |  | 207674 | 2675861 | 7.8388 | 0.075491 | 0.0058589 | EPA/NEI | 2675861 | 7.8388
2020 | OK | International Paper Valliant OK | 50192 | SPSO | SPP South | BLQ | 68 | 0.1361 | 485719 | 2847212.569 | 9.9601 | 0.041012 | 0.0069964 | NEI avg EF - PM, fuel type | 20920193 | 73.1827
2020 | OK | Kaw Hydro | 7545 | SPSO | SPP South | WAT | 37 |  | 82848 |  |  | 0 |  |  |  | 0
2020 | OK | Kay Wind, LLC | 59460 | SPSO | SPP South | WND | 299 |  | 977348 |  |  | 0 |  |  |  | 0
2020 | OK | Keenan II Renewable Energy Co LLC | 57358 | SPSO | SPP South | WND | 151.8 |  | 586455 |  |  | 0 |  |  |  | 0
2020 | OK | Keystone Dam | 2984 | SPSO | SPP South | WAT | 70 |  | 221308 |  |  | 0 |  |  |  | 0
2020 | OK | King Plains Wind Project | 63104 | SPSO | SPP South | WND | 248.2 |  | 99343 |  |  | 0 |  |  |  | 0
2020 | OK | Kingfisher | 2986 | SPSO | SPP South | NG | 9.1 |  | 16.001 | 230 | 4.853e-05 | 0.0060659 | 0.000422 | Estimated using an emission factor | 230 | 4.853e-05
2020 | OK | Kingfisher Wind LLC | 58902 | SPSO | SPP South | WND | 298 |  | 1066847 |  |  | 0 |  |  |  | 0
2020 | OK | KODE Novus I | 57516 | SPSO | SPP South | WND | 80 |  | 38767 |  |  | 0 |  |  |  | 0
2020 | OK | KODE Novus II | 57889 | SPSO | SPP South | WND | 40 |  | 38767 |  |  | 0 |  |  |  | 0
2020 | OK | Laverne Diesel Generating Plant | 56348 | SPSO | SPP South | DFO | 4 |  | 10 | 50 | 0.00775 | 1.55 | 0.31 | Estimated using an emission factor | 50 | 0.00775
2020 | OK | Little Elk Wind Project LLC | 58999 | SPSO | SPP South | WND | 74 |  | 318767 |  |  | 0 |  |  |  | 0
2020 | OK | Mammoth Plains | 59284 | SPSO | SPP South | WND | 199 |  | 808315 |  |  | 0 |  |  |  | 0
2020 | OK | Mangum | 2991 | SPSO | SPP South | DFO | 7.7 |  | 5 | 23 | 0.003565 | 1.426 | 0.31 | EPA/NEI; Estimated using an emission factor | 23 | 0.003565
2020 | OK | Marietta | 61616 | SPSO | SPP South | SUN | 3 |  | 4690 |  |  | 0 |  |  |  | 0
2020 | OK | Markham | 2980 | SPSO | SPP South | WAT | 128.4 |  | 337870 |  |  | 0 |  |  |  | 0
2020 | OK | Maverick Wind Project, LLC | 63494 | ERCT | ERCOT All | WND | 288
2020 | OK | McClain Energy Facility | 55457 | SPSO | SPP South | NG | 551.3 |  | 3032483 | 20765777 | 104.1592 | 0.068696 | 0.010032 | EPA/NEI | 20765777 | 104.1592
2020 | OK | Minco Wind I, LLC | 57590 | SPSO | SPP South | WND | 99.2 |  | 279916 |  |  | 0 |  |  |  | 0
2020 | OK | Minco Wind II, LLC | 57956 | SPSO | SPP South | WND | 100.8 |  | 337654 |  |  | 0 |  |  |  | 0
2020 | OK | Minco Wind III, LLC | 58203 | SPSO | SPP South | WND | 100.8 |  | 393282 |  |  | 0 |  |  |  | 0
2020 | OK | Minco Wind IV, LLC | 61836 | SPSO | SPP South | WND | 130 |  | 551036 |  |  | 0 |  |  |  | 0
2020 | OK | Minco Wind V, LLC | 61837 | SPSO | SPP South | WND | 220
2020 | OK | Mooreland | 3008 | SPSO | SPP South | NG | 305 |  | 31172 | 449061.801 | 1.673 | 0.10734 | 0.007451 | EPA/NEI | 449061.801 | 1.673
2020 | OK | Muskogee | 2952 | SPSO | SPP South | SUB | 1889 |  | 2752749 | 31639775 | 269.2118 | 0.19559 | 0.017017 | EPA/NEI | 31639775 | 269.2118
2020 | OK | Muskogee Mill | 10362 | SPSO | SPP South | NG | 114 | 0.3327 | 404570 | 2668054.519 | 10.4569 | 0.051694 | 0.0078386 | NEI avg EF - PM, fuel type, firing type | 8019471.625 | 31.4308
2020 | OK | Mustang | 2953 | SPSO | SPP South | NG | 995.5 |  | 11130.003 | 10589754.5 | 41.0863 | 7.383 | 0.0077596 | EPA/NEI; Estimated using an emission factor | 10589754.5 | 41.0863
2020 | OK | NextEra-Blackwell Wind, LLC | 58209 | SPSO | SPP South | WND | 59.8 |  | 204693 |  |  | 0 |  |  |  | 0
2020 | OK | Norman Solar | 64473 | SPSO | SPP South | SUN | 5
2020 | OK | Northeastern | 2963 | SPSO | SPP South | SUB | 1950.5 |  | 3692338 | 34998028.75 | 88.9985 | 0.048207 | 0.0050859 | EPA/NEI | 34998028.75 | 88.9985
2020 | OK | Oklahoma Wind Energy Center | 56094 | SPSO | SPP South | WND | 102 |  | 280291 |  |  | 0 |  |  |  | 0
2020 | OK | Oneta Energy Center | 55225 | SPSO | SPP South | NG | 1214 |  | 6334760.4 | 47218564 | 74.0699 | 0.023385 | 0.0031373 | EPA/NEI | 47218564 | 74.0699
2020 | OK | Origin Wind | 58938 | SPSO | SPP South | WND | 150 |  | 586243 |  |  | 0 |  |  |  | 0
2020 | OK | Osage Wind, LLC | 58683 | SRMW | SERC Midwest | WND | 150.4 |  | 559205 |  |  | 0 |  |  |  | 0
2020 | OK | OU Spirit Wind Farm | 57286 | SPSO | SPP South | WND | 101.2 |  | 300295 |  |  | 0 |  |  |  | 0
2020 | OK | Pawhuska | 2995 | SPSO | SPP South | DFO | 9 |  | 64 | 716 | 0.11098 | 3.4681 | 0.31 | Estimated using an emission factor | 716 | 0.11098
2020 | OK | Pensacola | 2981 | SPSO | SPP South | WAT | 130.1 |  | 511415.999 |  |  | 0 |  |  |  | 0
2020 | OK | Persimmon Creek Wind Farm 1, LLC | 61876 | SPSO | SPP South | WND | 198.6 |  | 905174 |  |  | 0 |  |  |  | 0
2020 | OK | Pine Ridge | 61617 | SPSO | SPP South | SUN | 3 |  | 4703 |  |  | 0 |  |  |  | 0
2020 | OK | Ponca | 762 | SPSO | SPP South | NG | 182.3 |  | 13132 | 123333.722 | 0.407 | 0.061986 | 0.0066 | EPA/NEI; Estimated using an emission factor | 123333.722 | 0.407
2020 | OK | Ponderosa Wind Energy Center | 63590 | SPSO | SPP South | WND | 200 |  | 72607 |  |  | 0 |  |  |  | 0
2020 | OK | Red Dirt Wind Project | 61270 | SPSO | SPP South | WND | 299.3 |  | 983898 |  |  | 0 |  |  |  | 0
2020 | OK | Red Hills Wind Project LLC | 56804 | SPSO | SPP South | WND | 123 |  | 400323 |  |  | 0 |  |  |  | 0
2020 | OK | Redbed Plains Wind Farm | 61221 | SPSO | SPP South | WND | 99.1 |  | 424691 |  |  | 0 |  |  |  | 0
2020 | OK | Redbud Power Plant | 55463 | SPSO | SPP South | NG | 1433.6 |  | 5898745 | 44912352 | 68.8227 | 0.023335 | 0.0030648 | EPA/NEI | 44912352 | 68.8227
2020 | OK | River Valley | 10671 | SPSO | SPP South | SUB | 350 | 1 | 793041 | 10984993.75 | 78.191 | 0.19719 | 0.014236 | EPA/NEI | 10984993.75 | 78.191
2020 | OK | Riverside (4940) | 4940 | SPSO | SPP South | NG | 1121.7 |  | 336870 | 4471766.281 | 14.5063 | 0.086124 | 0.0064879 | EPA/NEI | 4471766.281 | 14.5063
2020 | OK | Robert S Kerr | 2985 | SPSO | SPP South | WAT | 110 |  | 462813 |  |  | 0 |  |  |  | 0
2020 | OK | Rock Falls Wind Farm LLC | 61261 | SPSO | SPP South | WND | 154.5 |  | 559383 |  |  | 0 |  |  |  | 0
2020 | OK | Rockhaven Wind Project, LLC | 64172 | SPSO | SPP South | WND | 140
2020 | OK | Rocky Ridge Wind Project | 58078 | SPSO | SPP South | WND | 148.8 |  | 588549 |  |  | 0 |  |  |  | 0
2020 | OK | Rush Springs Energy Storage (BA) | 63458 | SPSO | SPP South | MWH | 10 |  | -770 | 0 |  | 0 |  |  | 0 | 0
2020 | OK | Rush Springs Wind | 60592 | SPSO | SPP South | WND | 249.9 |  | 953683 |  |  | 0 |  |  |  | 0
2020 | OK | Salina | 2982 | SPSO | SPP South | WAT | 259.2 |  | -117820.002 |  |  | 0 |  |  |  | 0
2020 | OK | Seiling Wind I | 59311 | SPSO | SPP South | WND | 199 |  | 793246 |  |  | 0 |  |  |  | 0
2020 | OK | Seiling Wind II | 59312 | SPSO | SPP South | WND | 98.6 |  | 387934 |  |  | 0 |  |  |  | 0
2020 | OK | Seminole (2956) | 2956 | SPSO | SPP South | NG | 1724 |  | 2560672 | 28228357 | 74.597 | 0.058264 | 0.0052853 | EPA/NEI | 28228357 | 74.597
2020 | OK | Skeleton Creek Energy Center Hybrid | 62494 | SPSO | SPP South | WND | 700 |  | 54008 |  |  | 0 |  |  |  | 0
2020 | OK | Sleeping Bear LLC | 56621 | SPSO | SPP South | WND | 94.5 |  | 187319 |  |  | 0 |  |  |  | 0
2020 | OK | Sooner | 6095 | SPSO | SPP South | SUB | 2088 |  | 2387650 | 26416801 | 299.6588 | 0.25101 | 0.022687 | EPA/NEI | 26416801 | 299.6588
2020 | OK | Southwestern | 2964 | SPSO | SPP South | NG | 658 |  | 438559 | 6010680.375 | 21.7887 | 0.099365 | 0.00725 | EPA/NEI | 6010680.375 | 21.7887
2020 | OK | Spring Creek Power Plant | 55651 | SPNO | SPP North | NG | 338 |  | 57484 | 822285.719 | 1.2398 | 0.043136 | 0.0030156 | EPA/NEI | 822285.719 | 1.2398
2020 | OK | Stillwater Energy Center | 59647 | SPSO | SPP South | NG | 56.4 |  | 30561.999 | 289405.992 | 0.061065 | 0.0039961 | 0.000422 | Estimated using an emission factor | 289405.992 | 0.061065
2020 | OK | Stillwater Water Treatment Plant | 55987 | SPSO | SPP South | DFO | 2 |  | 0
2020 | OK | Sundance Wind Project, LLC | 63489 | SPSO | SPP South | WND | 199
2020 | OK | Taloga Wind LLC | 57261 | SPSO | SPP South | WND | 130 |  | 328958 |  |  | 0 |  |  |  | 0
2020 | OK | Tenaska Kiamichi Generating Station | 55501 | ERCT | ERCOT All | NG | 1370 |  | 5128258 | 41298343 | 49.1923 | 0.019185 | 0.0023823 | EPA/NEI | 41298343 | 49.1923
2020 | OK | Tenkiller Ferry | 3004 | SPSO | SPP South | WAT | 39 |  | 161027 |  |  | 0 |  |  |  | 0
2020 | OK | Thunder Ranch Wind Project | 61269 | SPSO | SPP South | WND | 297.8 |  | 1123991 |  |  | 0 |  |  |  | 0
2020 | OK | Tinker | 63628 | SPSO | SPP South | NG | 82 |  | 6422 | 96756 | 0.048099 | 0.014979 | 0.00099423 | NEI avg EF - PM, fuel type, firing type | 96756 | 0.048099
2020 | OK | Traverse Wind Project, LLC | 63479 | SPSO | SPP South | WND | 999
2020 | OK | Tulsa | 2965 | SPSO | SPP South | NG | 443.2 |  | 232045 | 3340183.375 | 12.6186 | 0.10876 | 0.0075556 | EPA/NEI | 3340183.375 | 12.6186
2020 | OK | Tulsa LFG LLC | 57828 | SPSO | SPP South | LFG | 6.4 |  | 18921 | 218959.992 | 1.6094 | 0.17011 | 0.0147 | EPA/NEI; Estimated using an emission factor | 218959.992 | 1.6094
2020 | OK | Tuttle | 61618 | SPSO | SPP South | SUN | 4 |  | 6536 |  |  | 0 |  |  |  | 0
2020 | OK | University of Oklahoma | 50307 | SPSO | SPP South | NG | 18.6 | 0.001736 | 63 | 358.138 | 0.0013296 | 0.04221 | 0.0074251 | EPA/NEI; Estimated using an emission factor | 206311.723 | 0.7659
2020 | OK | Vici Wind Farm | 59062 | SPSO | SPP South | WND | 180
2020 | OK | Waynoka Gas Processing Plant | 59782 | SPSO | SPP South | NG | 3.9 |  | 19737 | 190868.004 | 0.040273 | 0.004081 | 0.000422 | Estimated using an emission factor | 190868.004 | 0.040273
2020 | OK | Weatherford Wind Energy Center | 56273 | SPSO | SPP South | WND | 147 |  | 415059 |  |  | 0 |  |  |  | 0
2020 | OK | Webbers Falls | 2987 | SPSO | SPP South | WAT | 75 |  | 210485.001 |  |  | 0 |  |  |  | 0
2020 | OK | Weleetka | 2966 | SPSO | SPP South | NG | 163 |  | 2083 |  | 0.099974 | 0.09599 |  | EPA/NEI |  | 0.099974
2020 | OK | WFEC GenCo LLC | 55655 | SPSO | SPP South | NG | 90 |  | 120679 | 1400672 | 0.69629 | 0.01154 | 0.00099423 | NEI avg EF - PM, fuel type, firing type | 1400672 | 0.69629
2020 | OK | White Rock East Wind Project | 64341 | SPSO | SPP South | WND | 200
2020 | OK | White Rock West Wind Project | 64340 | SPSO | SPP South | WND | 100
2020 | OK | Wildhorse Mountain Wind Facility | 61866 | SPSO | SPP South | WND | 100 |  | 423527 |  |  | 0 |  |  |  | 0
2020 | OK | Woodward | 2958 | SPSO | SPP South | NG | 11
2020 | OR | 45 Mile Hydroelectric Project | 58455 | NWPP | WECC Northwest | WAT | 3 |  | 4905 |  |  | 0 |  |  |  | 0
2020 | OR | Adams Solar Center | 61496 | NWPP | WECC Northwest | SUN | 10 |  | 23458 |  |  | 0 |  |  |  | 0
2020 | OR | Airport Solar | 62560 | NWPP | WECC Northwest | SUN | 47.3 |  | 101708 |  |  | 0 |  |  |  | 0
2020 | OR | Alden Bailey Power Plant | 56223 | NWPP | WECC Northwest | NG | 10.9 |  | 0
2020 | OR | Alkali Solar, LLC | 63795 | NWPP | WECC Northwest | SUN | 10 |  | 15606 |  |  | 0 |  |  |  | 0
2020 | OR | Arlington Wind Power Project | 56855 | NWPP | WECC Northwest | WND | 103 |  | 253333 |  |  | 0 |  |  |  | 0
2020 | OR | Bakeoven Solar | 63507 | NWPP | WECC Northwest | SUN | 200
2020 | OR | Baker City Solar | 61854 | NWPP | WECC Northwest | SUN | 15 |  | 30867 |  |  | 0 |  |  |  | 0
2020 | OR | Baldock Solar Highway | 57882 | NWPP | WECC Northwest | SUN | 1.7 |  | 1839 |  |  | 0 |  |  |  | 0
2020 | OR | Ballston Solar LLC | 62170 | NWPP | WECC Northwest | SUN | 2.2 |  | 3709 |  |  | 0 |  |  |  | 0
2020 | OR | BC Solar | 60616 | NWPP | WECC Northwest | SUN | 8 |  | 18153 |  |  | 0 |  |  |  | 0
2020 | OR | Bear Creek Solar Center | 61281 | NWPP | WECC Northwest | SUN | 10 |  | 23606 |  |  | 0 |  |  |  | 0
2020 | OR | Beaver | 8073 | NWPP | WECC Northwest | NG | 610.7 |  | 376873 | 3894995.703 | 11.9397 | 0.063362 | 0.0061308 | EPA/NEI; Estimated using an emission factor | 3894995.703 | 11.9397
2020 | OR | Bellevue Solar Project | 57372 | NWPP | WECC Northwest | SUN | 1.6 |  | 1444 |  |  | 0 |  |  |  | 0
2020 | OR | Bend | 6484 | NWPP | WECC Northwest | WAT | 1.1 |  | 315 |  |  | 0 |  |  |  | 0
2020 | OR | Benson Creek Windfarm (Burnt River) | 59491 | NWPP | WECC Northwest | WND | 10 |  | 28209 |  |  | 0 |  |  |  | 0
2020 | OR | Big Cliff | 3074 | NWPP | WECC Northwest | WAT | 18 |  | 57201 |  |  | 0 |  |  |  | 0
2020 | OR | Big Top LLC | 56968 | NWPP | WECC Northwest | WND | 1.7 |  | 3676 |  |  | 0 |  |  |  | 0
2020 | OR | Bighorn Solar | 63467 | NWPP | WECC Northwest | SUN | 2.2 |  | 19 |  |  | 0 |  |  |  | 0
2020 | OR | Biglow Canyon Wind Farm | 56485 | NWPP | WECC Northwest | WND | 449.7 |  | 1152089 |  |  | 0 |  |  |  | 0
2020 | OR | Biomass One LP | 10869 | NWPP | WECC Northwest | WDS | 40 | 1 | 166577 | 3064200.5 | 28.6487 | 0.34397 | 0.018699 | NEI avg EF - PM, fuel type | 3064200.5 | 28.6487
2020 | OR | Black Cap Solar Plant | 58150 | NWPP | WECC Northwest | SUN | 2 |  | 3553 |  |  | 0 |  |  |  | 0
2020 | OR | Blue Marmot IX | 62867 | NWPP | WECC Northwest | SUN | 10
2020 | OR | Blue Marmot V | 62866 | NWPP | WECC Northwest | SUN | 10
2020 | OR | Blue Marmot VI | 62865 | NWPP | WECC Northwest | SUN | 10
2020 | OR | Blue Marmot VII | 62864 | NWPP | WECC Northwest | SUN | 10
2020 | OR | Blue Marmot VIII | 62863 | NWPP | WECC Northwest | SUN | 10
2020 | OR | Bly Solar Center | 62272 | NWPP | WECC Northwest | SUN | 8 |  | 20592 |  |  | 0 |  |  |  | 0
2020 | OR | Boardman | 6106 | NWPP | WECC Northwest | SUB | 642.2 |  | 1632318 | 17715314 | 255.016 | 0.31246 | 0.02879 | EPA/NEI | 17715314 | 255.016
2020 | OR | Bonneville | 3075 | NWPP | WECC Northwest | WAT | 1162 |  | 4669766.004 |  |  | 0 |  |  |  | 0
2020 | OR | Boring Solar LLC | 62169 | NWPP | WECC Northwest | SUN | 2.2 |  | 3813 |  |  | 0 |  |  |  | 0
2020 | OR | Brightwood Solar, LLC | 64830 | NWPP | WECC Northwest | SUN | 10
2020 | OR | BristolSolar | 64009 | NWPP | WECC Northwest | SUN | 3
2020 | OR | Brush Creek Solar | 63464 | NWPP | WECC Northwest | SUN | 2.2 |  | 2278 |  |  | 0 |  |  |  | 0
2020 | OR | Brush Solar Center | 61844 | NWPP | WECC Northwest | SUN | 2.8 |  | 6058 |  |  | 0 |  |  |  | 0
2020 | OR | Bull Run Hydro | 3044 | NWPP | WECC Northwest | WAT | 20.8
2020 | OR | Butler Solar, LLC | 63694 | NWPP | WECC Northwest | SUN | 4
2020 | OR | Butter Creek Power LLC | 56967 | NWPP | WECC Northwest | WND | 5 |  | 12562 |  |  | 0 |  |  |  | 0
2020 | OR | Carmen Smith | 3067 | NWPP | WECC Northwest | WAT | 114.3 |  | 157383.999 |  |  | 0 |  |  |  | 0
2020 | OR | Carty Generating Station | 58503 | NWPP | WECC Northwest | NG | 500 |  | 2988945 | 21777896 | 54.8 | 0.036668 | 0.0050326 | EPA/NEI | 21777896 | 54.8
2020 | OR | Case Creek Solar | 63207 | NWPP | WECC Northwest | SUN | 2.2 |  | 3730 |  |  | 0 |  |  |  | 0
2020 | OR | C-Drop Hydro | 58470 | NWPP | WECC Northwest | WAT | 1.1 |  | 286 |  |  | 0 |  |  |  | 0
2020 | OR | Chiloquin Solar, LLC | 61631 | NWPP | WECC Northwest | SUN | 9.9 |  | 20646 |  |  | 0 |  |  |  | 0
2020 | OR | Chopin Wind LLC | 59076 | NWPP | WECC Northwest | WND | 10 |  | 35609 |  |  | 0 |  |  |  | 0
2020 | OR | Clearwater 1 | 3020 | NWPP | WECC Northwest | WAT | 15 |  | 23582 |  |  | 0 |  |  |  | 0
2020 | OR | Clearwater 2 | 3021 | NWPP | WECC Northwest | WAT | 26 |  | 22190 |  |  | 0 |  |  |  | 0
2020 | OR | Cline Falls | 6482 | NWPP | WECC Northwest | WAT | 1
2020 | OR | Coffin Butte | 7725 | NWPP | WECC Northwest | LFG | 5.6 | 1 | 42772 | 468939.023 | 3.4467 | 0.16117 | 0.0147 | Estimated using an emission factor | 468939.023 | 3.4467
2020 | OR | Co-Gen II LLC | 50993 | NWPP | WECC Northwest | WDS | 7.5 | 1 | 0
2020 | OR | Co-Gen LLC | 50921 | NWPP | WECC Northwest | WDS | 7.5 | 1 | 0
2020 | OR | Colton Solar | 61831 | NWPP | WECC Northwest | SUN | 2.2 |  | 3696 |  |  | 0 |  |  |  | 0
2020 | OR | Combine Hills I | 56195 | NWPP | WECC Northwest | WND | 43 |  | 121150 |  |  | 0 |  |  |  | 0
2020 | OR | Condon Windpower LLC | 55739 | NWPP | WECC Northwest | WND | 49.8 |  | 106205 |  |  | 0 |  |  |  | 0
2020 | OR | Copper Dam Plant | 10323 | NWPP | WECC Northwest | WAT | 5.6 |  | 16602 |  |  | 0 |  |  |  | 0
2020 | OR | Cougar | 3076 | NWPP | WECC Northwest | WAT | 26 |  | 113886 |  |  | 0 |  |  |  | 0
2020 | OR | Covanta Marion Inc | 50630 | NWPP | WECC Northwest | MSW | 13.1 | 1 | 80551 | 1671142.062 |  |  |  |  | 1671142.062
2020 | OR | Coyote Springs | 7350 | NWPP | WECC Northwest | NG | 296 | 0.93128 | 1601148 | 21718432.681 | 23.4682 | 0.029314 | 0.0021611 | EPA/NEI | 23321071 | 25.2
2020 | OR | Coyote Springs II | 7931 | NWPP | WECC Northwest | NG | 287 |  | 1767332 | 12135469.719 | 37.308 | 0.04222 | 0.0061486 | EPA/NEI; Estimated using an emission factor | 12135469.719 | 37.308
2020 | OR | Dalles Dam North Fishway Project | 7431 | NWPP | WECC Northwest | WAT | 6.5 |  | 39453 |  |  | 0 |  |  |  | 0
2020 | OR | Day Hill Solar, LLC | 63957 | NWPP | WECC Northwest | SUN | 2.3 |  | 195 |  |  | 0 |  |  |  | 0
2020 | OR | Dayton Cutoff Solar | 61827 | NWPP | WECC Northwest | SUN | 2.2 |  | 4734 |  |  | 0 |  |  |  | 0
2020 | OR | Detroit | 3077 | NWPP | WECC Northwest | WAT | 100 |  | 206243 |  |  | 0 |  |  |  | 0
2020 | OR | Dexter | 3078 | NWPP | WECC Northwest | WAT | 15 |  | 62320 |  |  | 0 |  |  |  | 0
2020 | OR | Dillard Complex | 50396 | NWPP | WECC Northwest | WDS | 51.5 | 0.18626 | 138363 | 932971.532 | 8.7228 | 0.12609 | 0.018699 | NEI avg EF - PM, fuel type | 5009058.125 | 46.8321
2020 | OR | Dorena Hydro-Electric Facility | 59357 | NWPP | WECC Northwest | WAT | 7.5 |  | 10688 |  |  | 0 |  |  |  | 0
2020 | OR | Douglas County Forest Products | 61761 | NWPP | WECC Northwest | WDS | 6.3 | 0.12197 | 19882 | 126881.988 | 1.1863 | 0.11933 | 0.018699 | NEI avg EF - PM, fuel type | 1040238 | 9.7257
2020 | OR | Drift Creek Solar | 63466 | NWPP | WECC Northwest | SUN | 2.2 |  | 2385 |  |  | 0 |  |  |  | 0
2020 | OR | Dry Creek LFG to Energy Project | 56461 | NWPP | WECC Northwest | LFG | 3.2 | 1 | 21551 | 249644 | 1.8349 | 0.17028 | 0.0147 | Estimated using an emission factor | 249644 | 1.8349
2020 | OR | Dunn Road Solar | 63642 | NWPP | WECC Northwest | SUN | 1.8 |  | 0
2020 | OR | Durbin Creek Windfarm (Burnt River) | 59492 | NWPP | WECC Northwest | WND | 10 |  | 24782 |  |  | 0 |  |  |  | 0
2020 | OR | Durham AWTF | 60263 | NWPP | WECC Northwest | OBG | 1.6 | 1 | 12586 | 133746 | 0.98303 | 0.15621 | 0.0147 | Estimated using an emission factor | 133746 | 0.98303
2020 | OR | Duus Solar, LLC | 63330 | NWPP | WECC Northwest | SUN | 10 |  | 17990 |  |  | 0 |  |  |  | 0
2020 | OR | Eagle Point | 3024 | NWPP | WECC Northwest | WAT | 2.8 |  | 15999 |  |  | 0 |  |  |  | 0
2020 | OR | Eagle Point Solar | 61560 | NWPP | WECC Northwest | SUN | 9.9 |  | 15450 |  |  | 0 |  |  |  | 0
2020 | OR | East Side | 3025 | NWPP | WECC Northwest | WAT | 3.2 |  | 0
2020 | OR | Elbe Solar Center | 61497 | NWPP | WECC Northwest | SUN | 10 |  | 22933 |  |  | 0 |  |  |  | 0
2020 | OR | Elkhorn Valley Wind Farm | 56623 | NWPP | WECC Northwest | WND | 100.7 |  | 295431 |  |  | 0 |  |  |  | 0
2020 | OR | Eurus Combine Hills Turbine Ranch 2 | 57137 | NWPP | WECC Northwest | WND | 66.1 |  | 189617 |  |  | 0 |  |  |  | 0
2020 | OR | Evergreen BioPower LLC | 56781 | NWPP | WECC Northwest | WDS | 21 | 0.24059 | 45952 | 250893.636 | 2.3457 | 0.10209 | 0.018699 | NEI avg EF - PM, fuel type | 1042814 | 9.7498
2020 | OR | Falls Creek | 52187 | NWPP | WECC Northwest | WAT | 4.1 |  | 15125 |  |  | 0 |  |  |  | 0
2020 | OR | Faraday | 3045 | NWPP | WECC Northwest | WAT | 54.6 |  | -209.999 |  |  | 0 |  |  |  | 0
2020 | OR | Finley Buttes Landfill Gas | 58687 | NWPP | WECC Northwest | LFG | 4.8 |  | 35477.001 | 367951.992 | 2.7044 | 0.15246 | 0.0147 | Estimated using an emission factor | 367951.992 | 2.7044
2020 | OR | Firwood Solar, LLC | 63331 | NWPP | WECC Northwest | SUN | 10 |  | 18564 |  |  | 0 |  |  |  | 0
2020 | OR | Fish Creek | 3026 | NWPP | WECC Northwest | WAT | 11 |  | 20795 |  |  | 0 |  |  |  | 0
2020 | OR | Fort Rock I | 63636 | NWPP | WECC Northwest | SUN | 9.9 |  | 22034 |  |  | 0 |  |  |  | 0
2020 | OR | Fort Rock IV | 63926 | NWPP | WECC Northwest | SUN | 10 |  | 14011 |  |  | 0 |  |  |  | 0
2020 | OR | Foster | 6552 | NWPP | WECC Northwest | WAT | 20 |  | 71579 |  |  | 0 |  |  |  | 0
2020 | OR | Four Corners Windfarm LLC | 56969 | NWPP | WECC Northwest | WND | 10 |  | 24289 |  |  | 0 |  |  |  | 0
2020 | OR | Four Mile Canyon Windfarm LLC | 56970 | NWPP | WECC Northwest | WND | 10 |  | 23054 |  |  | 0 |  |  |  | 0
2020 | OR | FPL Energy Vansycle LLC (OR) | 55989 | NWPP | WECC Northwest | WND | 122.8 |  | 302732 |  |  | 0 |  |  |  | 0
2020 | OR | Galesville Project | 50938 | NWPP | WECC Northwest | WAT | 1.6 |  | 2693 |  |  | 0 |  |  |  | 0
2020 | OR | Garrett Solar | 63301 | NWPP | WECC Northwest | SUN | 10 |  | 23326 |  |  | 0 |  |  |  | 0
2020 | OR | Georgia-Pacific Toledo Mill | 58109 | NWPP | WECC Northwest | BLQ | 37.3 | 0 | 0 | 0 | 0 |  |  | NEI avg EF - PM, fuel type | 7604645.312 | 26.5038
2020 | OR | Georgia-Pacific Wauna Mill | 56192 | NWPP | WECC Northwest | BLQ | 36 | 0.11486 | 159287 | 884594.437 | 2.3991 | 0.030123 | 0.0054243 | EPA/NEI; Estimated using an emission factor | 7701508 | 20.8875
2020 | OR | Golden Hill Wind | 63710 | NWPP | WECC Northwest | WND | 201.3
2020 | OR | Grand Ronde Solar | 61835 | NWPP | WECC Northwest | SUN | 2.2 |  | 5384 |  |  | 0 |  |  |  | 0
2020 | OR | Green Peter | 3080 | NWPP | WECC Northwest | WAT | 80 |  | 221234 |  |  | 0 |  |  |  | 0
2020 | OR | Green Springs | 6403 | NWPP | WECC Northwest | WAT | 17.2 |  | 54204 |  |  | 0 |  |  |  | 0
2020 | OR | GreenparkSolar | 64033 | NWPP | WECC Northwest | SUN | 1.3 |  | 152 |  |  | 0 |  |  |  | 0
2020 | OR | Ground Water Pumping Station | 50105 | NWPP | WECC Northwest | WAT | 5.4
2020 | OR | Grove Solar Center, LLC | 60330 | NWPP | WECC Northwest | SUN | 6 |  | 13523 |  |  | 0 |  |  |  | 0
2020 | OR | Hay Canyon Wind Power LLC | 56790 | NWPP | WECC Northwest | WND | 100.8 |  | 224221 |  |  | 0 |  |  |  | 0
2020 | OR | Hells Canyon | 3013 | NWPP | WECC Northwest | WAT | 391.5 |  | 1798611 |  |  | 0 |  |  |  | 0
2020 | OR | Hermiston | 54761 | NWPP | WECC Northwest | NG | 621.2 | 0.99661 | 2343926 | 17393261.484 | 39.0671 | 0.033335 | 0.0044922 | EPA/NEI | 17452436 | 39.2
2020 | OR | Hermiston Power Plant | 55328 | NWPP | WECC Northwest | NG | 689.4 |  | 3956218 | 28981098 | 95.6 | 0.048329 | 0.0065974 | EPA/NEI | 28981098 | 95.6
2020 | OR | Hills Creek | 3081 | NWPP | WECC Northwest | WAT | 30 |  | 78120 |  |  | 0 |  |  |  | 0
2020 | OR | Horseshoe Bend Wind LLC | 57550 | NWPP | WECC Northwest | WND | 290 |  | 616117 |  |  | 0 |  |  |  | 0
2020 | OR | Hyline Solar Center, LLC | 60331 | NWPP | WECC Northwest | SUN | 9 |  | 20354 |  |  | 0 |  |  |  | 0
2020 | OR | Interstate Solar | 61832 | NWPP | WECC Northwest | SUN | 2.2 |  | 5013 |  |  | 0 |  |  |  | 0
2020 | OR | IP Springfield Oregon | 50191 | NWPP | WECC Northwest | BLQ | 65 | 0.072131 | 72078 | 405067.663 | 1.3916 | 0.038614 | 0.006871 | NEI avg EF - PM, fuel type | 5615698.551 | 19.2928
2020 | OR | Jett Creek Windfarm (Burnt River) | 59490 | NWPP | WECC Northwest | WND | 10 |  | 26423 |  |  | 0 |  |  |  | 0
2020 | OR | John C Boyle | 3028 | NWPP | WECC Northwest | WAT | 98.7 |  | 177589 |  |  | 0 |  |  |  | 0
2020 | OR | John Day | 3082 | NWPP | WECC Northwest | WAT | 2160 |  | 8459180.992 |  |  | 0 |  |  |  | 0
2020 | OR | Juniper Ridge Hydroelectric Project | 57437 | NWPP | WECC Northwest | WAT | 5 |  | 11362 |  |  | 0 |  |  |  | 0
2020 | OR | Kale Patch Solar | 63208 | NWPP | WECC Northwest | SUN | 2.2 |  | 3805 |  |  | 0 |  |  |  | 0
2020 | OR | Klamath Cogeneration Project | 55103 | NWPP | WECC Northwest | NG | 501.5 | 0.99399 | 2710228.5 | 20460816.336 | 36.7775 | 0.02714 | 0.0035949 | EPA/NEI | 20584611 | 37
2020 | OR | Klamath Falls Solar 2 CSG | 61553 | NWPP | WECC Northwest | SUN | 2.9 |  | 6452 |  |  | 0 |  |  |  | 0
2020 | OR | Klamath Generation Peakers | 55544 | NWPP | WECC Northwest | NG | 117.6 |  | 36268 | 407081.703 | 5.76 | 0.31764 | 0.028299 | EPA/NEI | 407081.703 | 5.76
2020 | OR | Klamath Solar | 57924 | NWPP | WECC Northwest | SUN | 5
2020 | OR | Klondike Wind Power | 55871 | NWPP | WECC Northwest | WND | 24.5 |  | 52887 |  |  | 0 |  |  |  | 0
2020 | OR | Klondike Windpower II | 56359 | NWPP | WECC Northwest | WND | 75 |  | 202129 |  |  | 0 |  |  |  | 0
2020 | OR | Klondike Windpower III | 56468 | NWPP | WECC Northwest | WND | 297.5 |  | 818420 |  |  | 0 |  |  |  | 0
2020 | OR | Labish Solar LLC | 62171 | NWPP | WECC Northwest | SUN | 2.2 |  | 3724 |  |  | 0 |  |  |  | 0
2020 | OR | Lacomb Irrigation District | 52155 | NWPP | WECC Northwest | WAT | 1 |  | 5168 |  |  | 0 |  |  |  | 0
2020 | OR | Lakeview Cogeneration LLC | 57398 | NWPP | WECC Northwest | OBS | 26.8
2020 | OR | Leaburg | 3068 | NWPP | WECC Northwest | WAT | 15.9 |  | 0
2020 | OR | Leaning Juniper | 56360 | NWPP | WECC Northwest | WND | 110.4 |  | 316368 |  |  | 0 |  |  |  | 0
2020 | OR | Leaning Juniper Wind Power II | 57333 | NWPP | WECC Northwest | WND | 201 |  | 476381 |  |  | 0 |  |  |  | 0
2020 | OR | Lemolo 1 | 3029 | NWPP | WECC Northwest | WAT | 32 |  | 82790 |  |  | 0 |  |  |  | 0
2020 | OR | Lemolo 2 | 6421 | NWPP | WECC Northwest | WAT | 38.5 |  | 95400 |  |  | 0 |  |  |  | 0
2020 | OR | Lime Wind | 57803 | NWPP | WECC Northwest | WND | 3 |  | 5297 |  |  | 0 |  |  |  | 0
2020 | OR | Lookout Point | 3083 | NWPP | WECC Northwest | WAT | 120 |  | 225665.001 |  |  | 0 |  |  |  | 0
2020 | OR | Lost Creek | 6174 | NWPP | WECC Northwest | WAT | 49 |  | 220479 |  |  | 0 |  |  |  | 0
2020 | OR | McNary | 3084 | NWPP | WECC Northwest | WAT | 990.5 |  | 4996987.997 |  |  | 0 |  |  |  | 0
2020 | OR | Medford Operation | 56193 | NWPP | WECC Northwest | WDS | 8.5
2020 | OR | Michell Butte Power Project | 50360 | NWPP | WECC Northwest | WAT | 1.8 |  | 6244 |  |  | 0 |  |  |  | 0
2020 | OR | Middle Fork Irrigation District | 50917 | NWPP | WECC Northwest | WAT | 3.3 |  | 23886 |  |  | 0 |  |  |  | 0
2020 | OR | MilfordSolar OR | 64008 | NWPP | WECC Northwest | SUN | 3
2020 | OR | Mill Creek Solar (OR) | 61338 | NWPP | WECC Northwest | SUN | 2.2 |  | 4368 |  |  | 0 |  |  |  | 0
2020 | OR | Millican Solar Energy LLC | 63050 | NWPP | WECC Northwest | SUN | 71.4
2020 | OR | Minke Solar | 63465 | NWPP | WECC Northwest | SUN | 2.2 |  | 120 |  |  | 0 |  |  |  | 0
2020 | OR | Montague Solar | 63441 | NWPP | WECC Northwest | SUN | 162
2020 | OR | Montague Wind Power Facility LLC | 58099 | NWPP | WECC Northwest | WND | 200 |  | 589589 |  |  | 0 |  |  |  | 0
2020 | OR | Morgan Solar Center | 61855 | NWPP | WECC Northwest | SUN | 3 |  | 5172 |  |  | 0 |  |  |  | 0
2020 | OR | Mt Hope Solar | 63663 | NWPP | WECC Northwest | SUN | 2.5 |  | 0
2020 | OR | Neal Hot Springs Geothermal Project | 58022 | NWPP | WECC Northwest | GEO | 33 |  | 192101.001 |  |  | 0 |  |  |  | 0
2020 | OR | Nolin Hills | 60070 | NWPP | WECC Northwest |  | 600
2020 | OR | North Fork | 3047 | NWPP | WECC Northwest | WAT | 40.8 |  | 163683 |  |  | 0 |  |  |  | 0
2020 | OR | North Hurlburt Wind LLC | 57526 | NWPP | WECC Northwest | WND | 265 |  | 597055 |  |  | 0 |  |  |  | 0
2020 | OR | NorWest Energy 2, LLC | 60548 | NWPP | WECC Northwest | SUN | 9.9 |  | 22414 |  |  | 0 |  |  |  | 0
2020 | OR | NorWest Energy 4, LLC | 62268 | NWPP | WECC Northwest | SUN | 5.6 |  | 11784 |  |  | 0 |  |  |  | 0
2020 | OR | NorWest Energy 9 LLC | 62241 | NWPP | WECC Northwest | SUN | 6 |  | 11924 |  |  | 0 |  |  |  | 0
2020 | OR | Oak Grove | 6505 | NWPP | WECC Northwest | WAT | 51 |  | 107300 |  |  | 0 |  |  |  | 0
2020 | OR | Obsidian Solar Center | 63488 | NWPP | WECC Northwest | SUN | 400
2020 | OR | Old Mill Solar | 59374 | NWPP | WECC Northwest | SUN | 5 |  | 11527 |  |  | 0 |  |  |  | 0
2020 | OR | O'Neill Creek Solar | 63235 | NWPP | WECC Northwest | SUN | 2.2 |  | 3690 |  |  | 0 |  |  |  | 0
2020 | OR | Ontario Solar Center | 61860 | NWPP | WECC Northwest | SUN | 3 |  | 5382 |  |  | 0 |  |  |  | 0
2020 | OR | Opal Springs Hydro | 54251 | NWPP | WECC Northwest | WAT | 4.3 |  | 26153 |  |  | 0 |  |  |  | 0
2020 | OR | Open Range Solar Center, LLC | 60332 | NWPP | WECC Northwest | SUN | 10 |  | 22844 |  |  | 0 |  |  |  | 0
2020 | OR | OR Solar 2, LLC | 61200 | NWPP | WECC Northwest | SUN | 10 |  | 1782 |  |  | 0 |  |  |  | 0
2020 | OR | OR Solar 3, LLC | 61201 | NWPP | WECC Northwest | SUN | 10 |  | 25251 |  |  | 0 |  |  |  | 0
2020 | OR | OR Solar 5, LLC | 61423 | NWPP | WECC Northwest | SUN | 8 |  | 19781 |  |  | 0 |  |  |  | 0
2020 | OR | OR Solar 6, LLC | 61430 | NWPP | WECC Northwest | SUN | 10 |  | 24018 |  |  | 0 |  |  |  | 0
2020 | OR | OR Solar 8, LLC | 61424 | NWPP | WECC Northwest | SUN | 10 |  | 26838 |  |  | 0 |  |  |  | 0
2020 | OR | Orchard Windfarm 1, LLC | 62935 | NWPP | WECC Northwest | WND | 10 |  | 172 |  |  | 0 |  |  |  | 0
2020 | OR | Orchard Windfarm 2, LLC | 64051 | NWPP | WECC Northwest | WND | 10 |  | 184 |  |  | 0 |  |  |  | 0
2020 | OR | Orchard Windfarm 3, LLC | 64052 | NWPP | WECC Northwest | WND | 10 |  | 161 |  |  | 0 |  |  |  | 0
2020 | OR | Orchard Windfarm 4, LLC | 64053 | NWPP | WECC Northwest | WND | 10 |  | 59 |  |  | 0 |  |  |  | 0
2020 | OR | Oregon Convention Center | 60112 | NWPP | WECC Northwest | SUN | 1.4 |  | 1758 |  |  | 0 |  |  |  | 0
2020 | OR | Oregon State University Energy Center | 57653 | NWPP | WECC Northwest | NG | 6.5 | 0.37121 | 43611 | 170387.108 | 0.5266 | 0.02415 | 0.0061813 | EPA/NEI; Estimated using an emission factor | 459008.312 | 1.4186
2020 | OR | Oregon Trail Windfarm LLC | 56971 | NWPP | WECC Northwest | WND | 9.9 |  | 24782 |  |  | 0 |  |  |  | 0
2020 | OR | Oregon University System OIT Klamath Falls | 58961 | NWPP | WECC Northwest | SUN | 2 |  | 3065 |  |  | 0 |  |  |  | 0
2020 | OR | Oregon University System Rabbit Field | 59790 | NWPP | WECC Northwest | SUN | 1.2 |  | 1345 |  |  | 0 |  |  |  | 0
2020 | OR | OSLH, LLC | 60976 | NWPP | WECC Northwest | SUN | 9.9 |  | 23841 |  |  | 0 |  |  |  | 0
2020 | OR | Outback Solar At Christmas Valley | 58131 | NWPP | WECC Northwest | SUN | 4.4 |  | 9639 |  |  | 0 |  |  |  | 0
2020 | OR | Owyhee Dam Power Project | 50361 | NWPP | WECC Northwest | WAT | 4.3 |  | 21362 |  |  | 0 |  |  |  | 0
2020 | OR | Oxbow (OR) | 3014 | NWPP | WECC Northwest | WAT | 190 |  | 894318 |  |  | 0 |  |  |  | 0
2020 | OR | Pacific Canyon Windfarm LLC | 56972 | NWPP | WECC Northwest | WND | 8.3 |  | 18876 |  |  | 0 |  |  |  | 0
2020 | OR | Paisley Geothermal Generating Plant | 59382 | NWPP | WECC Northwest | GEO | 3.7 |  | 0
2020 | OR | Palmer Creek Solar, LLC | 63956 | NWPP | WECC Northwest | SUN | 2.3 |  | 306 |  |  | 0 |  |  |  | 0
2020 | OR | PaTu Wind Farm LLC | 57578 | NWPP | WECC Northwest | WND | 9 |  | 31859 |  |  | 0 |  |  |  | 0
2020 | OR | Pebble Springs Wind LLC | 56789 | NWPP | WECC Northwest | WND | 98.7 |  | 255711 |  |  | 0 |  |  |  | 0
2020 | OR | Pelton | 3048 | NWPP | WECC Northwest | WAT | 109.8 |  | 339138.999 |  |  | 0 |  |  |  | 0
2020 | OR | Perennial Wind Chaser Station | 59721 | NWPP | WECC Northwest | NG | 424
2020 | OR | Peters Drive Plant | 10324 | NWPP | WECC Northwest | WAT | 1.8 |  | 9980 |  |  | 0 |  |  |  | 0
2020 | OR | PHP 1 | 4213 | NWPP | WECC Northwest | WAT | 23.7 |  | 53072 |  |  | 0 |  |  |  | 0
2020 | OR | PHP 2 | 4214 | NWPP | WECC Northwest | WAT | 11.8 |  | 35165 |  |  | 0 |  |  |  | 0
2020 | OR | Pika Solar | 63462 | NWPP | WECC Northwest | SUN | 2.2 |  | 118 |  |  | 0 |  |  |  | 0
2020 | OR | Poplars Ranch Solar LLC | 59890 | NWPP | WECC Northwest | SUN | 16
2020 | OR | Port Westward | 56227 | NWPP | WECC Northwest | NG | 483 |  | 2643242 | 18344510 | 55.4652 | 0.041968 | 0.0060471 | EPA/NEI | 18344510 | 55.4652
2020 | OR | Port Westward Unit 2 | 58266 | NWPP | WECC Northwest | NG | 225.6 |  | 449028.996 | 3864220.875 | 0.81535 | 0.0036316 | 0.000422 | Estimated using an emission factor | 3864220.875 | 0.81535
2020 | OR | POTB Digester | 58591 | NWPP | WECC Northwest | OBG | 1 |  | 0
2020 | OR | Powerdale | 3031 | NWPP | WECC Northwest | WAT | 6
2020 | OR | Prineville Solar Energy LLC | 63049 | NWPP | WECC Northwest | SUN | 46.2
2020 | OR | Prospect 1 | 3032 | NWPP | WECC Northwest | WAT | 3.8 |  | 12911 |  |  | 0 |  |  |  | 0
2020 | OR | Prospect 2 | 3033 | NWPP | WECC Northwest | WAT | 32 |  | 175890 |  |  | 0 |  |  |  | 0
2020 | OR | Prospect 3 | 3034 | NWPP | WECC Northwest | WAT | 7.2 |  | 17021 |  |  | 0 |  |  |  | 0
2020 | OR | Prospect 4 | 3035 | NWPP | WECC Northwest | WAT | 1 |  | 2694 |  |  | 0 |  |  |  | 0
2020 | OR | Prospector Windfarm (Burnt River) | 59493 | NWPP | WECC Northwest | WND | 10 |  | 25435 |  |  | 0 |  |  |  | 0
2020 | OR | Rafael Solar | 63206 | NWPP | WECC Northwest | SUN | 2.2 |  | 3760 |  |  | 0 |  |  |  | 0
2020 | OR | Railroad Solar Center, LLC | 60333 | NWPP | WECC Northwest | SUN | 4.5 |  | 10161 |  |  | 0 |  |  |  | 0
2020 | OR | Riley | 63925 | NWPP | WECC Northwest | SUN | 10 |  | 12376 |  |  | 0 |  |  |  | 0
2020 | OR | River Mill | 3049 | NWPP | WECC Northwest | WAT | 18.8 |  | 84425.998 |  |  | 0 |  |  |  | 0
2020 | OR | River Valley Solar | 63665 | NWPP | WECC Northwest | SUN | 1.9 |  | 0
2020 | OR | Riverbend Landfill | 57019 | NWPP | WECC Northwest | LFG | 4.8 |  | 21136.998 | 268287 | 1.9719 | 0.18658 | 0.0147 | Estimated using an emission factor | 268287 | 1.9719
2020 | OR | Rock Garden Solar, LLC | 63779 | NWPP | WECC Northwest | SUN | 10 |  | 14169 |  |  | 0 |  |  |  | 0
2020 | OR | Roseburg LFG | 57911 | NWPP | WECC Northwest | LFG | 1.6 |  | 10285 | 105327 | 0.77415 | 0.15054 | 0.0147 | Estimated using an emission factor | 105327 | 0.77415
2020 | OR | Round Butte | 3050 | NWPP | WECC Northwest | WAT | 372.5 |  | 768885.001 |  |  | 0 |  |  |  | 0
2020 | OR | Salem Smart Power Center | 60441 | NWPP | WECC Northwest | MWH | 5 |  | -385 | 0 |  | 0 |  |  | 0 | 0
2020 | OR | Sand Ranch Windfarm LLC | 56973 | NWPP | WECC Northwest | WND | 9.9 |  | 23087 |  |  | 0 |  |  |  | 0
2020 | OR | Seneca Sustainable Energy LLC | 57457 | NWPP | WECC Northwest | WDS | 19.8 | 0.99516 | 121176 | 1216802.948 | 11.3765 | 0.18777 | 0.018699 | NEI avg EF - PM, fuel type | 1222722 | 11.4318
2020 | OR | Sheep Solar | 61830 | NWPP | WECC Northwest | SUN | 2.2 |  | 3837 |  |  | 0 |  |  |  | 0
2020 | OR | Shell New Energies, Junction City | 59704 | NWPP | WECC Northwest | OBG | 1.6 | 1 | 0
2020 | OR | Short Mountain | 7413 | NWPP | WECC Northwest | LFG | 3.2 |  | 19153 | 275968 | 2.0284 | 0.21181 | 0.0147 | Estimated using an emission factor | 275968 | 2.0284
2020 | OR | Silverton Solar | 61829 | NWPP | WECC Northwest | SUN | 2.2 |  | 4411 |  |  | 0 |  |  |  | 0
2020 | OR | Siphon Power Project | 50980 | NWPP | WECC Northwest | WAT | 5.4 |  | 17302 |  |  | 0 |  |  |  | 0
2020 | OR | Slide Creek | 3036 | NWPP | WECC Northwest | WAT | 18 |  | 47976 |  |  | 0 |  |  |  | 0
2020 | OR | Soda Springs | 3037 | NWPP | WECC Northwest | WAT | 11 |  | 37577 |  |  | 0 |  |  |  | 0
2020 | OR | Solar Star Oregon II | 61048 | NWPP | WECC Northwest | SUN | 56.3 |  | 121855 |  |  | 0 |  |  |  | 0
2020 | OR | South Hurlburt Wind LLC | 57549 | NWPP | WECC Northwest | WND | 290 |  | 633835 |  |  | 0 |  |  |  | 0
2020 | OR | Sprague Hydro | 10737 | NWPP | WECC Northwest | WAT | 1.2 |  | 2013 |  |  | 0 |  |  |  | 0
2020 | OR | SSD Clackamas 1, LLC | 63961 | NWPP | WECC Northwest | SUN | 4 |  | 68 |  |  | 0 |  |  |  | 0
2020 | OR | SSD Clackamas 4, LLC | 63962 | NWPP | WECC Northwest | SUN | 2 |  | 49 |  |  | 0 |  |  |  | 0
2020 | OR | SSD Clackamas 7, LLC | 63963 | NWPP | WECC Northwest | SUN | 2 |  | 27 |  |  | 0 |  |  |  | 0
2020 | OR | SSD Marion 1, LLC | 63964 | NWPP | WECC Northwest | SUN | 2 |  | 406 |  |  | 0 |  |  |  | 0
2020 | OR | SSD Marion 3, LLC | 63958 | NWPP | WECC Northwest | SUN | 2 |  | 61 |  |  | 0 |  |  |  | 0
2020 | OR | SSD Marion 5, LLC | 63959 | NWPP | WECC Northwest | SUN | 2 |  | 166 |  |  | 0 |  |  |  | 0
2020 | OR | SSD Marion 6, LLC | 63960 | NWPP | WECC Northwest | SUN | 2 |  | 76 |  |  | 0 |  |  |  | 0
2020 | OR | St Louis Solar | 63456 | NWPP | WECC Northwest | SUN | 2.2 |  | 3301 |  |  | 0 |  |  |  | 0
2020 | OR | Star Point Wind Project LLC | 57096 | NWPP | WECC Northwest | WND | 98.7 |  | 246523 |  |  | 0 |  |  |  | 0
2020 | OR | Starvation | 63344 | NWPP | WECC Northwest | SUN | 9.9 |  | 23846 |  |  | 0 |  |  |  | 0
2020 | OR | Steel Bridge Solar, LLC | 60057 | NWPP | WECC Northwest | SUN | 2.3 |  | 3512 |  |  | 0 |  |  |  | 0
2020 | OR | Stone Creek | 7508 | NWPP | WECC Northwest | WAT | 12 |  | 31265 |  |  | 0 |  |  |  | 0
2020 | OR | Sullivan | 3053 | NWPP | WECC Northwest | WAT | 15.4 |  | 106564.997 |  |  | 0 |  |  |  | 0
2020 | OR | SulusSolar17 | 63908 | NWPP | WECC Northwest | SUN | 3.1 |  | 3104 |  |  | 0 |  |  |  | 0
2020 | OR | SulusSolar22 | 64022 | NWPP | WECC Northwest | SUN | 3
2020 | OR | SulusSolar25 | 64034 | NWPP | WECC Northwest | SUN | 2.2 |  | 211 |  |  | 0 |  |  |  | 0
2020 | OR | SulusSolar28 | 64007 | NWPP | WECC Northwest | SUN | 3 |  | 519 |  |  | 0 |  |  |  | 0
2020 | OR | SulusSolar29 | 64048 | NWPP | WECC Northwest | SUN | 2.6 |  | 198 |  |  | 0 |  |  |  | 0
2020 | OR | SulusSolar33 | 64006 | NWPP | WECC Northwest | SUN | 3
2020 | OR | SulusSolar35 | 63969 | NWPP | WECC Northwest | SUN | 3 |  | 2167 |  |  | 0 |  |  |  | 0
2020 | OR | Summit Ridge I Wind Farm | 58894 | NWPP | WECC Northwest | WND | 192
2020 | OR | Suntex Solar, LLC | 63778 | NWPP | WECC Northwest | SUN | 10 |  | 12469 |  |  | 0 |  |  |  | 0
2020 | OR | The Dalles | 3895 | NWPP | WECC Northwest | WAT | 1819.7 |  | 6705211.995 |  |  | 0 |  |  |  | 0
2020 | OR | Thomas Creek Solar | 63443 | NWPP | WECC Northwest | SUN | 2.2 |  | 3749 |  |  | 0 |  |  |  | 0
2020 | OR | Threemile Canyon | 56933 | NWPP | WECC Northwest | WND | 9.9 |  | 25198 |  |  | 0 |  |  |  | 0
2020 | OR | Threemile Digester | 58382 | NWPP | WECC Northwest | OBG | 4.8 | 0.53794 | 37452.999 | 199576.096 | 1.4669 | 0.078332 | 0.0147 | Estimated using an emission factor | 370999.992 | 2.7268
2020 | OR | Thunderegg Solar Center, LLC | 60334 | NWPP | WECC Northwest | SUN | 10 |  | 22561 |  |  | 0 |  |  |  | 0
2020 | OR | Tickle Creek Solar | 63442 | NWPP | WECC Northwest | SUN | 1.9 |  | 3011 |  |  | 0 |  |  |  | 0
2020 | OR | Timothy Lake Powerhouse | 60868 | NWPP | WECC Northwest | WAT | 1.2 |  | 0
2020 | OR | Toketee Falls | 3040 | NWPP | WECC Northwest | WAT | 42.6 |  | 156575.001 |  |  | 0 |  |  |  | 0
2020 | OR | Tumbleweed Solar, LLC | 61580 | NWPP | WECC Northwest | SUN | 9.9 |  | 21082 |  |  | 0 |  |  |  | 0
2020 | OR | Tunnel 1 Power Project | 50362 | NWPP | WECC Northwest | WAT | 7 |  | 18874 |  |  | 0 |  |  |  | 0
2020 | OR | Univ of Oregon Central Power Station | 54950 | NWPP | WECC Northwest | NG | 11 | 0.56987 | 82.45 | 702.098 | 0.0021699 | 0.052636 | 0.0061813 | EPA/NEI; Estimated using an emission factor | 1232.036 | 0.0038078
2020 | OR | Vale Air Solar Center, LLC | 60335 | NWPP | WECC Northwest | SUN | 10 |  | 22444 |  |  | 0 |  |  |  | 0
2020 | OR | Vale Solar Center | 61856 | NWPP | WECC Northwest | SUN | 3 |  | 2676 |  |  | 0 |  |  |  | 0
2020 | OR | Valley Creek Solar | 61828 | NWPP | WECC Northwest | SUN | 2.2 |  | 5098 |  |  | 0 |  |  |  | 0
2020 | OR | Vansycle | 55125 | NWPP | WECC Northwest | WND | 25 |  | 83624 |  |  | 0 |  |  |  | 0
2020 | OR | Vansycle II Wind Energy Center | 58324 | NWPP | WECC Northwest | WND | 98.9 |  | 310808 |  |  | 0 |  |  |  | 0
2020 | OR | Wagon Trail LLC | 56974 | NWPP | WECC Northwest | WND | 3.3 |  | 7618 |  |  | 0 |  |  |  | 0
2020 | OR | Wallowa Falls | 3041 | NWPP | WECC Northwest | WAT | 1.1 |  | 5078 |  |  | 0 |  |  |  | 0
2020 | OR | Walterville | 3071 | NWPP | WECC Northwest | WAT | 8 |  | 52567 |  |  | 0 |  |  |  | 0
2020 | OR | Ward Butte Windfarm LLC | 56975 | NWPP | WECC Northwest | WND | 6.6 |  | 16837 |  |  | 0 |  |  |  | 0
2020 | OR | Warm Springs Power Enterprises | 54721 | NWPP | WECC Northwest | WAT | 19.6 |  | 59917 |  |  | 0 |  |  |  | 0
2020 | OR | Waste Management Columbia Ridge LFGTE | 57015 | NWPP | WECC Northwest | LFG | 12.8 |  | 101510 | 1216576 | 8.9418 | 0.17618 | 0.0147 | Estimated using an emission factor | 1216576 | 8.9418
2020 | OR | West Hines Solar I, LLC | 63796 | NWPP | WECC Northwest | SUN | 10 |  | 14958 |  |  | 0 |  |  |  | 0
2020 | OR | Wheat Field Wind Power Project | 56854 | NWPP | WECC Northwest | WND | 97 |  | 240951 |  |  | 0 |  |  |  | 0
2020 | OR | Wheatridge 1 | 64057 | NWPP | WECC Northwest | WND | 100 |  | 16207 |  |  | 0 |  |  |  | 0
2020 | OR | Wheatridge Hybrid | 62745 | NWPP | WECC Northwest | WND | 280 |  | 93026 |  |  | 0 |  |  |  | 0
2020 | OR | Williams Acres Solar | 63664 | NWPP | WECC Northwest | SUN | 2.5 |  | 0
2020 | OR | Willow Creek Energy Center | 56952 | NWPP | WECC Northwest | WND | 72 |  | 195046 |  |  | 0 |  |  |  | 0
2020 | OR | Willow Spring Windfarm (Burnt River) | 59494 | NWPP | WECC Northwest | WND | 10 |  | 29630 |  |  | 0 |  |  |  | 0
2020 | OR | WLWPCF Cogeneration Facility | 64663 | NWPP | WECC Northwest | OBG | 1.2 | 0.062176 | 2256 | 14161.347 | 0.10409 | 0.092274 | 0.0147 | Estimated using an emission factor | 227761 | 1.674
2020 | OR | Woodline Solar | 61559 | NWPP | WECC Northwest | SUN | 8 |  | 17892 |  |  | 0 |  |  |  | 0
2020 | OR | WyEast Solar | 61345 | NWPP | WECC Northwest | SUN | 10 |  | 21768 |  |  | 0 |  |  |  | 0
2020 | OR | Yamhill Solar LLC | 57652 | NWPP | WECC Northwest | SUN | 1 |  | 143 |  |  | 0 |  |  |  | 0
2020 | PA | 500 Virginia Solar | 57640 | RFCE | RFC East | SUN | 1 |  | 1070 |  |  | 0 |  |  |  | 0
2020 | PA | Allegheny Hydro No 8 | 50897 | RFCW | RFC West | WAT | 13.6 |  | 83412 |  |  | 0 |  |  |  | 0
2020 | PA | Allegheny Hydro No 9 | 50898 | RFCW | RFC West | WAT | 17.8 |  | 101138 |  |  | 0 |  |  |  | 0
2020 | PA | Allegheny L&D2 Hydroelectric Project | 62401 | RFCW | RFC West | WAT | 9
2020 | PA | Allegheny No 6 Hydro Station | 50894 | RFCW | RFC West | WAT | 9.2 |  | 35153 |  |  | 0 |  |  |  | 0
2020 | PA | Allegheny No. 5 Hydro Station | 50893 | RFCW | RFC West | WAT | 9.2 |  | 34962 |  |  | 0 |  |  |  | 0
2020 | PA | Allegheny Ridge Wind Farm | 56451 | RFCE | RFC East | WND | 80 |  | 214046 |  |  | 0 |  |  |  | 0
2020 | PA | Allenwood | 57581 | RFCE | RFC East | LFG | 3.2 |  | 24478 | 263149 | 1.9341 | 0.15803 | 0.0147 | Estimated using an emission factor | 263149 | 1.9341
2020 | PA | Alpaca | 58813 | RFCE | RFC East | NG | 43 |  | 30843.999 | 280758 | 0.05924 | 0.0038413 | 0.000422 | EPA/NEI; Estimated using an emission factor | 280758 | 0.05924
2020 | PA | Amity Energy LLC | 59418 | RFCW | RFC West | NG | 43
2020 | PA | Anchor Energy | 61304 | RFCW | RFC West | NG | 22
2020 | PA | Aqua Ingrams Mill | 57280 | RFCE | RFC East | SUN | 1 |  | 1110 |  |  | 0 |  |  |  | 0
2020 | PA | Armenia Mountain Wind Farm | 57044 | RFCE | RFC East | WND | 100.5 |  | 262180 |  |  | 0 |  |  |  | 0
2020 | PA | Armstrong Power, LLC | 55347 | RFCW | RFC West | NG | 688 |  | 1150560 | 11962091.25 | 86.3224 | 0.15005 | 0.014433 | EPA/NEI | 11962091.25 | 86.3224
2020 | PA | Bayles | 58816 | RFCW | RFC West | NG | 43
2020 | PA | Beaver Dam | 58811 | RFCE | RFC East | NG | 22 |  | 46110 | 360451.992 | 0.076055 | 0.0032989 | 0.000422 | Estimated using an emission factor | 360451.992 | 0.076055
2020 | PA | Beaver Solar LLC | 59546 | RFCW | RFC West | SUN | 1.3 |  | 1269 |  |  | 0 |  |  |  | 0
2020 | PA | Beaver Valley | 6040 | RFCW | RFC West | NUC | 1846.8 |  | 15393393 |  |  | 0 |  |  |  | 0
2020 | PA | Beaver Valley Patterson Dam | 10546 | RFCW | RFC West | WAT | 1.2 |  | 4514.001 |  |  | 0 |  |  |  | 0
2020 | PA | Bethlehem Power Plant | 55690 | RFCE | RFC East | NG | 1153 |  | 5602149 | 45317513 | 131.23 | 0.04685 | 0.0057916 | EPA/NEI | 45317513 | 131.23
2020 | PA | Big Level Wind | 60551 | RFCE | RFC East | WND | 90 |  | 275299 |  |  | 0 |  |  |  | 0
2020 | PA | Birdsboro Power | 61035 | RFCE | RFC East | NG | 525 |  | 3631253 | 24210442 | 74.8257 | 0.041212 | 0.0061813 | NEI avg EF - PM, fuel type, firing type | 24210442 | 74.8257
2020 | PA | Blossburg | 3120 | RFCE | RFC East | NG | 24 |  | -104 | 1134 | 0.00056373 | 0 | 0.00099423 | NEI avg EF - PM, fuel type, firing type | 1134 | 0.00056373
2020 | PA | Blue Ridge Landfill | 57466 | RFCW | RFC West | LFG | 6.4 |  | 46104 | 500640 | 3.6797 | 0.15963 | 0.0147 | Estimated using an emission factor | 500640 | 3.6797
2020 | PA | Braddock Lock and Dam | 59091 | RFCW | RFC West | WAT | 5.3
2020 | PA | Broad Mountain | 56911 | RFCE | RFC East | LFG | 11 |  | 50816 | 949106 | 10.2503 | 0.40343 | 0.0216 | Estimated using an emission factor | 949106 | 10.2503
2020 | PA | Broad Mountain Wind Project | 63210 | RFCE | RFC East | WND | 80
2020 | PA | Bruce Mansfield | 6094 | RFCW | RFC West | RC | 2741.1 |  | 0
2020 | PA | Brunner Island, LLC | 3140 | RFCE | RFC East | BIT | 1624.2 |  | 1840170 | 19918796 | 86.9935 | 0.094549 | 0.0087348 | EPA/NEI | 19918796 | 86.9935
2020 | PA | Brunot Island Power Station | 3096 | RFCW | RFC West | NG | 416.4 |  | 120616 | 1344596.344 | 10.6379 | 0.17639 | 0.015823 | EPA/NEI | 1344596.344 | 10.6379
2020 | PA | Bucknell University | 54333 | RFCE | RFC East | NG | 5.9 | 0.35042 | 31129 | 167224.412 | 0.47891 | 0.030769 | 0.0057278 | EPA/NEI; Estimated using an emission factor | 477205.844 | 1.3667
2020 | PA | Cambria Wind LLC | 57139 | RFCE | RFC East | WND | 62.5 |  | 136798 |  |  | 0 |  |  |  | 0
2020 | PA | CASD Solar | 57668 | RFCE | RFC East | SUN | 1.3 |  | 1 |  |  | 0 |  |  |  | 0
2020 | PA | Casselman Wind Power Project | 56369 | RFCW | RFC West | WND | 34.5 |  | 94503 |  |  | 0 |  |  |  | 0
2020 | PA | Chambersburg Units 12 & 13 | 55654 | RFCW | RFC West | NG | 87.6 |  | 228987 | 2372710.25 | 0.52 | 0.0045417 | 0.00043832 | EPA/NEI | 2372710.25 | 0.52
2020 | PA | Chester Generating Station | 3157 | RFCE | RFC East | DFO | 55.8 |  | 68.001 | 1235.001 | 0.011142 | 0.3277 | 0.018044 | NEI avg EF - PM, fuel type, firing type | 1235.001 | 0.011142
2020 | PA | Chestnut Flats Wind Farm | 57268 | RFCE | RFC East | WND | 38 |  | 99032 |  |  | 0 |  |  |  | 0
2020 | PA | Cheswick | 8226 | RFCW | RFC West | BIT | 637 |  | 550864 | 6543784.5 | 30.6018 | 0.1111 | 0.0093529 | EPA/NEI | 6543784.5 | 30.6018
2020 | PA | CL-Viaduct LLC | 64709 | RFCE | RFC East | SUN | 20
2020 | PA | Colver Green Energy | 10143 | RFCE | RFC East | WC | 118 |  | 487212 | 6389008 | 11.9891 | 0.049215 | 0.003753 | EPA/NEI | 6389008 | 11.9891
2020 | PA | Conemaugh | 3118 | RFCE | RFC East | RC | 1963 |  | 7530024 | 76568324 | 900.513 | 0.23918 | 0.023522 | EPA/NEI | 76568324 | 900.513
2020 | PA | Conemaugh Hydro Plant | 52173 | RFCE | RFC East | WAT | 15 |  | 39680 |  |  | 0 |  |  |  | 0
2020 | PA | Covanta Delaware Valley | 10746 | RFCE | RFC East | MSW | 90 |  | 586666 | 12008658.75 |  |  |  |  | 12008658.75
2020 | PA | Covanta Plymouth Renewable Energy | 54625 | RFCE | RFC East | MSW | 32.1 |  | 197489 | 3751637 |  |  |  |  | 3751637
2020 | PA | CPV Fairview, LLC | 60589 | RFCE | RFC East | NG | 1197 |  | 7396747 | 46585752 | 143.9797 | 0.038931 | 0.0061813 | NEI avg EF - PM, fuel type, firing type | 46585752 | 143.9797
2020 | PA | Crayola Solar Project | 57216 | RFCE | RFC East | SUN | 2.8 |  | 2666 |  |  | 0 |  |  |  | 0
2020 | PA | Cromby Generating Station | 3159 | RFCE | RFC East |  | 420.2
2020 | PA | Crossroads Solar (PA) | 63785 | RFCE | RFC East | SUN | 50
2020 | PA | Croydon Generating Station | 8012 | RFCE | RFC East | DFO | 546.4 |  | 1020 | 18052.8 | 0.1472 | 0.28863 | 0.016308 | EPA/NEI | 18052.8 | 0.1472
2020 | PA | Cumberland County PA LFG Recovery | 56887 | RFCE | RFC East | LFG | 6.4 |  | 49633 | 552966 | 4.0643 | 0.16377 | 0.0147 | Estimated using an emission factor | 552966 | 4.0643
2020 | PA | Dart Container Corp | 58476 | RFCE | RFC East | LFG | 11.2 | 0.64257 | 35412 | 337376.777 | 3.6437 | 0.20579 | 0.0216 | Estimated using an emission factor | 525042 | 5.6705
2020 | PA | Delaware Generating Station | 3160 | RFCE | RFC East | DFO | 392.1 |  | 152 | 2671.001 | 0.024097 | 0.31707 | 0.018044 | EPA/NEI; Estimated using an emission factor | 2671.001 | 0.024097
2020 | PA | Dickinson Solar | 62946 | RFCE | RFC East | SUN | 3 |  | 4746 |  |  | 0 |  |  |  | 0
2020 | PA | Domtar Paper Company, LLC | 54638 | RFCW | RFC West | BLQ | 54 | 0.15657 | 225019 | 963425.395 | 2.7637 | 0.024564 | 0.0057373 | EPA/NEI | 6153225 | 17.6516
2020 | PA | East Campus Steam Plant | 58195 | RFCW | RFC West | NG | 7 | 0.42682 | 51799 | 263917.675 | 0.1312 | 0.0050656 | 0.00099423 | NEI avg EF - PM, fuel type, firing type | 618335 | 0.30738
2020 | PA | Ebensburg Power Company | 10603 | RFCE | RFC East | WC | 57.6 | 1 | 290154 | 4743554.5 | 27.02 | 0.18625 | 0.011392 | EPA/NEI | 4743554.5 | 27.02
2020 | PA | ECP Uptown Campus | 63485 | RFCW | RFC West | NG | 5.6 | 0.55549 | 27572 | 247466.526 | 0.12302 | 0.0089235 | 0.00099423 | NEI avg EF - PM, fuel type, firing type | 445495 | 0.22146
2020 | PA | Eddystone Generating Station | 3161 | RFCE | RFC East | NG | 1568.8 |  | 12360 | 180277.223 | 1.301 | 0.21051 | 0.014433 | EPA/NEI | 180277.223 | 1.301
2020 | PA | Elizabethtown Solar | 60985 | RFCE | RFC East | SUN | 2 |  | 2811 |  |  | 0 |  |  |  | 0
2020 | PA | Elk Hill Solar 1 | 63773 | RFCW | RFC West | SUN | 20
2020 | PA | Elk Hill Solar 2 | 63768 | RFCW | RFC West | SUN | 15 |  | 445 |  |  | 0 |  |  |  | 0
2020 | PA | Elrama Power Plant | 3098 | RFCW | RFC West | BIT | 510
2020 | PA | Emsworth BC Hydroelectric Project | 62434 | RFCW | RFC West | WAT | 12
2020 | PA | Emsworth L&D Hydroelectric Project | 62433 | RFCW | RFC West | WAT | 20.4
2020 | PA | Erie Coke | 50920 | RFCE | RFC East | OG | 2.5
2020 | PA | ESC Tioga County Power | 60205 | NYUP | NPCC Upstate NY | NG | 892.5
2020 | PA | F R Phillips | 3099 | RFCW | RFC West | BIT | 410
2020 | PA | Fairless Energy Center | 55298 | RFCE | RFC East | NG | 1338 |  | 7847977 | 54310170 | 64.6719 | 0.016481 | 0.0023816 | EPA/NEI | 54310170 | 64.6719
2020 | PA | Fairless Hills Generating Station | 7701 | RFCE | RFC East | OG | 60 | 1 | 76597 | 1186720.5 | 7.0235 | 0.18339 | 0.011837 | EPA/NEI; Estimated using an emission factor | 1186720.5 | 7.0235
2020 | PA | Falling Spring | 7397 | RFCW | RFC West | NG | 7.2 |  | 1246 | 12896 | 0.0027211 | 0.0043677 | 0.000422 | Estimated using an emission factor | 12896 | 0.0027211
2020 | PA | Falls | 3162 | RFCE | RFC East | DFO | 63.6 |  | 128.001 | 3213.999 | 0.0244 | 0.38125 | 0.015184 | EPA/NEI | 3213.999 | 0.0244
2020 | PA | Fayette Power Company LLC | 55516 | RFCW | RFC West | NG | 644.1 |  | 4974896 | 35518016 | 106.96 | 0.043 | 0.0060229 | EPA/NEI | 35518016 | 106.96
2020 | PA | FirstEnergy Armstrong Power Station | 3178 | RFCW | RFC West | BIT | 326.4
2020 | PA | FirstEnergy Mitchell Power Station | 3181 | RFCW | RFC West |  | 448.6
2020 | PA | FirstEnergy Springdale Power Station | 3182 | RFCW | RFC West |  | 215.3
2020 | PA | Florey Knobb | 58821 | RFCE | RFC East | NG | 43
2020 | PA | Fort Indiantown Gap | 62408 | RFCE | RFC East | SUN | 3 |  | 5006 |  |  | 0 |  |  |  | 0
2020 | PA | Forward Windpower LLC | 56699 | RFCE | RFC East | WND | 29.4 |  | 60465 |  |  | 0 |  |  |  | 0
2020 | PA | Frey Farm Landfill | 56510 | RFCE | RFC East | LFG | 3.2 | 1 | 13164 | 146545 | 1.0771 | 0.16364 | 0.0147 | EPA/NEI; Estimated using an emission factor | 146545 | 1.0771
2020 | PA | Gans Generating Facility | 55377 | RFCW | RFC West | NG | 87.6 |  | 189772 | 2013410.125 | 0.497 | 0.0052379 | 0.00049369 | EPA/NEI | 2013410.125 | 0.497
2020 | PA | General Electric Diesel Engine Plant | 10058 | RFCW | RFC West | DFO | 4.4 | 1 | 3286 | 100259 | 15.5401 | 9.4584 | 0.31 | Estimated using an emission factor | 100259 | 15.5401
2020 | PA | Gettysburg Energy & Nutrient Rec Facility | 58565 | RFCE | RFC East | OBS | 3.3 | 1 | 0
2020 | PA | Gilberton Power Company | 10113 | RFCE | RFC East | WC | 88.4 | 0.91589 | 634279 | 7674403.342 | 47.3198 | 0.14921 | 0.012332 | EPA/NEI | 8379201.75 | 51.6655
2020 | PA | Glades Pike Generation Plant | 59759 | RFCE | RFC East | LFG | 6.5 |  | 14817 | 223117 | 2.1381 | 0.2886 | 0.019165 | Estimated using an emission factor | 223117 | 2.1381
2020 | PA | GLRA Landfill | 56512 | RFCE | RFC East | LFG | 3.2 |  | 15508 | 170855 | 1.2558 | 0.16195 | 0.0147 | Estimated using an emission factor | 170855 | 1.2558
2020 | PA | Grays Ferry Cogen Partnership | 54785 | RFCE | RFC East | NG | 192.6 | 0.47269 | 1136550 | 6072475.795 | 50.6118 | 0.089062 | 0.016669 | EPA/NEI | 12846683.75 | 107.0724
2020 | PA | Grays Landing L&D Hydroelectric Project | 62388 | RFCW | RFC West | WAT | 12
2020 | PA | Green Knight Energy Center | 55765 | RFCE | RFC East | LFG | 9.9 |  | 34631.001 | 690339 | 7.4557 | 0.43058 | 0.0216 | Estimated using an emission factor | 690339 | 7.4557
2020 | PA | Green Mountain Storage, LLC | 55370 | RFCE | RFC East | MWH | 20.8 |  | -2895 | 0 |  | 0 |  |  | 0 | 0
2020 | PA | GSK York RDC Solar Facility | 57390 | RFCE | RFC East | SUN | 2.6 |  | 2483 |  |  | 0 |  |  |  | 0
2020 | PA | Hamilton (PA) | 3109 | RFCE | RFC East | DFO | 19.6 |  | 81 | 3762 | 0.03394 | 0.83803 | 0.018044 | NEI avg EF - PM, fuel type, firing type | 3762 | 0.03394
2020 | PA | Hamilton Liberty Generation Plant | 58420 | RFCE | RFC East | NG | 870 |  | 5081253 | 34521396 | 58.77 | 0.023132 | 0.0034048 | EPA/NEI | 34521396 | 58.77
2020 | PA | Hamilton Patriot Generation Plant | 58426 | RFCE | RFC East | NG | 870 |  | 6194098 | 41129444 | 88.31 | 0.028514 | 0.0042942 | EPA/NEI | 41129444 | 88.31
2020 | PA | Handsome Lake Energy | 55233 | RFCE | RFC East | NG | 294.5 |  | 103838 | 1504550.109 | 8.5107 | 0.16392 | 0.011313 | EPA/NEI | 1504550.109 | 8.5107
2020 | PA | Harrisburg Facility | 10118 | RFCE | RFC East | MSW | 32.3 | 0.25528 | 114381 | 673924.825 |  |  |  |  | 2639988.438
2020 | PA | Hatfields Ferry Power Station | 3179 | RFCW | RFC West | BIT | 1728
2020 | PA | Hazle Spindle | 57716 | RFCE | RFC East | MWH | 20 |  | -12452 | 0 |  | 0 |  |  | 0 | 0
2020 | PA | Hazleton Generation | 10870 | RFCE | RFC East | NG | 171.5 |  | 9429.001 | 136078.543 | 1.7537 | 0.37198 | 0.025775 | EPA/NEI | 136078.543 | 1.7537
2020 | PA | Helix Ironwood LLC | 55337 | RFCE | RFC East | NG | 777.6 |  | 4869588 | 35940024 | 82.29 | 0.033798 | 0.0045793 | EPA/NEI | 35940024 | 82.29
2020 | PA | Hickory Run Energy Station | 61028 | RFCW | RFC West | NG | 1033.7 |  | 3938973.1 | 27905722 | 86.2465 | 0.043791 | 0.0061813 | NEI avg EF - PM, fuel type, firing type | 27905722 | 86.2465
2020 | PA | Highland North Wind Farm | 57991 | RFCE | RFC East | WND | 75 |  | 197222 |  |  | 0 |  |  |  | 0
2020 | PA | Hill Top Energy Center, LLC | 62565 | RFCW | RFC West | NG | 664.7
2020 | PA | Holdridge Energy | 61305 | RFCE | RFC East | NG | 22
2020 | PA | Holtwood | 3145 | RFCE | RFC East | WAT | 247.3 |  | 881737.999 |  |  | 0 |  |  |  | 0
2020 | PA | Homer City | 3122 | RFCW | RFC West | BIT | 2012 |  | 2979035 | 33998055 | 409.0603 | 0.27463 | 0.024064 | EPA/NEI | 33998055 | 409.0603
2020 | PA | Hop Bottom | 58800 | RFCE | RFC East | NG | 43
2020 | PA | Hummel Station | 60368 | RFCE | RFC East | NG | 1194.4 |  | 6253834 | 43394136 | 79.3575 | 0.025379 | 0.0036575 | EPA/NEI | 43394136 | 79.3575
2020 | PA | Hunker Solar River, LLC | 63691 | RFCW | RFC West | SUN | 3.3
2020 | PA | Hunlock Creek Energy Center | 3176 | RFCE | RFC East | NG | 145.9 |  | 250491 | 2075792.75 | 6 | 0.047906 | 0.0057809 | EPA/NEI | 2075792.75 | 6
2020 | PA | Hunlock Unit 4 | 56397 | RFCE | RFC East | NG | 44 |  | 38341 | 348114.656 | 0.032 | 0.0016692 | 0.00018385 | EPA/NEI | 348114.656 | 0.032
2020 | PA | Hunterstown | 3110 | RFCE | RFC East | NG | 60 |  | 2835 | 56677.002 | 0.028175 | 0.019877 | 0.00099423 | NEI avg EF - PM, fuel type, firing type | 56677.002 | 0.028175
2020 | PA | Hunterstown Combined Cycle | 55976 | RFCE | RFC East | NG | 898 |  | 6570656 | 46596373 | 130.96 | 0.039862 | 0.005621 | EPA/NEI | 46596373 | 130.96
2020 | PA | IKEA Conshohocken Rooftop PV System | 61819 | RFCE | RFC East | SUN | 1 |  | 208 |  |  | 0 |  |  |  | 0
2020 | PA | Indiana University of Pennsylvania | 10129 | RFCE | RFC East | NG | 24.4 | 0.53069 | 11666 | 69550.019 | 0.014675 | 0.0025159 | 0.000422 | Estimated using an emission factor | 131056 | 0.027653
2020 | PA | Jefferson Torresdale Hospital | 63023 | RFCE | RFC East | NG | 1.1
2020 | PA | Jersey Shore Steel Co | 56886 | RFCE | RFC East | LFG | 1.6
2020 | PA | Juniata Locomotive Shop | 10302 | RFCE | RFC East | NG | 5.5 |  | 1928 | 18958 | 0.0094243 | 0.0097762 | 0.00099423 | EPA/NEI; Estimated using an emission factor | 18958 | 0.0094243
2020 | PA | Keystone | 3136 | RFCE | RFC East | RC | 1883.2 |  | 7291380.799 | 77364300 | 963.4509 | 0.26427 | 0.024907 | EPA/NEI | 77364300 | 963.4509
2020 | PA | Keystone Recovery | 54934 | RFCE | RFC East | LFG | 5.6 |  | 11508 | 188771.994 | 1.3875 | 0.24113 | 0.0147 | Estimated using an emission factor | 188771.994 | 1.3875
2020 | PA | Keystone Solar | 58091 | RFCE | RFC East | SUN | 5 |  | 7331 |  |  | 0 |  |  |  | 0
2020 | PA | Kimberly-Clark Tissue Company | 50410 | RFCE | RFC East | NG | 136.2 | 0.41142 | 94646 | 5125.01 | 0.018819 | 0.00039767 | 0.0073439 | NEI avg EF - PM, fuel type, firing type | 12456.9 | 0.045741
2020 | PA | Knouse Solar Project 1 | 57412 | RFCE | RFC East | SUN | 3 |  | 4123 |  |  | 0 |  |  |  | 0
2020 | PA | L&S Sweetners | 58497 | RFCE | RFC East | LFG | 3.2 |  | 20361 | 252872 | 1.8586 | 0.18257 | 0.0147 | Estimated using an emission factor | 252872 | 1.8586
2020 | PA | Lackawanna Energy Center | 60357 | RFCE | RFC East | NG | 1665 |  | 9226342 | 61894650 | 191.2939 | 0.041467 | 0.0061813 | NEI avg EF - PM, fuel type, firing type | 61894650 | 191.2939
2020 | PA | Lake Lynn Hydro Station | 6636 | RFCW | RFC West | WAT | 51.2 |  | 112892 |  |  | 0 |  |  |  | 0
2020 | PA | Lakeview Gas Recovery | 55074 | RFCE | RFC East | LFG | 6 |  | 26627 | 319245 | 2.3465 | 0.17625 | 0.0147 | Estimated using an emission factor | 319245 | 2.3465
2020 | PA | Lancaster County Resource Recovery | 50859 | RFCE | RFC East | MSW | 35.7 |  | 189722 | 4169115.25 |  |  |  |  | 4169115.25
2020 | PA | Lanchester Generating Station | 56850 | RFCE | RFC East | LFG | 3.2 |  | 19442 | 252872 | 1.8586 | 0.1912 | 0.0147 | Estimated using an emission factor | 252872 | 1.8586
2020 | PA | Laurel Hill Wind | 57744 | RFCE | RFC East | WND | 69 |  | 173242 |  |  | 0 |  |  |  | 0
2020 | PA | Liberty Electric Power Plant | 55231 | RFCE | RFC East | NG | 614 |  | 3757667 | 27416463 | 91.8044 | 0.048862 | 0.006697 | EPA/NEI | 27416463 | 91.8044
2020 | PA | Limerick | 6105 | RFCE | RFC East | NUC | 2277 |  | 19344764 |  |  | 0 |  |  |  | 0
2020 | PA | Lincoln Financial Field | 58231 | RFCE | RFC East | SUN | 2.9 |  | 2929 |  |  | 0 |  |  |  | 0
2020 | PA | Locust Ridge | 56470 | RFCE | RFC East | WND | 26 |  | 68127 |  |  | 0 |  |  |  | 0
2020 | PA | Locust Ridge II LLC | 56770 | RFCE | RFC East | WND | 102 |  | 201838 |  |  | 0 |  |  |  | 0
2020 | PA | Longwood Gardens | 57768 | RFCE | RFC East | SUN | 1.3 |  | 2016 |  |  | 0 |  |  |  | 0
2020 | PA | Lookout Windpower LLC | 56700 | RFCE | RFC East | WND | 37.8 |  | 107711 |  |  | 0 |  |  |  | 0
2020 | PA | Lower Mount Bethel Energy, LLC | 55667 | RFCE | RFC East | NG | 651.6 |  | 2165186 | 15462154 | 39.274 | 0.036278 | 0.00508 | EPA/NEI | 15462154 | 39.274
2020 | PA | Lycoming County | 57582 | RFCE | RFC East | LFG | 3.2 |  | 15539 | 185072 | 1.3603 | 0.17508 | 0.0147 | Estimated using an emission factor | 185072 | 1.3603
2020 | PA | Mahoning Creek Hydroelectric Project | 58685 | RFCW | RFC West | WAT | 6 |  | 13170 |  |  | 0 |  |  |  | 0
2020 | PA | Maidencreek Biomass Plant | 56885 | RFCE | RFC East | WDS | 5.2
2020 | PA | Marcus Hook Energy, LP | 55801 | RFCE | RFC East | NG | 836.1 | 0.9651 | 5189530 | 35422167.38 | 225.6199 | 0.086952 | 0.012739 | EPA/NEI | 36703298 | 233.78
2020 | PA | Marlboro Mushrooms Solar Field | 59327 | RFCE | RFC East | SUN | 1 |  | 1317 |  |  | 0 |  |  |  | 0
2020 | PA | Martin Limestone Solar Array | 58443 | RFCE | RFC East | SUN | 1 |  | 1510 |  |  | 0 |  |  |  | 0
2020 | PA | Martins Creek, LLC | 3148 | RFCE | RFC East | RFO | 2111.9 |  | 374149 | 4799172.75 | 18.0158 | 0.096303 | 0.0075079 | EPA/NEI | 4799172.75 | 18.0158
2020 | PA | Mason Dixon Wind Farm | 60212 | RFCW | RFC West | WND | 79.9
2020 | PA | Masser Farms Realty Solar | 57494 | RFCE | RFC East | SUN | 1 |  | 1136 |  |  | 0 |  |  |  | 0
2020 | PA | Maxwell L&D Hydroelectric Project | 62385 | RFCW | RFC West | WAT | 12
2020 | PA | Mehoopany Wind Energy LLC | 57769 | RFCE | RFC East | WND | 140.8 |  | 397705 |  |  | 0 |  |  |  | 0
2020 | PA | Merck - Upper Gwynedd Solar Array | 61198 | RFCE | RFC East | SUN | 1.5 |  | 0
2020 | PA | Merck & Company - West Point | 52149 | RFCE | RFC East | NG | 95.7 | 0.40497 | 287263.381 | 1527377.796 | 5.9259 | 0.041258 | 0.0077596 | NEI avg EF - PM, fuel type, firing type | 3771550.75 | 14.6329
2020 | PA | Meyersdale Battery | 62444 | RFCE | RFC East | MWH | 18 |  | -4288 | 0 |  | 0 |  |  | 0 | 0
2020 | PA | Meyersdale Windpower, LLC | 56052 | RFCE | RFC East | WND | 30 |  | 70865 |  |  | 0 |  |  |  | 0
2020 | PA | MF Mesa Lane LLC | 56993 | RFCE | RFC East | SUN | 3 |  | 3527 |  |  | 0 |  |  |  | 0
2020 | PA | Mid-River PA, LLC (ABE4) | 64101 | RFCE | RFC East | SUN | 3 |  | 1170 |  |  | 0 |  |  |  | 0
2020 | PA | Milan | 58818 | RFCE | RFC East | NG | 43 |  | 27858.999 | 254572.008 | 0.053715 | 0.0038562 | 0.000422 | EPA/NEI; Estimated using an emission factor | 254572.008 | 0.053715
2020 | PA | Mill Run Windpower LLC | 55805 | RFCE | RFC East | WND | 15 |  | 17632 |  |  | 0 |  |  |  | 0
2020 | PA | Mineral Point Energy | 61300 | RFCE | RFC East | NG | 22
2020 | PA | Monongahela L&D4 Hydroelectric Project | 62404 | RFCW | RFC West | WAT | 12
2020 | PA | Montgomery L&D Hydroelectric Project | 62400 | RFCW | RFC West | WAT | 29.9
2020 | PA | Montour, LLC | 3149 | RFCE | RFC East | BIT | 1775.1 |  | 158977 | 1974068.625 | 14.6056 | 0.18374 | 0.014797 | EPA/NEI | 1974068.625 | 14.6056
2020 | PA | Morgantown | 60388 | RFCE | RFC East | LFG | 1.6 |  | 8922 | 86613 | 0.63661 | 0.1427 | 0.0147 | Estimated using an emission factor | 86613 | 0.63661
2020 | PA | Morgantown Solar Park | 57362 | RFCE | RFC East | SUN | 2 |  | 2435 |  |  | 0 |  |  |  | 0
2020 | PA | Moser Generating Station | 3163 | RFCE | RFC East | DFO | 63.6 |  | 93 | 2615.001 | 0.0215 | 0.46237 | 0.016444 | EPA/NEI | 2615.001 | 0.0215
2020 | PA | Mount Joy Wire | 62741 | RFCE | RFC East | NG | 1.1 | 1 | 67.62 | 705 | 0.00014876 | 0.0043997 | 0.000422 | Estimated using an emission factor | 705 | 0.00014876
2020 | PA | Mountain | 3111 | RFCE | RFC East | DFO | 54 |  | 3503 | 69949.299 | 0.5783 | 0.33017 | 0.016535 | EPA/NEI | 69949.299 | 0.5783
2020 | PA | Mountain View | 56687 | RFCE | RFC East | LFG | 14.4 |  | 37591.008 | 451248 | 3.3167 | 0.17646 | 0.0147 | Estimated using an emission factor | 451248 | 3.3167
2020 | PA | Moxie Freedom Generation Plant | 59906 | RFCE | RFC East | NG | 1058 |  | 5700469 | 39173822 | 121.0721 | 0.042478 | 0.0061813 | NEI avg EF - PM, fuel type, firing type | 39173822 | 121.0721
2020 | PA | Mt. Carmel Cogeneration | 10343 | RFCE | RFC East | WC | 47.3 | 0.99019 | 41730 | 766894.341 | 1.3889 | 0.066567 | 0.0036222 | EPA/NEI | 774489.812 | 1.4027
2020 | PA | Muddy Run | 3164 | RFCE | RFC East | WAT | 1072 |  | -424373 |  |  | 0 |  |  |  | 0
2020 | PA | Navy Yard Peaker Station | 61737 | RFCE | RFC East | NG | 8 |  | 1642 | 16166 | 0.003411 | 0.0041547 | 0.000422 | Estimated using an emission factor | 16166 | 0.003411
2020 | PA | New Castle | 3138 | RFCW | RFC West | NG | 424.4 |  | 552646 | 6338136.25 | 17.4215 | 0.063048 | 0.0054974 | EPA/NEI | 6338136.25 | 17.4215
2020 | PA | Newman (PA) | 54250 | RFCE | RFC East | NG | 1.8 | 0.11049 | 10184 | 56389.343 | 0.20934 | 0.041111 | 0.0074247 | NEI avg EF - PM, fuel type | 510366 | 1.8947
2020 | PA | Niles Valley Energy LLC | 61286 | RFCE | RFC East | NG | 22
2020 | PA | North Allegheny Windpower Project | 56651 | RFCE | RFC East | WND | 70 |  | 158932 |  |  | 0 |  |  |  | 0
2020 | PA | Northampton Generating Plant | 50888 | RFCE | RFC East | WC | 134.1 | 1 | 9447 | 117014.555 | 0.85472 | 0.18095 | 0.014609 | EPA/NEI | 117014.555 | 0.85472
2020 | PA | Norther Tier Landfill | 56890 | RFCE | RFC East | LFG | 1.6 |  | 11897 | 132247 | 0.97202 | 0.16341 | 0.0147 | Estimated using an emission factor | 132247 | 0.97202
2020 | PA | Ontelaunee Energy Center | 55193 | RFCE | RFC East | NG | 728 |  | 3992840 | 28007205 | 56.2945 | 0.028198 | 0.00402 | EPA/NEI | 28007205 | 56.2945
2020 | PA | Orchard Park | 55997 | RFCW | RFC West | NG | 24 |  | 4079 | 37006 | 0.0078083 | 0.0038285 | 0.000422 | Estimated using an emission factor | 37006 | 0.0078083
2020 | PA | Orrtanna | 3112 | RFCE | RFC East | DFO | 27 |  | 94 | 3908 | 0.035257 | 0.75016 | 0.018044 | NEI avg EF - PM, fuel type, firing type | 3908 | 0.035257
2020 | PA | Oxbow Creek | 58714 | RFCE | RFC East | NG | 43 |  | 39884 | 329358.008 | 0.069495 | 0.0034848 | 0.000422 | EPA/NEI; Estimated using an emission factor | 329358.008 | 0.069495
2020 | PA | PA Solar Park | 57256 | RFCE | RFC East | SUN | 20 |  | 13538 |  |  | 0 |  |  |  | 0
2020 | PA | PA Solar Park II | 63520 | RFCE | RFC East | SUN | 10 |  | 9585 |  |  | 0 |  |  |  | 0
2020 | PA | Panther Creek Energy Facility | 50776 | RFCE | RFC East | WC | 94 | 1 | 60143 | 589163.609 | 1.3666 | 0.045445 | 0.0046391 | EPA/NEI | 589163.609 | 1.3666
2020 | PA | Patton Wind Farm | 57999 | RFCE | RFC East | WND | 30 |  | 79188 |  |  | 0 |  |  |  | 0
2020 | PA | Paxton Creek Cogeneration | 50373 | RFCE | RFC East | NG | 12.6 | 0.85523 | 3743 | 31618.019 | 0.0066714 | 0.0035647 | 0.000422 | Estimated using an emission factor | 36970 | 0.0078007
2020 | PA | Peach Bottom | 3166 | RFCE | RFC East | NUC | 2876.4 |  | 21792334 |  |  | 0 |  |  |  | 0
2020 | PA | PEI Power Corporation | 50279 | RFCE | RFC East | NG | 92.9 | 1 | 177758 | 324225.156 | 0.969 | 0.010902 | 0.0059773 | EPA/NEI | 324225.156 | 0.969
2020 | PA | Pennsbury | 7690 | RFCE | RFC East | LFG | 6 |  | 0
2020 | PA | PG Solar 1 | 64874 | RFCW | RFC West | SUN | 3
2020 | PA | Phoenix Contact - CCHP Plant | 62901 | RFCE | RFC East | NG | 1 | 0.79763 | 6480 | 68039.441 | 0.033823 | 0.010439 | 0.00099423 | NEI avg EF - PM, fuel type, firing type | 85302 | 0.042405
2020 | PA | Pickering Solar | 58535 | RFCE | RFC East | SUN | 1.5 |  | 1928 |  |  | 0 |  |  |  | 0
2020 | PA | Pine Grove | 56690 | RFCE | RFC East | DFO | 5.4 |  | 88.992 | 1533.996 | 0.23777 | 5.3436 | 0.31 | Estimated using an emission factor | 1533.996 | 0.23777
2020 | PA | Piney | 3124 | RFCE | RFC East | WAT | 30 |  | 69291.999 |  |  | 0 |  |  |  | 0
2020 | PA | Pioneer Crossing Energy, LLC | 56957 | RFCE | RFC East | LFG | 11.2 |  | 37558.997 | 455203.984 | 3.3457 | 0.17816 | 0.0147 | EPA/NEI; Estimated using an emission factor | 455203.984 | 3.3457
2020 | PA | Pittsburgh Airport Gas Plant | 64873 | RFCW | RFC West | NG | 22
2020 | PA | Pixelle Specialty Solutions | 50397 | RFCE | RFC East | BLQ | 109.5 | 0.16962 | 411078.5 | 2456412.37 | 17.5 | 0.085142 | 0.014248 | EPA/NEI; Estimated using an emission factor | 14481418.875 | 103.1687
2020 | PA | Pocono Solar Project | 57367 | RFCE | RFC East | SUN | 3 |  | 3743 |  |  | 0 |  |  |  | 0
2020 | PA | Point Marion L&D Hydroelectric Project | 62384 | RFCW | RFC West | WAT | 5
2020 | PA | Portland | 3113 | RFCE | RFC East | NG | 621 |  | 1134.999 | 17844.539 | 0.1296 | 0.22837 | 0.014525 | EPA/NEI | 17844.539 | 0.1296
2020 | PA | PPG Monroeville Chemicals Center | 58047 | RFCW | RFC West | DFO | 1.1 |  | 1 | 19 | 0.002945 | 5.89 | 0.31 | Estimated using an emission factor | 19 | 0.002945
2020 | PA | PPL Frey Farm Landfill Wind | 57182 | RFCE | RFC East | WND | 3.2 |  | 6438 |  |  | 0 |  |  |  | 0
2020 | PA | PPL Glendon LFGTE Plant | 57183 | RFCE | RFC East | LFG | 4.8 |  | 15407 | 167514 | 1.2312 | 0.15983 | 0.0147 | EPA/NEI; Estimated using an emission factor | 167514 | 1.2312
2020 | PA | Procter & Gamble Paper Products | 50463 | RFCE | RFC East | NG | 120.2 | 0.56404 | 923503 | 5144432.911 | 19.2007 | 0.041582 | 0.0074647 | EPA/NEI; Estimated using an emission factor | 9120722 | 34.0416
2020 | PA | PWD Northeast WPCP Biogas Cogen Plant | 58326 | RFCE | RFC East | OBG | 5.6 | 1 | 32653 | 315642 | 2.32 | 0.1421 | 0.0147 | Estimated using an emission factor | 315642 | 2.32
2020 | PA | Red Glen Energy | 61306 | RFCW | RFC West | NG | 22
2020 | PA | Renovo Energy Center | 60786 | RFCE | RFC East | NG | 1280
2020 | PA | Richmond | 3168 | RFCE | RFC East | DFO | 131.6 |  | 261 | 3912.9 | 0.035 | 0.2682 | 0.01789 | EPA/NEI | 3912.9 | 0.035
2020 | PA | Ringer Hill Wind Farm, LLC | 60329 | RFCE | RFC East | WND | 39.9 |  | 113338 |  |  | 0 |  |  |  | 0
2020 | PA | Robinson Power Company LLC | 56453 | RFCW | RFC West | NG | 1022.9
2020 | PA | Romark PA Solar | 57465 | RFCW | RFC West | SUN | 1.8 |  | 1922 |  |  | 0 |  |  |  | 0
2020 | PA | Roundtop | 58715 | RFCE | RFC East | NG | 22 |  | 35708 | 341808.008 | 0.072121 | 0.0040395 | 0.000422 | Estimated using an emission factor | 341808.008 | 0.072121
2020 | PA | Safe Harbor | 3175 | RFCE | RFC East | WAT | 417.5 |  | 960618 |  |  | 0 |  |  |  | 0
2020 | PA | Sandy Ridge Wind Farm | 57285 | RFCE | RFC East | WND | 50 |  | 143791 |  |  | 0 |  |  |  | 0
2020 | PA | Schuylkill Generating Station | 3169 | RFCE | RFC East | DFO | 232.9 |  | 702 | 10075 | 0.090895 | 0.25896 | 0.018044 | EPA/NEI; Estimated using an emission factor | 10075 | 0.090895
2020 | PA | Scrubgrass Generating Plant | 50974 | RFCE | RFC East | WC | 94.7 | 1 | 5893 | 120768.855 | 1.0352 | 0.35134 | 0.017144 | EPA/NEI | 120768.855 | 1.0352
2020 | PA | SECCRA Community Landfill | 56873 | RFCE | RFC East | LFG | 3.6 |  | 3561 | 38415 | 0.28235 | 0.15858 | 0.0147 | EPA/NEI; Estimated using an emission factor | 38415 | 0.28235
2020 | PA | Seldom Seen Wind LLC | 56655 | RFCE | RFC East | WND | 41
2020 | PA | Seneca Generation LLC | 8225 | RFCE | RFC East | WAT | 469 |  | -169886 |  |  | 0 |  |  |  | 0
2020 | PA | Seward | 3130 | RFCE | RFC East | WC | 803.2 |  | 2213865 | 25765413 | 68.72 | 0.062081 | 0.0053343 | EPA/NEI | 25765413 | 68.72
2020 | PA | Shawnee (PA) | 3114 | RFCE | RFC East | DFO | 20 |  | -96 | 1516 | 0.013677 | 0 | 0.018044 | NEI avg EF - PM, fuel type, firing type | 1516 | 0.013677
2020 | PA | Shawville | 3131 | RFCE | RFC East | NG | 632 |  | 1353511.001 | 15157042.75 | 68.8433 | 0.10173 | 0.009084 | EPA/NEI | 15157042.75 | 68.8433
2020 | PA | Shell Chemical Appalachia LLC | 58933 | RFCW | RFC West | NG | 274.5
2020 | PA | Somerset Windpower LLC | 55803 | RFCE | RFC East | WND | 9 |  | 8319 |  |  | 0 |  |  |  | 0
2020 | PA | South Chestnut LLC | 56796 | RFCW | RFC West | WND | 50.4 |  | 108090 |  |  | 0 |  |  |  | 0
2020 | PA | Southwark | 3170 | RFCE | RFC East | DFO | 74.4 |  | 110 | 2209 | 0.019929 | 0.36235 | 0.018044 | NEI avg EF - PM, fuel type, firing type | 2209 | 0.019929
2020 | PA | Spring House | 59056 | RFCE | RFC East | NG | 3.8 |  | 22086 | 298323 | 0.062946 | 0.0057001 | 0.000422 | Estimated using an emission factor | 298323 | 0.062946
2020 | PA | Springdale Generating Station (55196) | 55196 | RFCW | RFC West | NG | 87.6 |  | 158035 | 1629611.938 | 0.39 | 0.0049356 | 0.00047864 | EPA/NEI | 1629611.938 | 0.39
2020 | PA | Springdale Generating Station (55710) | 55710 | RFCW | RFC West | NG | 556 |  | 4340652 | 27488148 | 89.43 | 0.041206 | 0.0065068 | EPA/NEI | 27488148 | 89.43
2020 | PA | St. Nicholas Cogeneration Project | 54634 | RFCE | RFC East | WC | 99.2 | 0.90883 | 655194 | 9791199.345 | 49.3034 | 0.1505 | 0.010071 | EPA/NEI | 10773361 | 54.2491
2020 | PA | Stony Creek Wind Farm LLC | 56980 | RFCE | RFC East | WND | 52.5 |  | 148370 |  |  | 0 |  |  |  | 0
2020 | PA | Stourbridge Energy | 61301 | RFCE | RFC East | NG | 22
2020 | PA | Stowe Power Production Plant | 50578 | RFCE | RFC East | LFG | 6
2020 | PA | Sunbury Generation LP | 3152 | RFCE | RFC East | DFO | 490.6 |  | 129 | 2186 | 0.036363 | 0.56377 | 0.033269 | EPA/NEI; Estimated using an emission factor | 2186 | 0.036363
2020 | PA | Susquehanna University Solar | 61914 | RFCE | RFC East | SUN | 3 |  | 4621 |  |  | 0 |  |  |  | 0
2020 | PA | TalenEnergy Martin Creek LLC Allentown | 3139 | RFCE | RFC East | DFO | 64 |  | 436 | 7244 | 0.065354 | 0.29979 | 0.018044 | NEI avg EF - PM, fuel type, firing type | 7244 | 0.065354
2020 | PA | TalenEnergy Martins Creek LLC Fishbach | 3142 | RFCE | RFC East | DFO | 37 |  | 36 | 790 | 0.0071272 | 0.39596 | 0.018044 | NEI avg EF - PM, fuel type, firing type | 790 | 0.0071272
2020 | PA | TalenEnergy Martins Creek LLC Harrisburg | 3143 | RFCE | RFC East | DFO | 64 |  | 615 | 10056.999 | 0.090733 | 0.29507 | 0.018044 | EPA/NEI; Estimated using an emission factor | 10056.999 | 0.090733
2020 | PA | TalenEnergy Martins Creek LLC Harwood | 3144 | RFCE | RFC East | DFO | 32 |  | 396 | 7239 | 0.065309 | 0.32984 | 0.018044 | NEI avg EF - PM, fuel type, firing type | 7239 | 0.065309
2020 | PA | TalenEnergy Martins Creek LLC Jenkins | 3146 | RFCE | RFC East | DFO | 32 |  | 86 | 1556 | 0.014038 | 0.32646 | 0.018044 | NEI avg EF - PM, fuel type, firing type | 1556 | 0.014038
2020 | PA | TalenEnergy Martins Creek LLC Lock Haven | 3147 | RFCE | RFC East | DFO | 18.5 |  | 18 | 290 | 0.0026163 | 0.2907 | 0.018044 | NEI avg EF - PM, fuel type, firing type | 290 | 0.0026163
2020 | PA | TalenEnergy Martins Creek LLC West Shore | 3154 | RFCE | RFC East | DFO | 37 |  | 171 | 2743 | 0.024747 | 0.28944 | 0.018044 | NEI avg EF - PM, fuel type, firing type | 2743 | 0.024747
2020 | PA | TalenEnergy Martins Creek LLC Williamsport | 3155 | RFCE | RFC East | DFO | 32 |  | 34 | 633 | 0.0057108 | 0.33593 | 0.018044 | NEI avg EF - PM, fuel type, firing type | 633 | 0.0057108
2020 | PA | TalenEnergy Susquehanna | 6103 | RFCE | RFC East | NUC | 2532 |  | 19990903 |  |  | 0 |  |  |  | 0
2020 | PA | Taylor Energy Partners LP | 50782 | RFCE | RFC East | LFG | 3.1
2020 | PA | Temple SEGF | 58897 | RFCE | RFC East | NG | 16 |  | 876 | 10723 | 0.0022626 | 0.0051656 | 0.000422 | Estimated using an emission factor | 10723 | 0.0022626
2020 | PA | Temple Solar Arrays | 60848 | RFCE | RFC East | SUN | 2.2 |  | 2922 |  |  | 0 |  |  |  | 0
2020 | PA | Tenaska Westmoreland Generating Station | 60464 | RFCW | RFC West | NG | 1134 |  | 6270337 | 44070326 | 37 | 0.011802 | 0.0016791 | EPA/NEI | 44070326 | 37
2020 | PA | Three Mile Island | 8011 | RFCE | RFC East | NUC | 980.8
2020 | PA | Titus | 3115 | RFCE | RFC East | DFO | 261 |  | -675 | 2198 | 0.01983 | 0 | 0.018044 | EPA/NEI; Estimated using an emission factor | 2198 | 0.01983
2020 | PA | Tolna | 3116 | RFCE | RFC East | DFO | 54 |  | 2190 | 40483.602 | 0.3343 | 0.3053 | 0.016515 | EPA/NEI | 40483.602 | 0.3343
2020 | PA | Townsend Hydro | 10285 | RFCW | RFC West | WAT | 5.2 |  | 21185 |  |  | 0 |  |  |  | 0
2020 | PA | TPE Pennsylvania Solar 1, LLC | 62686 | RFCE | RFC East | SUN | 3.6 |  | 4758 |  |  | 0 |  |  |  | 0
2020 | PA | Trexlertown Solar Array North and South | 57519 | RFCE | RFC East | SUN | 1.9 |  | 2116 |  |  | 0 |  |  |  | 0
2020 | PA | Tullytown | 58250 | RFCE | RFC East | LFG | 1.6 |  | 12220 | 141021 | 1.0365 | 0.16964 | 0.0147 | Estimated using an emission factor | 141021 | 1.0365
2020 | PA | Twin Ridges Wind Farm | 57998 | RFCW | RFC West | WND | 139.4 |  | 416692 |  |  | 0 |  |  |  | 0
2020 | PA | University Park Solar | 62119 | RFCW | RFC West | SUN | 1.5 |  | 2253 |  |  | 0 |  |  |  | 0
2020 | PA | UN-School House LLC | 64711 | RFCE | RFC East | SUN | 20
2020 | PA | US Steel (Clairton Coke) | 50729 | RFCW | RFC West | COG | 31 | 0.096766 | 110130 | 545605.775 | 3.8685 | 0.070253 | 0.014181 | EPA/NEI; Estimated using an emission factor | 5638388.75 | 39.9777
2020 | PA | US Steel (Edgar Thomson) | 50732 | RFCW | RFC West | PRG | 52.5 | 0.23433 | 466160 | 2599812.993 | 73.0325 | 0.31334 | 0.056183 | NEI avg EF - PM, fuel type, firing type | 11094797 | 311.6692
2020 | PA | Vitro Architectural Glass (PA) | 58051 | RFCE | RFC East | DFO | 5 |  | 90.16 | 1003 | 0.15546 | 3.4486 | 0.31 | Estimated using an emission factor | 1003 | 0.15546
2020 | PA | Wallenpaupack | 3153 | RFCE | RFC East | WAT | 40 |  | 74265 |  |  | 0 |  |  |  | 0
2020 | PA | Warren | 3132 | RFCE | RFC East | NG | 137.1 |  | 639 | 29123.316 | 0.0982 | 0.30736 | 0.0067437 | EPA/NEI | 29123.316 | 0.0982
2020 | PA | Warrior Ridge Hydro | 10152 | RFCE | RFC East | WAT | 2.8 |  | 1623 |  |  | 0 |  |  |  | 0
2020 | PA | Waste Management Arden LFGTE | 57014 | RFCW | RFC West | LFG | 4.8 |  | 39655.002 | 478764.984 | 3.5189 | 0.17748 | 0.0147 | Estimated using an emission factor | 478764.984 | 3.5189
2020 | PA | Waymart Wind | 56001 | RFCE | RFC East | WND | 64.5 |  | 131175 |  |  | 0 |  |  |  | 0
2020 | PA | West Campus Steam Plant | 58194 | RFCW | RFC West | NG | 20 | 0.071154 | 10494.43 | 58502.355 | 0.21718 | 0.04139 | 0.0074247 | EPA/NEI; Estimated using an emission factor | 822188 | 3.0523
2020 | PA | Wheelabrator Falls | 54746 | RFCE | RFC East | MSW | 53.3 |  | 302705 | 5020171 |  |  |  |  | 5020171
2020 | PA | Wheelabrator Frackville Energy | 50879 | RFCE | RFC East | WC | 48 | 1 | 50671 | 869858.625 | 11.2599 | 0.44443 | 0.025889 | EPA/NEI | 869858.625 | 11.2599
2020 | PA | Whitemarsh Central Utility Plant | 56513 | RFCE | RFC East | NG | 1.6 | 1 | 980 | 10818 | 0.0022826 | 0.0046584 | 0.000422 | Estimated using an emission factor | 10818 | 0.0022826
2020 | PA | Whitetail Solar 1 | 62989 | RFCE | RFC East | SUN | 13.5 |  | 24778 |  |  | 0 |  |  |  | 0
2020 | PA | Whitetail Solar 2 | 62990 | RFCW | RFC West | SUN | 20 |  | 8475 |  |  | 0 |  |  |  | 0
2020 | PA | Whitetail Solar 3 | 62991 | RFCW | RFC West | SUN | 20 |  | 9549 |  |  | 0 |  |  |  | 0
2020 | PA | William F Matson Generating Station | 7128 | RFCE | RFC East | WAT | 21.7 |  | 86064 |  |  | 0 |  |  |  | 0
2020 | PA | Wind Park Bear Creek | 56299 | RFCE | RFC East | WND | 24 |  | 57209 |  |  | 0 |  |  |  | 0
2020 | PA | Wolf Run Energy | 61263 | RFCE | RFC East | NG | 22 |  | 41721 | 378423.008 | 0.079847 | 0.0038277 | 0.000422 | Estimated using an emission factor | 378423.008 | 0.079847
2020 | PA | WPS Westwood Generation, LLC | 50611 | RFCE | RFC East | WC | 36 |  | 190809 | 3723178.75 | 8.8456 | 0.092716 | 0.0047516 | EPA/NEI | 3723178.75 | 8.8456
2020 | PA | Wrighter Energy | 61302 | RFCE | RFC East | NG | 22
2020 | PA | York County Resource Recovery | 50215 | RFCE | RFC East | MSW | 36.5 |  | 260649 | 4513757.875 |  |  |  |  | 4513757.875
2020 | PA | York Energy Center | 55524 | RFCE | RFC East | NG | 1569.4 |  | 8565788 | 64747458 | 200.0887 | 0.046718 | 0.0061806 | EPA/NEI; Estimated using an emission factor | 64747458 | 200.0887
2020 | PA | York Generation Company LLC | 54693 | RFCE | RFC East | NG | 68.8 | 1 | 1031 | 11023.95 | 0.032596 | 0.063231 | 0.0059136 | EPA/NEI; Estimated using an emission factor | 11023.95 | 0.032596
2020 | PA | York Haven | 3117 | RFCE | RFC East | WAT | 19.6 |  | 108915 |  |  | 0 |  |  |  | 0
2020 | PA | Yough Hydro Power | 52036 | RFCE | RFC East | WAT | 12.2 |  | 43836 |  |  | 0 |  |  |  | 0
2020 | PR | AES ILUMINA | 61036 | PRMS | Puerto Rico Miscellaneous | SUN | 20 |  | 37925 |  |  | 0 |  |  |  | 0
2020 | PR | AES Puerto Rico | 61082 | PRMS | Puerto Rico Miscellaneous | BIT | 510 |  | 3065857 | 32403772 | 199.5937 | 0.1302 | 0.012319 | NEI avg EF - PM, fuel type, firing type | 32403772 | 199.5937
2020 | PR | Aguirre Plant | 61146 | PRMS | Puerto Rico Miscellaneous | RFO | 1534 | 0.8777 | 4353215 | 46061557.118 | 167.9284 | 0.077151 | 0.0072915 | EPA/NEI; Estimated using an emission factor | 52479700 | 191.3274
2020 | PR | Arecibo Filtration Plant | 61113 | PRMS | Puerto Rico Miscellaneous | SUN | 1 |  | 1906 |  |  | 0 |  |  |  | 0
2020 | PR | Cambalache Plant | 61150 | PRMS | Puerto Rico Miscellaneous | DFO | 247.5 |  | 297771.999 | 3626016 | 32.7133 | 0.21972 | 0.018044 | NEI avg EF - PM, fuel type, firing type | 3626016 | 32.7133
2020 | PR | Canovanas Filtration Plant | 61114 | PRMS | Puerto Rico Miscellaneous | SUN | 1 |  | 1279 |  |  | 0 |  |  |  | 0
2020 | PR | Caonillas | 61225 | PRMS | Puerto Rico Miscellaneous | WAT | 22 |  | 0
2020 | PR | Central San Juan Plant | 61148 | PRMS | Puerto Rico Miscellaneous | DFO | 840 | 1 | 2985250 | 29168086 | 84.6869 | 0.056737 | 0.0058068 | EPA/NEI; Estimated using an emission factor | 29168086 | 84.6869
2020 | PR | Cervecera de Puerto Rico | 62410 | PRMS | Puerto Rico Miscellaneous | DFO | 1.9 |  | 0
2020 | PR | Costa Sur Plant | 61147 | PRMS | Puerto Rico Miscellaneous | NG | 1132 | 0.99022 | 958802 | 11400891.37 | 43.6822 | 0.091118 | 0.0076629 | EPA/NEI; Estimated using an emission factor | 11513464.5 | 44.1136
2020 | PR | Coto Laurel Solar Farm | 61062 | PRMS | Puerto Rico Miscellaneous | SUN | 10 |  | 15012 |  |  | 0 |  |  |  | 0
2020 | PR | Culebra | 61226 | PRMS | Puerto Rico Miscellaneous | RFO | 2.1 |  | 62 | 134.001 | 0.02077 | 0.67 | 0.31 | Estimated using an emission factor | 134.001 | 0.02077
2020 | PR | Daguao | 61227 | PRMS | Puerto Rico Miscellaneous | DFO | 42 |  | 48090 | 419038 | 3.7805 | 0.15723 | 0.018044 | NEI avg EF - PM, fuel type, firing type | 419038 | 3.7805
2020 | PR | Dos Bocas | 61228 | PRMS | Puerto Rico Miscellaneous | WAT | 15
2020 | PR | EcoElectrica | 61034 | PRMS | Puerto Rico Miscellaneous | NG | 580 | 1 | 3386246 | 27110772 | 83.698 | 0.049434 | 0.0061745 | EPA/NEI; Estimated using an emission factor | 27110772 | 83.698
2020 | PR | El Yunque Filtration Plant | 61112 | PRMS | Puerto Rico Miscellaneous | SUN | 2 |  | 3420 |  |  | 0 |  |  |  | 0
2020 | PR | Fajardo MSWL | 61109 | PRMS | Puerto Rico Miscellaneous | LFG | 2.4
2020 | PR | Fort Buchanan Distributed Generation | 61254 | PRMS | Puerto Rico Miscellaneous | SUN | 6.4 |  | 3 |  |  | 0 |  |  |  | 0
2020 | PR | Garzas | 61229 | PRMS | Puerto Rico Miscellaneous | WAT | 12.2
2020 | PR | GASNA 18P, LLC | 61102 | PRMS | Puerto Rico Miscellaneous | SUN | 5 |  | 7514 |  |  | 0 |  |  |  | 0
2020 | PR | HIMA San Pablo - Caguas | 61808 | PRMS | Puerto Rico Miscellaneous | DFO | 9 |  | 207 | 2894.999 | 0.44872 | 4.3355 | 0.31 | Estimated using an emission factor | 2894.999 | 0.44872
2020 | PR | HIMA San Pablo Bayamon | 62841 | PRMS | Puerto Rico Miscellaneous | DFO | 4.5 |  | 99.999 | 809.001 | 0.1254 | 2.5079 | 0.31 | Estimated using an emission factor | 809.001 | 0.1254
2020 | PR | HIMA San Pablo Cupey | 62851 | PRMS | Puerto Rico Miscellaneous | DFO | 1.2 |  | 43 | 349 | 0.054095 | 2.516 | 0.31 | Estimated using an emission factor | 349 | 0.054095
2020 | PR | HIMA San Pablo Fajardo | 62850 | PRMS | Puerto Rico Miscellaneous | DFO | 3 |  | 61 | 562 | 0.08711 | 2.8561 | 0.31 | Estimated using an emission factor | 562 | 0.08711
2020 | PR | HIMA San Pablo Humacao | 62852 | PRMS | Puerto Rico Miscellaneous | DFO | 1.6 |  | 13 | 126 | 0.01953 | 3.0046 | 0.31 | Estimated using an emission factor | 126 | 0.01953
2020 | PR | Holsum de Puerto Rico, Inc. | 61639 | PRMS | Puerto Rico Miscellaneous | DFO | 2.4 |  | 0
2020 | PR | Horizon Energy (PR) Hybrid | 61136 | PRMS | Puerto Rico Miscellaneous | SUN | 15.1 |  | 22319 | 0 |  | 0 |  |  | 0 | 0
2020 | PR | Humacao Solar Project, LLC | 61133 | PRMS | Puerto Rico Miscellaneous | SUN | 40 |  | 55649 |  |  | 0 |  |  |  | 0
2020 | PR | Janssen Ortho LLC | 61659 | PRMS | Puerto Rico Miscellaneous | SUN | 18.7 |  | 13075.997 | 101357.997 | 15.7105 | 2.403 | 0.31 | EPA/NEI; Estimated using an emission factor | 101357.997 | 15.7105
2020 | PR | Jobos | 61171 | PRMS | Puerto Rico Miscellaneous | DFO | 42 |  | 38655 | 315596 | 2.8473 | 0.14732 | 0.018044 | NEI avg EF - PM, fuel type, firing type | 315596 | 2.8473
2020 | PR | Martino | 61063 | PRMS | Puerto Rico Miscellaneous | SUN | 3.6 |  | 4340 |  |  | 0 |  |  |  | 0
2020 | PR | Mayaguez Plant | 61151 | PRMS | Puerto Rico Miscellaneous | DFO | 220 |  | 276631 | 2740179 | 24.7214 | 0.17873 | 0.018044 | NEI avg EF - PM, fuel type, firing type | 2740179 | 24.7214
2020 | PR | Medtronic Solar | 61137 | PRMS | Puerto Rico Miscellaneous | SUN | 4 |  | 0
2020 | PR | Oriana Energy Hybrid | 61083 | PRMS | Puerto Rico Miscellaneous | SUN | 66.8 |  | 87947 | 0 |  | 0 |  |  | 0 | 0
2020 | PR | Palo Seco Plant | 61149 | PRMS | Puerto Rico Miscellaneous | RFO | 728 |  | 2327622.998 | 26998100.25 | 148.791 | 0.12785 | 0.011022 | EPA/NEI; Estimated using an emission factor | 26998100.25 | 148.791
2020 | PR | Patillas | 61230 | PRMS | Puerto Rico Miscellaneous | WAT | 1.4
2020 | PR | Pattern Santa Isabel LLC | 61014 | PRMS | Puerto Rico Miscellaneous | WND | 101.2 |  | 142234 |  |  | 0 |  |  |  | 0
2020 | PR | Pfizer Guayama | 61064 | PRMS | Puerto Rico Miscellaneous | SUN | 2.7 |  | 5138 |  |  | 0 |  |  |  | 0
2020 | PR | Pfizer Vega Baja | 61065 | PRMS | Puerto Rico Miscellaneous | SUN | 3.1 |  | 4773 |  |  | 0 |  |  |  | 0
2020 | PR | Punta Lima Wind Farm | 61132 | PRMS | Puerto Rico Miscellaneous | WND | 23.4
2020 | PR | Rio Blanco | 61236 | PRMS | Puerto Rico Miscellaneous | WAT | 5
2020 | PR | San Fermin Solar Farm Hybrid | 61110 | PRMS | Puerto Rico Miscellaneous | SUN | 27.6 |  | 33711 | 1231 | 0.19081 | 0.01132 | 0.31 | EPA/NEI; Estimated using an emission factor | 1231 | 0.19081
2020 | PR | Toa Baja MSWL | 61122 | PRMS | Puerto Rico Miscellaneous | LFG | 2.4
2020 | PR | Toro Negro | 61231 | PRMS | Puerto Rico Miscellaneous | WAT | 8.5
2020 | PR | USCG Puerto Rico PV | 61273 | PRMS | Puerto Rico Miscellaneous | SUN | 2.3 |  | 0
2020 | PR | Vega Baja | 61232 | PRMS | Puerto Rico Miscellaneous | DFO | 42 |  | 16610 | 125338 | 1.1308 | 0.13616 | 0.018044 | NEI avg EF - PM, fuel type, firing type | 125338 | 1.1308
2020 | PR | Vieques | 61233 | PRMS | Puerto Rico Miscellaneous | RFO | 6.6 |  | 16 | 1865 | 0.28908 | 36.1344 | 0.31 | Estimated using an emission factor | 1865 | 0.28908
2020 | PR | Yabucoa | 61234 | PRMS | Puerto Rico Miscellaneous | DFO | 42 |  | 24379 | 216136 | 1.9499 | 0.15997 | 0.018044 | NEI avg EF - PM, fuel type, firing type | 216136 | 1.9499
2020 | PR | Yauco | 61235 | PRMS | Puerto Rico Miscellaneous | WAT | 34
2020 | RI | 10 Briggs Solar NG, LLC (East) | 62781 | NEWE | NPCC New England | SUN | 5
2020 | RI | A Street 1 | 64114 | NEWE | NPCC New England | SUN | 1.2 |  | 2157 |  |  | 0 |  |  |  | 0
2020 | RI | A Street 2 | 64111 | NEWE | NPCC New England | SUN | 1.6 |  | 3084 |  |  | 0 |  |  |  | 0
2020 | RI | Alton Road Solar | 64723 | NEWE | NPCC New England | SUN | 13.9 |  | 23796 |  |  | 0 |  |  |  | 0
2020 | RI | Blackhorse Farm Solar, LLC CSG | 63944 | NEWE | NPCC New England | SUN | 3.8 |  | 0
2020 | RI | Blackstone/Tupperware | 50177 | NEWE | NPCC New England | WAT | 1.6 |  | 3555 |  |  | 0 |  |  |  | 0
2020 | RI | Block Island | 6567 | NEWE | NPCC New England | DFO | 13.9 |  | 3.999 | 48 | 0.00744 | 3.7209 | 0.31 | EPA/NEI; Estimated using an emission factor | 48 | 0.00744
2020 | RI | Block Island Wind Farm | 58035 | NEWE | NPCC New England | WND | 30 |  | 120229 |  |  | 0 |  |  |  | 0
2020 | RI | Brookside | 60451 | NEWE | NPCC New England | SUN | 1 |  | 1625 |  |  | 0 |  |  |  | 0
2020 | RI | CED Foster | 61499 | NEWE | NPCC New England | SUN | 2 |  | 3338 |  |  | 0 |  |  |  | 0
2020 | RI | Central Power Plant | 50621 | NEWE | NPCC New England | NG | 13.7 | 0.20669 | 26483 | 147681.415 | 0.22379 | 0.016901 | 0.0030308 | EPA/NEI; Estimated using an emission factor | 714508 | 1.0827
2020 | RI | Dry Bridge Solar (Brown University) | 62771 | NEWE | NPCC New England | SUN | 40
2020 | RI | Forbes Street Solar | 58583 | NEWE | NPCC New England | SUN | 3 |  | 3247 |  |  | 0 |  |  |  | 0
2020 | RI | Founders Homestead Farms Solar | 62302 | NEWE | NPCC New England | SUN | 4.5 |  | 6521 |  |  | 0 |  |  |  | 0
2020 | RI | GD Glocester White Oak I, LLC | 64334 | NEWE | NPCC New England | SUN | 1.8 |  | 1 |  |  | 0 |  |  |  | 0
2020 | RI | GD Hopkinton Main I, LLC | 63893 | NEWE | NPCC New England | SUN | 10.6 |  | 173 |  |  | 0 |  |  |  | 0
2020 | RI | GD Richmond Buttonwoods I, LLC | 62567 | NEWE | NPCC New England | SUN | 1.3 |  | 1811 |  |  | 0 |  |  |  | 0
2020 | RI | GD West Greenwich Victory I, LLC | 62568 | NEWE | NPCC New England | SUN | 1.8 |  | 2646 |  |  | 0 |  |  |  | 0
2020 | RI | Gold Meadow Farms | 64108 | NEWE | NPCC New England | SUN | 16.2 |  | 29337 |  |  | 0 |  |  |  | 0
2020 | RI | Hope Farm Solar, LLC | 61840 | NEWE | NPCC New England | SUN | 10 |  | 16729 |  |  | 0 |  |  |  | 0
2020 | RI | Hopkins Hill CSG | 63136 | NEWE | NPCC New England | SUN | 9.5 |  | 490 |  |  | 0 |  |  |  | 0
2020 | RI | Hopkinton Phase 2 | 63191 | NEWE | NPCC New England | SUN | 2.5 |  | 644 |  |  | 0 |  |  |  | 0
2020 | RI | ISM Solar Cranston CSG | 63718 | NEWE | NPCC New England | SUN | 3.1 |  | 5 |  |  | 0 |  |  |  | 0
2020 | RI | Johnston LFG Turbine Plant | 59254 | NEWE | NPCC New England | LFG | 35.7 |  | 207699.31 | 2041764.781 | 22.0511 | 0.21234 | 0.0216 | Estimated using an emission factor | 2041764.781 | 22.0511
2020 | RI | Johnston Solar | 59858 | NEWE | NPCC New England | SUN | 1 |  | 1760 |  |  | 0 |  |  |  | 0
2020 | RI | Kearsarge East Providence | 64783 | NEWE | NPCC New England | SUN | 2
2020 | RI | Kearsarge Fogland | 64782 | NEWE | NPCC New England | SUN | 2.4
2020 | RI | Kearsarge SKSC1 LLC | 62551 | NEWE | NPCC New England | SUN | 3.8 |  | 6507 |  |  | 0 |  |  |  | 0
2020 | RI | Kearsarge SKSC2 LLC | 62558 | NEWE | NPCC New England | SUN | 3.1 |  | 6046 |  |  | 0 |  |  |  | 0
2020 | RI | Kearsarge Westerly | 64781 | NEWE | NPCC New England | SUN | 4
2020 | RI | Kilvert | 64113 | NEWE | NPCC New England | SUN | 4.7 |  | 8761 |  |  | 0 |  |  |  | 0
2020 | RI | King CSG | 63135 | NEWE | NPCC New England | SUN | 14.8
2020 | RI | Little Bay | 60495 | NEWE | NPCC New England | SUN | 1.3 |  | 1689 |  |  | 0 |  |  |  | 0
2020 | RI | Manchester Street Station | 3236 | NEWE | NPCC New England | NG | 515 |  | 1578824 | 13565120.5 | 15.294 | 0.019374 | 0.0022549 | EPA/NEI | 13565120.5 | 15.294
2020 | RI | Nautilus Goat Island Solar CSG LLC | 62672 | NEWE | NPCC New England | SUN | 2.5 |  | 4194 |  |  | 0 |  |  |  | 0
2020 | RI | NBC Field's Point Wind Farm | 59692 | NEWE | NPCC New England | WND | 4.5 |  | 7368 |  |  | 0 |  |  |  | 0
2020 | RI | North Providence | 64085 | NEWE | NPCC New England | SUN | 2 |  | 3709 |  |  | 0 |  |  |  | 0
2020 | RI | North Smithfield Solar Power 1 | 61461 | NEWE | NPCC New England | SUN | 2 |  | 1184 |  |  | 0 |  |  |  | 0
2020 | RI | Ocean State BTM | 64760 | NEWE | NPCC New England | MWH | 3
2020 | RI | Ocean State Power | 51030 | NEWE | NPCC New England | NG | 254.2 |  | 663233 | 5175091 | 67.6339 | 0.20395 | 0.026138 | EPA/NEI | 5175091 | 67.6339
2020 | RI | Ocean State Power II | 54324 | NEWE | NPCC New England | NG | 254.2 |  | 633092 | 5073498 | 67.6339 | 0.21366 | 0.026662 | EPA/NEI | 5073498 | 67.6339
2020 | RI | Orbit Energy RI | 60831 | NEWE | NPCC New England | OBG | 3.2 |  | -2527 | 800986 | 5.8872 | 0 | 0.0147 | Estimated using an emission factor | 800986 | 5.8872
2020 | RI | Pawtucket Power Associates, LP | 54056 | NEWE | NPCC New England | NG | 68.8 | 1 | 5630 | 51068.156 | 0.0561 | 0.019929 | 0.0021971 | EPA/NEI | 51068.156 | 0.0561
2020 | RI | Pine Hill | 63997 | NEWE | NPCC New England | SUN | 5 |  | 1745 |  |  | 0 |  |  |  | 0
2020 | RI | Plainfield Pike | 64116 | NEWE | NPCC New England | SUN | 2 |  | 3849 |  |  | 0 |  |  |  | 0
2020 | RI | Rhode Island Hospital | 52024 | NEWE | NPCC New England | NG | 10.4 | 0.12093 | 23392 | 131819.442 | 0.48936 | 0.04184 | 0.0074248 | NEI avg EF - PM, fuel type | 1090033.797 | 4.0466
2020 | RI | Rhode Island State Energy Center | 55107 | NEWE | NPCC New England | NG | 596 |  | 3614589 | 25045021 | 116.666 | 0.064553 | 0.0093165 | EPA/NEI | 25045021 | 116.666
2020 | RI | Richmond NMCA | 62301 | NEWE | NPCC New England | SUN | 4 |  | 3494 |  |  | 0 |  |  |  | 0
2020 | RI | Ridgewood Providence Power | 50365 | NEWE | NPCC New England | LFG | 26.1 |  | 0
2020 | RI | Roger Williams - Melville at Portsmouth | 64299 | NEWE | NPCC New England | SUN | 3
2020 | RI | Scituate RI Solar, LLC | 61841 | NEWE | NPCC New England | SUN | 10
2020 | RI | Smithfield Solar Farm, LLC | 64549 | NEWE | NPCC New England | SUN | 2.4 |  | 748 |  |  | 0 |  |  |  | 0
2020 | RI | Thundermist Hydro | 54688 | NEWE | NPCC New England | WAT | 1.2
2020 | RI | Tiverton Power, LLC | 55048 | NEWE | NPCC New England | NG | 545 |  | 1589737 | 11355304 | 22.1 | 0.027803 | 0.0038925 | EPA/NEI | 11355304 | 22.1
2020 | RI | Toray Plastic America's CHP Plant | 61857 | NEWE | NPCC New England | NG | 20 | 0.91285 | 141860 | 1360352.24 | 0.48192 | 0.0067943 | 0.00070852 | EPA/NEI; Estimated using an emission factor | 1490223 | 0.52793
2020 | RI | Town of Burrillville Solar CSG | 62898 | NEWE | NPCC New England | SUN | 3.3 |  | 660 |  |  | 0 |  |  |  | 0
2020 | RI | TPE Hopkins Solar Holdings1, LLC | 64605 | NEWE | NPCC New England | SUN | 4.8 |  | 490 |  |  | 0 |  |  |  | 0
2020 | RI | TPE King Solar Holdings1, LLC | 64603 | NEWE | NPCC New England | SUN | 12.7
2020 | RI | University Solar, LLC | 63668 | NEWE | NPCC New England | SUN | 24 |  | 32844 |  |  | 0 |  |  |  | 0
2020 | RI | WED Coventry 1 | 59301 | NEWE | NPCC New England | WND | 1.5 |  | 2889 |  |  | 0 |  |  |  | 0
2020 | RI | WED Coventry 2 | 59302 | NEWE | NPCC New England | WND | 4.5 |  | 10224.999 |  |  | 0 |  |  |  | 0
2020 | RI | WED Coventry 3 | 59305 | NEWE | NPCC New England | WND | 1.5 |  | 3303 |  |  | 0 |  |  |  | 0
2020 | RI | WED Coventry 4 | 59306 | NEWE | NPCC New England | WND | 1.5 |  | 2478 |  |  | 0 |  |  |  | 0
2020 | RI | WED Coventry 5 | 59313 | NEWE | NPCC New England | WND | 1.5 |  | 3077 |  |  | 0 |  |  |  | 0
2020 | RI | WED Coventry 6 | 59314 | NEWE | NPCC New England | WND | 4.5 |  | 9266.001 |  |  | 0 |  |  |  | 0
2020 | RI | WED Coventry Seven, LLC | 64333 | NEWE | NPCC New England | SUN | 3 |  | 1 |  |  | 0 |  |  |  | 0
2020 | RI | WED Green Hill, LLC | 62106 | NEWE | NPCC New England | WND | 3 |  | 6433 |  |  | 0 |  |  |  | 0
2020 | RI | WED GW Solar, LLC | 62118 | NEWE | NPCC New England | SUN | 3 |  | 4404 |  |  | 0 |  |  |  | 0
2020 | RI | WED Kingstown Solar I - East Array | 61622 | NEWE | NPCC New England | SUN | 3 |  | 4755 |  |  | 0 |  |  |  | 0
2020 | RI | WED Kingstown Solar I, LLC - West | 61612 | NEWE | NPCC New England | SUN | 1.5 |  | 2140 |  |  | 0 |  |  |  | 0
2020 | RI | WED NK Green | 59295 | NEWE | NPCC New England | WND | 1.5 |  | 2699 |  |  | 0 |  |  |  | 0
2020 | RI | WED Plainfield II, LLC | 62107 | NEWE | NPCC New England | WND | 3 |  | 6747 |  |  | 0 |  |  |  | 0
2020 | RI | WED Plainfield III, LLC | 62108 | NEWE | NPCC New England | WND | 3 |  | 6395 |  |  | 0 |  |  |  | 0
2020 | RI | WED Plainfield, LLC | 62109 | NEWE | NPCC New England | WND | 3 |  | 6788 |  |  | 0 |  |  |  | 0
2020 | RI | WED Portsmouth One, LLC | 61002 | NEWE | NPCC New England | WND | 1.5 |  | 5030 |  |  | 0 |  |  |  | 0
2020 | RI | WED Shun I, LLC | 62110 | NEWE | NPCC New England | WND | 3 |  | 7697 |  |  | 0 |  |  |  | 0
2020 | RI | WED Shun II, LLC | 62111 | NEWE | NPCC New England | WND | 3 |  | 6998 |  |  | 0 |  |  |  | 0
2020 | RI | WED Shun III, LLC | 62112 | NEWE | NPCC New England | WND | 3 |  | 7113 |  |  | 0 |  |  |  | 0
2020 | RI | WED Stilson Solar | 61613 | NEWE | NPCC New England | SUN | 2 |  | 3192 |  |  | 0 |  |  |  | 0
2020 | RI | West Davisville Solar | 59043 | NEWE | NPCC New England | SUN | 2 |  | 2973 |  |  | 0 |  |  |  | 0
2020 | RI | West Greenwich Solar | 58214 | NEWE | NPCC New England | SUN | 1.9 |  | 2685 |  |  | 0 |  |  |  | 0
2020 | RI | Woodriver Solar | 64576 | NEWE | NPCC New England | SUN | 4.5
2020 | RI | Woodville Solar | 64530 | NEWE | NPCC New England | SUN | 4.5
2020 | SC | 1634 Solar | 61935 | SRVC | SERC Virginia/Carolina | SUN | 2
2020 | SC | 99 Islands | 3272 | SRVC | SERC Virginia/Carolina | WAT | 18 |  | 80306 |  |  | 0 |  |  |  | 0
2020 | SC | Abbot Solar | 61936 | SRVC | SERC Virginia/Carolina | SUN | 2 |  | 3878 |  |  | 0 |  |  |  | 0
2020 | SC | Ace Solar | 61937 | SRVC | SERC Virginia/Carolina | SUN | 1 |  | 1492 |  |  | 0 |  |  |  | 0
2020 | SC | Adams | 64682 | SRVC | SERC Virginia/Carolina | SUN | 2
2020 | SC | AGA TAG Solar III LLC | 63243 | SRVC | SERC Virginia/Carolina | SUN | 2 |  | 1545 |  |  | 0 |  |  |  | 0
2020 | SC | Allendale Biomass | 58706 | SRVC | SERC Virginia/Carolina | WDS | 22.5 |  | 158028 | 2681235.75 | 25.0681 | 0.31726 | 0.018699 | NEI avg EF - PM, fuel type | 2681235.75 | 25.0681
2020 | SC | Allora Solar, LLC | 63808 | SRVC | SERC Virginia/Carolina | SUN | 75
2020 | SC | Anderson (SC) | 64409 | SRVC | SERC Virginia/Carolina | SUN | 2
2020 | SC | Anderson Regional Landfill | 56121 | SRVC | SERC Virginia/Carolina | LFG | 3.2 |  | 6491 | 74499 | 0.54757 | 0.16872 | 0.0147 | Estimated using an emission factor | 74499 | 0.54757
2020 | SC | Ashley Solar (SC) | 62179 | SRVC | SERC Virginia/Carolina | SUN | 2
2020 | SC | Atlantic Solar | 62180 | SRVC | SERC Virginia/Carolina | SUN | 1
2020 | SC | Atood II | 61960 | SRVC | SERC Virginia/Carolina | SUN | 2 |  | 3371 |  |  | 0 |  |  |  | 0
2020 | SC | ATOOD Solar III LLC | 63242 | SRVC | SERC Virginia/Carolina | SUN | 2 |  | 3215 |  |  | 0 |  |  |  | 0
2020 | SC | Augusta Solar | 63720 | SRVC | SERC Virginia/Carolina | SUN | 2 |  | 82 |  |  | 0 |  |  |  | 0
2020 | SC | B & K Solar | 62181 | SRVC | SERC Virginia/Carolina | SUN | 63
2020 | SC | Bad Creek | 7125 | SRVC | SERC Virginia/Carolina | WAT | 1392 |  | -404820.001 |  |  | 0 |  |  |  | 0
2020 | SC | Ballenger Road Solar A | 63759 | SRVC | SERC Virginia/Carolina | SUN | 2 |  | 0
2020 | SC | Bani Solar | 61938 | SRVC | SERC Virginia/Carolina | SUN | 2
2020 | SC | Barnwell Solar | 61327 | SRVC | SERC Virginia/Carolina | SUN | 5.4 |  | 13185 |  |  | 0 |  |  |  | 0
2020 | SC | Battle Solar | 62182 | SRVC | SERC Virginia/Carolina | SUN | 2
2020 | SC | Bell Bay Solar Farm | 62395 | SRVC | SERC Virginia/Carolina | SUN | 1.6 |  | 2526 |  |  | 0 |  |  |  | 0
2020 | SC | Bell Solar | 62183 | SRVC | SERC Virginia/Carolina | SUN | 6.1
2020 | SC | Berkeley County Landfill | 57945 | SRVC | SERC Virginia/Carolina | LFG | 3.2 |  | 3925 | 63526 | 0.46692 | 0.23792 | 0.0147 | Estimated using an emission factor | 63526 | 0.46692
2020 | SC | Berry Road Solar | 64472 | SRVC | SERC Virginia/Carolina | SUN | 2
2020 | SC | Big Fork Solar | 62184 | SRVC | SERC Virginia/Carolina | SUN | 74.9
2020 | SC | Birch Solar | 62185 | SRVC | SERC Virginia/Carolina | SUN | 2
2020 | SC | Blacktip Solar | 61939 | SRVC | SERC Virginia/Carolina | SUN | 2 |  | 3863 |  |  | 0 |  |  |  | 0
2020 | SC | Blackville Solar Farm, LLC | 61918 | SRVC | SERC Virginia/Carolina | SUN | 7.2 |  | 1171 |  |  | 0 |  |  |  | 0
2020 | SC | Blackville Solar II | 61973 | SRVC | SERC Virginia/Carolina | SUN | 20 |  | 42262 |  |  | 0 |  |  |  | 0
2020 | SC | Bloom Solar | 61940 | SRVC | SERC Virginia/Carolina | SUN | 2 |  | 3847 |  |  | 0 |  |  |  | 0
2020 | SC | Bluebird Solar SC LLC | 63833 | SRVC | SERC Virginia/Carolina | SUN | 3 |  | 1560 |  |  | 0 |  |  |  | 0
2020 | SC | BMW Manufacturing Co | 58173 | SRVC | SERC Virginia/Carolina | LFG | 11 | 0.70424 | 48383 | 521765.377 | 5.6351 | 0.23294 | 0.0216 | Estimated using an emission factor | 740892 | 8.0016
2020 | SC | Bond Solar | 61941 | SRVC | SERC Virginia/Carolina | SUN | 2 |  | 3786 |  |  | 0 |  |  |  | 0
2020 | SC | Bonefish Solar | 63461 | SRVC | SERC Virginia/Carolina | SUN | 2 |  | 3707 |  |  | 0 |  |  |  | 0
2020 | SC | Boyds Mill Hydro | 3253 | SRVC | SERC Virginia/Carolina | WAT | 1.4 |  | 4947 |  |  | 0 |  |  |  | 0
2020 | SC | Briarwood | 64410 | SRVC | SERC Virginia/Carolina | SUN | 2 |  | 64 |  |  | 0 |  |  |  | 0
2020 | SC | Broad River Energy Center | 55166 | SRVC | SERC Virginia/Carolina | NG | 985 |  | 294337 | 3100542.312 | 51.1978 | 0.34789 | 0.033025 | EPA/NEI | 3100542.312 | 51.1978
2020 | SC | Bryant Road Solar | 64155 | SRVC | SERC Virginia/Carolina | SUN | 2
2020 | SC | Bull Street Plant | 59727 | SRVC | SERC Virginia/Carolina | NG | 2 |  | -38 | 227 | 0.00011284 | 0 | 0.00099423 | NEI avg EF - PM, fuel type, firing type | 227 | 0.00011284
2020 | SC | Burton | 3277 | SRVC | SERC Virginia/Carolina | NG | 34.5
2020 | SC | Buzzard Roost | 3254 | SRVC | SERC Virginia/Carolina | WAT | 15 |  | 29501.001 |  |  | 0 |  |  |  | 0
2020 | SC | Buzzard Roost GT | 58212 | SRVC | SERC Virginia/Carolina | NG | 197.6
2020 | SC | Camden South Carolina | 10795 | SRVC | SERC Virginia/Carolina | NG | 30 | 0 | 0 | 0 | 0 |  |  | NEI avg EF - PM, fuel type | 867382.734 | 3.22
2020 | SC | Cameron Solar | 61489 | SRVC | SERC Virginia/Carolina | SUN | 20 |  | 41227 |  |  | 0 |  |  |  | 0
2020 | SC | Cameron Solar II | 61326 | SRVC | SERC Virginia/Carolina | SUN | 4.1 |  | 9185 |  |  | 0 |  |  |  | 0
2020 | SC | Canadys Steam | 3280 | SRVC | SERC Virginia/Carolina | BIT | 489.6
2020 | SC | Cardinal Solar LLC | 63973 | SRVC | SERC Virginia/Carolina | SUN | 7 |  | 64 |  |  | 0 |  |  |  | 0
2020 | SC | Catawba | 6036 | SRVC | SERC Virginia/Carolina | NUC | 2410.2 |  | 19356670 |  |  | 0 |  |  |  | 0
2020 | SC | Cedar Creek | 3255 | SRVC | SERC Virginia/Carolina | WAT | 45 |  | 195060 |  |  | 0 |  |  |  | 0
2020 | SC | Centerfield Cooper Solar, LLC | 63810 | SRVC | SERC Virginia/Carolina | SUN | 75 |  | 1123 |  |  | 0 |  |  |  | 0
2020 | SC | Central Energy Facility | 58400 | SRVC | SERC Virginia/Carolina | NG | 10 |  | 3 | 119 | 5.9157e-05 | 0.039438 | 0.00099423 | EPA/NEI; Estimated using an emission factor | 119 | 5.9157e-05
2020 | SC | Central Plant | 10280 | SRVC | SERC Virginia/Carolina | DFO | 7.4 |  | 1 | 28.999 | 0.0044948 | 8.9897 | 0.31 | EPA/NEI; Estimated using an emission factor | 28.999 | 0.0044948
2020 | SC | Champion Solar | 61522 | SRVC | SERC Virginia/Carolina | SUN | 10.8 |  | 20511 |  |  | 0 |  |  |  | 0
2020 | SC | Chapman Solar | 62186 | SRVC | SERC Virginia/Carolina | SUN | 2
2020 | SC | Cherokee County Cogen | 55043 | SRVC | SERC Virginia/Carolina | NG | 101.2 | 0.91648 | 344400.44 | 2544802.695 | 8.3979 | 0.048768 | 0.0066 | EPA/NEI | 2776713.75 | 9.1632
2020 | SC | Cherokee Falls | 10173 | SRVC | SERC Virginia/Carolina | WAT | 4.3 |  | 3698 |  |  | 0 |  |  |  | 0
2020 | SC | Cherry Blossom Solar LLC | 63505 | SRVC | SERC Virginia/Carolina | SUN | 10 |  | 20770 |  |  | 0 |  |  |  | 0
2020 | SC | City West Diesel Plant | 57886 | SRVC | SERC Virginia/Carolina | DFO | 7.2 |  | 47 | 469 | 0.072695 | 3.0934 | 0.31 | Estimated using an emission factor | 469 | 0.072695
2020 | SC | Clark Solar | 62187 | SRVC | SERC Virginia/Carolina | SUN | 2
2020 | SC | Clifton Dam 3 Power Station | 52049 | SRVC | SERC Virginia/Carolina | WAT | 1.2 |  | 7247 |  |  | 0 |  |  |  | 0
2020 | SC | Coit GT | 3281 | SRVC | SERC Virginia/Carolina | NG | 39.2 |  | 140 | 5275 | 0.0026223 | 0.037461 | 0.00099423 | NEI avg EF - PM, fuel type, firing type | 5275 | 0.0026223
2020 | SC | Colleton Solar | 62188 | SRVC | SERC Virginia/Carolina | SUN | 75
2020 | SC | Colleton Solar Farm | 58700 | SRVC | SERC Virginia/Carolina | SUN | 2.5 |  | 3889 |  |  | 0 |  |  |  | 0
2020 | SC | Collins Farm Solar | 62189 | SRVC | SERC Virginia/Carolina | SUN | 5.4
2020 | SC | Columbia Canal Hydro | 3283 | SRVC | SERC Virginia/Carolina | WAT | 10.6
2020 | SC | Columbia Energy Center (SC) | 55386 | SRVC | SERC Virginia/Carolina | NG | 668.5 | 0.79823 | 2884729 | 19071636.624 | 79.0541 | 0.054809 | 0.0082902 | EPA/NEI | 23892419.781 | 99.0367
2020 | SC | Cope Station | 7210 | SRVC | SERC Virginia/Carolina | NG | 417.3 |  | 965410 | 9646353 | 59.0226 | 0.12227 | 0.012237 | EPA/NEI | 9646353 | 59.0226
2020 | SC | Cornell Dubilier | 56130 | SRVC | SERC Virginia/Carolina | DFO | 2.9
2020 | SC | Cotton Solar | 59572 | SRVC | SERC Virginia/Carolina | SUN | 16
2020 | SC | Cross | 130 | SRVC | SERC Virginia/Carolina | RC | 2390.1 |  | 6226175 | 71046982 | 363.3275 | 0.11671 | 0.010228 | EPA/NEI | 71046982 | 363.3275
2020 | SC | Crossroads Solar | 62190 | SRVC | SERC Virginia/Carolina | SUN | 67.7
2020 | SC | Crown | 63635 | SRVC | SERC Virginia/Carolina | SUN | 3 |  | 5689 |  |  | 0 |  |  |  | 0
2020 | SC | Culpepper Solar | 62221 | SRVC | SERC Virginia/Carolina | SUN | 69.5
2020 | SC | Dadswell Solar | 62222 | SRVC | SERC Virginia/Carolina | SUN | 1
2020 | SC | Darlington County | 3250 | SRVC | SERC Virginia/Carolina | NG | 1045.8 |  | 1374.999 | 62005.218 | 0.28225 | 0.41055 | 0.0091042 | EPA/NEI | 62005.218 | 0.28225
2020 | SC | Darlington Solar, LLC | 60993 | SRVC | SERC Virginia/Carolina | SUN | 10 |  | 15152 |  |  | 0 |  |  |  | 0
2020 | SC | Davis Road Solar | 64156 | SRVC | SERC Virginia/Carolina | SUN | 2
2020 | SC | Dearborn | 3256 | SRVC | SERC Virginia/Carolina | WAT | 45 |  | 167286 |  |  | 0 |  |  |  | 0
2020 | SC | Denmark Solar | 62211 | SRVC | SERC Virginia/Carolina | SUN | 6 |  | 947 |  |  | 0 |  |  |  | 0
2020 | SC | Diamond Solar | 61974 | SRVC | SERC Virginia/Carolina | SUN | 8.2 |  | 15069 |  |  | 0 |  |  |  | 0
2020 | SC | Dolphus M Grainger | 3317 | SRVC | SERC Virginia/Carolina | BIT | 163.2
2020 | SC | Dorchester Biomass | 58707 | SRVC | SERC Virginia/Carolina | WDS | 22.5 |  | 154025 | 2502220 | 23.3944 | 0.30377 | 0.018699 | NEI avg EF - PM, fuel type | 2502220 | 23.3944
2020 | SC | Duke Energy CHP at Clemson University | 63063 | SRVC | SERC Virginia/Carolina | NG | 13.4 |  | 5300 | 62984 | 0.03131 | 0.011815 | 0.00099423 | NEI avg EF - PM, fuel type, firing type | 62984 | 0.03131
2020 | SC | Edison Solar | 61975 | SRVC | SERC Virginia/Carolina | SUN | 4.8 |  | 10107 |  |  | 0 |  |  |  | 0
2020 | SC | Enoree Phase II Landfill Gas Recovery | 56951 | SRVC | SERC Virginia/Carolina | LFG | 3.2 |  | 10802 | 122832 | 0.90282 | 0.16716 | 0.0147 | Estimated using an emission factor | 122832 | 0.90282
2020 | SC | Estill Solar | 61490 | SRVC | SERC Virginia/Carolina | SUN | 20 |  | 39063 |  |  | 0 |  |  |  | 0
2020 | SC | Estill Solar II | 61529 | SRVC | SERC Virginia/Carolina | SUN | 10.2 |  | 18423 |  |  | 0 |  |  |  | 0
2020 | SC | Faber Place | 3284 | SRVC | SERC Virginia/Carolina | NG | 11.5
2020 | SC | Fairfield Pumped Storage | 6126 | SRVC | SERC Virginia/Carolina | WAT | 587.2 |  | -169277 |  |  | 0 |  |  |  | 0
2020 | SC | Fairfield Solar | 62212 | SRVC | SERC Virginia/Carolina | SUN | 10
2020 | SC | Fairview Solar | 64205 | SRVC | SERC Virginia/Carolina | SUN | 2
2020 | SC | Fishing Creek | 3257 | SRVC | SERC Virginia/Carolina | WAT | 42.3 |  | 236761 |  |  | 0 |  |  |  | 0
2020 | SC | Fishwater Solar | 62213 | SRVC | SERC Virginia/Carolina | SUN | 2
2020 | SC | Foreman Solar | 62215 | SRVC | SERC Virginia/Carolina | SUN | 6.4
2020 | SC | Freedom Solar | 61833 | SRVC | SERC Virginia/Carolina | SUN | 5 |  | 10091 |  |  | 0 |  |  |  | 0
2020 | SC | Gaines Solar | 62216 | SRVC | SERC Virginia/Carolina | SUN | 2 |  | 228 |  |  | 0 |  |  |  | 0
2020 | SC | Gary Solar | 61942 | SRVC | SERC Virginia/Carolina | SUN | 2 |  | 3791 |  |  | 0 |  |  |  | 0
2020 | SC | Gaston II | 61961 | SRVC | SERC Virginia/Carolina | SUN | 7.5 |  | 14350 |  |  | 0 |  |  |  | 0
2020 | SC | Gaston Shoals | 3258 | SRVC | SERC Virginia/Carolina | WAT | 6.7 |  | 30700.999 |  |  | 0 |  |  |  | 0
2020 | SC | Gaston Solar I - SC | 61530 | SRVC | SERC Virginia/Carolina | SUN | 10.2 |  | 20750 |  |  | 0 |  |  |  | 0
2020 | SC | GEB Solar | 62217 | SRVC | SERC Virginia/Carolina | SUN | 60
2020 | SC | Gedosch Solar II | 62218 | SRVC | SERC Virginia/Carolina | SUN | 2
2020 | SC | Georgetown LFGTE | 56995 | SRVC | SERC Virginia/Carolina | LFG | 1.1 |  | 0
2020 | SC | Gold Mine | 64412 | SRVC | SERC Virginia/Carolina | SUN | 1.5 |  | 39 |  |  | 0 |  |  |  | 0
2020 | SC | Goldenrod Solar | 61943 | SRVC | SERC Virginia/Carolina | SUN | 2 |  | 3843 |  |  | 0 |  |  |  | 0
2020 | SC | Great Falls (SC) | 3259 | SRVC | SERC Virginia/Carolina | WAT | 24 |  | -71 |  |  | 0 |  |  |  | 0
2020 | SC | Gunsight Solar, LLC | 63813 | SRVC | SERC Virginia/Carolina | SUN | 75
2020 | SC | H B Robinson | 3251 | SRVC | SERC Virginia/Carolina | NUC | 991.5 |  | 6124626 |  |  | 0 |  |  |  | 0
2020 | SC | Hagood | 3285 | SRVC | SERC Virginia/Carolina | NG | 177.3 |  | 25618 | 242570.406 | 0.94113 | 0.073474 | 0.0077596 | NEI avg EF - PM, fuel type, firing type | 242570.406 | 0.94113
2020 | SC | Haley Solar | 61523 | SRVC | SERC Virginia/Carolina | SUN | 8.2 |  | 14237 |  |  | 0 |  |  |  | 0
2020 | SC | Hampton Solar 2 | 61498 | SRVC | SERC Virginia/Carolina | SUN | 20 |  | 40092 |  |  | 0 |  |  |  | 0
2020 | SC | Hampton Solar I | 61325 | SRVC | SERC Virginia/Carolina | SUN | 6.8 |  | 12868 |  |  | 0 |  |  |  | 0
2020 | SC | Hardeeville | 3286 | SRVC | SERC Virginia/Carolina | DFO | 16.3 |  | 0
2020 | SC | Hecate Energy West Newberry, LLC | 64061 | SRVC | SERC Virginia/Carolina | SUN | 3.3
2020 | SC | Highway 9 Solar | 64206 | SRVC | SERC Virginia/Carolina | SUN | 2
2020 | SC | Hilton Head Gas Turbine Site | 3318 | SRVC | SERC Virginia/Carolina | DFO | 117.9 |  | 74.001 | 9153.2 | 0.050658 | 1.3691 | 0.011069 | EPA/NEI | 9153.2 | 0.050658
2020 | SC | Holliday Solar I | 62229 | SRVC | SERC Virginia/Carolina | SUN | 75
2020 | SC | Hollidays Bridge Hydro | 3261 | SRVC | SERC Virginia/Carolina | WAT | 4 |  | 13544 |  |  | 0 |  |  |  | 0
2020 | SC | Honea Path | 56132 | SRVC | SERC Virginia/Carolina | DFO | 2.9 |  | 6 | 600 | 0.093 | 31 | 0.31 | Estimated using an emission factor | 600 | 0.093
2020 | SC | Horry Land Fill Gas Site | 7958 | SRVC | SERC Virginia/Carolina | LFG | 25 |  | 8094 | 93477 | 0.68706 | 0.16977 | 0.0147 | EPA/NEI; Estimated using an emission factor | 93477 | 0.68706
2020 | SC | Huntley | 63271 | SRVC | SERC Virginia/Carolina | SUN | 75 |  | 112367 |  |  | 0 |  |  |  | 0
2020 | SC | Indigo Solar | 62230 | SRVC | SERC Virginia/Carolina | SUN | 2
2020 | SC | International Paper Georgetown Mill | 54087 | SRVC | SERC Virginia/Carolina | BLQ | 95.6 | 0.14985 | 499549 | 2924375.055 | 16.1178 | 0.064529 | 0.011023 | NEI avg EF - PM, fuel type | 19515345 | 107.5596
2020 | SC | International Paper-Eastover Mill | 52151 | SRVC | SERC Virginia/Carolina | NG | 109.6 | 0.20705 | 575442 | 5229757.577 | 18.5254 | 0.064387 | 0.0070846 | EPA/NEI; Estimated using an emission factor | 25259061.844 | 89.4752
2020 | SC | J Strom Thurmond | 3323 | SRVC | SERC Virginia/Carolina | WAT | 361.9 |  | 1105963.999 |  |  | 0 |  |  |  | 0
2020 | SC | Jackson Solar | 62232 | SRVC | SERC Virginia/Carolina | SUN | 14
2020 | SC | Jamison Solar Farm | 62396 | SRVC | SERC Virginia/Carolina | SUN | 1.1 |  | 2046 |  |  | 0 |  |  |  | 0
2020 | SC | Jasper County Generating Facility | 55927 | SRVC | SERC Virginia/Carolina | NG | 1001.7 |  | 5254916 | 37546656 | 345.4638 | 0.13148 | 0.018402 | EPA/NEI | 37546656 | 345.4638
2020 | SC | Jefferies | 3319 | SRVC | SERC Virginia/Carolina | WAT | 590.8 |  | 258271 |  |  | 0 |  |  |  | 0
2020 | SC | Jefferson Solar | 62233 | SRVC | SERC Virginia/Carolina | SUN | 8.2
2020 | SC | Jessamine Solar | 61944 | SRVC | SERC Virginia/Carolina | SUN | 1.9 |  | 3691 |  |  | 0 |  |  |  | 0
2020 | SC | Jocassee | 3262 | SRVC | SERC Virginia/Carolina | WAT | 774 |  | -104503 |  |  | 0 |  |  |  | 0
2020 | SC | John S. Rainey Generating Station | 7834 | SRVC | SERC Virginia/Carolina | NG | 1632 |  | 5471256.001 | 44888371.188 | 282.0032 | 0.10309 | 0.012565 | EPA/NEI | 44888371.188 | 282.0032
2020 | SC | Juniper Solar | 62234 | SRVC | SERC Virginia/Carolina | SUN | 65.5
2020 | SC | Keowee | 6517 | SRVC | SERC Virginia/Carolina | WAT | 157.6 |  | 111262 |  |  | 0 |  |  |  | 0
2020 | SC | Lee County Landfill | 56120 | SRVC | SERC Virginia/Carolina | LFG | 11.2 |  | 17160 | 363957 | 3.7292 | 0.43464 | 0.020493 | Estimated using an emission factor | 363957 | 3.7292
2020 | SC | Lily Solar | 63548 | SRVC | SERC Virginia/Carolina | SUN | 70 |  | 124258 |  |  | 0 |  |  |  | 0
2020 | SC | Limelight Solar II LLC | 63241 | SRVC | SERC Virginia/Carolina | SUN | 2 |  | 1322 |  |  | 0 |  |  |  | 0
2020 | SC | Lockhart | 3275 | SRVC | SERC Virginia/Carolina | WAT | 18 |  | 112548.999 |  |  | 0 |  |  |  | 0
2020 | SC | Lone Star Solar | 62235 | SRVC | SERC Virginia/Carolina | SUN | 66
2020 | SC | Luz Solar | 62236 | SRVC | SERC Virginia/Carolina | SUN | 2
2020 | SC | Marlboro Mill | 57470 | SRVC | SERC Virginia/Carolina | BLQ | 51.4 | 0 | 0 | 0 | 0 |  |  | NEI avg EF - PM, fuel type | 9165655 | 39.3173
2020 | SC | Marshall Solar | 62238 | SRVC | SERC Virginia/Carolina | SUN | 2
2020 | SC | Martin Central Solar | 62285 | SRVC | SERC Virginia/Carolina | SUN | 2
2020 | SC | Martin East Solar | 62276 | SRVC | SERC Virginia/Carolina | SUN | 2
2020 | SC | Martin West Solar | 62277 | SRVC | SERC Virginia/Carolina | SUN | 2
2020 | SC | McClain Solar | 62278 | SRVC | SERC Virginia/Carolina | SUN | 17.3
2020 | SC | McCormick Solar | 62279 | SRVC | SERC Virginia/Carolina | SUN | 2
2020 | SC | McMeekin | 3287 | SRVC | SERC Virginia/Carolina | NG | 293.6 |  | 1020802 | 9416088.5 | 39.7713 | 0.077922 | 0.0084475 | EPA/NEI | 9416088.5 | 39.7713
2020 | SC | MCRD Parris Island PV Hybrid | 61956 | SRVC | SERC Virginia/Carolina | NG | 17 |  | 36129 | 290920 | 0.21724 | 0.012026 | 0.0014934 | EPA/NEI; Estimated using an emission factor | 290920 | 0.21724
2020 | SC | Melsam Solar | 62280 | SRVC | SERC Virginia/Carolina | SUN | 60.5
2020 | SC | Middleton Solar | 62281 | SRVC | SERC Virginia/Carolina | SUN | 2
2020 | SC | Midlands | 63839 | SRVC | SERC Virginia/Carolina | SUN | 72.1 |  | 65081 |  |  | 0 |  |  |  | 0
2020 | SC | Mill Creek Combustion Turbine Station | 7981 | SRVC | SERC Virginia/Carolina | NG | 799.2 |  | 70332 | 918683.797 | 3.1456 | 0.089449 | 0.006848 | EPA/NEI | 918683.797 | 3.1456
2020 | SC | Moffett Solar Project | 60658 | SRVC | SERC Virginia/Carolina | SUN | 71.4 |  | 136270 |  |  | 0 |  |  |  | 0
2020 | SC | Mohea Solar Energy Center, LLC | 63463 | SRVC | SERC Virginia/Carolina | SUN | 5 |  | 7 |  |  | 0 |  |  |  | 0
2020 | SC | Myrtle Beach Gas Turbine Site | 3320 | SRVC | SERC Virginia/Carolina | DFO | 111.5 |  | -574 | 2612.1 | 0.014601 | 0 | 0.011179 | EPA/NEI | 2612.1 | 0.014601
2020 | SC | NA 1 (SC) | 7106 | SRVC | SERC Virginia/Carolina | NG | 170
2020 | SC | NA 5 | 7253 | SRVC | SERC Virginia/Carolina | NG | 170
2020 | SC | NA 8 | 7300 | SRVC | SERC Virginia/Carolina | NG | 170
2020 | SC | Neal Shoals | 3289 | SRVC | SERC Virginia/Carolina | WAT | 4.4 |  | 26902 |  |  | 0 |  |  |  | 0
2020 | SC | North Road Peak | 7479 | SRVC | SERC Virginia/Carolina | DFO | 14 |  | -860 | 348 | 0.05394 | 0 | 0.31 | Estimated using an emission factor | 348 | 0.05394
2020 | SC | Oconee | 3265 | SRVC | SERC Virginia/Carolina | NUC | 2666.7 |  | 21542267.001 |  |  | 0 |  |  |  | 0
2020 | SC | Odyssey Solar | 61324 | SRVC | SERC Virginia/Carolina | SUN | 8.2 |  | 18720 |  |  | 0 |  |  |  | 0
2020 | SC | Omtanke Solar | 63756 | SRVC | SERC Virginia/Carolina | SUN | 6 |  | 8495 |  |  | 0 |  |  |  | 0
2020 | SC | Otarre Solar Park | 61699 | SRVC | SERC Virginia/Carolina | SUN | 1.6 |  | 2817 |  |  | 0 |  |  |  | 0
2020 | SC | Otis Elevator Company Solar | 62228 | SRVC | SERC Virginia/Carolina | SUN | 1 |  | 4851 |  |  | 0 |  |  |  | 0
2020 | SC | Pacolet Diesel Generation Facility | 57030 | SRVC | SERC Virginia/Carolina | DFO | 5.4 |  | -129 | 383.001 | 0.059365 | 0 | 0.31 | Estimated using an emission factor | 383.001 | 0.059365
2020 | SC | Palmetto Plains | 62679 | SRVC | SERC Virginia/Carolina | SUN | 75 |  | 158100 |  |  | 0 |  |  |  | 0
2020 | SC | Parr GT | 3291 | SRVC | SERC Virginia/Carolina | NG | 83.8 |  | 5256 | 85249 | 0.042379 | 0.016126 | 0.00099423 | NEI avg EF - PM, fuel type, firing type | 85249 | 0.042379
2020 | SC | Parr Hydro | 3290 | SRVC | SERC Virginia/Carolina | WAT | 15 |  | 34851 |  |  | 0 |  |  |  | 0
2020 | SC | Pee Dee Solar I | 62282 | SRVC | SERC Virginia/Carolina | SUN | 2
2020 | SC | Pee Dee Solar II | 62283 | SRVC | SERC Virginia/Carolina | SUN | 2
2020 | SC | Pelzer Lower | 10800 | SRVC | SERC Virginia/Carolina | WAT | 3.3 |  | 8179 |  |  | 0 |  |  |  | 0
2020 | SC | Pelzer Solar I | 61945 | SRVC | SERC Virginia/Carolina | SUN | 1 |  | 2019 |  |  | 0 |  |  |  | 0
2020 | SC | Pelzer Upper | 10799 | SRVC | SERC Virginia/Carolina | WAT | 2 |  | 5815 |  |  | 0 |  |  |  | 0
2020 | SC | Peony Solar | 61976 | SRVC | SERC Virginia/Carolina | SUN | 39 |  | 62391 |  |  | 0 |  |  |  | 0
2020 | SC | Piedmont Hydro Power Project | 10787 | SRVC | SERC Virginia/Carolina | WAT | 1 |  | 5397 |  |  | 0 |  |  |  | 0
2020 | SC | Pinson Solar Farm | 63777 | SRVC | SERC Virginia/Carolina | SUN | 26
2020 | SC | Power Solar | 62284 | SRVC | SERC Virginia/Carolina | SUN | 3
2020 | SC | Pruger Solar I | 62292 | SRVC | SERC Virginia/Carolina | SUN | 2
2020 | SC | Pruger Solar II | 62293 | SRVC | SERC Virginia/Carolina | SUN | 2
2020 | SC | Pruger Solar III | 62294 | SRVC | SERC Virginia/Carolina | SUN | 2
2020 | SC | Quest Solar | 62299 | SRVC | SERC Virginia/Carolina | SUN | 40
2020 | SC | Rankin Solar Center, LLC | 61996 | SRVC | SERC Virginia/Carolina | SUN | 10 |  | 12029 |  |  | 0 |  |  |  | 0
2020 | SC | Redwing Solar | 61946 | SRVC | SERC Virginia/Carolina | SUN | 2 |  | 3919 |  |  | 0 |  |  |  | 0
2020 | SC | Rhubarb One SC | 59596 | SRVC | SERC Virginia/Carolina | SUN | 20
2020 | SC | Richardson Solar | 61972 | SRVC | SERC Virginia/Carolina | SUN | 3.6 |  | 6696 |  |  | 0 |  |  |  | 0
2020 | SC | Richland County Landfill | 56122 | SRVC | SERC Virginia/Carolina | LFG | 8.9 |  | 11202 | 189615 | 1.6568 | 0.29581 | 0.017476 | Estimated using an emission factor | 189615 | 1.6568
2020 | SC | Ridgeland Solar Project | 60659 | SRVC | SERC Virginia/Carolina | SUN | 10 |  | 18033 |  |  | 0 |  |  |  | 0
2020 | SC | River Solar | 61947 | SRVC | SERC Virginia/Carolina | SUN | 2 |  | 3797 |  |  | 0 |  |  |  | 0
2020 | SC | Rocky Creek | 3266 | SRVC | SERC Virginia/Carolina | WAT | 28
2020 | SC | Rocky River (SC) | 3305 | SRVC | SERC Virginia/Carolina | DFO | 5 |  | 12 | 135 | 0.020925 | 3.4875 | 0.31 | EPA/NEI; Estimated using an emission factor | 135 | 0.020925
2020 | SC | Rollins Solar | 62295 | SRVC | SERC Virginia/Carolina | SUN | 63
2020 | SC | Ross Solar | 62296 | SRVC | SERC Virginia/Carolina | SUN | 75
2020 | SC | Rowesville Rd Plant | 7480 | SRVC | SERC Virginia/Carolina | NG | 19.2 | 1 | -53 | 409 | 0.00020332 | 0 | 0.00099423 | EPA/NEI; Estimated using an emission factor | 409 | 0.00020332
2020 | SC | Runway Solar Farm | 62397 | SRVC | SERC Virginia/Carolina | SUN | 2 |  | 2136 |  |  | 0 |  |  |  | 0
2020 | SC | Rutledge Solar | 62297 | SRVC | SERC Virginia/Carolina | SUN | 2
2020 | SC | Saluda Dam | 3267 | SRVC | SERC Virginia/Carolina | WAT | 2.4 |  | 12698 |  |  | 0 |  |  |  | 0
2020 | SC | Saluda Lexington | 3293 | SRVC | SERC Virginia/Carolina | WAT | 207.3 |  | 281501 |  |  | 0 |  |  |  | 0
2020 | SC | Saluda Solar II | 61323 | SRVC | SERC Virginia/Carolina | SUN | 3.4 |  | 9097 |  |  | 0 |  |  |  | 0
2020 | SC | Saluda Solar, LLC | 60535 | SRVC | SERC Virginia/Carolina | SUN | 6.8 |  | 12180 |  |  | 0 |  |  |  | 0
2020 | SC | Sandifer Solar | 62298 | SRVC | SERC Virginia/Carolina | SUN | 2
2020 | SC | Sapphire Solar | 61948 | SRVC | SERC Virginia/Carolina | SUN | 2 |  | 3755 |  |  | 0 |  |  |  | 0
2020 | SC | Savannah River Site Biomass Cogen | 57138 | SRVC | SERC Virginia/Carolina | WDS | 20.8 | 0.31379 | 83595 | 732264.54 | 6.8463 | 0.1638 | 0.018699 | NEI avg EF - PM, fuel type | 2333607 | 21.818
2020 | SC | Scarlet Solar | 62307 | SRVC | SERC Virginia/Carolina | SUN | 2
2020 | SC | SCE&G Curie CSG | 61432 | SRVC | SERC Virginia/Carolina | SUN | 2 |  | 3554 |  |  | 0 |  |  |  | 0
2020 | SC | SCE&G Nimitz CSG | 61433 | SRVC | SERC Virginia/Carolina | SUN | 8 |  | 16216 |  |  | 0 |  |  |  | 0
2020 | SC | SCE&G Springfield CSG | 61434 | SRVC | SERC Virginia/Carolina | SUN | 6.1 |  | 11516 |  |  | 0 |  |  |  | 0
2020 | SC | Seabrook Solar | 61701 | SRVC | SERC Virginia/Carolina | SUN | 72.5 |  | 149953 |  |  | 0 |  |  |  | 0
2020 | SC | Sediver | 7957 | SRVC | SERC Virginia/Carolina | DFO | 522.9 |  | 6 | 684 | 0.10602 | 35.34 | 0.31 | EPA/NEI; Estimated using an emission factor | 684 | 0.10602
2020 | SC | Seneca City of | 56545 | SRVC | SERC Virginia/Carolina | DFO | 10 |  | 1829 | 17442 | 2.7035 | 2.9563 | 0.31 | Estimated using an emission factor | 17442 | 2.7035
2020 | SC | Shaw Creek Solar, LLC | 61790 | SRVC | SERC Virginia/Carolina | SUN | 74.9 |  | 165820 |  |  | 0 |  |  |  | 0
2020 | SC | Shem Solar | 62308 | SRVC | SERC Virginia/Carolina | SUN | 2
2020 | SC | Shining Sun Solar | 62309 | SRVC | SERC Virginia/Carolina | SUN | 40
2020 | SC | Shorthorn Holdings | 60028 | SRVC | SERC Virginia/Carolina | SUN | 15.4
2020 | SC | Shorthorn Solar | 62310 | SRVC | SERC Virginia/Carolina | SUN | 60.5
2020 | SC | Snoopy Solar | 62311 | SRVC | SERC Virginia/Carolina | SUN | 2
2020 | SC | Sonoco Products Co | 57919 | SRVC | SERC Virginia/Carolina | WDS | 40.5 | 0.15677 | 108030 | 601447.113 | 5.1564 | 0.095462 | 0.017147 | EPA/NEI; Estimated using an emission factor | 3836509 | 32.8917
2020 | SC | South Solar | 61949 | SRVC | SERC Virginia/Carolina | SUN | 2 |  | 3750 |  |  | 0 |  |  |  | 0
2020 | SC | Southard Solar | 62312 | SRVC | SERC Virginia/Carolina | SUN | 6
2020 | SC | Southern Current One, LLC | 61748 | SRVC | SERC Virginia/Carolina | SUN | 10.2 |  | 15902 |  |  | 0 |  |  |  | 0
2020 | SC | Spartanburg Water System | 54675 | SRVC | SERC Virginia/Carolina | WAT | 5.9 |  | 3470 | 725 | 0.11238 | 0.064769 | 0.31 | EPA/NEI; Estimated using an emission factor | 725 | 0.11238
2020 | SC | Spillway | 3321 | SRVC | SERC Virginia/Carolina | WAT | 2 |  | 7287 |  |  | 0 |  |  |  | 0
2020 | SC | St Stephen | 6789 | SRVC | SERC Virginia/Carolina | WAT | 84 |  | 489597 |  |  | 0 |  |  |  | 0
2020 | SC | St. Matthews Solar | 60293 | SRVC | SERC Virginia/Carolina | SUN | 10.2 |  | 19711 |  |  | 0 |  |  |  | 0
2020 | SC | Stamey Solar | 62313 | SRVC | SERC Virginia/Carolina | SUN | 2
2020 | SC | Substation 20 Plant | 59728 | SRVC | SERC Virginia/Carolina | NG | 2 |  | -30 | 119 | 5.9157e-05 | 0 | 0.00099423 | NEI avg EF - PM, fuel type, firing type | 119 | 5.9157e-05
2020 | SC | Swamp Fox Solar | 61521 | SRVC | SERC Virginia/Carolina | SUN | 10.8 |  | 20265 |  |  | 0 |  |  |  | 0
2020 | SC | Tarpon Solar I | 62314 | SRVC | SERC Virginia/Carolina | SUN | 2
2020 | SC | Tedder Solar | 62315 | SRVC | SERC Virginia/Carolina | SUN | 2
2020 | SC | Ten Governors Solar | 62316 | SRVC | SERC Virginia/Carolina | SUN | 28
2020 | SC | Thermal Kem | 56129 | SRVC | SERC Virginia/Carolina | DFO | 2.9 |  | 6 | 660 | 0.1023 | 34.1 | 0.31 | Estimated using an emission factor | 660 | 0.1023
2020 | SC | Thomas Solar | 62352 | SRVC | SERC Virginia/Carolina | SUN | 2
2020 | SC | Topaz Solar (SC) | 62349 | SRVC | SERC Virginia/Carolina | SUN | 2
2020 | SC | Trask East Solar | 62346 | SRVC | SERC Virginia/Carolina | SUN | 12 |  | 0
2020 | SC | TWE Bowman Solar Project | 62828 | SRVC | SERC Virginia/Carolina | SUN | 75 |  | 104061 |  |  | 0 |  |  |  | 0
2020 | SC | Ulmer Solar | 62343 | SRVC | SERC Virginia/Carolina | SUN | 22
2020 | SC | Union Renewable Energy Facility | 60241 | SRVC | SERC Virginia/Carolina | LFG | 3.2 |  | 18153 | 202279 | 1.4868 | 0.1638 | 0.0147 | Estimated using an emission factor | 202279 | 1.4868
2020 | SC | Upper Pacolet Hydro | 58257 | SRVC | SERC Virginia/Carolina | WAT | 1.1 |  | 5928 |  |  | 0 |  |  |  | 0
2020 | SC | Urquhart | 3295 | SRVC | SERC Virginia/Carolina | NG | 758.9 |  | 1936391 | 15099214.297 | 101.8872 | 0.10523 | 0.013496 | EPA/NEI | 15099214.297 | 101.8872
2020 | SC | V C Summer | 6127 | SRVC | SERC Virginia/Carolina | NUC | 3229.6 |  | 7727525 |  |  | 0 |  |  |  | 0
2020 | SC | Valenite | 56131 | SRVC | SERC Virginia/Carolina | DFO | 2.9 |  | 6 | 630 | 0.09765 | 32.55 | 0.31 | Estimated using an emission factor | 630 | 0.09765
2020 | SC | Vincent Solar | 61950 | SRVC | SERC Virginia/Carolina | SUN | 2 |  | 3892 |  |  | 0 |  |  |  | 0
2020 | SC | W S Lee | 3264 | SRVC | SERC Virginia/Carolina | NG | 1403.2 |  | 6032720 | 43079808.47 | 142.2293 | 0.047153 | 0.0066031 | EPA/NEI | 43079808.47 | 142.2293
2020 | SC | Ware Shoals Hydro Project | 10801 | SRVC | SERC Virginia/Carolina | WAT | 6.2 |  | 7984 |  |  | 0 |  |  |  | 0
2020 | SC | Washington Solar (SC) | 62342 | SRVC | SERC Virginia/Carolina | SUN | 2
2020 | SC | Washington Solar II (SC) | 62344 | SRVC | SERC Virginia/Carolina | SUN | 2
2020 | SC | Watauga Solar | 61951 | SRVC | SERC Virginia/Carolina | SUN | 2 |  | 3641 |  |  | 0 |  |  |  | 0
2020 | SC | Wateree | 3297 | SRVC | SERC Virginia/Carolina | BIT | 771.8 |  | 836926 | 8639431.438 | 10.6684 | 0.025494 | 0.0024697 | EPA/NEI | 8639431.438 | 10.6684
2020 | SC | Wateree Hydro | 3270 | SRVC | SERC Virginia/Carolina | WAT | 90.5 |  | 401240 |  |  | 0 |  |  |  | 0
2020 | SC | Wayfair Solar | 62345 | SRVC | SERC Virginia/Carolina | SUN | 2
2020 | SC | Weaver Solar | 62347 | SRVC | SERC Virginia/Carolina | SUN | 2
2020 | SC | Webb Forging | 7814 | SRVC | SERC Virginia/Carolina | DFO | 5.8 |  | 8 | 990 | 0.15345 | 38.3625 | 0.31 | Estimated using an emission factor | 990 | 0.15345
2020 | SC | Wellford Renewable Energy Plant | 57885 | SRVC | SERC Virginia/Carolina | LFG | 1.6 |  | 6477 | 70920 | 0.52126 | 0.16096 | 0.0147 | Estimated using an emission factor | 70920 | 0.52126
2020 | SC | WestRock Charleston Kraft, LLC | 7737 | SRVC | SERC Virginia/Carolina | BIT | 99.2 | 0.20466 | 423725 | 2090567.074 | 22.0633 | 0.10414 | 0.021107 | EPA/NEI; Estimated using an emission factor | 10214783.75 | 107.804
2020 | SC | WestRock CP, LLC Florence Mill | 50806 | SRVC | SERC Virginia/Carolina | BIT | 103.8 | 0.14222 | 373182.19 | 3425857.043 | 32.0781 | 0.17192 | 0.018727 | EPA/NEI; Estimated using an emission factor | 24087723 | 225.546
2020 | SC | White Horse Solar A | 63760 | SRVC | SERC Virginia/Carolina | SUN | 2 |  | 262 |  |  | 0 |  |  |  | 0
2020 | SC | Whitetail Solar | 59569 | SRVC | SERC Virginia/Carolina | SUN | 10
2020 | SC | Whitt Solar | 61952 | SRVC | SERC Virginia/Carolina | SUN | 2 |  | 4096 |  |  | 0 |  |  |  | 0
2020 | SC | Williams | 3298 | SRVC | SERC Virginia/Carolina | BIT | 713.5 |  | 2681537 | 26361646 | 17.257 | 0.012871 | 0.0013093 | EPA/NEI | 26361646 | 17.257
2020 | SC | Willis Solar | 61953 | SRVC | SERC Virginia/Carolina | SUN | 2 |  | 3769 |  |  | 0 |  |  |  | 0
2020 | SC | Winyah | 6249 | SRVC | SERC Virginia/Carolina | RC | 1260 |  | 2281473 | 26210305.75 | 109.8117 | 0.096264 | 0.0083793 | EPA/NEI | 26210305.75 | 109.8117
2020 | SC | Woodfields Solar | 63552 | SRVC | SERC Virginia/Carolina | SUN | 2
2020 | SC | WSW Solar | 62350 | SRVC | SERC Virginia/Carolina | SUN | 10.8
2020 | SC | Wylie | 3271 | SRVC | SERC Virginia/Carolina | WAT | 60 |  | 214998 |  |  | 0 |  |  |  | 0
2020 | SC | Wysong Solar | 62351 | SRVC | SERC Virginia/Carolina | SUN | 2.3
2020 | SC | Yemassee Solar | 62353 | SRVC | SERC Virginia/Carolina | SUN | 10 |  | 89 |  |  | 0 |  |  |  | 0
2020 | SC | York Solar | 62354 | SRVC | SERC Virginia/Carolina | SUN | 2
2020 | SD | Aberdeen Generating Station | 3338 | MROW | MRO West | NG | 111 |  | 31689 | 326966.203 | 1.2686 | 0.080064 | 0.0077596 | NEI avg EF - PM, fuel type, firing type | 326966.203 | 1.2686
2020 | SD | Angus Anson | 7237 | MROW | MRO West | NG | 405.7 |  | 133403 | 1656245.25 | 6.4259 | 0.096339 | 0.0077596 | NEI avg EF - PM, fuel type, firing type | 1656245.25 | 6.4259
2020 | SD | Astoria Station | 61144 | MROW | MRO West | NG | 349
2020 | SD | Aurora County Wind | 61745 | MROW | MRO West | WND | 20 |  | 81278 |  |  | 0 |  |  |  | 0
2020 | SD | Beethoven Wind | 59187 | MROW | MRO West | WND | 80 |  | 309749 |  |  | 0 |  |  |  | 0
2020 | SD | Ben French | 3325 | RMPA | WECC Rockies | NG | 135 |  | 11850 | 217876 | 0.15126 | 0.025529 | 0.0013885 | EPA/NEI; Estimated using an emission factor | 217876 | 0.15126
2020 | SD | Big Bend Dam | 3375 | MROW | MRO West | WAT | 538.3 |  | 1022096.997 |  |  | 0 |  |  |  | 0
2020 | SD | Big Stone | 6098 | MROW | MRO West | SUB | 451 | 0.86723 | 1650135 | 17165182.938 | 1.6131 | 0.0019551 | 0.00018795 | EPA/NEI | 19793030 | 1.86
2020 | SD | Brule County Wind | 61746 | MROW | MRO West | WND | 20 |  | 77512 |  |  | 0 |  |  |  | 0
2020 | SD | Buffalo Ridge I LLC | 56792 | MROW | MRO West | WND | 50.4 |  | 115298 |  |  | 0 |  |  |  | 0
2020 | SD | Buffalo Ridge II LLC | 57424 | MROW | MRO West | WND | 210 |  | 548614 |  |  | 0 |  |  |  | 0
2020 | SD | Campbell County Wind Farm | 59655 | MROW | MRO West | WND | 97.8 |  | 385857 |  |  | 0 |  |  |  | 0
2020 | SD | Chamberlain Wind Project | 7974 | MROW | MRO West | WND | 2.6 |  | 949 |  |  | 0 |  |  |  | 0
2020 | SD | Clark (SD) | 3341 | MROW | MRO West | DFO | 2.7 |  | -121 | 0 | 0 | 0 |  | Estimated using an emission factor | 0 | 0
2020 | SD | Coyote Ridge | 61047 | MROW | MRO West | WND | 96.7 |  | 438229 |  |  | 0 |  |  |  | 0
2020 | SD | Crocker Wind Farm | 60505 | MROW | MRO West | WND | 200 |  | 808736 |  |  | 0 |  |  |  | 0
2020 | SD | Crowned Ridge Wind Energy Center | 60503 | MROW | MRO West | WND | 200.1 |  | 809563 |  |  | 0 |  |  |  | 0
2020 | SD | Crowned Ridge Wind II Energy Center | 63269 | MROW | MRO West | WND | 200.6 |  | 43763 |  |  | 0 |  |  |  | 0
2020 | SD | Dakota Range III Wind Project | 63102 | MROW | MRO West | WND | 153.6
2020 | SD | Day County Wind LLC | 57194 | MROW | MRO West | WND | 99 |  | 349522 |  |  | 0 |  |  |  | 0
2020 | SD | Deer Creek Station | 56610 | MROW | MRO West | NG | 324 |  | 756351 | 6080891.5 | 4.96 | 0.013116 | 0.0016313 | EPA/NEI | 6080891.5 | 4.96
2020 | SD | Deuel Harvest Wind Energy LLC | 62943 | MROW | MRO West | WND | 300
2020 | SD | Faulkton | 3342 | MROW | MRO West | DFO | 2.7 |  | -112 | 442 | 0.06851 | 0 | 0.31 | Estimated using an emission factor | 442 | 0.06851
2020 | SD | Fort Randall | 3373 | MROW | MRO West | WAT | 320 |  | 2007328 |  |  | 0 |  |  |  | 0
2020 | SD | Ft. Pierre | 56148 | MROW | MRO West | DFO | 6 |  | 42.141 | 426.999 | 0.066185 | 3.1411 | 0.31 | Estimated using an emission factor | 426.999 | 0.066185
2020 | SD | Future CT | 7956 | MROW | MRO West | NG | 56
2020 | SD | Groton Generating Station | 56238 | MROW | MRO West | NG | 188.5 |  | 118075 | 1176232.5 | 6.6545 | 0.11272 | 0.011315 | EPA/NEI | 1176232.5 | 6.6545
2020 | SD | Highmore | 3343 | MROW | MRO West | DFO | 4.6
2020 | SD | Huron | 3344 | MROW | MRO West | NG | 57.9 |  | 1504
2020 | SD | Lake Preston | 3352 | MROW | MRO West | DFO | 48.2 |  | 108 | 4758 | 0.042926 | 0.79492 | 0.018044 | EPA/NEI; Estimated using an emission factor | 4758 | 0.042926
2020 | SD | Lange | 55478 | RMPA | WECC Rockies | NG | 40 |  | 35182 | 375206.781 | 0.14 | 0.0079586 | 0.00074626 | EPA/NEI | 375206.781 | 0.14
2020 | SD | Mobile Unit | 3346 | MROW | MRO West | DFO | 4.2
2020 | SD | Oahe | 3356 | MROW | MRO West | WAT | 786.1 |  | 2798037.998 |  |  | 0 |  |  |  | 0
2020 | SD | Oak Tree Energy | 59435 | MROW | MRO West | WND | 19.5 |  | 73104 |  |  | 0 |  |  |  | 0
2020 | SD | Pathfinder | 3334 | MROW | MRO West | NG | 75
2020 | SD | Pierre Solar | 60686 | MROW | MRO West | SUN | 1 |  | 2051 |  |  | 0 |  |  |  | 0
2020 | SD | POET Biorefining - Chancellor | 63853 | MROW | MRO West | WDS | 5.4 | 0.097021 | 13500 | 84238.498 | 0.78759 | 0.11668 | 0.018699 | NEI avg EF - PM, fuel type | 868253 | 8.1177
2020 | SD | POET Biorefining - Hudson | 63918 | MROW | MRO West | NG | 3.6 | 0.10236 | 15787.72 | 99561.496 | 0.36961 | 0.046822 | 0.0074247 | NEI avg EF - PM, fuel type | 972653.75 | 3.6108
2020 | SD | Prairie Winds SD1 | 56608 | MROW | MRO West | WND | 162 |  | 313712 |  |  | 0 |  |  |  | 0
2020 | SD | Prevailing Wind Park | 62247 | MROW | MRO West | WND | 220 |  | 553034 |  |  | 0 |  |  |  | 0
2020 | SD | Redfield | 3347 | MROW | MRO West | NG | 3.9
2020 | SD | Rolling Thunder Wind Farm Hybrid | 57045 | MROW | MRO West | WND | 25.8 |  | 88303 |  |  | 0 |  |  |  | 0
2020 | SD | South Dakota Wind Energy Cente | 56092 | MROW | MRO West | WND | 40.5 |  | 84448 |  |  | 0 |  |  |  | 0
2020 | SD | Spearfish Hydro | 58438 | MROW | MRO West | WAT | 4 |  | 3150 |  |  | 0 |  |  |  | 0
2020 | SD | Spirit Mound | 6092 | MROW | MRO West | DFO | 135 |  | 2025 | 30875 | 0.27855 | 0.27511 | 0.018044 | NEI avg EF - PM, fuel type, firing type | 30875 | 0.27855
2020 | SD | State Auto Insurance | 56244 | MROW | MRO West | DFO | 1.7
2020 | SD | Tatanka Ridge | 61046 | MROW | MRO West | WND | 154
2020 | SD | Triple H Wind Project | 63103 | MROW | MRO West | WND | 250.2 |  | 119209 |  |  | 0 |  |  |  | 0
2020 | SD | Valley Queen Cheese | 56274 | MROW | MRO West | DFO | 4.5 |  | 15.999 | 167.001 | 0.025885 | 3.2358 | 0.31 | Estimated using an emission factor | 167.001 | 0.025885
2020 | SD | Watertown Power Plant | 7247 | MROW | MRO West | DFO | 67.5 |  | 596 | 10762 | 0.097093 | 0.32582 | 0.018044 | NEI avg EF - PM, fuel type, firing type | 10762 | 0.097093
2020 | SD | Webster IC | 3348 | MROW | MRO West | DFO | 2.6
2020 | SD | Wessington Springs | 56650 | MROW | MRO West | WND | 51 |  | 224791 |  |  | 0 |  |  |  | 0
2020 | SD | Willow Creek Wind Power LLC | 62431 | MROW | MRO West | WND | 105 |  | 118495 |  |  | 0 |  |  |  | 0
2020 | SD | Yankton | 8034 | MROW | MRO West | NG | 13.4 |  | -335 | 196.001 | 0.010683 | 0 | 0.10901 | Estimated using an emission factor | 196.001 | 0.010683
2020 | TN | Allen | 3393 | SRTV | SERC Tennessee Valley | NG | 2781.7 |  | 3707584 | 24638356 | 76.1488 | 0.041077 | 0.0061813 | EPA/NEI; Estimated using an emission factor | 24638356 | 76.1488
2020 | TN | Apalachia | 3394 | SRTV | SERC Tennessee Valley | WAT | 93.6 |  | 715344 |  |  | 0 |  |  |  | 0
2020 | TN | Bi-County Gas Producers | 58559 | SRTV | SERC Tennessee Valley | LFG | 3 |  | 14103 | 163308.996 | 1.2003 | 0.17022 | 0.0147 | Estimated using an emission factor | 163308.996 | 1.2003
2020 | TN | Boone Dam | 3395 | SRTV | SERC Tennessee Valley | WAT | 105.9 |  | 282259 |  |  | 0 |  |  |  | 0
2020 | TN | Brownsville Combustion Turbine Plant | 55081 | SRTV | SERC Tennessee Valley | NG | 460 |  | 476706 | 3834429.688 | 43.3839 | 0.18202 | 0.022629 | EPA/NEI | 3834429.688 | 43.3839
2020 | TN | Buffalo Mountain | 7927 | SRTV | SERC Tennessee Valley | WND | 1.8 |  | 0
2020 | TN | Buffalo Mountain Energy Center | 56493 | SRTV | SERC Tennessee Valley | WND | 27 |  | 39185 |  |  | 0 |  |  |  | 0
2020 | TN | Bull Run | 3396 | SRTV | SERC Tennessee Valley | BIT | 950 |  | 641125 | 7270929 | 42.5315 | 0.13268 | 0.011699 | EPA/NEI | 7270929 | 42.5315
2020 | TN | Calderwood | 54900 | SRTV | SERC Tennessee Valley | WAT | 156.6 |  | 888240 |  |  | 0 |  |  |  | 0
2020 | TN | Center Hill | 6417 | SRTV | SERC Tennessee Valley | WAT | 140 |  | 334714.999 |  |  | 0 |  |  |  | 0
2020 | TN | Chattanooga Metropolitan Airport Solar | 58515 | SRTV | SERC Tennessee Valley | SUN | 2.7 |  | 2889.999 |  |  | 0 |  |  |  | 0
2020 | TN | Cheatham | 6418 | SRTV | SERC Tennessee Valley | WAT | 36 |  | 170982 |  |  | 0 |  |  |  | 0
2020 | TN | Cherokee Dam | 3397 | SRTV | SERC Tennessee Valley | WAT | 135 |  | 623854.001 |  |  | 0 |  |  |  | 0
2020 | TN | Chestnut Ridge Gas Recovery | 50570 | SRTV | SERC Tennessee Valley | LFG | 4.8 |  | 31866 | 393189 | 2.8899 | 0.18138 | 0.0147 | Estimated using an emission factor | 393189 | 2.8899
2020 | TN | Chickamauga | 3398 | SRTV | SERC Tennessee Valley | WAT | 159.6 |  | 933826 |  |  | 0 |  |  |  | 0
2020 | TN | Chilhowee | 54901 | SRTV | SERC Tennessee Valley | WAT | 49.8 |  | 252497.001 |  |  | 0 |  |  |  | 0
2020 | TN | Cordell Hull | 3423 | SRTV | SERC Tennessee Valley | WAT | 99.9 |  | 527271.999 |  |  | 0 |  |  |  | 0
2020 | TN | Cumberland | 3399 | SRTV | SERC Tennessee Valley | BIT | 2600 |  | 9527419 | 101328435.203 | 1277.0325 | 0.26808 | 0.025206 | EPA/NEI; Estimated using an emission factor | 101328435.203 | 1277.0325
2020 | TN | Dale Hollow | 3424 | SRTV | SERC Tennessee Valley | WAT | 54 |  | 181548 |  |  | 0 |  |  |  | 0
2020 | TN | Domtar Kingsport Mill | 10252 | RFCW | RFC West | BLQ | 73 | 0.19182 | 86880.479 | 483317.975 | 2.3448 | 0.053977 | 0.0097027 | EPA/NEI; Estimated using an emission factor | 2519674.312 | 12.2239
2020 | TN | Douglas Dam | 3400 | SRTV | SERC Tennessee Valley | WAT | 150.8 |  | 765466.001 |  |  | 0 |  |  |  | 0
2020 | TN | Eastman Chemical Company | 50481 | RFCW | RFC West | BIT | 194.3 | 0.16747 | 1129416 | 6651423.028 | 37.9749 | 0.067247 | 0.011419 | NEI avg EF - PM, fuel type, firing type | 39716783.625 | 226.7548
2020 | TN | Elora Solar | 63719 | SRTV | SERC Tennessee Valley | SUN | 150
2020 | TN | Fort Loudoun | 3402 | SRTV | SERC Tennessee Valley | WAT | 153.3 |  | 1264509.999 |  |  | 0 |  |  |  | 0
2020 | TN | Fort Patrick Henry | 3401 | SRTV | SERC Tennessee Valley | WAT | 59.4 |  | 210076 |  |  | 0 |  |  |  | 0
2020 | TN | Franklin (TN) | 7950 | SRTV | SERC Tennessee Valley | NG | 510
2020 | TN | Gallatin | 3403 | SRTV | SERC Tennessee Valley | SUB | 1918.4 |  | 2429277 | 27983225.219 | 139.0615 | 0.11449 | 0.0099389 | EPA/NEI | 27983225.219 | 139.0615
2020 | TN | Gleason Combustion Turbine Plant | 55251 | SRTV | SERC Tennessee Valley | NG | 567.8 |  | 570858.999 | 4899365.125 | 24.408 | 0.085513 | 0.0099637 | EPA/NEI | 4899365.125 | 24.408
2020 | TN | Great Falls (TN) | 3404 | SRTV | SERC Tennessee Valley | WAT | 33.7 |  | 185477 |  |  | 0 |  |  |  | 0
2020 | TN | Haywood Solar | 61733 | SRTV | SERC Tennessee Valley | SUN | 3 |  | 5582 |  |  | 0 |  |  |  | 0
2020 | TN | IKEA Memphis 508 | 61211 | SRTV | SERC Tennessee Valley | SUN | 1.1 |  | 2593 |  |  | 0 |  |  |  | 0
2020 | TN | J P Priest | 3428 | SRTV | SERC Tennessee Valley | WAT | 28 |  | 76831 |  |  | 0 |  |  |  | 0
2020 | TN | John Sevier | 3405 | SRTV | SERC Tennessee Valley | NG | 1796.9 |  | 5016433 | 35867829 | 75.7949 | 0.030219 | 0.0042263 | EPA/NEI | 35867829 | 75.7949
2020 | TN | Johnsonville | 3406 | SRTV | SERC Tennessee Valley | NG | 2911.2 | 1 | 571789.996 | 8623089.474 | 68.694 | 0.24028 | 0.015933 | EPA/NEI; Estimated using an emission factor | 8623089.474 | 68.694
2020 | TN | Kingston | 3407 | SRTV | SERC Tennessee Valley | BIT | 1700 |  | 1482649 | 18878690.656 | 91.0962 | 0.12288 | 0.0096507 | EPA/NEI | 18878690.656 | 91.0962
2020 | TN | Lagoon Creek | 7845 | SRTV | SERC Tennessee Valley | NG | 1625.2 |  | 3764374 | 25338617.828 | 44.2072 | 0.023487 | 0.0034893 | EPA/NEI | 25338617.828 | 44.2072
2020 | TN | Latitude Solar Center | 61412 | SRTV | SERC Tennessee Valley | SUN | 15 |  | 30219 |  |  | 0 |  |  |  | 0
2020 | TN | McMinnville | 55928 | SRTV | SERC Tennessee Valley | DFO | 24 |  | 114 | 1206 | 0.18025 | 3.1622 | 0.29892 | Estimated using an emission factor | 1206 | 0.18025
2020 | TN | Melton Hill | 3408 | SRTV | SERC Tennessee Valley | WAT | 72 |  | 257319 |  |  | 0 |  |  |  | 0
2020 | TN | Middle Point Landfill Gas Recovery | 56866 | SRTV | SERC Tennessee Valley | LFG | 2.8
2020 | TN | Millington Solar Farm | 60560 | SRTV | SERC Tennessee Valley | SUN | 53 |  | 105664 |  |  | 0 |  |  |  | 0
2020 | TN | Mountain Home Energy Center | 59809 | SRTV | SERC Tennessee Valley | NG | 6.8 |  | 17279 | 159279 | 13.0861 | 1.5147 | 0.16432 | Estimated using an emission factor | 159279 | 13.0861
2020 | TN | MTSU Power Co-Gen Plant | 58179 | SRTV | SERC Tennessee Valley | NG | 15 | 0.3598 | 38126 | 240592.057 | 0.1196 | 0.006274 | 0.00099423 | EPA/NEI; Estimated using an emission factor | 668691 | 0.33242
2020 | TN | Mulberry Farm LLC | 59184 | SRTV | SERC Tennessee Valley | SUN | 15.8 |  | 23895 |  |  | 0 |  |  |  | 0
2020 | TN | Music City Community Solar | 62468 | SRTV | SERC Tennessee Valley | SUN | 1.6 |  | 3 |  |  | 0 |  |  |  | 0
2020 | TN | Nickajack | 3409 | SRTV | SERC Tennessee Valley | WAT | 103.9 |  | 718937 |  |  | 0 |  |  |  | 0
2020 | TN | Norris Dam | 3411 | SRTV | SERC Tennessee Valley | WAT | 131.4 |  | 765790 |  |  | 0 |  |  |  | 0
2020 | TN | Ocoee 1 | 3412 | SRTV | SERC Tennessee Valley | WAT | 19 |  | 136852 |  |  | 0 |  |  |  | 0
2020 | TN | Ocoee 2 | 3413 | SRTV | SERC Tennessee Valley | WAT | 23 |  | 163707 |  |  | 0 |  |  |  | 0
2020 | TN | Ocoee 3 | 3414 | SRTV | SERC Tennessee Valley | WAT | 28.8 |  | 235191 |  |  | 0 |  |  |  | 0
2020 | TN | OETN1 | 64507 | SRTV | SERC Tennessee Valley | SUN | 100
2020 | TN | Old Hickory | 3426 | SRTV | SERC Tennessee Valley | WAT | 103.7 |  | 512090 |  |  | 0 |  |  |  | 0
2020 | TN | Opryland USA | 55037 | SRTV | SERC Tennessee Valley | NG | 4.5 | 0.35495 | 32472 | 172334.822 | 0.08567 | 0.0052766 | 0.00099423 | NEI avg EF - PM, fuel type, firing type | 485513 | 0.24136
2020 | TN | Packaging Corporation of America | 50296 | SRTV | SERC Tennessee Valley | BLQ | 72.5 | 0.10323 | 403053.277 | 1396016.502 | 4.6616 | 0.023131 | 0.0066784 | NEI avg EF - PM, fuel type | 13522961 | 45.1557
2020 | TN | Pickwick Landing Dam | 3415 | SRTV | SERC Tennessee Valley | WAT | 240 |  | 1067259 |  |  | 0 |  |  |  | 0
2020 | TN | Powell Valley | 7883 | SRTV | SERC Tennessee Valley | DFO | 22 |  | 3.003 | 114.004 | 0.017671 | 11.7686 | 0.31 | Estimated using an emission factor | 114.004 | 0.017671
2020 | TN | Providence Solar | 60337 | SRTV | SERC Tennessee Valley | SUN | 16 |  | 29914 |  |  | 0 |  |  |  | 0
2020 | TN | Raccoon Mountain | 6151 | SRTV | SERC Tennessee Valley | WAT | 1713.6 |  | -720973 |  |  | 0 |  |  |  | 0
2020 | TN | Resolute Forest Products - Calhoun Ops | 50956 | SRTV | SERC Tennessee Valley | NG | 63.2 | 0.12346 | 331648.25 | 1337189.882 | 4.9101 | 0.02961 | 0.007344 | EPA/NEI; Estimated using an emission factor | 10831082 | 39.7713
2020 | TN | Selmer Farm LLC | 59188 | SRTV | SERC Tennessee Valley | SUN | 15.8 |  | 24453 |  |  | 0 |  |  |  | 0
2020 | TN | Selmer I | 60555 | SRTV | SERC Tennessee Valley | SUN | 16 |  | 29378 |  |  | 0 |  |  |  | 0
2020 | TN | Selmer II | 60556 | SRTV | SERC Tennessee Valley | SUN | 8 |  | 14911 |  |  | 0 |  |  |  | 0
2020 | TN | Sequoyah | 6152 | SRTV | SERC Tennessee Valley | NUC | 2441 |  | 19099189 |  |  | 0 |  |  |  | 0
2020 | TN | Somerville Solar | 62900 | SRTV | SERC Tennessee Valley | SUN | 2.3 |  | 3493 |  |  | 0 |  |  |  | 0
2020 | TN | South Holston | 3416 | SRTV | SERC Tennessee Valley | WAT | 38.5 |  | 268519 |  |  | 0 |  |  |  | 0
2020 | TN | SR Innovation - NIKE PV | 61332 | SRTV | SERC Tennessee Valley | SUN | 1.7 |  | 2990 |  |  | 0 |  |  |  | 0
2020 | TN | SR Jonesborough | 62173 | SRTV | SERC Tennessee Valley | SUN | 4.4 |  | 7785 |  |  | 0 |  |  |  | 0
2020 | TN | SR Washington I, LLC | 64843 | SRTV | SERC Tennessee Valley | SUN | 9
2020 | TN | Tate & Lyle Loudon Plant | 63632 | SRTV | SERC Tennessee Valley | NG | 61.4 | 1 | 328991 | 3705842 | 1.8422 | 0.011199 | 0.00099423 | NEI avg EF - PM, fuel type, firing type | 3705842 | 1.8422
2020 | TN | Tims Ford | 3417 | SRTV | SERC Tennessee Valley | WAT | 45.7 |  | 116431 |  |  | 0 |  |  |  | 0
2020 | TN | University of Tennessee Steam Plant | 55036 | SRTV | SERC Tennessee Valley | NG | 5 | 0.47048 | 35135 | 192601.71 | 0.095745 | 0.0054501 | 0.00099423 | NEI avg EF - PM, fuel type, firing type | 409374 | 0.20351
2020 | TN | Vanderbilt University Power Plant | 52048 | SRTV | SERC Tennessee Valley | NG | 34.9 | 0.43077 | 108931 | 556930.227 | 0.27686 | 0.0050832 | 0.00099423 | EPA/NEI; Estimated using an emission factor | 1292867 | 0.6427
2020 | TN | Volkswagen Solar System | 58401 | SRTV | SERC Tennessee Valley | SUN | 9.6 |  | 11857 |  |  | 0 |  |  |  | 0
2020 | TN | Vonore Battery Energy Storage System | 64255 | SRTV | SERC Tennessee Valley | MWH | 20
2020 | TN | Watauga | 3418 | SRTV | SERC Tennessee Valley | WAT | 57.6 |  | 241245 |  |  | 0 |  |  |  | 0
2020 | TN | Watts Bar Fossil | 3419 | SRTV | SERC Tennessee Valley | BIT | 240
2020 | TN | Watts Bar Hydro | 3420 | SRTV | SERC Tennessee Valley | WAT | 174.6 |  | 1527600.001 |  |  | 0 |  |  |  | 0
2020 | TN | Watts Bar Nuclear Plant | 7722 | SRTV | SERC Tennessee Valley | NUC | 2539.8 |  | 17589006 |  |  | 0 |  |  |  | 0
2020 | TN | West Camden | 57409 | SRTV | SERC Tennessee Valley | LFG | 4.8 |  | 36324.999 | 375309 | 2.7585 | 0.15188 | 0.0147 | Estimated using an emission factor | 375309 | 2.7585
2020 | TN | West Tennessee Solar Farm | 58431 | SRTV | SERC Tennessee Valley | SUN | 4.2 |  | 1282 |  |  | 0 |  |  |  | 0
2020 | TN | Wilbur | 3421 | SRTV | SERC Tennessee Valley | WAT | 10.6 |  | 28555.001 |  |  | 0 |  |  |  | 0
2020 | TN | Wildberry | 62775 | SRTV | SERC Tennessee Valley | SUN | 15 |  | 27743 |  |  | 0 |  |  |  | 0
2020 | TN | Yum Yum Solar LLC | 63026 | SRTV | SERC Tennessee Valley | SUN | 147
2020 | TX | 2W Permian Solar Project Hybrid | 63255 | ERCT | ERCOT All |  | 460
2020 | TX | 7V Solar Ranch | 64239 | ERCT | ERCOT All | SUN | 240
2020 | TX | Abbott TP 3 | 3581 | ERCT | ERCOT All | WAT | 2.8 |  | 6210 |  |  | 0 |  |  |  | 0
2020 | TX | Aeolus Wind Facility | 56225 | SPSO | SPP South | WND | 3 |  | 1102 |  |  | 0 |  |  |  | 0
2020 | TX | Air Liquide Bayport Complex | 10298 | ERCT | ERCOT All | NG | 623 | 1 | 2287995 | 32623627.5 | 33.16 | 0.028986 | 0.0020329 | EPA/NEI; Estimated using an emission factor | 32623627.5 | 33.16
2020 | TX | Air Products Port Arthur | 55309 | SRMV | SERC Mississippi Valley | NG | 172.1 | 0.52645 | 832544 | 6413808.769 | 6.0175 | 0.014456 | 0.0018764 | EPA/NEI; Estimated using an emission factor | 12183044.5 | 11.4302
2020 | TX | Alamo 6 | 59206 | ERCT | ERCOT All | SUN | 105 |  | 246760 |  |  | 0 |  |  |  | 0
2020 | TX | Alexis Solar, LLC | 64227 | ERCT | ERCOT All | SUN | 10 |  | 9951 |  |  | 0 |  |  |  | 0
2020 | TX | Alira | 63193 | ERCT | ERCOT All | SUN | 222.8
2020 | TX | Alvin | 64293 | ERCT | ERCOT All | MWH | 9.9 |  | -54 | 0 |  | 0 |  |  | 0 | 0
2020 | TX | Amadeus Wind Farm | 62142 | ERCT | ERCOT All | WND | 250 |  | 68784 |  |  | 0 |  |  |  | 0
2020 | TX | Ameresco Dallas LLC | 58946 | ERCT | ERCOT All | LFG | 4.2 |  | 28974 | 311989.992 | 2.2931 | 0.15829 | 0.0147 | Estimated using an emission factor | 311989.992 | 2.2931
2020 | TX | Amistad Dam & Power | 6128 | ERCT | ERCOT All | WAT | 66 |  | 105245 |  |  | 0 |  |  |  | 0
2020 | TX | Anacacho Wind Farm, LLC | 58000 | ERCT | ERCOT All | WND | 99.8 |  | 319380 |  |  | 0 |  |  |  | 0
2020 | TX | Angleton | 64295 | ERCT | ERCOT All | MWH | 9.9 |  | -43 | 0 |  | 0 |  |  | 0 | 0
2020 | TX | ANSON Solar Center, LLC | 64026 | ERCT | ERCOT All | SUN | 200
2020 | TX | Antelope Elk Energy Center | 57865 | SPSO | SPP South | NG | 167.4 |  | 242056.998 | 6930909.375 | 22.872 | 0.18898 | 0.0066 | EPA/NEI | 6930909.375 | 22.872
2020 | TX | Apex Bethel Energy Center | 59048 | ERCT | ERCOT All | NG | 317
2020 | TX | Aragorn Solar Project | 63329 | ERCT | ERCOT All | SUN | 180
2020 | TX | Arlington Outlet Hydroelectric Generator | 61355 | ERCT | ERCOT All | WAT | 1.3 |  | 793 |  |  | 0 |  |  |  | 0
2020 | TX | Armadillo Solar Center | 64349 | ERCT | ERCOT All | SUN | 175
2020 | TX | Ascend Performance Materials Texas Inc. | 10418 | ERCT | ERCOT All | NG | 55.3 | 0.29269 | 215154.73 | 1132538.884 | 4.2044 | 0.039083 | 0.0074247 | NEI avg EF - PM, fuel type | 3869427.125 | 14.3647
2020 | TX | Astra Wind Farm | 60856 | ERCT | ERCOT All | WND | 163 |  | 439659 |  |  | 0 |  |  |  | 0
2020 | TX | Atascocita | 55526 | ERCT | ERCOT All | LFG | 8.5
2020 | TX | Austin | 3594 | ERCT | ERCOT All | WAT | 18 |  | 15237 |  |  | 0 |  |  |  | 0
2020 | TX | Austin Gas Recovery | 56524 | ERCT | ERCOT All | LFG | 6.4 |  | 31953.999 | 372220.992 | 2.7358 | 0.17124 | 0.0147 | EPA/NEI; Estimated using an emission factor | 372220.992 | 2.7358
2020 | TX | Aviator Wind | 63209 | ERCT | ERCOT All | WND | 525
2020 | TX | Azure Sky Solar | 63905 | ERCT | ERCOT All |  | 302
2020 | TX | Azure Sky Wind Project, LLC Hybrid | 64164 | ERCT | ERCOT All |  | 470.2
2020 | TX | Bacliff Generating Station | 60264 | ERCT | ERCOT All | NG | 427.2 |  | 116779.002 | 1554576.922 | 3.7062 | 0.063474 | 0.0047681 | EPA/NEI | 1554576.922 | 3.7062
2020 | TX | Baffin Wind | 57927 | ERCT | ERCOT All | WND | 188 |  | 549656 |  |  | 0 |  |  |  | 0
2020 | TX | Bandera Electric Coop PV | 61205 | ERCT | ERCOT All | SUN | 1.5 |  | 2917 |  |  | 0 |  |  |  | 0
2020 | TX | Barilla Solar | 58710 | ERCT | ERCOT All | SUN | 30.2 |  | 58937 |  |  | 0 |  |  |  | 0
2020 | TX | Barney M. Davis | 4939 | ERCT | ERCOT All | NG | 1082.2 |  | 1228027 | 10299947.375 | 47.56 | 0.077458 | 0.009235 | EPA/NEI | 10299947.375 | 47.56
2020 | TX | Barton Chapel Wind Farm | 57156 | ERCT | ERCOT All | WND | 120 |  | 249512 |  |  | 0 |  |  |  | 0
2020 | TX | BASF Freeport Works | 55311 | ERCT | ERCOT All | NG | 92.7 | 0.4222 | 620264 | 3322587.619 | 1.7164 | 0.0055344 | 0.0010332 | EPA/NEI; Estimated using an emission factor | 7869775.457 | 4.0654
2020 | TX | Bastrop Clean Energy Center | 55168 | ERCT | ERCOT All | NG | 618.7 |  | 2562770 | 18743972 | 24.6272 | 0.019219 | 0.0026277 | EPA/NEI | 18743972 | 24.6272
2020 | TX | Bat Cave | 64312 | ERCT | ERCOT All | MWH | 100
2020 | TX | Baytown | 55551 | ERCT | ERCOT All | LFG | 5.3
2020 | TX | Baytown Energy Center | 55327 | ERCT | ERCOT All | NG | 932.9 | 0.79219 | 4782829 | 29083611.134 | 27.164 | 0.011359 | 0.001868 | EPA/NEI | 36713139 | 34.29
2020 | TX | BayWa r.e Mozart LLC | 58048 | ERCT | ERCOT All | WND | 30 |  | 65168 |  |  | 0 |  |  |  | 0
2020 | TX | Bearkat | 59972 | ERCT | ERCOT All | WND | 300.1 |  | 683808 |  |  | 0 |  |  |  | 0
2020 | TX | Bearkat II Wind Energy LLC | 63342 | ERCT | ERCOT All | WND | 162.1
2020 | TX | Bethel Wind Farm LLC | 60414 | SPSO | SPP South | WND | 276 |  | 1225575 |  |  | 0 |  |  |  | 0
2020 | TX | Big Brown | 3497 | ERCT | ERCOT All | SUB | 1986.8
2020 | TX | Big Spring Wind Power Facility | 54979 | ERCT | ERCOT All | WND | 34.3 |  | 73449 |  |  | 0 |  |  |  | 0
2020 | TX | Big Star Solar, LLC (Hybrid) | 64202 | ERCT | ERCOT All |  | 280
2020 | TX | Blackhawk Station | 55064 | SPSO | SPP South | NG | 370.8 | 0.38103 | 1479281 | 6855507.854 | 22.9382 | 0.031013 | 0.0066919 | EPA/NEI | 17991850 | 60.2
2020 | TX | Blackjack Creek Wind Farm | 62783 | ERCT | ERCOT All | WND | 239.6
2020 | TX | Blue Cloud Wind Energy LLC | 60270 | ERCT | ERCOT All | WND | 148.4 |  | 612778 |  |  | 0 |  |  |  | 0
2020 | TX | Blue Jay Solar I, LLC | 64672 | ERCT | ERCOT All |  | 260
2020 | TX | Blue Summit II Wind, LLC | 61970 | ERCT | ERCOT All | WND | 99.4 |  | 390285 |  |  | 0 |  |  |  | 0
2020 | TX | Blue Summit III Wind | 62566 | ERCT | ERCOT All | WND | 200.2 |  | 811273 |  |  | 0 |  |  |  | 0
2020 | TX | Blue Summit Storage, LLC | 60690 | ERCT | ERCOT All | MWH | 30 |  | -3316 | 0 |  | 0 |  |  | 0 | 0
2020 | TX | Blue Summit Wind LLC | 58372 | ERCT | ERCOT All | WND | 135.4 |  | 446963 |  |  | 0 |  |  |  | 0
2020 | TX | Blue Wing Solar Energy Generation | 57197 | ERCT | ERCOT All | SUN | 13.9 |  | 20442 |  |  | 0 |  |  |  | 0
2020 | TX | Bluebell Solar | 60789 | ERCT | ERCOT All | SUN | 30 |  | 77059 |  |  | 0 |  |  |  | 0
2020 | TX | Bluebell Solar II | 63351 | ERCT | ERCOT All | SUN | 115 |  | 21464 |  |  | 0 |  |  |  | 0
2020 | TX | Bluebonnet | 55552 | ERCT | ERCOT All | LFG | 4
2020 | TX | BMP Wind (TX) | 62809 | ERCT | ERCOT All | WND | 293.3
2020 | TX | Bobcat Bluff Wind Project LLC | 57974 | ERCT | ERCOT All | WND | 161 |  | 552097 |  |  | 0 |  |  |  | 0
2020 | TX | Borger Plant | 50067 | SPSO | SPP South | BFG | 37.5 | 0.1552 | 63898 | 357570.574 | 0.075447 | 0.0023615 | 0.000422 | Estimated using an emission factor | 2303978.5 | 0.48614
2020 | TX | Bosque County Power Plant | 55172 | ERCT | ERCOT All | NG | 807 |  | 4413761 | 30634795 | 69.53 | 0.031506 | 0.0045393 | EPA/NEI | 30634795 | 69.53
2020 | TX | Bovine | 61867 | ERCT | ERCOT All | SUN | 10 |  | 19204 |  |  | 0 |  |  |  | 0
2020 | TX | BP Chemicals Green Lake Plant | 50404 | ERCT | ERCOT All | WH | 38.8 | 1 | 31963 |  |  | 0 |  |  |  | 0
2020 | TX | Braes Bayou Plant | 64383 | ERCT | ERCOT All | NG | 363
2020 | TX | Brandon Station | 7131 | SPSO | SPP South | NG | 21 | 0.94427 | 15384 | 153649.269 | 0.076381 | 0.00993 | 0.00099423 | NEI avg EF - PM, fuel type, firing type | 162718 | 0.080889
2020 | TX | Brazoria | 64296 | ERCT | ERCOT All | MWH | 9.9 |  | -30 | 0 |  | 0 |  |  | 0 | 0
2020 | TX | Brazoria West | 64447 | ERCT | ERCOT All | SUN | 200
2020 | TX | Brazos Valley Energy, LP | 55357 | ERCT | ERCOT All | NG | 1075.6 |  | 3430938 | 24895044 | 67.48 | 0.039336 | 0.0054212 | EPA/NEI | 24895044 | 67.48
2020 | TX | Brazos Wind Farm | 56111 | ERCT | ERCOT All | WND | 160 |  | 330423 |  |  | 0 |  |  |  | 0
2020 | TX | Briar Creek Solar 1 | 63769 | ERCT | ERCOT All | SUN | 127
2020 | TX | Bridgeport Gas Processing Plant | 55053 | ERCT | ERCOT All | NG | 11.6 |  | 43922.996 | 447575.02 | 0.094438 | 0.0043002 | 0.000422 | EPA/NEI; Estimated using an emission factor | 447575.02 | 0.094438
2020 | TX | Brightside | 63223 | ERCT | ERCOT All | SUN | 50.7
2020 | TX | Briscoe Wind Farm | 59734 | ERCT | ERCOT All | WND | 150 |  | 312271 |  |  | 0 |  |  |  | 0
2020 | TX | Brisket Wind (8) LLC | 56838 | SPSO | SPP South | WND | 10 |  | 14107 |  |  | 0 |  |  |  | 0
2020 | TX | Bronson | 61868 | ERCT | ERCOT All | SUN | 10 |  | 19319 |  |  | 0 |  |  |  | 0
2020 | TX | Bruennings Breeze Wind Farm | 59066 | ERCT | ERCOT All | WND | 228 |  | 535706 |  |  | 0 |  |  |  | 0
2020 | TX | Brushy Creek Solar LLC | 64539 | ERCT | ERCOT All | SUN | 177
2020 | TX | Bryan (TX) | 3561 | ERCT | ERCOT All | NG | 138 |  | 570 | 10035 | 0.0049885 | 0.017504 | 0.00099423 | EPA/NEI; Estimated using an emission factor | 10035 | 0.0049885
2020 | TX | Bryan Solar, LLC | 58488 | ERCT | ERCOT All | SUN | 10 |  | 23963 |  |  | 0 |  |  |  | 0
2020 | TX | Buchanan Dam (TX) | 3595 | ERCT | ERCOT All | WAT | 54.9 |  | 17217.999 |  |  | 0 |  |  |  | 0
2020 | TX | Buckthorn Westex | 60044 | ERCT | ERCOT All | SUN | 154 |  | 363498 |  |  | 0 |  |  |  | 0
2020 | TX | Buckthorn Wind Project | 60983 | ERCT | ERCOT All | WND | 100.5 |  | 407341 |  |  | 0 |  |  |  | 0
2020 | TX | Buenos Aires Phase 1 | 62803 | ERCT | ERCOT All | WND | 200
2020 | TX | Buffalo Gap 2 Wind Farm | 56484 | ERCT | ERCOT All | WND | 232.5 |  | 483505 |  |  | 0 |  |  |  | 0
2020 | TX | Buffalo Gap 3 Wind Farm | 56638 | ERCT | ERCOT All | WND | 170.2 |  | 403450 |  |  | 0 |  |  |  | 0
2020 | TX | Buffalo Gap Wind Farm | 56240 | ERCT | ERCOT All | WND | 120.6 |  | 330380 |  |  | 0 |  |  |  | 0
2020 | TX | Bull Creek Wind | 56956 | ERCT | ERCOT All | WND | 180 |  | 307722 |  |  | 0 |  |  |  | 0
2020 | TX | C E Newman | 3574 | ERCT | ERCOT All | NG | 96.4
2020 | TX | C. R. Wing Cogeneration Plant | 52176 | ERCT | ERCOT All | NG | 230 | 0.92124 | 617443 | 5665501.741 | 18.2755 | 0.059197 | 0.0064515 | EPA/NEI | 6149831.25 | 19.8378
2020 | TX | Cactus Flats Wind Energy Project | 61001 | ERCT | ERCOT All | WND | 148.4 |  | 492806 |  |  | 0 |  |  |  | 0
2020 | TX | Callahan Divide Wind Energy Center | 56270 | ERCT | ERCOT All | WND | 114 |  | 431465 |  |  | 0 |  |  |  | 0
2020 | TX | Calpine Hidalgo Energy Center | 7762 | ERCT | ERCOT All | NG | 551.3 |  | 2529351 | 17903176 | 43.86 | 0.034681 | 0.0048997 | EPA/NEI | 17903176 | 43.86
2020 | TX | Cameron Wind 1 LLC | 59118 | ERCT | ERCOT All | WND | 165 |  | 476558 |  |  | 0 |  |  |  | 0
2020 | TX | Canadian Breaks, LLC | 63030 | ERCT | ERCOT All | WND | 210.1 |  | 828995 |  |  | 0 |  |  |  | 0
2020 | TX | Canyon | 791 | ERCT | ERCOT All | WAT | 6 |  | 43.56 |  |  | 0 |  |  |  | 0
2020 | TX | Canyon Wind Project, LLC | 60271 | ERCT | ERCOT All | WND | 201.8
2020 | TX | Capricorn Ridge Wind LLC | 56763 | ERCT | ERCOT All | WND | 662.5 |  | 2259411 |  |  | 0 |  |  |  | 0
2020 | TX | Carbon Capture Plant | 58378 | ERCT | ERCOT All | NG | 102.7 |  | 90997 | 1955909 | 7.5886 | 0.16679 | 0.0077596 | NEI avg EF - PM, fuel type, firing type | 1955909 | 7.5886
2020 | TX | Cascade Solar (TX) | 61875 | ERCT | ERCOT All | SUN | 10 |  | 18324 |  |  | 0 |  |  |  | 0
2020 | TX | Castle Gap Solar Hybrid | 60123 | ERCT | ERCOT All | SUN | 189.9 |  | 408144 | 0 |  | 0 |  |  | 0 | 0
2020 | TX | CatanSolar | 64079 | ERCT | ERCOT All | SUN | 10 |  | 1218 |  |  | 0 |  |  |  | 0
2020 | TX | CED Crane Solar | 63519 | ERCT | ERCOT All | SUN | 150 |  | 178226 |  |  | 0 |  |  |  | 0
2020 | TX | Cedar Bayou | 3460 | ERCT | ERCOT All | NG | 2295 |  | 1908370 | 20382213.5 | 76.4969 | 0.08017 | 0.0075062 | EPA/NEI | 20382213.5 | 76.4969
2020 | TX | Cedar Bayou 4 | 56806 | ERCT | ERCOT All | NG | 535.5 |  | 1741098 | 12884677 | 42.5194 | 0.048842 | 0.0066 | EPA/NEI | 12884677 | 42.5194
2020 | TX | Cedro Hill Wind LLC | 57260 | ERCT | ERCOT All | WND | 150 |  | 404292 |  |  | 0 |  |  |  | 0
2020 | TX | Celanese | 7678 | SPSO | SPP South |  | 50
2020 | TX | Central Utility Plant | 10184 | ERCT | ERCOT All | NG | 14.3 | 1 | 0
2020 | TX | Central Utility Plant - Texas A&M | 58151 | ERCT | ERCOT All | NG | 50.1 | 0.45215 | 135293.66 | 757836.56 | 1.6866 | 0.024932 | 0.004451 | EPA/NEI; Estimated using an emission factor | 1676054.152 | 3.73
2020 | TX | CFB Power Plant | 56708 | ERCT | ERCOT All | NG | 310 |  | 728974 | 9611810.625 | 75.2551 | 0.20647 | 0.015659 | NEI avg EF - PM, fuel type, firing type | 9611810.625 | 75.2551
2020 | TX | Chamon Power, LLC | 60460 | ERCT | ERCOT All | NG | 121 |  | 36676 | 403419.688 | 1.5652 | 0.085353 | 0.0077596 | NEI avg EF - PM, fuel type, firing type | 403419.688 | 1.5652
2020 | TX | Champion Wind Farm LLC | 56592 | ERCT | ERCOT All | WND | 126.5 |  | 338513 |  |  | 0 |  |  |  | 0
2020 | TX | Changing Winds | 59243 | ERCT | ERCOT All | WND | 288
2020 | TX | Channel Energy Center | 55299 | ERCT | ERCOT All | OG | 923.8 | 0.55073 | 4585578 | 22747646.93 | 34.542 | 0.015065 | 0.003037 | EPA/NEI | 41304301 | 62.72
2020 | TX | Channelview Cogeneration Facility | 55187 | ERCT | ERCOT All | NG | 918.3 | 0.55091 | 5126494 | 29171949.054 | 69.9986 | 0.027309 | 0.004799 | EPA/NEI | 52952329 | 127.06
2020 | TX | Chapman Ranch Wind I | 59193 | ERCT | ERCOT All | WND | 236 |  | 684462 |  |  | 0 |  |  |  | 0
2020 | TX | Chisholm Grid Energy Storage System | 63737 | ERCT | ERCOT All | MWH | 100
2020 | TX | Chisum | 61810 | ERCT | ERCOT All | SUN | 10 |  | 15397 |  |  | 0 |  |  |  | 0
2020 | TX | Cirrus Wind 1 LLC | 58162 | SPSO | SPP South | WND | 61.2 |  | 21879 |  |  | 0 |  |  |  | 0
2020 | TX | Clear Springs Energy Center | 59615 | ERCT | ERCOT All | NG | 549
2020 | TX | Coastal Plains | 55554 | ERCT | ERCOT All | LFG | 6.8
2020 | TX | Colbeck's Corner, LLC | 59068 | ERCT | ERCOT All | WND | 200 |  | 881253 |  |  | 0 |  |  |  | 0
2020 | TX | Coleto Creek | 6178 | ERCT | ERCOT All | RC | 622.4 |  | 2530102 | 28661162 | 139.9659 | 0.11064 | 0.0097669 | EPA/NEI | 28661162 | 139.9659
2020 | TX | Colorado Bend Energy Center | 56350 | ERCT | ERCOT All | NG | 580.1 |  | 2227830 | 18406654.5 | 60.9946 | 0.054757 | 0.0066275 | EPA/NEI | 18406654.5 | 60.9946
2020 | TX | Colorado Bend II | 60122 | ERCT | ERCOT All | NG | 1230.3 |  | 5598517 | 37756060 | 88.2849 | 0.031539 | 0.0046766 | EPA/NEI | 37756060 | 88.2849
2020 | TX | Comanche Peak | 6145 | ERCT | ERCOT All | NUC | 2430 |  | 19479948 |  |  | 0 |  |  |  | 0
2020 | TX | Commerce ESS | 62609 | ERCT | ERCOT All | MWH | 10 |  | -800 | 0 |  | 0 |  |  | 0 | 0
2020 | TX | Commerce Solar | 62610 | ERCT | ERCOT All | SUN | 5 |  | 9521 |  |  | 0 |  |  |  | 0
2020 | TX | Cone Renewable Energy Project, LLC | 60272 | ERCT | ERCOT All | WND | 300
2020 | TX | Coniglio Solar | 62772 | ERCT | ERCOT All | SUN | 123.6
2020 | TX | Conroe | 55555 | SRMV | SERC Mississippi Valley | LFG | 3
2020 | TX | Copper Station | 9 | AZNM | WECC Southwest | NG | 86.9 |  | 33888 | 672535.5 | 2.2194 | 0.13098 | 0.0066001 | EPA/NEI | 672535.5 | 2.2194
2020 | TX | Corazon Energy LLC | 64538 | ERCT | ERCOT All | SUN | 200
2020 | TX | Corpus Christi | 50475 | ERCT | ERCOT All | NG | 41 | 0.22727 | 96512 | 736407.71 | 0.36608 | 0.0075862 | 0.00099423 | NEI avg EF - PM, fuel type, firing type | 3240207 | 1.6108
2020 | TX | Corpus Christi Energy Center | 55206 | ERCT | ERCOT All | NG | 593.3 | 0.59166 | 2098242 | 12559173.33 | 14.7664 | 0.014075 | 0.0023515 | EPA/NEI | 21227037 | 24.9577
2020 | TX | Corpus Refinery | 50026 | ERCT | ERCOT All | NG | 47 | 0.42622 | 287359 | 1487209.048 | 0.73931 | 0.0051456 | 0.00099423 | NEI avg EF - PM, fuel type, firing type | 3489277 | 1.7346
2020 | TX | CoServ Community Solar Station | 60427 | ERCT | ERCOT All | SUN | 2 |  | 3512 |  |  | 0 |  |  |  | 0
2020 | TX | Cotton Plains Wind Farm | 60210 | ERCT | ERCOT All | WND | 50.4 |  | 192419 |  |  | 0 |  |  |  | 0
2020 | TX | Cottonwood Energy Project | 55358 | SRMV | SERC Mississippi Valley | NG | 1433.6 |  | 6163166 | 45079097 | 130.5344 | 0.04236 | 0.0057913 | EPA/NEI | 45079097 | 130.5344
2020 | TX | Covel Gardens Gas Recovery | 56864 | ERCT | ERCOT All | LFG | 9.6 |  | 58621.002 | 688110 | 5.0576 | 0.17255 | 0.0147 | Estimated using an emission factor | 688110 | 5.0576
2020 | TX | Coyote Wind LLC | 63655 | ERCT | ERCOT All | WND | 242.5
2020 | TX | CPS 1 Community Solar | 60472 | ERCT | ERCOT All | SUN | 1 |  | 2956 |  |  | 0 |  |  |  | 0
2020 | TX | Cranell Wind Farm LLC | 62416 | ERCT | ERCOT All | WND | 220
2020 | TX | Crosby County Wind Farm, LLC | 60273 | ERCT | ERCOT All | WND | 120
2020 | TX | Decker Creek | 3548 | ERCT | ERCOT All | NG | 932.3 |  | 682853 | 8587296.5 | 7.509 | 0.021993 | 0.0017489 | EPA/NEI; Estimated using an emission factor | 8587296.5 | 7.509
2020 | TX | Decordova | 8063 | ERCT | ERCOT All | NG | 1896.9 |  | 21993 | 302518 | 2.0049 | 0.18232 | 0.013255 | EPA/NEI | 302518 | 2.0049
2020 | TX | Deer Park Energy Center | 55464 | ERCT | ERCOT All | NG | 1176 | 0.59378 | 7385212 | 44507811.523 | 37.5861 | 0.010179 | 0.001689 | EPA/NEI | 74957015 | 63.3
2020 | TX | Deer Park Plant | 50471 | ERCT | ERCOT All | NG | 111
2020 | TX | Delilah Solar Energy II LLC | 63884 | ERCT | ERCOT All | SUN | 310
2020 | TX | Delilah Solar Energy LLC | 63194 | ERCT | ERCOT All | SUN | 300
2020 | TX | Denison | 6416 | ERCT | ERCOT All | WAT | 104.3 |  | 231008 |  |  | 0 |  |  |  | 0
2020 | TX | Denton Energy Center | 61643 | ERCT | ERCOT All | NG | 225.6 |  | 172349.004 | 1465759.031 | 0.30928 | 0.0035889 | 0.000422 | Estimated using an emission factor | 1465759.031 | 0.30928
2020 | TX | Denton Power LLC | 57071 | ERCT | ERCOT All | LFG | 1.6 |  | 8323 | 83475 | 0.61354 | 0.14743 | 0.0147 | Estimated using an emission factor | 83475 | 0.61354
2020 | TX | Dermott Wind | 60902 | ERCT | ERCOT All | WND | 253 |  | 935030 |  |  | 0 |  |  |  | 0
2020 | TX | Desert Sky | 55992 | ERCT | ERCOT All | WND | 167.7 |  | 539378 |  |  | 0 |  |  |  | 0
2020 | TX | DeWind Frisco | 57517 | SPSO | SPP South | WND | 20 |  | 0
2020 | TX | DFW Gas Recovery | 50569 | ERCT | ERCOT All | LFG | 12.4 |  | 85663 | 1220811 | 11.4737 | 0.26788 | 0.018797 | Estimated using an emission factor | 1220811 | 11.4737
2020 | TX | Dickinson | 64314 | ERCT | ERCOT All | MWH | 9.9
2020 | TX | Domain Integrated Energy System | 56373 | ERCT | ERCOT All | NG | 5
2020 | TX | Dunlap TP 1 | 3582 | ERCT | ERCOT All | WAT | 3.6 |  | 0.99 |  |  | 0 |  |  |  | 0
2020 | TX | Eagle Mountain | 3489 | ERCT | ERCOT All | NG | 1559.6
2020 | TX | Eagle Pass | 3437 | ERCT | ERCOT All | WAT | 9.6 |  | 31317 |  |  | 0 |  |  |  | 0
2020 | TX | East Blackland Solar Project 1 | 57659 | ERCT | ERCOT All | SUN | 144
2020 | TX | East Pecos Solar | 60436 | ERCT | ERCOT All | SUN | 118.5 |  | 297310 |  |  | 0 |  |  |  | 0
2020 | TX | Easter | 59971 | ERCT | ERCOT All | WND | 300
2020 | TX | Eastman Cogeneration Facility | 55176 | SPSO | SPP South | NG | 467.7 | 0.56864 | 2451519.77 | 14155924.697 | 30.3875 | 0.024791 | 0.0042933 | EPA/NEI | 24894178 | 53.4385
2020 | TX | Ector County Energy Center | 58471 | ERCT | ERCOT All | NG | 358.8 |  | 667255 | 7569973.75 | 9.35 | 0.028025 | 0.0024703 | EPA/NEI | 7569973.75 | 9.35
2020 | TX | Eddy II | 61874 | ERCT | ERCOT All | SUN | 10 |  | 20266 |  |  | 0 |  |  |  | 0
2020 | TX | Edmondson Ranch Wind, LLC | 63890 | ERCT | ERCOT All | WND | 293.3
2020 | TX | EG178 Facility | 56233 | ERCT | ERCOT All | NG | 153.9 | 1 | 819930 | 6587973.25 | 20.361 | 0.049665 | 0.0061813 | EPA/NEI; Estimated using an emission factor | 6587973.25 | 20.361
2020 | TX | El Algodon Alto Wind Farm, LLC | 64591 | ERCT | ERCOT All | WND | 200.2
2020 | TX | El Campo Wind | 62765 | ERCT | ERCOT All | WND | 242.8 |  | 78358 |  |  | 0 |  |  |  | 0
2020 | TX | Elara Solar | 64204 | ERCT | ERCOT All | SUN | 132.4
2020 | TX | Elbow Creek Wind Project LLC | 56783 | ERCT | ERCOT All | WND | 121.9 |  | 297452 |  |  | 0 |  |  |  | 0
2020 | TX | Electra Wind Farm | 60338 | ERCT | ERCOT All | WND | 230 |  | 943059 |  |  | 0 |  |  |  | 0
2020 | TX | Elk Station | 58835 | SPSO | SPP South | NG | 606 |  | 694457.001 | 7624775.25 | 3.7904 | 0.010916 | 0.00099423 | NEI avg EF - PM, fuel type, firing type | 7624775.25 | 3.7904
2020 | TX | Elm Branch Solar 1 | 63764 | ERCT | ERCOT All | SUN | 134.7
2020 | TX | Emerald Grove | 63233 | ERCT | ERCOT All | SUN | 108
2020 | TX | ENGIE Long Draw Solar LLC | 62845 | ERCT | ERCOT All | SUN | 225 |  | 87 |  |  | 0 |  |  |  | 0
2020 | TX | Engineered Carbons Borger Cogen | 10072 | SPSO | SPP South | PRG | 20 | 1 | 63852 | 1152503.125 | 32.8534 | 1.029 | 0.057012 | NEI avg EF - PM, fuel type | 1152503.125 | 32.8534
2020 | TX | Engineered Carbons Echo Cogeneration | 10187 | SRMV | SERC Mississippi Valley | OG | 10
2020 | TX | Ennis Power Company, LLC | 55223 | ERCT | ERCOT All | NG | 418 |  | 837423 | 7014039 | 21.063 | 0.050304 | 0.006006 | EPA/NEI | 7014039 | 21.063
2020 | TX | Enterprise Products Operating | 10261 | ERCT | ERCOT All | NG | 25.7 | 1 | 151143 | 2135182.031 | 1.0614 | 0.014045 | 0.00099423 | EPA/NEI; Estimated using an emission factor | 2135182.031 | 1.0614
2020 | TX | ETT Presidio NaS Battery | 60506 | ERCT | ERCOT All | MWH | 4 |  | -42 | 0 |  | 0 |  |  | 0 | 0
2020 | TX | E-Volve Energy Holdings LLC | 61493 | ERCT | ERCOT All | SUN | 1.6 |  | 758 |  |  | 0 |  |  |  | 0
2020 | TX | Exelon Laporte Generating Station | 55365 | ERCT | ERCOT All | NG | 236 |  | 88330 | 1125209.281 | 1.372 | 0.031065 | 0.0024387 | EPA/NEI | 1125209.281 | 1.372
2020 | TX | ExxonMobil Baytown Refinery | 10436 | ERCT | ERCOT All | NG | 231.7 | 0.38319 | 998885 | 5330240.589 | 2.6497 | 0.0053054 | 0.00099423 | EPA/NEI; Estimated using an emission factor | 13910135 | 6.9149
2020 | TX | ExxonMobil Baytown Turbine | 10692 | ERCT | ERCOT All | NG | 381.8 | 0.41645 | 2794863.999 | 14984875.546 | 7.4492 | 0.0053306 | 0.00099423 | NEI avg EF - PM, fuel type, firing type | 35982411.75 | 17.8874
2020 | TX | ExxonMobil Beaumont Refinery | 50625 | SRMV | SERC Mississippi Valley | NG | 697.8 | 0.61201 | 3972264.001 | 22768935.421 | 54.5065 | 0.027444 | 0.0047878 | EPA/NEI | 37203476 | 89.0613
2020 | TX | ExxonMobil Hawkins Gas Plant | 54962 | ERCT | ERCOT All | NG | 10.5
2020 | TX | Falcon Dam & Power | 6410 | ERCT | ERCOT All | WAT | 31.5 |  | 42881.001 |  |  | 0 |  |  |  | 0
2020 | TX | Farmers Branch Renewable Energy Facility | 57165 | ERCT | ERCOT All | LFG | 3.2 |  | 26926 | 303920 | 2.2338 | 0.16592 | 0.0147 | Estimated using an emission factor | 303920 | 2.2338
2020 | TX | FELPS 1 - Calaveras | 64821 | ERCT | ERCOT All | SUN | 1
2020 | TX | FELPS 2 - Calaveras | 64823 | ERCT | ERCOT All | SUN | 1
2020 | TX | FELPS 3 - Floresville South | 64824 | ERCT | ERCOT All | SUN | 1
2020 | TX | FELPS 4 - Floresville South | 64825 | ERCT | ERCOT All | SUN | 1
2020 | TX | FELPS 5- Floresville South | 64826 | ERCT | ERCOT All | SUN | 1
2020 | TX | FELPS 6- Floresville West | 64827 | ERCT | ERCOT All | SUN | 1
2020 | TX | FELPS 7- Floresville West | 64828 | ERCT | ERCOT All | SUN | 1
2020 | TX | FGE Texas I | 58931 | ERCT | ERCOT All | NG | 743
2020 | TX | FGE Texas II | 58930 | ERCT | ERCOT All | NG | 743
2020 | TX | Fighting Jays Solar Project | 62945 | ERCT | ERCOT All | SUN | 350
2020 | TX | Filet Wind (5) LLC | 56561 | SPSO | SPP South | WND | 10 |  | 5427 |  |  | 0 |  |  |  | 0
2020 | TX | Flat Iron Wind (7) LLC | 56839 | SPSO | SPP South | WND | 10 |  | 14993 |  |  | 0 |  |  |  | 0
2020 | TX | Flat Top Wind I | 61212 | ERCT | ERCOT All | WND | 200 |  | 895343 |  |  | 0 |  |  |  | 0
2020 | TX | Fluvanna | 59245 | ERCT | ERCOT All | WND | 155.4 |  | 614226 |  |  | 0 |  |  |  | 0
2020 | TX | Foard City Wind | 61402 | ERCT | ERCOT All | WND | 352.8 |  | 1302253 |  |  | 0 |  |  |  | 0
2020 | TX | Forest Creek Wind Farm LLC | 56394 | ERCT | ERCOT All | WND | 124.2 |  | 312715 |  |  | 0 |  |  |  | 0
2020 | TX | Forest Grove - Dodd | 64131 | ERCT | ERCOT All |  | 500.8
2020 | TX | Formosa Utility Venture Ltd | 10554 | ERCT | ERCOT All | NG | 933.4 | 0.5851 | 3457403.01 | 18181901.637 | 53.2647 | 0.030812 | 0.0058591 | EPA/NEI; Estimated using an emission factor | 31075134.633 | 91.036
2020 | TX | Forney Power Plant | 55480 | ERCT | ERCOT All | NG | 1894.2 |  | 10350822 | 75053854 | 132.8394 | 0.025667 | 0.0035398 | EPA/NEI | 75053854 | 132.8394
2020 | TX | Fort Bend Solar LLC | 63985 | ERCT | ERCOT All | SUN | 240
2020 | TX | Fort Bliss (DEA EPIC) | 61887 | ERCT | ERCOT All | SUN | 2 |  | 4695 |  |  | 0 |  |  |  | 0
2020 | TX | Freeport Energy | 52120 | ERCT | ERCOT All | NG | 1378.6 | 0.56203 | 3325554.89 | 19387563.114 | 47.742 | 0.028712 | 0.004925 | EPA/NEI; Estimated using an emission factor | 34495324.906 | 84.945
2020 | TX | Freeport Energy Center | 56152 | ERCT | ERCOT All | NG | 440 | 0.58643 | 1295707.59 | 6866415.928 | 21.2216 | 0.032757 | 0.0061813 | EPA/NEI; Estimated using an emission factor | 11708825 | 36.1877
2020 | TX | Freeport LP Pretreatment Facility | 59145 | ERCT | ERCOT All | NG | 87 | 1 | 568993 | 6088035 | 3.0265 | 0.010638 | 0.00099423 | NEI avg EF - PM, fuel type, firing type | 6088035 | 3.0265
2020 | TX | Freestone Power Generation | 55226 | ERCT | ERCOT All | NG | 1036 |  | 6859912 | 48468395 | 70.01 | 0.020411 | 0.0028889 | EPA/NEI | 48468395 | 70.01
2020 | TX | G.S.E. One LLC | 62505 | ERCT | ERCOT All | SUN | 83
2020 | TX | Gaines County | 60697 | SPSO | SPP South | NG | 225
2020 | TX | Galloway 1 Solar Farm | 61920 | ERCT | ERCOT All | SUN | 250
2020 | TX | Galloway 2 Solar Farm | 63343 | ERCT | ERCOT All | SUN | 110
2020 | TX | Gambit Energy Storage - Angleton Storage | 64528 | ERCT | ERCOT All | MWH | 100
2020 | TX | GE-Lubbock | 62642 | SPSO | SPP South | WND | 5.3 |  | 4 |  |  | 0 |  |  |  | 0
2020 | TX | Gerdau | 63797 | ERCT | ERCOT All | SUN | 80
2020 | TX | Goat Wind LP | 56754 | ERCT | ERCOT All | WND | 149.6 |  | 304364 |  |  | 0 |  |  |  | 0
2020 | TX | Golden Spread Panhandle Wnd Rch | 57866 | SPSO | SPP South | WND | 78.2 |  | 244370 |  |  | 0 |  |  |  | 0
2020 | TX | Goldthwaite Wind Energy Facility | 58321 | ERCT | ERCOT All | WND | 150 |  | 550325 |  |  | 0 |  |  |  | 0
2020 | TX | Golinda Solar | 64260 | ERCT | ERCOT All | SUN | 100
2020 | TX | Gonzales Hydro Plant | 7394 | ERCT | ERCOT All | WAT | 0.9
2020 | TX | Goodnight | 59246 | ERCT | ERCOT All | WND | 500
2020 | TX | Goodyear Beaumont Chemical Plant | 54321 | SRMV | SERC Mississippi Valley | NG | 34.8 | 0.16077 | 208066 | 1145448.193 | 3.1381 | 0.030164 | 0.0054792 | EPA/NEI; Estimated using an emission factor | 7124672.719 | 19.5189
2020 | TX | Gopher Creek Wind Farm | 61417 | ERCT | ERCOT All | WND | 158 |  | 647661 |  |  | 0 |  |  |  | 0
2020 | TX | Graham | 3490 | ERCT | ERCOT All | NG | 634.7 |  | 207083 | 2369463.438 | 8.1997 | 0.079192 | 0.0069211 | EPA/NEI | 2369463.438 | 8.1997
2020 | TX | Grandview Wind Farm III LLC | 59067 | ERCT | ERCOT All | WND | 188
2020 | TX | Grandview Wind Farm, LLC | 58596 | ERCT | ERCOT All | WND | 211.2 |  | 887326 |  |  | 0 |  |  |  | 0
2020 | TX | Granite Shoals | 3597 | ERCT | ERCOT All | WAT | 54 |  | 20739 |  |  | 0 |  |  |  | 0
2020 | TX | Greasewood | 62804 | ERCT | ERCOT All | SUN | 255
2020 | TX | Great Plains Windpark LLC | 56905 | SPSO | SPP South | WND | 114 |  | 262624 |  |  | 0 |  |  |  | 0
2020 | TX | Great Prairie Wind | 64665 | SPSO | SPP South | WND | 358
2020 | TX | Great Prairie Wind 2 | 64666 | SPSO | SPP South | WND | 210
2020 | TX | Great Prairie Wind 3 | 64667 | SPSO | SPP South | WND | 299
2020 | TX | Green Pastures Wind I | 59732 | ERCT | ERCOT All | WND | 150 |  | 500969 |  |  | 0 |  |  |  | 0
2020 | TX | Green Pastures Wind II | 59733 | ERCT | ERCOT All | WND | 150 |  | 480763 |  |  | 0 |  |  |  | 0
2020 | TX | Greens Bayou | 3464 | ERCT | ERCOT All | NG | 878.4 |  | 110857.002 | 1681079.609 | 5.5394 | 0.099938 | 0.0065903 | EPA/NEI | 1681079.609 | 5.5394
2020 | TX | Gregory Power Facility | 55086 | ERCT | ERCOT All | NG | 432 | 1 | 517659 | 4464191.875 | 18.871 | 0.072909 | 0.0084544 | EPA/NEI | 4464191.875 | 18.871
2020 | TX | Griffin Solar | 62953 | ERCT | ERCOT All | SUN | 5 |  | 11063 |  |  | 0 |  |  |  | 0
2020 | TX | Griffin Trail Wind | 62411 | ERCT | ERCOT All | WND | 225.6
2020 | TX | GRS Sunset Farms | 55588 | ERCT | ERCOT All | LFG | 4
2020 | TX | Guadalupe Generating Station | 55153 | ERCT | ERCOT All | NG | 1088.2 |  | 6080649 | 48079115 | 86.93 | 0.028592 | 0.0036161 | EPA/NEI | 48079115 | 86.93
2020 | TX | Gunsight Mountain Wind Energy LLC | 56776 | ERCT | ERCOT All | WND | 120 |  | 507668 |  |  | 0 |  |  |  | 0
2020 | TX | H 4 | 3583 | ERCT | ERCOT All | WAT | 2.4 |  | 4589 |  |  | 0 |  |  |  | 0
2020 | TX | H 5 | 3584 | ERCT | ERCOT All | WAT | 2.4 |  | 0
2020 | TX | H W Pirkey Power Plant | 7902 | SPSO | SPP South | LIG | 721 |  | 2185552 | 22761956 | 42.8 | 0.039166 | 0.0037607 | EPA/NEI | 22761956 | 42.8
2020 | TX | Hackberry Wind Farm | 56823 | ERCT | ERCOT All | WND | 165.6 |  | 418183 |  |  | 0 |  |  |  | 0
2020 | TX | Hal C Weaver Power Plant | 50118 | ERCT | ERCOT All | NG | 170.5 | 0.42739 | 298981.16 | 1508929.24 | 3.9692 | 0.026552 | 0.005261 | EPA/NEI; Estimated using an emission factor | 3530559.908 | 9.2871
2020 | TX | Hale Community Wind Farm | 59247 | SPSO | SPP South | WND | 718 |  | 2083677 |  |  | 0 |  |  |  | 0
2020 | TX | Hallmark | 63234 | ERCT | ERCOT All | SUN | 42
2020 | TX | Halyard Henderson Energy Center | 60268 | ERCT | ERCOT All | NG | 464
2020 | TX | Halyard Wharton Energy Center | 60221 | ERCT | ERCOT All | NG | 354
2020 | TX | Handley Generating Station | 3491 | ERCT | ERCOT All | NG | 1433.3 |  | 566912 | 7200511.375 | 27.6371 | 0.0975 | 0.0076764 | EPA/NEI | 7200511.375 | 27.6371
2020 | TX | Harbor Wind LLC | 58424 | ERCT | ERCOT All | WND | 9 |  | 0
2020 | TX | Hardin County Peaking Facility | 56604 | SRMV | SERC Mississippi Valley | NG | 173 |  | 91298 | 1176841.812 | 7.7195 | 0.16911 | 0.013119 | EPA/NEI | 1176841.812 | 7.7195
2020 | TX | Harrington Station | 6193 | SPSO | SPP South | SUB | 1080 |  | 3345188 | 35342404 | 63.3205 | 0.037858 | 0.0035833 | EPA/NEI | 35342404 | 63.3205
2020 | TX | Harrison County Power Project | 55664 | SPSO | SPP South | NG | 570 |  | 2892710 | 21130362 | 55.14 | 0.038123 | 0.005219 | EPA/NEI | 21130362 | 55.14
2020 | TX | Hays Energy Facility | 55144 | ERCT | ERCOT All | NG | 989 |  | 2389854 | 18268292.5 | 56.0616 | 0.046916 | 0.0061376 | EPA/NEI | 18268292.5 | 56.0616
2020 | TX | Heart of Texas Wind Project | 61032 | ERCT | ERCOT All | WND | 180 |  | 399282 |  |  | 0 |  |  |  | 0
2020 | TX | Hecate Energy Frye Solar LLC | 64233 | ERCT | ERCOT All | SUN | 500
2020 | TX | Hecate Energy Harley Hand Solar LLC | 64234 | ERCT | ERCOT All | SUN | 500
2020 | TX | Heights | 64297 | ERCT | ERCOT All | MWH | 9.9 |  | -4 | 0 |  | 0 |  |  | 0 | 0
2020 | TX | Helena Wind | 63738 | ERCT | ERCOT All | WND | 250
2020 | TX | Hidalgo Wind Farm II | 62618 | ERCT | ERCOT All | WND | 50.4 |  | 108087 |  |  | 0 |  |  |  | 0
2020 | TX | Hidalgo Wind Farm LLC | 57617 | ERCT | ERCOT All | WND | 250 |  | 685713 |  |  | 0 |  |  |  | 0
2020 | TX | High Lonesome Wind Power, LLC Hybrid | 62562 | ERCT | ERCOT All | WND | 549.5 |  | 461210
2020 | TX | High Plains | 56834 | SPSO | SPP South | WND | 10 |  | 3614 |  |  | 0 |  |  |  | 0
2020 | TX | Highway 56 Solar | 61409 | ERCT | ERCOT All | SUN | 5.3 |  | 8800 |  |  | 0 |  |  |  | 0
2020 | TX | Hill County Generation Facility | 60194 | ERCT | ERCOT All | NG | 928
2020 | TX | HO Clarke Generating | 63335 | ERCT | ERCOT All | NG | 484
2020 | TX | Holly Street | 3549 | ERCT | ERCOT All | NG | 558
2020 | TX | Holstein 1 Solar Farm | 61962 | ERCT | ERCOT All | SUN | 200 |  | 360051 |  |  | 0 |  |  |  | 0
2020 | TX | Horse Creek Wind Farm | 60339 | ERCT | ERCOT All | WND | 230 |  | 875961 |  |  | 0 |  |  |  | 0
2020 | TX | Horse Hollow Wind Energy Center | 56291 | ERCT | ERCOT All | WND | 735.5 |  | 2513456.999 |  |  | 0 |  |  |  | 0
2020 | TX | Houston Chemical Complex Battleground | 50043 | ERCT | ERCOT All | NG | 380.7 | 0.51804 | 1864003 | 10558911.07 | 28.9691 | 0.031083 | 0.0054871 | EPA/NEI; Estimated using an emission factor | 20382215.188 | 55.92
2020 | TX | Houston Plant | 52065 | ERCT | ERCOT All | WH | 7.5 | 1 | 40873 |  |  | 0 |  |  |  | 0
2020 | TX | Hueco Mountain Wind Ranch | 55578 | AZNM | WECC Southwest | WND | 1.3
2020 | TX | Ignacio Grid Energy Storage System | 64089 | ERCT | ERCOT All | MWH | 100
2020 | TX | IKEA Grand Prairie Rooftop PV System | 61309 | ERCT | ERCOT All | SUN | 1.2 |  | 951 |  |  | 0 |  |  |  | 0
2020 | TX | IKEA Live Oak Rooftop PV System | 62152 | ERCT | ERCOT All | SUN | 1.7 |  | 2152 |  |  | 0 |  |  |  | 0
2020 | TX | IKEA Round Rock 027 | 58013 | ERCT | ERCOT All | SUN | 1.4 |  | 884 |  |  | 0 |  |  |  | 0
2020 | TX | Impact Solar 1 | 63222 | ERCT | ERCOT All | SUN | 198.5 |  | 22222 |  |  | 0 |  |  |  | 0
2020 | TX | Inadale Wind Farm LLC Hybrid | 56984 | ERCT | ERCOT All | WND | 206.9 |  | 502364 | 0 |  | 0 |  |  | 0 | 0
2020 | TX | Ingleside Cogeneration | 55313 | ERCT | ERCOT All | NG | 517 | 0.57286 | 2955686 | 15924982.317 | 45.6525 | 0.030891 | 0.0057334 | EPA/NEI; Estimated using an emission factor | 27799319.25 | 79.693
2020 | TX | Inks | 3598 | ERCT | ERCOT All | WAT | 15 |  | 8429 |  |  | 0 |  |  |  | 0
2020 | TX | International Paper - Orange | 10425 | SRMV | SERC Mississippi Valley | BLQ | 48 | 0.12698 | 281426 | 1611481.45 | 6.7285 | 0.047817 | 0.0083507 | NEI avg EF - PM, fuel type | 12690454 | 52.987
2020 | TX | International Paper Texarkana Mill | 54097 | SPSO | SPP South | BLQ | 65 | 0.1346 | 381302.11 | 2195664.453 | 5.4536 | 0.028605 | 0.0049676 | EPA/NEI; Estimated using an emission factor | 16312202 | 40.5164
2020 | TX | IP Radian, LLC | 64859 | ERCT | ERCOT All | SUN | 300
2020 | TX | J K Spruce | 7097 | ERCT | ERCOT All | SUB | 1444 |  | 5344458 | 61814936 | 156.37 | 0.058517 | 0.0050593 | EPA/NEI | 61814936 | 156.37
2020 | TX | J Robert Massengale Generating Station | 3604 | SPSO | SPP South | NG | 107 |  | 51223 | 455395.25 | 1.5028 | 0.058677 | 0.0066 | EPA/NEI | 455395.25 | 1.5028
2020 | TX | J T Deely | 6181 | ERCT | ERCOT All | SUB | 932 |  | -6554 |  |  | 0
2020 | TX | Jack County Generation Facility | 55230 | ERCT | ERCOT All | NG | 1280 |  | 3305053 | 24172733.5 | 51.61 | 0.031231 | 0.0042701 | EPA/NEI | 24172733.5 | 51.61
2020 | TX | Jameson Gas Processing Plant | 55052 | ERCT | ERCOT All | NG | 2.3 |  | 15405 | 130321 | 0.027498 | 0.00357 | 0.000422 | EPA/NEI; Estimated using an emission factor | 130321 | 0.027498
2020 | TX | Javelina Wind Energy II, LLC | 60645 | ERCT | ERCOT All | WND | 200 |  | 773696 |  |  | 0 |  |  |  | 0
2020 | TX | Javelina Wind Energy, LLC | 60104 | ERCT | ERCOT All | WND | 249.7 |  | 945992 |  |  | 0 |  |  |  | 0
2020 | TX | Jayhawk | 59806 | ERCT | ERCOT All | SUN | 101
2020 | TX | JCO Oxides Olefins Plant | 54637 | SRMV | SERC Mississippi Valley | NG | 73.8 | 0.40048 | 541347 | 2737365.172 | 1.3608 | 0.0050274 | 0.00099423 | NEI avg EF - PM, fuel type, firing type | 6835214 | 3.3979
2020 | TX | John Paul Jones | 63095 | ERCT | ERCOT All | NG | 18.7
2020 | TX | Johnson County Generation Facility | 54817 | ERCT | ERCOT All | NG | 282.6 |  | 899874 | 7417756 | 24.07 | 0.053496 | 0.0064898 | EPA/NEI | 7417756 | 24.07
2020 | TX | Jones Station | 3482 | SPSO | SPP South | NG | 860.4 |  | 2694448 | 28763008 | 93.0448 | 0.069064 | 0.0064698 | EPA/NEI | 28763008 | 93.0448
2020 | TX | Jumbo Hill Wind Project | 62630 | ERCT | ERCOT All | WND | 160.7 |  | 479481 |  |  | 0 |  |  |  | 0
2020 | TX | Juno Solar Project | 63328 | ERCT | ERCOT All | SUN | 300
2020 | TX | Karankawa Wind LLC | 61343 | ERCT | ERCOT All | WND | 307.1 |  | 994401 |  |  | 0 |  |  |  | 0
2020 | TX | Keechi Wind | 58838 | ERCT | ERCOT All | WND | 110 |  | 431091 |  |  | 0 |  |  |  | 0
2020 | TX | Kellam Solar | 62774 | ERCT | ERCOT All | SUN | 59 |  | 3110 |  |  | 0 |  |  |  | 0
2020 | TX | King Mountain Wind Ranch 1 | 55581 | ERCT | ERCOT All | WND | 278 |  | 600857 |  |  | 0 |  |  |  | 0
2020 | TX | Kingsberry Energy Storage System | 61741 | ERCT | ERCOT All | MWH | 1.5 |  | -182 | 0 |  | 0 |  |  | 0 | 0
2020 | TX | Knickerbocker Solar LLC | 64540 | ERCT | ERCOT All | SUN | 200
2020 | TX | Knox Lee Power Plant | 3476 | SPSO | SPP South | NG | 501 |  | 132398 | 1704954.625 | 6.35 | 0.095923 | 0.0074489 | EPA/NEI; Estimated using an emission factor | 1704954.625 | 6.35
2020 | TX | La Chalupa, LLC | 63624 | ERCT | ERCOT All | WND | 198.5
2020 | TX | La Paloma Energy Center | 59924 | ERCT | ERCOT All | NG | 771
2020 | TX | Lake Creek | 3502 | ERCT | ERCOT All |  | 1357.1
2020 | TX | Lake Hubbard | 3452 | ERCT | ERCOT All | NG | 927.5 |  | 447436 | 5233697.5 | 19.8082 | 0.088541 | 0.0075695 | EPA/NEI | 5233697.5 | 19.8082
2020 | TX | Lamar Power Plant | 55097 | ERCT | ERCOT All | NG | 1112.6 |  | 7022063 | 49674214 | 90.122 | 0.025668 | 0.0036285 | EPA/NEI | 49674214 | 90.122
2020 | TX | Lamesa II | 61697 | ERCT | ERCOT All | SUN | 50 |  | 130829 |  |  | 0 |  |  |  | 0
2020 | TX | Lamesa Solar | 60372 | ERCT | ERCOT All | SUN | 202 |  | 242946 |  |  | 0 |  |  |  | 0
2020 | TX | Lampwick | 61872 | ERCT | ERCOT All | SUN | 7.5 |  | 17246 |  |  | 0 |  |  |  | 0
2020 | TX | Langford Wind Power | 57153 | ERCT | ERCOT All | WND | 150 |  | 356694 |  |  | 0 |  |  |  | 0
2020 | TX | Lapetus | 62448 | ERCT | ERCOT All | SUN | 100 |  | 249561 |  |  | 0 |  |  |  | 0
2020 | TX | Laredo | 3439 | ERCT | ERCOT All | NG | 450.8 |  | 76070 | 700677.906 | 1.22 | 0.032076 | 0.0034823 | EPA/NEI | 700677.906 | 1.22
2020 | TX | Las Lomas Wind Project | 63101 | ERCT | ERCOT All | WND | 201.6 |  | 5249 |  |  | 0 |  |  |  | 0
2020 | TX | Las Majadas Wind Farm | 63739 | ERCT | ERCOT All | WND | 272.6
2020 | TX | Leon Creek | 3609 | ERCT | ERCOT All | NG | 418.3 |  | 121224 | 1268963.719 | 3.2936 | 0.054339 | 0.005191 | EPA/NEI | 1268963.719 | 3.2936
2020 | TX | Leon Solar | 61532 | ERCT | ERCOT All | SUN | 10 |  | 13976 |  |  | 0 |  |  |  | 0
2020 | TX | Lewis Creek | 3457 | SRMV | SERC Mississippi Valley | NG | 542.8 |  | 2297947 | 23027716 | 86.15 | 0.07498 | 0.0074823 | EPA/NEI | 23027716 | 86.15
2020 | TX | Lewisville | 794 | ERCT | ERCOT All | WAT | 2.8 |  | 7779 |  |  | 0 |  |  |  | 0
2020 | TX | Lily Solar Hybrid | 63892 | ERCT | ERCOT All |  | 231
2020 | TX | Limestone | 298 | ERCT | ERCOT All | SUB | 1849.8 |  | 5716279 | 63944990 | 362.3582 | 0.12678 | 0.011333 | EPA/NEI | 63944990 | 362.3582
2020 | TX | Little Pringle I Wind Farm | 57263 | ERCT | ERCOT All | WND | 10 |  | 0
2020 | TX | Little Pringle II Wind Farm | 57264 | ERCT | ERCOT All | WND | 10 |  | 0
2020 | TX | Live Oak Wind Project | 61782 | ERCT | ERCOT All | WND | 199.5 |  | 817040 |  |  | 0 |  |  |  | 0
2020 | TX | Llano Estacado Wind Ranch | 55579 | SPSO | SPP South | WND | 80 |  | 149175 |  |  | 0 |  |  |  | 0
2020 | TX | Lockett Windfarm | 62356 | ERCT | ERCOT All | WND | 183.8 |  | 742123 |  |  | 0 |  |  |  | 0
2020 | TX | Logans Gap Wind LLC | 59442 | ERCT | ERCOT All | WND | 200.1 |  | 677882 |  |  | 0 |  |  |  | 0
2020 | TX | Lone Star Power Plant | 3477 | SPSO | SPP South | NG | 40 |  | 0
2020 | TX | Longhorn Wind | 58772 | ERCT | ERCOT All | WND | 200 |  | 708998 |  |  | 0 |  |  |  | 0
2020 | TX | Loop 463 | 64315 | ERCT | ERCOT All | MWH | 9.9
2020 | TX | Lopeno | 64316 | ERCT | ERCOT All | MWH | 9.9
2020 | TX | Loraine Windpark Project LLC | 57303 | ERCT | ERCOT All | WND | 150 |  | 382006 |  |  | 0 |  |  |  | 0
2020 | TX | Lorenzo Wind | 59244 | SPSO | SPP South | WND | 80 |  | 374283 |  |  | 0 |  |  |  | 0
2020 | TX | Los Vientos V Wind Power | 60059 | ERCT | ERCOT All | WND | 110 |  | 355095 |  |  | 0 |  |  |  | 0
2020 | TX | Los Vientos Wind 1A | 57751 | ERCT | ERCOT All | WND | 200 |  | 513614 |  |  | 0 |  |  |  | 0
2020 | TX | Los Vientos Wind 1B | 57752 | ERCT | ERCOT All | WND | 201.6 |  | 448229 |  |  | 0 |  |  |  | 0
2020 | TX | Los Vientos Windpower III | 59320 | ERCT | ERCOT All | WND | 200 |  | 571467 |  |  | 0 |  |  |  | 0
2020 | TX | Los Vientos Windpower IV | 59321 | ERCT | ERCOT All | WND | 200 |  | 601003 |  |  | 0 |  |  |  | 0
2020 | TX | Lost Pines 1 | 55154 | ERCT | ERCOT All | NG | 609 |  | 2941218 | 21070905 | 50.9 | 0.034612 | 0.0048313 | EPA/NEI | 21070905 | 50.9
2020 | TX | M&G Resins USA | 60642 | ERCT | ERCOT All | WH | 28.6
2020 | TX | Madero Grid | 63757 | ERCT | ERCOT All | MWH | 100
2020 | TX | Magic Valley Generating Station | 55123 | ERCT | ERCOT All | NG | 801 |  | 3214481 | 23012860 | 48.18 | 0.029977 | 0.0041872 | EPA/NEI | 23012860 | 48.18
2020 | TX | Magic Valley Wind Farm I LLC | 57802 | ERCT | ERCOT All | WND | 203 |  | 539511 |  |  | 0 |  |  |  | 0
2020 | TX | Magnolia TX | 64298 | ERCT | ERCOT All | MWH | 9.9 |  | -21 | 0 |  | 0 |  |  | 0 | 0
2020 | TX | Majestic 1 Wind Farm | 56648 | SPSO | SPP South | WND | 79.5 |  | 290973 |  |  | 0 |  |  |  | 0
2020 | TX | Majestic 2 Wind Farm | 56658 | ERCT | ERCOT All | WND | 79.2
2020 | TX | Majestic II Wind | 58363 | ERCT | ERCOT All | WND | 79.6 |  | 338630 |  |  | 0 |  |  |  | 0
2020 | TX | Marble Falls | 3599 | ERCT | ERCOT All | WAT | 39.6 |  | 13663 |  |  | 0 |  |  |  | 0
2020 | TX | Mariah del Norte | 59005 | ERCT | ERCOT All | WND | 230.4 |  | 724436 |  |  | 0 |  |  |  | 0
2020 | TX | Mariah East | 59006 | ERCT | ERCOT All | WND | 152.5
2020 | TX | Mariah South | 59007 | ERCT | ERCOT All | WND | 210.4
2020 | TX | Marlin Solar | 61513 | ERCT | ERCOT All | SUN | 5.3 |  | 9490 |  |  | 0 |  |  |  | 0
2020 | TX | Mars Solar | 63027 | ERCT | ERCOT All | SUN | 10 |  | 21870 |  |  | 0 |  |  |  | 0
2020 | TX | Marshall Ford | 3600 | ERCT | ERCOT All | WAT | 108 |  | 59220 |  |  | 0 |  |  |  | 0
2020 | TX | Martin Lake | 6146 | ERCT | ERCOT All | SUB | 3179.6 |  | 12881511 | 135840244 | 908.2586 | 0.14102 | 0.013372 | EPA/NEI | 135840244 | 908.2586
2020 | TX | Maryneal Windpower | 62836 | ERCT | ERCOT All | WND | 182.4
2020 | TX | Maverick Creek Wind | 62853 | ERCT | ERCOT All | WND | 492
2020 | TX | McAdoo Wind Energy LLC | 56773 | ERCT | ERCOT All | WND | 150 |  | 446772 |  |  | 0 |  |  |  | 0
2020 | TX | Mesquite Creek LFGTE Project | 57167 | ERCT | ERCOT All | LFG | 3.2 |  | 25048 | 277225 | 2.0376 | 0.1627 | 0.0147 | Estimated using an emission factor | 277225 | 2.0376
2020 | TX | Mesquite Creek Wind | 59332 | ERCT | ERCOT All | WND | 211.2 |  | 721908 |  |  | 0 |  |  |  | 0
2020 | TX | Mesquite Star | 62587 | ERCT | ERCOT All | WND | 418.9 |  | 799789 |  |  | 0 |  |  |  | 0
2020 | TX | Mesquite Wind Power LLC | 56395 | ERCT | ERCOT All | WND | 200 |  | 484260 |  |  | 0 |  |  |  | 0
2020 | TX | Mesteno | 62258 | ERCT | ERCOT All | WND | 201.6 |  | 460399 |  |  | 0 |  |  |  | 0
2020 | TX | Miami Wind Energy Center | 58765 | ERCT | ERCOT All | WND | 288.6 |  | 1112891 |  |  | 0 |  |  |  | 0
2020 | TX | Midlothian Energy | 55091 | ERCT | ERCOT All | NG | 1734 |  | 3904672 | 30079046.5 | 101.4052 | 0.05194 | 0.0067426 | EPA/NEI | 30079046.5 | 101.4052
2020 | TX | Midway Solar - TX | 61368 | ERCT | ERCOT All | SUN | 182 |  | 384440 |  |  | 0 |  |  |  | 0
2020 | TX | Midway Wind, LLC | 61776 | ERCT | ERCOT All | WND | 162.9 |  | 492290 |  |  | 0 |  |  |  | 0
2020 | TX | Misae Solar | 62249 | ERCT | ERCOT All | SUN | 240 |  | 477835 |  |  | 0 |  |  |  | 0
2020 | TX | Mission Road | 3610 | ERCT | ERCOT All | NG | 113.6
2020 | TX | Mockingbird Solar Center | 64347 | ERCT | ERCOT All | SUN | 400
2020 | TX | Mont Belvieu Cogeneration Unit | 57322 | ERCT | ERCOT All | NG | 15 | 0.29598 | 101943 | 546476.856 | 0.27166 | 0.0053297 | 0.00099423 | NEI avg EF - PM, fuel type, firing type | 1846350 | 0.91785
2020 | TX | Montana Power Station | 58562 | AZNM | WECC Southwest | NG | 527.2 |  | 856377 | 8210589.938 | 28.701 | 0.067029 | 0.0069912 | EPA/NEI | 8210589.938 | 28.701
2020 | TX | Montana Solar Facility | 60300 | AZNM | WECC Southwest | SUN | 3 |  | 8208 |  |  | 0 |  |  |  | 0
2020 | TX | Montgomery County Power Station | 60925 | SRMV | SERC Mississippi Valley | NG | 1000 |  |  | 1239484.875 | 3.8308 |  | 0.0061813 | NEI avg EF - PM, fuel type, firing type | 1239484.875 | 3.8308
2020 | TX | Monticello | 6147 | ERCT | ERCOT All | SUB | 2780
2020 | TX | Moore County | 3483 | SPSO | SPP South | NG | 49
2020 | TX | Morada del Sol, LLC | 61049 | ERCT | ERCOT All | SUN | 247
2020 | TX | Morgan Creek | 3492 | ERCT | ERCOT All | NG | 2163.7 |  | 9436.998 | 142177.6 | 0.913 | 0.19349 | 0.012843 | EPA/NEI | 142177.6 | 0.913
2020 | TX | Motiva Enterprises Port Arthur Refinery | 50973 | SRMV | SERC Mississippi Valley | NG | 316.9 | 0.15369 | 720897.06 | 6802271.095 | 7.7256 | 0.021433 | 0.0022715 | EPA/NEI; Estimated using an emission factor | 44258313.625 | 50.2657
2020 | TX | Mountain Creek Generating Station | 3453 | ERCT | ERCOT All | NG | 958.3 |  | 395716 | 4755090.688 | 18.2504 | 0.09224 | 0.0076762 | EPA/NEI | 4755090.688 | 18.2504
2020 | TX | Mustang Station | 55065 | SPSO | SPP South | NG | 521 |  | 1874324 | 15329314.5 | 50.5903 | 0.053982 | 0.0066005 | EPA/NEI | 15329314.5 | 50.5903
2020 | TX | Mustang Station (56326) | 56326 | SPSO | SPP South | NG | 510 |  | 1261407 | 13702583.75 | 52.5675 | 0.083347 | 0.0076726 | EPA/NEI | 13702583.75 | 52.5675
2020 | TX | Nacogdoches Generating Facility | 55708 | ERCT | ERCOT All | WDS | 1039 |  | 53258 | 821611.438 | 0.4271 | 0.016039 | 0.0010397 | EPA/NEI | 821611.438 | 0.4271
2020 | TX | NAFTA Region Olefins Complex | 55122 | SRMV | SERC Mississippi Valley | NG | 83.2 | 0.39047 | 427695 | 4627073.334 | 10.1262 | 0.047352 | 0.0043769 | NEI avg EF - PM, fuel type, firing type | 11850076 | 25.9335
2020 | TX | NASA Johnson Space Center CHP | 62762 | ERCT | ERCOT All | NG | 11.2 | 0.83486 | 78291 | 816928.577 | 0.40611 | 0.010374 | 0.00099423 | NEI avg EF - PM, fuel type, firing type | 978522 | 0.48644
2020 | TX | Nelson Gardens Landfill Gas to Energy | 59649 | ERCT | ERCOT All | LFG | 4.4 |  | 13880 | 155516 | 1.143 | 0.1647 | 0.0147 | Estimated using an emission factor | 155516 | 1.143
2020 | TX | NET Power La Porte Station | 60910 | ERCT | ERCOT All | NG | 25.5
2020 | TX | New Gulf Power Facility | 50137 | ERCT | ERCOT All | NG | 114.4 |  | 6624 | 132822.984 | 0.1328 | 0.040097 | 0.0019997 | EPA/NEI | 132822.984 | 0.1328
2020 | TX | Newman | 3456 | AZNM | WECC Southwest | NG | 1109.8 |  | 3011781 | 29565593 | 62.7123 | 0.041645 | 0.0042422 | EPA/NEI | 29565593 | 62.7123
2020 | TX | Newman Solar | 59407 | AZNM | WECC Southwest | SUN | 10.5 |  | 28713 |  |  | 0 |  |  |  | 0
2020 | TX | Niagara Bottling - Seguin | 64389 | ERCT | ERCOT All | SUN | 4.9
2020 | TX | Nichols Station | 3484 | SPSO | SPP South | NG | 474.7 |  | 1252043 | 14264860.25 | 53.1008 | 0.084823 | 0.007445 | EPA/NEI | 14264860.25 | 53.1008
2020 | TX | Nolte | 3585 | ERCT | ERCOT All | WAT | 2.4 |  | 4243 |  |  | 0 |  |  |  | 0
2020 | TX | North Fork TX | 64317 | ERCT | ERCOT All | MWH | 100
2020 | TX | North Gainesville Solar | 61514 | ERCT | ERCOT All | SUN | 5.2 |  | 7431 |  |  | 0 |  |  |  | 0
2020 | TX | North Lake | 3454 | ERCT | ERCOT All | NG | 708.5
2020 | TX | North Main | 3493 | ERCT | ERCOT All | NG | 81.2
2020 | TX | North Texas | 3627 | ERCT | ERCOT All | NG | 71
2020 | TX | Norton Solar Farm | 61967 | ERCT | ERCOT All | SUN | 125
2020 | TX | Notrees Windpower Hybrid | 56961 | ERCT | ERCOT All | WND | 188.5 |  | 388664 | 0 |  | 0 |  |  | 0 | 0
2020 | TX | NRG Elbow Creek Energy Storage Project | 61362 | ERCT | ERCOT All | MWH | 2 |  | -144 | 0 |  | 0 |  |  | 0 | 0
2020 | TX | Nueces Bay | 3441 | ERCT | ERCOT All | NG | 942.7 |  | 1186862 | 9111852.5 | 43.21 | 0.072814 | 0.0094844 | EPA/NEI | 9111852.5 | 43.21
2020 | TX | NWP Indian Mesa Wind Farm | 55747 | ERCT | ERCOT All | WND | 82.5 |  | 237991 |  |  | 0 |  |  |  | 0
2020 | TX | O W Sommers | 3611 | ERCT | ERCOT All | NG | 892 |  | 914438 | 10762585.5 | 40.56 | 0.08871 | 0.0075372 | EPA/NEI | 10762585.5 | 40.56
2020 | TX | Oak Grove | 6180 | ERCT | ERCOT All | LIG | 3397 |  | 13105806 | 131696048 | 1495.7082 | 0.22825 | 0.022715 | EPA/NEI | 131696048 | 1495.7082
2020 | TX | Oak Hill - Dry Creek | 64132 | ERCT | ERCOT All | SUN | 390.9
2020 | TX | Oberon IA | 62933 | ERCT | ERCOT All | SUN | 150 |  | 235239 |  |  | 0 |  |  |  | 0
2020 | TX | Oberon IB | 62932 | ERCT | ERCOT All | SUN | 30 |  | 37609 |  |  | 0 |  |  |  | 0
2020 | TX | OCI Alamo 2, LLC | 58716 | ERCT | ERCOT All | SUN | 4.4 |  | 8209 |  |  | 0 |  |  |  | 0
2020 | TX | OCI Alamo 3 LLC | 59204 | ERCT | ERCOT All | SUN | 5.5 |  | 10790 |  |  | 0 |  |  |  | 0
2020 | TX | OCI Alamo 4, LLC | 58717 | ERCT | ERCOT All | SUN | 39.6 |  | 80003 |  |  | 0 |  |  |  | 0
2020 | TX | OCI Alamo 5 LLC | 59205 | ERCT | ERCOT All | SUN | 100 |  | 201960 |  |  | 0 |  |  |  | 0
2020 | TX | OCI Alamo 7 LLC | 59207 | ERCT | ERCOT All | SUN | 100 |  | 262801 |  |  | 0 |  |  |  | 0
2020 | TX | OCI Alamo Solar I Hybrid | 58537 | ERCT | ERCOT All | SUN | 41.7 |  | 89524 | 0 |  | 0 |  |  | 0 | 0
2020 | TX | OCI SunRay | 64258 | ERCT | ERCOT All | SUN | 200
2020 | TX | Ocotillo Windpower | 56959 | ERCT | ERCOT All | WND | 58.8 |  | 44430 |  |  | 0 |  |  |  | 0
2020 | TX | Odessa | 64294 | ERCT | ERCOT All | MWH | 9.9 |  | -53 | 0 |  | 0 |  |  | 0 | 0
2020 | TX | Odessa Ector Generating Station | 55215 | ERCT | ERCOT All | NG | 1152.8 |  | 6761970 | 47080164 | 46.5566 | 0.01377 | 0.0019778 | EPA/NEI | 47080164 | 46.5566
2020 | TX | Odyssey Energy Altura Cogen, LLC | 50815 | ERCT | ERCOT All | NG | 643.6 | 0.47596 | 3341933 | 18352270.797 | 35.5713 | 0.021288 | 0.0038765 | EPA/NEI | 38558836.5 | 74.7367
2020 | TX | Oklaunion Power Station | 127 | ERCT | ERCOT All | SUB | 720 |  | 1103627 | 12914359 | 22.7 | 0.041137 | 0.0035155 | EPA/NEI | 12914359 | 22.7
2020 | TX | Old 300 Solar Center, LLC | 64133 | ERCT | ERCOT All | SUN | 430
2020 | TX | Old Jackson Solar LLC | 62501 | ERCT | ERCOT All | SUN | 128
2020 | TX | Old Settler Wind | 60366 | ERCT | ERCOT All | WND | 151.2 |  | 513106 |  |  | 0 |  |  |  | 0
2020 | TX | Oxy Renewable Energy - Goldsmith | 63388 | ERCT | ERCOT All | SUN | 16.8 |  | 36984 |  |  | 0 |  |  |  | 0
2020 | TX | Oyster Creek Unit VIII | 54676 | ERCT | ERCOT All | NG | 497.9 | 0.62585 | 2792126.6 | 31123730.482 | 95.9339 | 0.068717 | 0.0061647 | EPA/NEI; Estimated using an emission factor | 49730205 | 153.2853
2020 | TX | P H Robinson | 3466 | ERCT | ERCOT All | NG | 2314.5
2020 | TX | Palestine Power Peaking Facility | 62684 | ERCT | ERCOT All | NG | 200
2020 | TX | Palmas Wind, LLC | 61773 | ERCT | ERCOT All | WND | 144.9 |  | 33515 |  |  | 0 |  |  |  | 0
2020 | TX | Palo Duro Wind | 59475 | SPSO | SPP South | WND | 249.9 |  | 1138946 |  |  | 0 |  |  |  | 0
2020 | TX | Panda Sherman Power Station | 58005 | ERCT | ERCOT All | NG | 803.2 |  | 2705919 | 19063492 | 14.7744 | 0.01092 | 0.00155 | EPA/NEI | 19063492 | 14.7744
2020 | TX | Panda Temple Power Station | 58001 | ERCT | ERCOT All | NG | 1606.4 |  | 5433243 | 42995460 | 43.3231 | 0.015947 | 0.0020152 | EPA/NEI | 42995460 | 43.3231
2020 | TX | Pantex | 58404 | SPSO | SPP South | WND | 11.5 |  | 36972 |  |  | 0 |  |  |  | 0
2020 | TX | Panther Creek Wind Farm I | 56920 | ERCT | ERCOT All | WND | 142.5 |  | 557327 |  |  | 0 |  |  |  | 0
2020 | TX | Panther Creek Wind Farm II | 56921 | ERCT | ERCOT All | WND | 115.5 |  | 436399 |  |  | 0 |  |  |  | 0
2020 | TX | Panther Creek Wind Farm Three | 56979 | ERCT | ERCOT All | WND | 199.5 |  | 559567 |  |  | 0 |  |  |  | 0
2020 | TX | Papalote Creek I LLC | 56983 | ERCT | ERCOT All | WND | 180 |  | 502007 |  |  | 0 |  |  |  | 0
2020 | TX | Papalote Creek II LLC | 57212 | ERCT | ERCOT All | WND | 200.1 |  | 520370 |  |  | 0 |  |  |  | 0
2020 | TX | Paris Energy Center | 50109 | ERCT | ERCOT All | NG | 265.6 |  | 392560 | 3474747 | 12.145 | 0.061876 | 0.0069904 | EPA/NEI | 3474747 | 12.145
2020 | TX | Parkdale | 3455 | ERCT | ERCOT All | NG | 340.6
2020 | TX | Pasadena | 10638 | ERCT | ERCOT All | NG | 6.5
2020 | TX | Pasadena Power Plant | 55047 | ERCT | ERCOT All | NG | 815 | 0.90885 | 3821780 | 25870707.495 | 38.9169 | 0.020366 | 0.0030086 | EPA/NEI | 28465347 | 42.82
2020 | TX | Patriot Wind Farm | 58614 | ERCT | ERCOT All | WND | 226.1 |  | 532276 |  |  | 0 |  |  |  | 0
2020 | TX | Pattern Gulf Wind | 56661 | ERCT | ERCOT All | WND | 283.2 |  | 21902 |  |  | 0 |  |  |  | 0
2020 | TX | Pattern Panhandle Wind 2 LLC | 58720 | ERCT | ERCOT All | WND | 181.7 |  | 663951 |  |  | 0 |  |  |  | 0
2020 | TX | Pattern Panhandle Wind LLC | 58242 | ERCT | ERCOT All | WND | 218 |  | 624078 |  |  | 0 |  |  |  | 0
2020 | TX | Pearl Solar | 60682 | ERCT | ERCOT All | SUN | 50 |  | 100386 |  |  | 0 |  |  |  | 0
2020 | TX | Pearsall | 3630 | ERCT | ERCOT All | NG | 267.6 |  | 210205.008 | 1998362.062 | 0.42165 | 0.0040118 | 0.000422 | EPA/NEI; Estimated using an emission factor | 1998362.062 | 0.42165
2020 | TX | Penascal II Wind Project LLC | 57095 | ERCT | ERCOT All | WND | 201.6 |  | 365216 |  |  | 0 |  |  |  | 0
2020 | TX | Penascal Wind Power LLC | 56795 | ERCT | ERCOT All | WND | 201.6 |  | 373760 |  |  | 0 |  |  |  | 0
2020 | TX | Permian Basin | 3494 | ERCT | ERCOT All | NG | 1097.4 |  | 346463 | 4550546.25 | 30.9998 | 0.17895 | 0.013625 | EPA/NEI | 4550546.25 | 30.9998
2020 | TX | Peyton Creek Wind Farm LLC | 62417 | ERCT | ERCOT All | WND | 151.2 |  | 205583 |  |  | 0 |  |  |  | 0
2020 | TX | Phantom Solar | 60774 | ERCT | ERCOT All | SUN | 15.4 |  | 27356 |  |  | 0 |  |  |  | 0
2020 | TX | Phelps Dodge Refining | 54628 | AZNM | WECC Southwest | NG | 19.6 | 0.32507 | 42262.999 | 230589.555 | 0.11463 | 0.0054246 | 0.00099423 | NEI avg EF - PM, fuel type, firing type | 709353.984 | 0.35263
2020 | TX | Phoebe Solar | 61906 | ERCT | ERCOT All | SUN | 250 |  | 614719 |  |  | 0 |  |  |  | 0
2020 | TX | Pinecrest Energy Center | 59923 | ERCT | ERCOT All | NG | 753
2020 | TX | Plant X | 3485 | SPSO | SPP South | NG | 434.4 |  | 917026 | 10435558.062 | 38.9505 | 0.08495 | 0.007465 | EPA/NEI; Estimated using an emission factor | 10435558.062 | 38.9505
2020 | TX | Pleasant Hill Wind Energy Project | 59417 | SPSO | SPP South | WND | 20 |  | 39832 |  |  | 0 |  |  |  | 0
2020 | TX | Port Arthur Texas Refinery | 10568 | SRMV | SERC Mississippi Valley | NG | 38.4 | 0.33705 | 191909 | 980330.674 | 0.48734 | 0.0050788 | 0.00099423 | NEI avg EF - PM, fuel type, firing type | 2908567 | 1.4459
2020 | TX | Port Comfort Peaking Facility | 60459 | ERCT | ERCOT All | NG | 121 |  | 41051 | 444437.984 | 1.7243 | 0.08401 | 0.0077596 | NEI avg EF - PM, fuel type, firing type | 444437.984 | 1.7243
2020 | TX | Port Neches | 54748 | SRMV | SERC Mississippi Valley | NG | 38 | 1 | 0 | 0 | 0 |  |  | EPA/NEI; Estimated using an emission factor | 0 | 0
2020 | TX | Porterhouse Wind (4) LLC | 56560 | SPSO | SPP South | WND | 79.8 |  | 71498 |  |  | 0 |  |  |  | 0
2020 | TX | Post Oak Wind LLC | 56483 | ERCT | ERCOT All | WND | 200 |  | 528593 |  |  | 0 |  |  |  | 0
2020 | TX | Post Wind Farm LP | 56457 | ERCT | ERCOT All | WND | 84 |  | 332992 |  |  | 0 |  |  |  | 0
2020 | TX | Power Island | 10154 | ERCT | ERCOT All |  | 141 | 0.35173 | 602914.999
2020 | TX | Power Lane Steam Plant | 4195 | ERCT | ERCOT All | NG | 112.2 |  | 32491.999 | 108269.125 | 0.4033 | 0.024825 | 0.00745 | EPA/NEI | 108269.125 | 0.4033
2020 | TX | Power Station 3 | 52131 | ERCT | ERCOT All | NG | 117.9
2020 | TX | Power Station 4 | 52132 | ERCT | ERCOT All | NG | 191.1 | 0.43312 | 350047 | 2014042.637 | 5.6255 | 0.032141 | 0.0055863 | EPA/NEI; Estimated using an emission factor | 4650104.943 | 12.9884
2020 | TX | PowerFin Kingsbery | 61700 | ERCT | ERCOT All | SUN | 2.6 |  | 3886 |  |  | 0 |  |  |  | 0
2020 | TX | Prairie Hill Wind Project | 63100 | ERCT | ERCOT All | WND | 300 |  | 20438 |  |  | 0 |  |  |  | 0
2020 | TX | Priddy Wind Project | 64165 | ERCT | ERCOT All | WND | 302.4
2020 | TX | Prospect Storage | 62753 | ERCT | ERCOT All | MWH | 9.9 |  | -194 | 0 |  | 0 |  |  | 0 | 0
2020 | TX | Prospero Solar | 62755 | ERCT | ERCOT All | SUN | 300 |  | 385147 |  |  | 0 |  |  |  | 0
2020 | TX | Prospero Solar II | 64325 | ERCT | ERCOT All | SUN | 250
2020 | TX | PRSI FCC Generator | 58069 | ERCT | ERCOT All | PC | 4.7 | 0.000524 | 115.43 | 656.792 | 0.0030307 | 0.052511 | 0.0092286 | NEI avg EF - PM, fuel type | 1253197 | 5.7837
2020 | TX | Pueblo BA | 64318 | ERCT | ERCOT All | MWH | 19.8
2020 | TX | PYCO Industries, Inc. Wind Farm | 61848 | SPSO | SPP South | WND | 10 |  | 7581 |  |  | 0 |  |  |  | 0
2020 | TX | Pyron Wind Farm LLC Hybrid | 56981 | ERCT | ERCOT All | WND | 258.9 |  | 701709 | 0 |  | 0 |  |  | 0 | 0
2020 | TX | Quail Run Energy Center | 56349 | ERCT | ERCOT All | NG | 550.4 |  | 1624158 | 14826041.75 | 45.8737 | 0.056489 | 0.0061883 | EPA/NEI | 14826041.75 | 45.8737
2020 | TX | R W Miller | 3628 | ERCT | ERCOT All | NG | 603.6 |  | 179826 | 2193265.555 | 7.5 | 0.083414 | 0.0068391 | EPA/NEI | 2193265.555 | 7.5
2020 | TX | Rabbit Hill Energy Storage Project | 60649 | ERCT | ERCOT All | MWH | 9.9 |  | -641 | 0 |  | 0 |  |  | 0 | 0
2020 | TX | Ralls Wind Farm | 57474 | SPSO | SPP South | WND | 10 |  | 14164 |  |  | 0 |  |  |  | 0
2020 | TX | Rambler | 62141 | ERCT | ERCOT All | SUN | 200 |  | 254930 |  |  | 0 |  |  |  | 0
2020 | TX | Ranchero Wind Farm LLC | 62259 | ERCT | ERCOT All | WND | 300 |  | 1286943 |  |  | 0 |  |  |  | 0
2020 | TX | Ranchland Wind Project I | 64551 | ERCT | ERCOT All | WND | 114.9
2020 | TX | Ranchland Wind Project II | 64544 | ERCT | ERCOT All | WND | 148
2020 | TX | Ranchland Wind Storage | 64545 | ERCT | ERCOT All | MWH | 73
2020 | TX | Ranchtown | 64319 | ERCT | ERCOT All | MWH | 9.9
2020 | TX | Rattlesnake Den | 59943 | ERCT | ERCOT All | WND | 207.2 |  | 688790 |  |  | 0 |  |  |  | 0
2020 | TX | Rattlesnake Power, LLC | 60743 | ERCT | ERCOT All | WND | 160 |  | 590975 |  |  | 0 |  |  |  | 0
2020 | TX | Ray Olinger | 3576 | ERCT | ERCOT All | NG | 427.7 |  | 18577 | 249777.528 | 0.8972 | 0.096593 | 0.007184 | EPA/NEI | 249777.528 | 0.8972
2020 | TX | Raymond Wind Farm, LLC | 62909 | ERCT | ERCOT All | WND | 200.2
2020 | TX | Raymond, LLC | 60362 | ERCT | ERCOT All | WND | 200
2020 | TX | Rayos Del Sol Solar Project | 64737 | ERCT | ERCOT All | SUN | 135
2020 | TX | RC Thomas Hydroelectric Project | 58645 | SRMV | SERC Mississippi Valley | WAT | 26.7 |  | 20486.001 |  |  | 0 |  |  |  | 0
2020 | TX | RE Bravepost LLC | 63730 | ERCT | ERCOT All | SUN | 200
2020 | TX | RE Maplewood | 61346 | ERCT | ERCOT All | SUN | 250
2020 | TX | RE Roserock | 59994 | ERCT | ERCOT All | SUN | 160 |  | 414578 |  |  | 0 |  |  |  | 0
2020 | TX | Red Gate Power Plant | 59391 | ERCT | ERCOT All | NG | 224.4 |  | 215400 | 1908066.938 | 0.4026 | 0.0037382 | 0.000422 | Estimated using an emission factor | 1908066.938 | 0.4026
2020 | TX | Reloj del Sol Wind Farm | 62207 | ERCT | ERCOT All | WND | 209.4
2020 | TX | Rentech Nitrogen Pasadena Cogeneration | 58870 | ERCT | ERCOT All | WH | 15.4 | 1 | 83756 |  |  | 0 |  |  |  | 0
2020 | TX | Ribeye Wind (11) LLC | 56835 | SPSO | SPP South | WND | 10 |  | 14944 |  |  | 0 |  |  |  | 0
2020 | TX | Rice University | 50054 | ERCT | ERCOT All | NG | 6.9 | 0.40501 | 8908 | 47841.63 | 0.023783 | 0.0053396 | 0.00099423 | NEI avg EF - PM, fuel type, firing type | 118126 | 0.058722
2020 | TX | Rio Bravo Windpower, LLC | 61865 | ERCT | ERCOT All | WND | 237.6 |  | 572757 |  |  | 0 |  |  |  | 0
2020 | TX | Rio Grande Valley Sugar Growers | 54338 | ERCT | ERCOT All | AB | 24.9 | 0.005365 | 1627 | 9623.08 |  |  |  |  | 1793577
2020 | TX | Rio Nogales Power Project, LP | 55137 | ERCT | ERCOT All | NG | 940.2 |  | 4103375 | 29134739 | 67.9713 | 0.033129 | 0.004666 | EPA/NEI | 29134739 | 67.9713
2020 | TX | Rippey Solar | 62773 | ERCT | ERCOT All | SUN | 59 |  | 5831 |  |  | 0 |  |  |  | 0
2020 | TX | River Crest | 3503 | ERCT | ERCOT All | NG | 112.5
2020 | TX | Riverview | 3487 | SPSO | SPP South | NG | 28.6
2020 | TX | Roadrunner, LLC Hybrid | 62561 | ERCT | ERCOT All | SUN | 450 |  | 854143 |  |  | 0 |  |  |  | 0
2020 | TX | Robert D Willis | 7200 | ERCT | ERCOT All | WAT | 8
2020 | TX | Robert Mueller Energy Center | 56374 | ERCT | ERCOT All | NG | 6.1 | 0.65862 | 27064 | 260657.235 | 0.15186 | 0.011222 | 0.0011652 | EPA/NEI; Estimated using an emission factor | 395763 | 0.23058
2020 | TX | Rocksprings | 60217 | ERCT | ERCOT All | WND | 149.3 |  | 501709 |  |  | 0 |  |  |  | 0
2020 | TX | Roland C. Dansby Power Plant | 6243 | ERCT | ERCOT All | NG | 203.2 |  | 146859 | 2087482.047 | 7.7652 | 0.10575 | 0.0074398 | EPA/NEI | 2087482.047 | 7.7652
2020 | TX | Roscoe Wind Farm LLC | 56593 | ERCT | ERCOT All | WND | 209 |  | 510715 |  |  | 0 |  |  |  | 0
2020 | TX | Route 66 Wind Plant | 58681 | ERCT | ERCOT All | WND | 150 |  | 503858 |  |  | 0 |  |  |  | 0
2020 | TX | Sabine | 3459 | SRMV | SERC Mississippi Valley | NG | 2051.2 |  | 4749458 | 50392669.5 | 183.53 | 0.077285 | 0.007284 | EPA/NEI | 50392669.5 | 183.53
2020 | TX | Sabine Cogeneration Facility | 55104 | SRMV | SERC Mississippi Valley | NG | 106.5 | 0.68775 | 110650 | 1090125.019 | 2.9779 | 0.053826 | 0.0054635 | EPA/NEI | 1585069.5 | 4.33
2020 | TX | Sage Draw Wind | 62620 | ERCT | ERCOT All | WND | 338.4 |  | 965397
2020 | TX | Salt Fork Wind Project, LLC | 60657 | ERCT | ERCOT All | WND | 174 |  | 728864 |  |  | 0 |  |  |  | 0
2020 | TX | Sam Bertron | 3468 | ERCT | ERCOT All | NG | 875.1
2020 | TX | Sam Rayburn Dam | 6413 | ERCT | ERCOT All | WAT | 52 |  | 133231 |  |  | 0 |  |  |  | 0
2020 | TX | Sam Rayburn Plant | 3631 | ERCT | ERCOT All | NG | 240.2 |  | 98643 | 972792.188 | 3.3759 | 0.068447 | 0.0069406 | EPA/NEI | 972792.188 | 3.3759
2020 | TX | Sam Seymour | 6179 | ERCT | ERCOT All | RC | 1690 |  | 8760283 | 97702624 | 688.6237 | 0.15721 | 0.014096 | EPA/NEI | 97702624 | 688.6237
2020 | TX | Samson Solar Energy | 63211 | ERCT | ERCOT All | SUN | 250
2020 | TX | Samson Solar Energy II LLC | 63882 | ERCT | ERCOT All | SUN | 200
2020 | TX | Samson Solar Energy III LLC | 63883 | ERCT | ERCOT All | SUN | 250
2020 | TX | San Jacinto County Peaking Facility | 56603 | SRMV | SERC Mississippi Valley | NG | 170 |  | 224854 | 2826050.938 | 18.8567 | 0.16772 | 0.013345 | EPA/NEI | 2826050.938 | 18.8567
2020 | TX | San Jacinto Steam Electric Station | 7325 | ERCT | ERCOT All | NG | 176.4 | 1 | 932558 | 12785306.5 | 74.8039 | 0.16043 | 0.011702 | EPA/NEI | 12785306.5 | 74.8039
2020 | TX | San Miguel | 6183 | ERCT | ERCOT All | LIG | 410 |  | 2318144 | 29608944 | 71.0615 | 0.061309 | 0.0048 | EPA/NEI | 29608944 | 71.0615
2020 | TX | San Roman Wind I, LLC | 59712 | ERCT | ERCOT All | WND | 95.3 |  | 268675 |  |  | 0 |  |  |  | 0
2020 | TX | Sand Bluff Wind Farm | 56479 | ERCT | ERCOT All | WND | 90 |  | 143104 |  |  | 0 |  |  |  | 0
2020 | TX | Sand Hill Energy Center | 7900 | ERCT | ERCOT All | NG | 696.4 |  | 1574904 | 12772728.438 | 19.7808 | 0.02512 | 0.0030973 | EPA/NEI | 12772728.438 | 19.7808
2020 | TX | Sandow No 4 | 6648 | ERCT | ERCOT All | LIG | 590.6
2020 | TX | Sandow No 5 | 52071 | ERCT | ERCOT All | LIG | 1024.5
2020 | TX | Sandy Creek Energy Station | 56611 | ERCT | ERCOT All | SUB | 1008 |  | 4562672 | 47161984 | 158.02 | 0.069266 | 0.0067012 | EPA/NEI | 47161984 | 158.02
2020 | TX | Santa Rita East | 62038 | ERCT | ERCOT All | WND | 302.4 |  | 1262742 |  |  | 0 |  |  |  | 0
2020 | TX | Santa Rita Wind Energy | 60987 | ERCT | ERCOT All | WND | 300 |  | 1278385 |  |  | 0 |  |  |  | 0
2020 | TX | Scurry County Wind II | 56775 | ERCT | ERCOT All | WND | 120 |  | 279617 |  |  | 0 |  |  |  | 0
2020 | TX | Scurry County Wind LP | 56506 | ERCT | ERCOT All | WND | 130.5 |  | 312158 |  |  | 0 |  |  |  | 0
2020 | TX | Seadrift Coke LP | 10167 | ERCT | ERCOT All | PC | 7.6 | 0.25861 | 41182 | 306354.125 | 1.4139 | 0.068664 | 0.0092303 | NEI avg EF - PM, fuel type | 1184613 | 5.4672
2020 | TX | Sealy Power Peaking Facility | 62685 | ERCT | ERCOT All | NG | 200
2020 | TX | Security | 55556 | SRMV | SERC Mississippi Valley | LFG | 6.4 |  | 7607 | 115705 | 0.85043 | 0.22359 | 0.0147 | EPA/NEI; Estimated using an emission factor | 115705 | 0.85043
2020 | TX | Senate Wind LLC | 57981 | ERCT | ERCOT All | WND | 150 |  | 501776 |  |  | 0 |  |  |  | 0
2020 | TX | Sendero | 59654 | ERCT | ERCOT All | WND | 78 |  | 308979 |  |  | 0 |  |  |  | 0
2020 | TX | Seymour Hills Wind Project, LLC | 62227 | ERCT | ERCOT All | WND | 30.2 |  | 148388 |  |  | 0 |  |  |  | 0
2020 | TX | Shannon Wind | 59034 | ERCT | ERCOT All | WND | 204 |  | 684149 |  |  | 0 |  |  |  | 0
2020 | TX | Shell Deer Park | 50304 | ERCT | ERCOT All | NG | 279 | 0.74403 | 1501855 | 14424396.137 | 6.3803 | 0.0084965 | 0.00088465 | EPA/NEI; Estimated using an emission factor | 19386853 | 8.5753
2020 | TX | Sherbino I Wind Farm | 56779 | ERCT | ERCOT All | WND | 150 |  | 119118 |  |  | 0 |  |  |  | 0
2020 | TX | Sherbino II | 57415 | ERCT | ERCOT All | WND | 132 |  | 61498 |  |  | 0 |  |  |  | 0
2020 | TX | Signal Hill Generating LLC | 50127 | ERCT | ERCOT All | NG | 80 |  | 2125 | 34319.609 | 0.10607 | 0.09983 | 0.0061813 | EPA/NEI; Estimated using an emission factor | 34319.609 | 0.10607
2020 | TX | Silas Ray | 3559 | ERCT | ERCOT All | NG | 170.4 |  | 131904 | 1470921.562 | 0.4 | 0.006065 | 0.00054388 | EPA/NEI | 1470921.562 | 0.4
2020 | TX | Silver Star I Wind Power Project | 56771 | ERCT | ERCOT All | WND | 52.8 |  | 64821 |  |  | 0 |  |  |  | 0
2020 | TX | Sim Gideon | 3601 | ERCT | ERCOT All | NG | 623 |  | 647109 | 6856742.5 | 25.636 | 0.079232 | 0.0074776 | EPA/NEI | 6856742.5 | 25.636
2020 | TX | SJRR Power LLC | 62548 | ERCT | ERCOT All | NG | 200
2020 | TX | Sky Global Power One | 59938 | ERCT | ERCOT All | NG | 51 |  | 15163.002 | 143565.996 | 0.030292 | 0.0039956 | 0.000422 | Estimated using an emission factor | 143565.996 | 0.030292
2020 | TX | Skyline Gas Recovery | 56528 | ERCT | ERCOT All | LFG | 6.4
2020 | TX | Snider Industries | 50141 | SPSO | SPP South | WDS | 5 | 0.12922 | 10833 | 72715.35 | 0.67985 | 0.12551 | 0.018699 | NEI avg EF - PM, fuel type | 562709 | 5.261
2020 | TX | Snyder Wind Farm | 56602 | ERCT | ERCOT All | WND | 63 |  | 53530 |  |  | 0 |  |  |  | 0
2020 | TX | SolaireHolman Solar Project | 60989 | ERCT | ERCOT All | SUN | 50 |  | 123870 |  |  | 0 |  |  |  | 0
2020 | TX | Solemio LLC | 62522 | ERCT | ERCOT All | SUN | 80
2020 | TX | South Houston Green Power Site | 55470 | ERCT | ERCOT All | NG | 861 | 0.46983 | 4034336 | 22685928.635 | 72.3473 | 0.035866 | 0.0063782 | EPA/NEI | 48285090 | 153.9852
2020 | TX | South Plains II | 60087 | ERCT | ERCOT All | WND | 300 |  | 1076693 |  |  | 0 |  |  |  | 0
2020 | TX | South Plains Wind Phase I | 59384 | ERCT | ERCOT All | WND | 200 |  | 808225 |  |  | 0 |  |  |  | 0
2020 | TX | South Texas Project | 6251 | ERCT | ERCOT All | NUC | 2708.6 |  | 21958757 |  |  | 0 |  |  |  | 0
2020 | TX | South Trent Wind Farm | 56649 | ERCT | ERCOT All | WND | 101.2 |  | 216506 |  |  | 0 |  |  |  | 0
2020 | TX | Spanish Crown | 64259 | ERCT | ERCOT All | SUN | 100
2020 | TX | Sparta Solar | 63840 | ERCT | ERCOT All | SUN | 250
2020 | TX | Spencer | 4266 | ERCT | ERCOT All | NG | 173.7 |  | 2455 | 49105.424 | 0.183 | 0.14908 | 0.0074534 | EPA/NEI | 49105.424 | 0.183
2020 | TX | Spinning Spur Wind II | 58774 | ERCT | ERCOT All | WND | 161 |  | 511138 |  |  | 0 |  |  |  | 0
2020 | TX | Spinning Spur Wind III | 58775 | ERCT | ERCOT All | WND | 194 |  | 806297 |  |  | 0 |  |  |  | 0
2020 | TX | Spinning Spur Wind LLC | 57973 | SPSO | SPP South | WND | 161 |  | 632396 |  |  | 0 |  |  |  | 0
2020 | TX | SRO Cogen Limited Partnership | 55120 | SRMV | SERC Mississippi Valley | NG | 610.4 | 0.60508 | 2432657 | 12059657.309 | 24.3984 | 0.020059 | 0.0040463 | EPA/NEI | 19930671 | 40.3226
2020 | TX | Stanton Wind Energy LLC | 56644 | ERCT | ERCOT All | WND | 120 |  | 274550 |  |  | 0 |  |  |  | 0
2020 | TX | State Farm Insur Support Center Central | 55390 | ERCT | ERCOT All | DFO | 10.8 |  | 13.998 | 192 | 0.02976 | 4.252 | 0.31 | Estimated using an emission factor | 192 | 0.02976
2020 | TX | Stella Wind Farm | 59063 | ERCT | ERCOT All | WND | 201 |  | 617943 |  |  | 0 |  |  |  | 0
2020 | TX | Stella Wind Farm II | 59064 | ERCT | ERCOT All | WND | 200
2020 | TX | Stephens Ranch Wind Energy LLC | 57983 | ERCT | ERCOT All | WND | 376 |  | 1358663 |  |  | 0 |  |  |  | 0
2020 | TX | Sterling Solar (TX) | 61871 | ERCT | ERCOT All | SUN | 10 |  | 17603 |  |  | 0 |  |  |  | 0
2020 | TX | Stryker Creek | 3504 | ERCT | ERCOT All | NG | 713.4 |  | 212639 | 2456600.125 | 9.4734 | 0.089103 | 0.0077126 | EPA/NEI | 2456600.125 | 9.4734
2020 | TX | SunE CPS1 LLC | 58068 | ERCT | ERCOT All | SUN | 10 |  | 16554 |  |  | 0 |  |  |  | 0
2020 | TX | SunE CPS2 LLC | 58027 | ERCT | ERCOT All | SUN | 10 |  | 16453 |  |  | 0 |  |  |  | 0
2020 | TX | SunE CPS3 LLC | 58009 | ERCT | ERCOT All | SUN | 10.6 |  | 17344 |  |  | 0 |  |  |  | 0
2020 | TX | Sunray Wind I | 57326 | ERCT | ERCOT All | WND | 49.5 |  | 162885 |  |  | 0 |  |  |  | 0
2020 | TX | Suzlon Project VIII LLC | 57741 | ERCT | ERCOT All | WND | 8.9 |  | 6180 |  |  | 0 |  |  |  | 0
2020 | TX | Sweeny | 64321 | ERCT | ERCOT All | MWH | 9.9
2020 | TX | Sweeny Cogeneration Facility | 55015 | ERCT | ERCOT All | NG | 572 | 0.33183 | 3135505 | 18581219.704 | 13.8774 | 0.0088518 | 0.0014937 | EPA/NEI | 55995276 | 41.8201
2020 | TX | Sweetwater Wind 1 LLC | 56211 | ERCT | ERCOT All | WND | 37.5 |  | 145425 |  |  | 0 |  |  |  | 0
2020 | TX | Sweetwater Wind 2 LLC | 56212 | ERCT | ERCOT All | WND | 98.8 |  | 343906 |  |  | 0 |  |  |  | 0
2020 | TX | Sweetwater Wind 3 LLC | 56311 | ERCT | ERCOT All | WND | 135 |  | 422110 |  |  | 0 |  |  |  | 0
2020 | TX | Sweetwater Wind 4 LLC | 56337 | ERCT | ERCOT All | WND | 241 |  | 699524 |  |  | 0 |  |  |  | 0
2020 | TX | Sweetwater Wind 5 | 56372 | ERCT | ERCOT All | WND | 80.5 |  | 194772 |  |  | 0 |  |  |  | 0
2020 | TX | System Control Center | 61742 | ERCT | ERCOT All | MWH | 5 |  | 0
2020 | TX | T C Ferguson Power Plant | 4937 | ERCT | ERCOT All | NG | 1020.6 |  | 3584197 | 23833676 | 47.6278 | 0.026577 | 0.0039967 | EPA/NEI | 23833676 | 47.6278
2020 | TX | T H Wharton | 3469 | ERCT | ERCOT All | NG | 1437.7 |  | 833179.998 | 9721290.938 | 32.0801 | 0.077006 | 0.0066 | EPA/NEI | 9721290.938 | 32.0801
2020 | TX | Tahoka Wind | 61921 | ERCT | ERCOT All | WND | 300 |  | 1254233 |  |  | 0 |  |  |  | 0
2020 | TX | Taygete Energy Project LLC | 62483 | ERCT | ERCOT All | SUN | 255
2020 | TX | Taygete II Energy Project | 64075 | ERCT | ERCOT All | SUN | 203.8
2020 | TX | T-Bone Wind (10) LLC | 56836 | SPSO | SPP South | WND | 10 |  | 14946 |  |  | 0 |  |  |  | 0
2020 | TX | TECO CHP-1 | 57504 | ERCT | ERCOT All | NG | 48 | 0.55402 | 53688 | 291050.296 | 0.14469 | 0.0053899 | 0.00099423 | NEI avg EF - PM, fuel type, firing type | 525338 | 0.26115
2020 | TX | Tejas Power Generation Unit 1 | 60468 | ERCT | ERCOT All | NG | 121.5 |  | 23840 | 303172.875 | 1 | 0.083893 | 0.0065969 | EPA/NEI | 303172.875 | 1
2020 | TX | Tenaska Frontier Generating Station | 55062 | ERCT | ERCOT All | NG | 939.7 |  | 3700213 | 27085064 | 33.3823 | 0.018043 | 0.002465 | EPA/NEI | 27085064 | 33.3823
2020 | TX | Tenaska Gateway Generating Station | 55132 | ERCT | ERCOT All | NG | 939.6 |  | 4095570 | 30123588 | 82.2201 | 0.040151 | 0.0054589 | EPA/NEI | 30123588 | 82.2201
2020 | TX | Tenderloin Wind (6) LLC | 56562 | SPSO | SPP South | WND | 10 |  | 5873 |  |  | 0 |  |  |  | 0
2020 | TX | Tenet Hospital | 50241 | ERCT | ERCOT All | DFO | 4.2 | 0.71363 | 138 | 888.474 | 0.06895 | 0.99928 | 0.15521 | Estimated using an emission factor | 1245 | 0.096619
2020 | TX | Tessman Road | 56113 | ERCT | ERCOT All | LFG | 9.8 |  | 33691 | 479653.016 | 3.5254 | 0.20928 | 0.0147 | Estimated using an emission factor | 479653.016 | 3.5254
2020 | TX | Texas City Cogeneration | 52088 | ERCT | ERCOT All | NG | 450 | 0.38939 | 1624382 | 7270944.28 | 21.6347 | 0.026637 | 0.005951 | EPA/NEI | 18672472.5 | 55.56
2020 | TX | Texas City Plant Union Carbide | 50153 | ERCT | ERCOT All | PUR | 85 | 1 | 57856 | 507572 |  | 0 | 0 |  | 507572 | 0
2020 | TX | Texas Gulf Wind 2 | 56662 | ERCT | ERCOT All | WND | 187.2
2020 | TX | Texas Petrochemicals | 50229 | ERCT | ERCOT All | NG | 595 | 0.10684 | 224242 | 1237117.909 | 4.5926 | 0.040962 | 0.0074248 | EPA/NEI; Estimated using an emission factor | 11579099 | 42.9858
2020 | TX | Tex-Mex Renewable Energy Project, LLC | 60269 | ERCT | ERCOT All | WND | 0
2020 | TX | TG East | 64639 | ERCT | ERCOT All | WND | 336
2020 | TX | The Methodist Hospital, Gas Turbine | 59381 | ERCT | ERCOT All | NG | 5 | 1 | 23769 | 267294 | 0.13288 | 0.011181 | 0.00099423 | NEI avg EF - PM, fuel type, firing type | 267294 | 0.13288
2020 | TX | Ticona Polymers Inc | 10243 | ERCT | ERCOT All | NG | 56.8 | 0.72266 | 239850 | 2349726.428 | 1.1681 | 0.0097401 | 0.00099423 | EPA/NEI; Estimated using an emission factor | 3251501 | 1.6164
2020 | TX | Titan Solar Project | 63320 | ERCT | ERCOT All | SUN | 260
2020 | TX | Toledo Bend | 6595 | SRMV | SERC Mississippi Valley | WAT | 81 |  | 266472 |  |  | 0 |  |  |  | 0
2020 | TX | Tolk Station | 6194 | SPSO | SPP South | SUB | 1135.8 |  | 1859369 | 21336678 | 27.0353 | 0.02908 | 0.0025342 | EPA/NEI | 21336678 | 27.0353
2020 | TX | Topaz Generating | 63688 | ERCT | ERCOT All | NG | 605
2020 | TX | Torrecillas Wind Energy, LLC | 61969 | ERCT | ERCOT All | WND | 300 |  | 1141336 |  |  | 0 |  |  |  | 0
2020 | TX | Toyota HQ Plan | 61895 | ERCT | ERCOT All | SUN | 7.7 |  | 11481 |  |  | 0 |  |  |  | 0
2020 | TX | TP 4 | 3586 | ERCT | ERCOT All | WAT | 2.4 |  | 5273 |  |  | 0 |  |  |  | 0
2020 | TX | TPE Whitney Solar, LLC | 63180 | ERCT | ERCOT All | SUN | 9.9 |  | 22053 |  |  | 0 |  |  |  | 0
2020 | TX | Tradinghouse | 3506 | ERCT | ERCOT All | NG | 471
2020 | TX | Trent Wind Farm LP | 55968 | ERCT | ERCOT All | WND | 152 |  | 555840 |  |  | 0 |  |  |  | 0
2020 | TX | TREX US Green Holly | 63201 | ERCT | ERCOT All |  | 405
2020 | TX | TREX US Red Holly | 63202 | ERCT | ERCOT All |  | 300
2020 | TX | Trinidad | 3507 | ERCT | ERCOT All | NG | 243.3 |  | 45224 | 637461.938 | 2.4786 | 0.10961 | 0.0077765 | EPA/NEI | 637461.938 | 2.4786
2020 | TX | Trinity Hills | 57520 | ERCT | ERCOT All | WND | 198 |  | 271372 |  |  | 0 |  |  |  | 0
2020 | TX | Tri-Tip Wind (9) LLC | 56837 | SPSO | SPP South | WND | 10 |  | 18028 |  |  | 0 |  |  |  | 0
2020 | TX | Turbine | 7732 | AZNM | WECC Southwest | NG | 121
2020 | TX | Turkey Track Wind Energy LLC | 56774 | ERCT | ERCOT All | WND | 169.5 |  | 386697 |  |  | 0 |  |  |  | 0
2020 | TX | Twin Oaks | 7030 | ERCT | ERCOT All | LIG | 949.2 |  | 2385515 | 28259330 | 415.6648 | 0.34849 | 0.029418 | EPA/NEI | 28259330 | 415.6648
2020 | TX | TX Hereford Wind | 58773 | ERCT | ERCOT All | WND | 200 |  | 753029 |  |  | 0 |  |  |  | 0
2020 | TX | TX Jumbo Road Wind | 59621 | ERCT | ERCOT All | WND | 299.7 |  | 1013056 |  |  | 0 |  |  |  | 0
2020 | TX | TX17 Nickel Prairie Storage | 63880 | ERCT | ERCOT All | MWH | 100
2020 | TX | TX18 Cottage Meadow Storage | 63879 | ERCT | ERCOT All | MWH | 100
2020 | TX | TX2 Port Lavaca | 64425 | ERCT | ERCOT All | MWH | 9.9
2020 | TX | TX7 Flat Top | 64423 | ERCT | ERCOT All | MWH | 9.9
2020 | TX | TX8 Worsham | 64424 | ERCT | ERCOT All | MWH | 9.9
2020 | TX | TXU Sweetwater Generating Plant | 50615 | ERCT | ERCOT All | NG | 344
2020 | TX | Ty Cooke | 3602 | SPSO | SPP South | NG | 150.6 |  | 557 | 9625 | 0.0047847 | 0.01718 | 0.00099423 | EPA/NEI; Estimated using an emission factor | 9625 | 0.0047847
2020 | TX | Tyler Bluff Wind Project, LLC | 60502 | ERCT | ERCOT All | WND | 125.6 |  | 395274 |  |  | 0 |  |  |  | 0
2020 | TX | UL Advanced Wind Turbine Test Facility | 61589 | SPSO | SPP South | WND | 3.5 |  | 10626 |  |  | 0 |  |  |  | 0
2020 | TX | Union Carbide Seadrift Cogen | 50150 | ERCT | ERCOT All | NG | 168 | 0.59478 | 819383.139 | 5633238.159 | 6.0741 | 0.014826 | 0.0021565 | EPA/NEI; Estimated using an emission factor | 9471159.922 | 10.2123
2020 | TX | Union Valley Energy Center | 59616 | ERCT | ERCOT All | NG | 549
2020 | TX | Upton County BESS | 64811 | ERCT | ERCOT All | MWH | 24.8
2020 | TX | Upton County Solar | 60581 | ERCT | ERCOT All | SUN | 150 |  | 352280 |  |  | 0 |  |  |  | 0
2020 | TX | V H Braunig | 3612 | ERCT | ERCOT All | NG | 1713 |  | 4045388 | 32127965.219 | 100.5 | 0.049686 | 0.0062562 | EPA/NEI | 32127965.219 | 100.5
2020 | TX | Valero Refinery Corpus Christi East | 10203 | ERCT | ERCOT All | NG | 40
2020 | TX | Valero Refinery Corpus Christi West | 50121 | ERCT | ERCOT All | PC | 76.7 | 1 | 137099 | 1980993.25 | 9.1426 | 0.13337 | 0.0092303 | EPA/NEI; Estimated using an emission factor | 1980993.25 | 9.1426
2020 | TX | Van Alstyne Energy Center | 59617 | ERCT | ERCOT All | NG | 549
2020 | TX | Victoria City Peaking Facility | 61241 | ERCT | ERCOT All | NG | 100 |  | 92899 | 841447.719 | 3.2647 | 0.070284 | 0.0077596 | NEI avg EF - PM, fuel type, firing type | 841447.719 | 3.2647
2020 | TX | Victoria Port Peaking Facility | 61242 | ERCT | ERCOT All | NG | 100 |  | 73316 | 759650.844 | 2.9473 | 0.0804 | 0.0077596 | NEI avg EF - PM, fuel type, firing type | 759650.844 | 2.9473
2020 | TX | Victoria Port Power II LLC | 61966 | ERCT | ERCOT All | NG | 100
2020 | TX | Victoria Power Station | 3443 | ERCT | ERCOT All | NG | 712.9 |  | 941190 | 7497728 | 21.1706 | 0.044987 | 0.0056472 | EPA/NEI | 7497728 | 21.1706
2020 | TX | Victoria Texas Plant | 10790 | ERCT | ERCOT All | NG | 102.4 | 0.43047 | 444927 | 2379959.96 | 1.1831 | 0.0053182 | 0.00099423 | NEI avg EF - PM, fuel type, firing type | 5528780 | 2.7484
2020 | TX | Village Creek Water Reclamation Facility | 54520 | ERCT | ERCOT All | NG | 13.5 | 0.59859 | 33962 | 332199.803 | 0.16514 | 0.0097251 | 0.00099423 | EPA/NEI; Estimated using an emission factor | 554969 | 0.27588
2020 | TX | W A Parish | 3470 | ERCT | ERCOT All | SUB | 4008.4 |  | 10810190 | 116339094.125 | 1002.6093 | 0.18549 | 0.017236 | EPA/NEI | 116339094.125 | 1002.6093
2020 | TX | W B Tuttle | 3613 | ERCT | ERCOT All | NG | 493.9
2020 | TX | Wagyu | 63273 | ERCT | ERCOT All | SUN | 120 |  | 119941 |  |  | 0 |  |  |  | 0
2020 | TX | Wake Wind Energy Center | 58766 | ERCT | ERCOT All | WND | 443.4 |  | 1151600 |  |  | 0 |  |  |  | 0
2020 | TX | WAL1040 | 64813 | ERCT | ERCOT All | NG | 1.2
2020 | TX | WAL1062 | 64814 | ERCT | ERCOT All | NG | 1.2
2020 | TX | WAL1103 | 64815 | ERCT | ERCOT All | NG | 1.2
2020 | TX | WAL1232 | 64816 | ERCT | ERCOT All | NG | 1.2
2020 | TX | WAL1272 | 64829 | ERCT | ERCOT All | NG | 1.2
2020 | TX | WAL194 | 64769 | ERCT | ERCOT All | NG | 1.2
2020 | TX | WAL202 | 64770 | ERCT | ERCOT All | DFO | 1.3
2020 | TX | WAL266 | 64771 | ERCT | ERCOT All | NG | 1.2
2020 | TX | WAL284 | 64772 | ERCT | ERCOT All | NG | 1.2
2020 | TX | WAL407 | 64773 | ERCT | ERCOT All | NG | 1.2
2020 | TX | WAL414 | 64774 | ERCT | ERCOT All | NG | 1.2
2020 | TX | WAL447 | 64775 | ERCT | ERCOT All | NG | 1.2
2020 | TX | WAL452 | 64776 | ERCT | ERCOT All | NG | 1.2
2020 | TX | WAL456 | 64777 | ERCT | ERCOT All | NG | 1.2
2020 | TX | WAL461 | 64778 | ERCT | ERCOT All | NG | 1.2
2020 | TX | WAL462 | 64791 | ERCT | ERCOT All | NG | 1.3
2020 | TX | WAL504 | 64792 | ERCT | ERCOT All | NG | 1.2
2020 | TX | WAL522 | 64793 | ERCT | ERCOT All | NG | 1.2
2020 | TX | WAL529 | 64794 | ERCT | ERCOT All | NG | 1.3
2020 | TX | WAL536 | 64795 | ERCT | ERCOT All | NG | 1.2
2020 | TX | WAL537 | 64796 | ERCT | ERCOT All | NG | 1.2
2020 | TX | WAL546 | 64797 | ERCT | ERCOT All | NG | 1.2
2020 | TX | WAL565 | 64798 | ERCT | ERCOT All | NG | 1.2
2020 | TX | WAL602 | 64799 | ERCT | ERCOT All | NG | 1.2
2020 | TX | WAL744 | 64800 | ERCT | ERCOT All | NG | 1.2
2020 | TX | WAL752 | 64801 | ERCT | ERCOT All | NG | 1.2
2020 | TX | WAL768 | 64802 | ERCT | ERCOT All | NG | 1.2
2020 | TX | WAL772 | 64803 | ERCT | ERCOT All | NG | 1.2
2020 | TX | WAL791 | 64804 | ERCT | ERCOT All | NG | 1.2
2020 | TX | WAL849 | 64805 | ERCT | ERCOT All | NG | 1.2
2020 | TX | WAL872 | 64806 | ERCT | ERCOT All | NG | 1.2
2020 | TX | WAL896 | 64807 | ERCT | ERCOT All | NG | 1.2
2020 | TX | WAL897 | 64808 | ERCT | ERCOT All | NG | 1.3
2020 | TX | WAL940 | 64809 | ERCT | ERCOT All | NG | 1.2
2020 | TX | WAL947 | 64810 | ERCT | ERCOT All | NG | 1.2
2020 | TX | WAL972 | 64812 | ERCT | ERCOT All | NG | 1.2
2020 | TX | Walnut Springs Solar | 61370 | ERCT | ERCOT All | SUN | 5 |  | 11389 |  |  | 0 |  |  |  | 0
2020 | TX | Wasson CO2 Removal Plant | 52122 | SPSO | SPP South | NG | 23.4 | 0.82023 | 159700 | 1404805.385 | 0.69835 | 0.0087458 | 0.00099423 | NEI avg EF - PM, fuel type, firing type | 1712706 | 0.85141
2020 | TX | Water Valley Wind Energy | 62846 | ERCT | ERCOT All | WND | 150
2020 | TX | Webberville Solar Project | 57699 | ERCT | ERCOT All | SUN | 30 |  | 57401 |  |  | 0 |  |  |  | 0
2020 | TX | Webster | 3471 | ERCT | ERCOT All | NG | 426.3
2020 | TX | Welsh Power Plant | 6139 | SPSO | SPP South | SUB | 1674 |  | 3320381 | 38601792 | 23.13 | 0.013932 | 0.0011984 | EPA/NEI | 38601792 | 23.13
2020 | TX | West Moore Solar | 61624 | ERCT | ERCOT All | SUN | 5
2020 | TX | West Moore Solar II | 61625 | ERCT | ERCOT All | SUN | 5 |  | 9723 |  |  | 0 |  |  |  | 0
2020 | TX | West of the Pecos Solar | 62415 | ERCT | ERCOT All | SUN | 100 |  | 247279 |  |  | 0 |  |  |  | 0
2020 | TX | West Raymond Wind Farm LLC | 62855 | ERCT | ERCOT All | WND | 239.8
2020 | TX | Western Trail Wind, LLC | 64149 | ERCT | ERCOT All | WND | 366.6
2020 | TX | Westhollow Technology Center | 54330 | ERCT | ERCOT All | NG | 3.7 | 1 | 10988 | 118710 | 0.059012 | 0.010741 | 0.00099423 | NEI avg EF - PM, fuel type, firing type | 118710 | 0.059012
2020 | TX | WestRock (TX) | 50101 | ERCT | ERCOT All | BLQ | 57.7 | 0.11609 | 447096 | 2487303.018 | 11.4618 | 0.051272 | 0.0092162 | NEI avg EF - PM, fuel type | 21425408.688 | 98.7308
2020 | TX | Westside Landfill Gas Recovery | 57020 | ERCT | ERCOT All | LFG | 4.8 |  | 24186 | 267699 | 1.9676 | 0.1627 | 0.0147 | EPA/NEI; Estimated using an emission factor | 267699 | 1.9676
2020 | TX | Whirlwind Energy Center | 56673 | ERCT | ERCOT All | WND | 59.8 |  | 179607 |  |  | 0 |  |  |  | 0
2020 | TX | White Camp Solar | 58888 | ERCT | ERCOT All | SUN | 100
2020 | TX | White Mesa Wind | 64710 | ERCT | ERCOT All | WND | 500.6
2020 | TX | Whitesboro Solar | 61410 | ERCT | ERCOT All | SUN | 5 |  | 10364 |  |  | 0 |  |  |  | 0
2020 | TX | Whitesboro Solar II | 61411 | ERCT | ERCOT All | SUN | 5 |  | 9326 |  |  | 0 |  |  |  | 0
2020 | TX | Whitetail | 58021 | ERCT | ERCOT All | WND | 92 |  | 240072 |  |  | 0 |  |  |  | 0
2020 | TX | Whitewright Solar | 61524 | ERCT | ERCOT All | SUN | 10 |  | 19170 |  |  | 0 |  |  |  | 0
2020 | TX | Whitney | 6414 | ERCT | ERCOT All | WAT | 41.8 |  | 51797 |  |  | 0 |  |  |  | 0
2020 | TX | Wildcat Creek Wind Farm LLC | 62715 | ERCT | ERCOT All | WND | 180.1
2020 | TX | Wildcat Ranch Wind Project | 61674 | SPSO | SPP South | WND | 150 |  | 709606 |  |  | 0 |  |  |  | 0
2020 | TX | Wildorado Wind LLC | 56432 | SPSO | SPP South | WND | 161 |  | 597835 |  |  | 0 |  |  |  | 0
2020 | TX | Wilkes Power Plant | 3478 | SPSO | SPP South | NG | 882 |  | 700852 | 7860591 | 29.28 | 0.083555 | 0.0074498 | EPA/NEI | 7860591 | 29.28
2020 | TX | Williams Solar, LLC | 60859 | ERCT | ERCOT All | SUN | 20
2020 | TX | Willow Springs Wind Farm | 60901 | ERCT | ERCOT All | WND | 250 |  | 954121 |  |  | 0 |  |  |  | 0
2020 | TX | Winchester Power Park | 56674 | ERCT | ERCOT All | NG | 242 |  | 30157 | 289890.809 | 0.9113 | 0.060437 | 0.0062872 | EPA/NEI | 289890.809 | 0.9113
2020 | TX | Windthorst-2 | 59238 | ERCT | ERCOT All | WND | 67.6 |  | 230121 |  |  | 0 |  |  |  | 0
2020 | TX | Wise County Power Company, LLC | 55320 | ERCT | ERCOT All | NG | 821.7 |  | 2523635 | 18212782 | 16.8145 | 0.013326 | 0.0018465 | EPA/NEI | 18212782 | 16.8145
2020 | TX | Wolf Hollow Generating Station | 55139 | ERCT | ERCOT All | NG | 788.4 |  | 2079790 | 15627527.5 | 44.9848 | 0.043259 | 0.0057571 | EPA/NEI | 15627527.5 | 44.9848
2020 | TX | Wolf Hollow II | 59812 | ERCT | ERCOT All | NG | 1231.2 |  | 5316851 | 36496566 | 77.3341 | 0.02909 | 0.0042379 | EPA/NEI | 36496566 | 77.3341
2020 | TX | Wolf Ridge Wind | 58080 | ERCT | ERCOT All | WND | 112.5 |  | 272040 |  |  | 0 |  |  |  | 0
2020 | TX | Woodall Gas Plant | 57952 | SPSO | SPP South | NG | 3 |  | 6314.001 | 88156.002 | 0.018601 | 0.005892 | 0.000422 | Estimated using an emission factor | 88156.002 | 0.018601
2020 | TX | Woodville Renewable Power Project | 58944 | SRMV | SERC Mississippi Valley | WDS | 49.9 |  | 0 | 0 | 0 |  |  | NEI avg EF - PM, fuel type | 0 | 0
2020 | TX | Woodward Mountain I | 55796 | ERCT | ERCOT All | WND | 82 |  | 172586 |  |  | 0 |  |  |  | 0
2020 | TX | Woodward Mountain II | 55795 | ERCT | ERCOT All | WND | 78 |  | 164168 |  |  | 0 |  |  |  | 0
2020 | TX | Works 4 | 54364 | ERCT | ERCOT All | DFO | 6 |  | 115 | 933.999 | 0.14477 | 2.5177 | 0.31 | EPA/NEI; Estimated using an emission factor | 933.999 | 0.14477
2020 | TX | Yates Gas Plant | 55025 | ERCT | ERCOT All | NG | 5.6 | 1
2020 | TX | Yellow Jacket | 61873 | ERCT | ERCOT All | SUN | 5 |  | 10437 |  |  | 0 |  |  |  | 0
2020 | TX | Zapata | 64322 | ERCT | ERCOT All | MWH | 19.8
2020 | UT | Bartholomew | 3688 | NWPP | WECC Northwest | WAT | 1.5 |  | 0
2020 | UT | Beryl Solar Plant | 58598 | NWPP | WECC Northwest | SUN | 3 |  | 5633 |  |  | 0 |  |  |  | 0
2020 | UT | Bloomington Power Plant | 7767 | NWPP | WECC Northwest | DFO | 11.9 |  | 19.998 | 174 | 0.02697 | 2.6973 | 0.31 | EPA/NEI; Estimated using an emission factor | 174 | 0.02697
2020 | UT | Bloomington Solar I | 62805 | NWPP | WECC Northwest | SUN | 2 |  | 4550 |  |  | 0 |  |  |  | 0
2020 | UT | Blue Mountain Biogas | 58130 | NWPP | WECC Northwest | OBG | 3.2 | 1 | 1088 | 24271 | 0.17839 | 0.32793 | 0.0147 | Estimated using an emission factor | 24271 | 0.17839
2020 | UT | Blundell | 299 | NWPP | WECC Northwest | GEO | 74.8 |  | 175570 |  |  | 0 |  |  |  | 0
2020 | UT | Bonanza | 7790 | NWPP | WECC Northwest | BIT | 609.5 |  | 3257581 | 34851216 | 444.5273 | 0.27292 | 0.02551 | EPA/NEI | 34851216 | 444.5273
2020 | UT | Boulder | 3699 | NWPP | WECC Northwest | WAT | 4.2 |  | 22023.999 |  |  | 0 |  |  |  | 0
2020 | UT | Bountiful City | 3665 | NWPP | WECC Northwest | NG | 44.4 |  | 18012 | 206568 | 0.10269 | 0.011402 | 0.00099423 | EPA/NEI; Estimated using an emission factor | 206568 | 0.10269
2020 | UT | Brigham City | 3666 | NWPP | WECC Northwest | WAT | 1.8 |  | 6198.999 |  |  | 0 |  |  |  | 0
2020 | UT | Buckhorn Solar Plant | 58600 | NWPP | WECC Northwest | SUN | 3 |  | 6260 |  |  | 0 |  |  |  | 0
2020 | UT | BYU Central Heating Plant | 63423 | NWPP | WECC Northwest | NG | 16.5 | 1 | 55156 | 520501 | 0.25875 | 0.0093824 | 0.00099423 | NEI avg EF - PM, fuel type, firing type | 520501 | 0.25875
2020 | UT | Carbon | 3644 | NWPP | WECC Northwest | BIT | 188.6
2020 | UT | Castle Solar, LLC | 64740 | NWPP | WECC Northwest | SUN | 40
2020 | UT | Causey | 7548 | NWPP | WECC Northwest | WAT | 2.1 |  | 3598 |  |  | 0 |  |  |  | 0
2020 | UT | Cedar Valley Solar Plant | 58599 | NWPP | WECC Northwest | SUN | 3 |  | 5981 |  |  | 0 |  |  |  | 0
2020 | UT | Central Energy Plant USU | 58139 | NWPP | WECC Northwest | NG | 5 |  | 31368 | 464425 | 0.23087 | 0.01472 | 0.00099423 | NEI avg EF - PM, fuel type, firing type | 464425 | 0.23087
2020 | UT | Clover Creek Solar | 63061 | NWPP | WECC Northwest | SUN | 80
2020 | UT | Copperton Solar Plant No. 1 | 64427 | NWPP | WECC Northwest | SUN | 5
2020 | UT | Cove Mountain Solar | 62469 | NWPP | WECC Northwest | SUN | 58 |  | 49062 |  |  | 0 |  |  |  | 0
2020 | UT | Cove Mountain Solar 2 | 62470 | NWPP | WECC Northwest | SUN | 122 |  | 87464 |  |  | 0 |  |  |  | 0
2020 | UT | Currant Creek Power Project | 56102 | NWPP | WECC Northwest | NG | 649 |  | 2335426 | 17429375.5 | 57.5053 | 0.049246 | 0.0065987 | EPA/NEI | 17429375.5 | 57.5053
2020 | UT | Cutler Hydro | 3646 | NWPP | WECC Northwest | WAT | 30 |  | 63793 |  |  | 0 |  |  |  | 0
2020 | UT | Deer Creek (UT) | 6404 | NWPP | WECC Northwest | WAT | 4.8 |  | 27508 |  |  | 0 |  |  |  | 0
2020 | UT | eBay - South Jordan | 59281 | NWPP | WECC Northwest | NG | 9.8 |  | 38113 |  | 0 | 0 |  | Estimated using an emission factor |  | 0
2020 | UT | Echo Dam | 4263 | NWPP | WECC Northwest | WAT | 4.4 |  | 6710 |  |  | 0 |  |  |  | 0
2020 | UT | Elektron Solar, LLC | 64739 | NWPP | WECC Northwest | SUN | 80
2020 | UT | Enel Cove Fort | 58570 | NWPP | WECC Northwest | GEO | 25 |  | 139699 |  |  | 0 |  |  |  | 0
2020 | UT | Enterprise Solar, LLC | 59386 | NWPP | WECC Northwest | SUN | 80 |  | 234940 |  |  | 0 |  |  |  | 0
2020 | UT | Escalante Solar I, LLC | 59387 | NWPP | WECC Northwest | SUN | 80 |  | 197910 |  |  | 0 |  |  |  | 0
2020 | UT | Escalante Solar II, LLC | 59388 | NWPP | WECC Northwest | SUN | 80 |  | 218376 |  |  | 0 |  |  |  | 0
2020 | UT | Escalante Solar III, LLC | 59389 | NWPP | WECC Northwest | SUN | 80 |  | 213740 |  |  | 0 |  |  |  | 0
2020 | UT | Fiddler's Canyon #1 | 59787 | NWPP | WECC Northwest | SUN | 3 |  | 7496 |  |  | 0 |  |  |  | 0
2020 | UT | Fiddler's Canyon #2 | 59786 | NWPP | WECC Northwest | SUN | 3 |  | 884 |  |  | 0 |  |  |  | 0
2020 | UT | Fiddler's Canyon 3 | 59932 | NWPP | WECC Northwest | SUN | 3 |  | 5527 |  |  | 0 |  |  |  | 0
2020 | UT | Flaming Gorge | 6405 | RMPA | WECC Rockies | WAT | 151.8 |  | 509072.001 |  |  | 0 |  |  |  | 0
2020 | UT | Gadsby | 3648 | NWPP | WECC Northwest | NG | 492.1 |  | 133410 | 1944972.969 | 7.0276 | 0.10535 | 0.0072264 | EPA/NEI | 1944972.969 | 7.0276
2020 | UT | Gale 1 Solar | 61170 | CAMX | WECC California | SUN | 300
2020 | UT | Gateway | 3697 | NWPP | WECC Northwest | WAT | 4 |  | 10473 |  |  | 0 |  |  |  | 0
2020 | UT | Granite | 3651 | NWPP | WECC Northwest | WAT | 2 |  | 5965 |  |  | 0 |  |  |  | 0
2020 | UT | Granite Mountain Solar East, LLC | 59946 | NWPP | WECC Northwest | SUN | 80 |  | 215828 |  |  | 0 |  |  |  | 0
2020 | UT | Granite Mountain Solar West, LLC | 59945 | NWPP | WECC Northwest | SUN | 50.4 |  | 131285 |  |  | 0 |  |  |  | 0
2020 | UT | Granite Peak Solar Plant | 58604 | NWPP | WECC Northwest | SUN | 3 |  | 6453 |  |  | 0 |  |  |  | 0
2020 | UT | Graphite Solar I | 64186 | NWPP | WECC Northwest | SUN | 81.9
2020 | UT | Greenville Solar Plant | 58603 | NWPP | WECC Northwest | SUN | 2.2 |  | 4542 |  |  | 0 |  |  |  | 0
2020 | UT | Heber City | 7111 | NWPP | WECC Northwest | NG | 19.6 |  | 15392.999 | 173136 | 0.036532 | 0.0047465 | 0.000422 | EPA/NEI; Estimated using an emission factor | 173136 | 0.036532
2020 | UT | Hill AFB LFG Facility, Bldg #737 | 60349 | NWPP | WECC Northwest | LFG | 2.3 |  | 13070 | 197476 | 1.4514 | 0.2221 | 0.0147 | Estimated using an emission factor | 197476 | 1.4514
2020 | UT | Horseshoe Solar, LLC | 63984 | NWPP | WECC Northwest | SUN | 75
2020 | UT | HTW Plant 303 COGEN | 58597 | NWPP | WECC Northwest | NG | 7.4 | 0.42992 | 28488 | 148838.965 | 0.07399 | 0.0051945 | 0.00099423 | NEI avg EF - PM, fuel type, firing type | 346201 | 0.1721
2020 | UT | Hunter | 6165 | NWPP | WECC Northwest | RC | 1577.2 |  | 7988203 | 84948794 | 343.4273 | 0.085984 | 0.0080855 | EPA/NEI | 84948794 | 343.4273
2020 | UT | Hunter Solar LLC | 62656 | NWPP | WECC Northwest | SUN | 100
2020 | UT | Huntington | 8069 | NWPP | WECC Northwest | BIT | 1037.3 |  | 4515305 | 47834904 | 222.3369 | 0.098481 | 0.009296 | EPA/NEI | 47834904 | 222.3369
2020 | UT | Hurricane City Power | 57899 | NWPP | WECC Northwest | NG | 16 |  | 4832.999 | 54478 | 2.8596 | 1.1834 | 0.10498 | EPA/NEI; Estimated using an emission factor | 54478 | 2.8596
2020 | UT | Hydro II | 7034 | NWPP | WECC Northwest | WAT | 6.6 |  | 15029 |  |  | 0 |  |  |  | 0
2020 | UT | Hydro III | 3675 | NWPP | WECC Northwest | WAT | 2.8 |  | 295 |  |  | 0 |  |  |  | 0
2020 | UT | Hydro Plant No 3 | 925 | NWPP | WECC Northwest | WAT | 2.8 |  | 2360 |  |  | 0 |  |  |  | 0
2020 | UT | Intermountain | 6481 | CAMX | WECC California | BIT | 2480 | 1 | 6761939 | 67177714 | 798.648 | 0.23622 | 0.023777 | EPA/NEI | 67177714 | 798.648
2020 | UT | Iron Springs Solar, LLC | 59941 | NWPP | WECC Northwest | SUN | 80 |  | 219756 |  |  | 0 |  |  |  | 0
2020 | UT | Joes Valley Dam | 4264 | NWPP | WECC Northwest | WAT | 3.4
2020 | UT | Jordanelle Dam Hydroelectric Project | 61853 | NWPP | WECC Northwest | WAT | 13 |  | 49219 |  |  | 0 |  |  |  | 0
2020 | UT | Kennecott Power Plant | 56163 | NWPP | WECC Northwest | WH | 434.5 | 0.67869 | 103274 | 264915.557 | 0.13169 | 0.0025504 | 0.00099423 | EPA/NEI; Estimated using an emission factor | 390336 | 0.19404
2020 | UT | Lagoon Cogeneration Facility | 50942 | NWPP | WECC Northwest | NG | 3 | 1 | 0
2020 | UT | Laho Solar Plant | 58602 | NWPP | WECC Northwest | SUN | 3 |  | 6570 |  |  | 0 |  |  |  | 0
2020 | UT | Lake Creek Dam | 159 | NWPP | WECC Northwest | WAT | 1.5 |  | 2941 |  |  | 0 |  |  |  | 0
2020 | UT | Lake Side Power Plant | 56237 | NWPP | WECC Northwest | NG | 1385 |  | 5560112 | 40185626 | 90.0831 | 0.032403 | 0.0044833 | EPA/NEI | 40185626 | 90.0831
2020 | UT | Latigo Wind Park | 59965 | NWPP | WECC Northwest | WND | 62.1 |  | 163084 |  |  | 0 |  |  |  | 0
2020 | UT | Little Cottonwood | 6537 | NWPP | WECC Northwest | WAT | 4.8 |  | 3879 |  |  | 0 |  |  |  | 0
2020 | UT | Little Mountain | 6553 | NWPP | WECC Northwest | NG | 16
2020 | UT | Logan City | 4251 | NWPP | WECC Northwest | NG | 21.5 |  | 1179 | 20106 | 0.009995 | 0.016955 | 0.00099423 | EPA/NEI; Estimated using an emission factor | 20106 | 0.009995
2020 | UT | Manti Lower | 1020 | NWPP | WECC Northwest | WAT | 1.2 |  | 1291 |  |  | 0 |  |  |  | 0
2020 | UT | Manti Upper | 3676 | NWPP | WECC Northwest | WAT | 1.6 |  | 2003 |  |  | 0 |  |  |  | 0
2020 | UT | Milford 2 | 59958 | NWPP | WECC Northwest | SUN | 3 |  | 5042 |  |  | 0 |  |  |  | 0
2020 | UT | Milford Flat Solar Plant | 58601 | NWPP | WECC Northwest | SUN | 3 |  | 6561 |  |  | 0 |  |  |  | 0
2020 | UT | Milford Solar 1 | 62812 | NWPP | WECC Northwest | SUN | 99 |  | 27937 |  |  | 0 |  |  |  | 0
2020 | UT | Milford Wind Corridor I LLC | 57079 | CAMX | WECC California | WND | 203.5 |  | 395386 |  |  | 0 |  |  |  | 0
2020 | UT | Milford Wind Corridor Phase III | 57546 | NWPP | WECC Northwest | WND | 100
2020 | UT | Milford Wind Corridor Stage II LLC | 57107 | CAMX | WECC California | WND | 102 |  | 195113 |  |  | 0 |  |  |  | 0
2020 | UT | Millcreek Power | 56253 | NWPP | WECC Northwest | NG | 80 |  | 103123 | 1087877.969 | 3.59 | 0.069626 | 0.0066 | EPA/NEI | 1087877.969 | 3.59
2020 | UT | Murray City | 3683 | NWPP | WECC Northwest | NG | 7.2
2020 | UT | Murray Turbine | 8010 | NWPP | WECC Northwest | NG | 42 |  | 4959 | 59671.002 | 0.029663 | 0.011963 | 0.00099423 | NEI avg EF - PM, fuel type, firing type | 59671.002 | 0.029663
2020 | UT | Nebo Power Station | 56177 | NWPP | WECC Northwest | NG | 140 |  | 466711 | 3583163.25 | 11.0743 | 0.047457 | 0.0061813 | NEI avg EF - PM, fuel type, firing type | 3583163.25 | 11.0743
2020 | UT | Notch Peak Solar LLC | 64669 | CAMX | WECC California | SUN | 324
2020 | UT | Olmstead | 3655 | NWPP | WECC Northwest | WAT | 10.3
2020 | UT | Pavant Solar II LLC | 60449 | NWPP | WECC Northwest | SUN | 50 |  | 124414 |  |  | 0 |  |  |  | 0
2020 | UT | Pavant Solar III | 60886 | NWPP | WECC Northwest | SUN | 20 |  | 49961 |  |  | 0 |  |  |  | 0
2020 | UT | Pavant Solar, LLC | 59702 | NWPP | WECC Northwest | SUN | 50 |  | 119321 |  |  | 0 |  |  |  | 0
2020 | UT | Payson | 7408 | NWPP | WECC Northwest | NG | 9.7 |  | 3 | 147 | 3.1017e-05 | 0.020678 | 0.000422 | Estimated using an emission factor | 147 | 3.1017e-05
2020 | UT | Pine View Dam | 7132 | NWPP | WECC Northwest | WAT | 1.8 |  | 4508 |  |  | 0 |  |  |  | 0
2020 | UT | Pioneer | 3656 | NWPP | WECC Northwest | WAT | 5 |  | 17302 |  |  | 0 |  |  |  | 0
2020 | UT | Provo Power Plant | 61508 | NWPP | WECC Northwest | NG | 12 |  | 5571 | 51667.002 | 0.010902 | 0.0039137 | 0.000422 | Estimated using an emission factor | 51667.002 | 0.010902
2020 | UT | Quail Creek Hydro Plant #1 | 52039 | NWPP | WECC Northwest | WAT | 2.3 |  | 10147 |  |  | 0 |  |  |  | 0
2020 | UT | Quichapa 1 | 61119 | NWPP | WECC Northwest | SUN | 3 |  | 8069 |  |  | 0 |  |  |  | 0
2020 | UT | Quichapa 2 | 61120 | NWPP | WECC Northwest | SUN | 3 |  | 8027 |  |  | 0 |  |  |  | 0
2020 | UT | Quichapa 3 | 61121 | NWPP | WECC Northwest | SUN | 3 |  | 8048 |  |  | 0 |  |  |  | 0
2020 | UT | Rocket Solar, LLC | 63983 | NWPP | WECC Northwest | SUN | 80
2020 | UT | Sage Solar I-III | 62399 | NWPP | WECC Northwest | SUN | 57.6 |  | 148846 |  |  | 0 |  |  |  | 0
2020 | UT | Salt Lake Energy Systems | 56554 | NWPP | WECC Northwest | LFG | 3.2 |  | 26294 | 377288 | 2.7731 | 0.21093 | 0.0147 | Estimated using an emission factor | 377288 | 2.7731
2020 | UT | Salt Palace Solar Gen Plant | 58006 | NWPP | WECC Northwest | SUN | 1.3 |  | 2075 |  |  | 0 |  |  |  | 0
2020 | UT | Sigurd Solar LLC | 62666 | NWPP | WECC Northwest | SUN | 80
2020 | UT | Snake Creek | 3658 | NWPP | WECC Northwest | WAT | 1.2 |  | 1372 |  |  | 0 |  |  |  | 0
2020 | UT | Snowbird Power Plant | 10215 | NWPP | WECC Northwest | NG | 8.3 | 0.60188 | 12371.999 | 91536.735 | 0.019314 | 0.0031223 | 0.000422 | EPA/NEI; Estimated using an emission factor | 152085.996 | 0.03209
2020 | UT | South Milford Solar Plant | 59620 | NWPP | WECC Northwest | SUN | 2.9 |  | 3539 |  |  | 0 |  |  |  | 0
2020 | UT | Spanish Fork | 3691 | NWPP | WECC Northwest | WAT | 3.6 |  | 8675 |  |  | 0 |  |  |  | 0
2020 | UT | Spanish Fork Wind Park 2 LLC | 56751 | NWPP | WECC Northwest | WND | 18.9 |  | 46312 |  |  | 0 |  |  |  | 0
2020 | UT | St George Red Rock | 7080 | NWPP | WECC Northwest | DFO | 14 |  | 258 | 1918 | 0.29729 | 2.3046 | 0.31 | Estimated using an emission factor | 1918 | 0.29729
2020 | UT | Stairs | 3659 | NWPP | WECC Northwest | WAT | 1 |  | 4591 |  |  | 0 |  |  |  | 0
2020 | UT | Sunnyside Cogeneration Associates | 50951 | NWPP | WECC Northwest | WC | 58.1 | 1 | 322074 | 3940798.25 | 12.2699 | 0.076193 | 0.0062271 | EPA/NEI | 3940798.25 | 12.2699
2020 | UT | Tesoro SLC Cogeneration Plant | 56509 | NWPP | WECC Northwest | NG | 30.4 | 0.97496 | 186685 | 2073507.107 | 1.0308 | 0.011043 | 0.00099423 | NEI avg EF - PM, fuel type, firing type | 2126764 | 1.0572
2020 | UT | Thermo No 1 | 57353 | NWPP | WECC Northwest | GEO | 28 |  | 61393 |  |  | 0 |  |  |  | 0
2020 | UT | Thermo Solar PV-01 | 59883 | NWPP | WECC Northwest | SUN | 2.9
2020 | UT | Three Peaks Power | 60432 | NWPP | WECC Northwest | SUN | 80 |  | 217855 |  |  | 0 |  |  |  | 0
2020 | UT | Tooele Army Depot | 59817 | NWPP | WECC Northwest | WND | 4.7 |  | 2724 |  |  | 0 |  |  |  | 0
2020 | UT | Trans-Jordan Generating Station | 56853 | NWPP | WECC Northwest | LFG | 4.8 |  | 37152.999 | 438867.984 | 3.2257 | 0.17364 | 0.0147 | Estimated using an emission factor | 438867.984 | 3.2257
2020 | UT | Uintah | 3704 | NWPP | WECC Northwest | WAT | 1.2 |  | 5897 |  |  | 0 |  |  |  | 0
2020 | UT | Unit 4 | 7015 | NWPP | WECC Northwest | WAT | 1.3 |  | 3250 |  |  | 0 |  |  |  | 0
2020 | UT | Upper Beaver | 3643 | NWPP | WECC Northwest | WAT | 2.5 |  | 9278 |  |  | 0 |  |  |  | 0
2020 | UT | US Magnesium | 58191 | NWPP | WECC Northwest | NG | 78 | 0.18305 | 121017.999 | 835779.521 | 0.41548 | 0.0068664 | 0.00099423 | EPA/NEI; Estimated using an emission factor | 4565818.875 | 2.2697
2020 | UT | Utah Red Hills Renewable Energy Park | 58660 | NWPP | WECC Northwest | SUN | 80 |  | 216983 |  |  | 0 |  |  |  | 0
2020 | UT | Veyo Heat Recovery Project | 60421 | NWPP | WECC Northwest | WH | 9.5 | 1 | 53205 |  |  | 0 |  |  |  | 0
2020 | UT | Wanship | 3698 | NWPP | WECC Northwest | WAT | 1.9 |  | 6595 |  |  | 0 |  |  |  | 0
2020 | UT | Washington City Electric Generation | 59660 | NWPP | WECC Northwest | NG | 6 |  | 1178.001 | 5844 | 0.0012331 | 0.0020935 | 0.000422 | Estimated using an emission factor | 5844 | 0.0012331
2020 | UT | Weber | 3661 | NWPP | WECC Northwest | WAT | 3.8 |  | 12750 |  |  | 0 |  |  |  | 0
2020 | UT | Weber State University - Davis Campus PV | 60821 | NWPP | WECC Northwest | SUN | 1.3 |  | 2142 |  |  | 0 |  |  |  | 0
2020 | UT | West Valley Power Plant | 55622 | NWPP | WECC Northwest | NG | 217 |  | 307528 | 3349995.562 | 11.055 | 0.071896 | 0.0066 | EPA/NEI | 3349995.562 | 11.055
2020 | UT | Whitehead | 7028 | NWPP | WECC Northwest | NG | 31 | 0.9999 | 10124.999 | 110589.481 | 0.023334 | 0.0046093 | 0.000422 | Estimated using an emission factor | 110601.002 | 0.023337
2020 | VA | Altavista Power Station | 10773 | SRVC | SERC Virginia/Carolina | WDS | 71.1 |  | 297903 | 4216419.25 | 11.022 | 0.073997 | 0.0052281 | EPA/NEI | 4216419.25 | 11.022
2020 | VA | Altavista Solar | 64019 | RFCW | RFC West | SUN | 80
2020 | VA | Amelia | 56681 | SRVC | SERC Virginia/Carolina | LFG | 14.4 |  | 45939.984 | 561777.047 | 4.1291 | 0.17976 | 0.0147 | Estimated using an emission factor | 561777.047 | 4.1291
2020 | VA | Ameresco Stafford | 56894 | SRVC | SERC Virginia/Carolina | LFG | 2.2 |  | 7188 | 81674 | 0.6003 | 0.16703 | 0.0147 | Estimated using an emission factor | 81674 | 0.6003
2020 | VA | Bath County | 6167 | SRVC | SERC Virginia/Carolina | WAT | 2862 |  | -765342 |  |  | 0 |  |  |  | 0
2020 | VA | Bayview | 3782 | RFCE | RFC East | DFO | 12 |  | 1585.002 | 16155 | 2.504 | 3.1596 | 0.31 | Estimated using an emission factor | 16155 | 2.504
2020 | VA | Bear Garden Generating Station | 56807 | SRVC | SERC Virginia/Carolina | NG | 559 |  | 4270401 | 30382241 | 24.9076 | 0.011665 | 0.0016396 | EPA/NEI | 30382241 | 24.9076
2020 | VA | Bedford Solar | 61126 | RFCW | RFC West | SUN | 3 |  | 5065 |  |  | 0 |  |  |  | 0
2020 | VA | Belle Haven Diesel Generation Facility | 60234 | RFCE | RFC East | DFO | 4 |  | 261 | 2524 | 0.39122 | 2.9979 | 0.31 | Estimated using an emission factor | 2524 | 0.39122
2020 | VA | Bellmeade Power Station | 50966 | SRVC | SERC Virginia/Carolina | NG | 330
2020 | VA | Birchwood Power Facility | 54304 | SRVC | SERC Virginia/Carolina | BIT | 258.3 | 1 | 77427 | 1058633.75 | 0.85452 | 0.022073 | 0.0016144 | EPA/NEI | 1058633.75 | 0.85452
2020 | VA | Bluestone Solar | 62950 | SRVC | SERC Virginia/Carolina | SUN | 49.9
2020 | VA | Boydton Plank Road Cogen Plant | 54766 | SRVC | SERC Virginia/Carolina | DFO | 10.2 |  | 33.014 | 526.014 | 0.081532 | 4.9392 | 0.31 | Estimated using an emission factor | 526.014 | 0.081532
2020 | VA | Brasfield | 10155 | SRVC | SERC Virginia/Carolina | WAT | 2.9 |  | 14696 |  |  | 0 |  |  |  | 0
2020 | VA | Bremo Bluff | 3796 | SRVC | SERC Virginia/Carolina | NG | 254.2
2020 | VA | Bristol Plant | 60222 | SRTV | SERC Tennessee Valley | LFG | 5.4 |  | 4497.996 | 56922.996 | 0.41838 | 0.18603 | 0.0147 | EPA/NEI; Estimated using an emission factor | 56922.996 | 0.41838
2020 | VA | Brunswick County Power Station | 58260 | SRVC | SERC Virginia/Carolina | NG | 1472.2 |  | 9963634 | 69586192 | 164.8961 | 0.0331 | 0.0047393 | EPA/NEI | 69586192 | 164.8961
2020 | VA | Brunswick Landfill Gas | 56682 | SRVC | SERC Virginia/Carolina | LFG | 10.5 |  | 44684.99 | 534971.992 | 3.932 | 0.17599 | 0.0147 | Estimated using an emission factor | 534971.992 | 3.932
2020 | VA | Buchanan Units 1 & 2 | 55738 | RFCW | RFC West | NG | 88 |  | 456828 | 4357006.125 | 29.4 | 0.12871 | 0.013496 | EPA/NEI | 4357006.125 | 29.4
2020 | VA | Buck Hydro | 3772 | RFCW | RFC West | WAT | 8.4 |  | 54429 |  |  | 0 |  |  |  | 0
2020 | VA | Buckingham Solar LLC | 60917 | SRVC | SERC Virginia/Carolina | SUN | 19.8 |  | 32853 |  |  | 0 |  |  |  | 0
2020 | VA | Byllesby 2 | 3773 | RFCW | RFC West | WAT | 21.6 |  | 56394 |  |  | 0 |  |  |  | 0
2020 | VA | C4GT | 61760 | SRVC | SERC Virginia/Carolina | NG | 1060
2020 | VA | Cabin Point Solar Center | 63134 | SRVC | SERC Virginia/Carolina | SUN | 75
2020 | VA | Caden Energix Hickory LLC | 63084 | SRVC | SERC Virginia/Carolina | SUN | 32 |  | 14757 |  |  | 0 |  |  |  | 0
2020 | VA | Caden Energix New Kent, LLC | 64036 | SRVC | SERC Virginia/Carolina | SUN | 20
2020 | VA | Caden Energix Pamplin LLC | 63083 | SRVC | SERC Virginia/Carolina | SUN | 15.7 |  | 13493 |  |  | 0 |  |  |  | 0
2020 | VA | Caden Energix Rives Road LLC | 63087 | SRVC | SERC Virginia/Carolina | SUN | 19.7 |  | 19628 |  |  | 0 |  |  |  | 0
2020 | VA | Celanese Acetate LLC | 52089 | RFCW | RFC West | NG | 29.8 | 0.11921 | 185563 | 1064235.057 | 4.9002 | 0.052814 | 0.0092088 | NEI avg EF - PM, fuel type, firing type | 8927431.25 | 41.1054
2020 | VA | Charles City | 56683 | SRVC | SERC Virginia/Carolina | LFG | 14.4 |  | 65090.016 | 746589.984 | 5.4874 | 0.16861 | 0.0147 | Estimated using an emission factor | 746589.984 | 5.4874
2020 | VA | Chesapeake | 3803 | SRVC | SERC Virginia/Carolina | DFO | 812.1 |  | 119 | 2062.999 | 0.018612 | 0.31281 | 0.018044 | EPA/NEI; Estimated using an emission factor | 2062.999 | 0.018612
2020 | VA | Chesterfield Landfill Gas | 56684 | SRVC | SERC Virginia/Carolina | LFG | 14.4 |  | 73806 | 810553.031 | 5.9576 | 0.16144 | 0.0147 | Estimated using an emission factor | 810553.031 | 5.9576
2020 | VA | Chesterfield Power Station | 3797 | SRVC | SERC Virginia/Carolina | BIT | 1799.5 |  | 3486274 | 30464363.5 | 89.752 | 0.051489 | 0.0058923 | EPA/NEI | 30464363.5 | 89.752
2020 | VA | Chickahominy Power LLC | 63886 | SRVC | SERC Virginia/Carolina | NG | 1716.3
2020 | VA | Church Street Plant | 7438 | SRVC | SERC Virginia/Carolina | DFO | 7.3 |  | 186.999 | 1225 | 0.18987 | 2.0308 | 0.31 | EPA/NEI; Estimated using an emission factor | 1225 | 0.18987
2020 | VA | Claytor | 3774 | RFCW | RFC West | WAT | 74.8 |  | 361318 |  |  | 0 |  |  |  | 0
2020 | VA | Clinch River | 3775 | RFCW | RFC West | NG | 712.5 |  | 271022 | 3096889.25 | 25.7899 | 0.19032 | 0.016655 | EPA/NEI; Estimated using an emission factor | 3096889.25 | 25.7899
2020 | VA | Clover Power Station | 7213 | SRVC | SERC Virginia/Carolina | BIT | 848 |  | 1240625 | 13959582 | 198.6171 | 0.32019 | 0.028456 | EPA/NEI | 13959582 | 198.6171
2020 | VA | Coastal Virginia Offshore Wind (CVOW) commercial project | 64550 | SRVC | SERC Virginia/Carolina | WND | 2640
2020 | VA | Coastal Virginia Offshore Wind (CVOW) pilot project | 59693 | SRVC | SERC Virginia/Carolina | WND | 12
2020 | VA | Coleman Falls | 56313 | RFCW | RFC West | WAT | 1.5 |  | 0
2020 | VA | Colonial Trail West | 61985 | SRVC | SERC Virginia/Carolina | SUN | 142.4 |  | 301371 |  |  | 0 |  |  |  | 0
2020 | VA | Commonwealth Chesapeake | 55381 | RFCE | RFC East | DFO | 402.5 |  | 23860.998 | 255824.012 | 9.5432 | 0.7999 | 0.074607 | EPA/NEI | 255824.012 | 9.5432
2020 | VA | Correctional Solar LLC | 60915 | SRVC | SERC Virginia/Carolina | SUN | 20 |  | 27065 |  |  | 0 |  |  |  | 0
2020 | VA | Covanta Alexandria/Arlington Energy | 50663 | SRVC | SERC Virginia/Carolina | MSW | 29 |  | 141834 | 3290103.375 |  |  |  |  | 3290103.375
2020 | VA | Covanta Fairfax Energy | 50658 | SRVC | SERC Virginia/Carolina | MSW | 124 |  | 720717 | 11969997 |  |  |  |  | 11969997
2020 | VA | Cushaw | 3798 | SRVC | SERC Virginia/Carolina | WAT | 7.5 |  | 28904 |  |  | 0 |  |  |  | 0
2020 | VA | Danville | 61849 | SRVC | SERC Virginia/Carolina | SUN | 6 |  | 0
2020 | VA | Danville Farm, LLC | 63965 | SRVC | SERC Virginia/Carolina | SUN | 12 |  | 1563 |  |  | 0 |  |  |  | 0
2020 | VA | Danville Kentuck Road Plant | 56364 | SRVC | SERC Virginia/Carolina | DFO | 1.8 |  | 116 | 1130 | 0.17515 | 3.0198 | 0.31 | Estimated using an emission factor | 1130 | 0.17515
2020 | VA | Danville New Design Plant | 56363 | SRVC | SERC Virginia/Carolina | DFO | 1.8 |  | 114 | 847 | 0.13129 | 2.3032 | 0.31 | Estimated using an emission factor | 847 | 0.13129
2020 | VA | Danville Westover Plant | 56365 | SRVC | SERC Virginia/Carolina | DFO | 1.8 |  | 33 | 591 | 0.091605 | 5.5518 | 0.31 | Estimated using an emission factor | 591 | 0.091605
2020 | VA | Darbytown Combustion Turbine | 7212 | SRVC | SERC Virginia/Carolina | NG | 368.4 |  | 105767 | 1346145.617 | 9.0614 | 0.17135 | 0.013463 | EPA/NEI; Estimated using an emission factor | 1346145.617 | 9.0614
2020 | VA | Dean Drive Area Electric Generators | 56491 | SRVC | SERC Virginia/Carolina | DFO | 3.2
2020 | VA | Depot Solar Center, LLC | 61691 | SRVC | SERC Virginia/Carolina | SUN | 15
2020 | VA | Desper Solar | 62730 | SRVC | SERC Virginia/Carolina | SUN | 88.2
2020 | VA | DG AMP Solar Front Royal | 61055 | SRVC | SERC Virginia/Carolina | SUN | 2.5 |  | 4481 |  |  | 0 |  |  |  | 0
2020 | VA | Dominion/Lo Mar | 7797 | SRVC | SERC Virginia/Carolina | DFO | 24.6 |  | 424.998 | 5290 | 0.81995 | 3.8586 | 0.31 | EPA/NEI; Estimated using an emission factor | 5290 | 0.81995
2020 | VA | Doswell Limited Partnership | 52019 | SRVC | SERC Virginia/Carolina | NG | 1313 |  | 5710790.62 | 52120201.5 | 543.1683 | 0.19023 | 0.020843 | EPA/NEI; Estimated using an emission factor | 52120201.5 | 543.1683
2020 | VA | Downtown | 55954 | SRVC | SERC Virginia/Carolina | DFO | 3.2 |  | 90 | 786 | 0.12183 | 2.7073 | 0.31 | Estimated using an emission factor | 786 | 0.12183
2020 | VA | Eastern Shore Solar, LLC | 60127 | RFCE | RFC East | SUN | 80 |  | 155430 |  |  | 0 |  |  |  | 0
2020 | VA | Electric Avenue Facility | 56367 | SRVC | SERC Virginia/Carolina | DFO | 6.9 |  | 555.001 | 5592.999 | 0.86691 | 3.124 | 0.31 | Estimated using an emission factor | 5592.999 | 0.86691
2020 | VA | Elizabeth River Combustion Turbine Sta | 52087 | SRVC | SERC Virginia/Carolina | NG | 388.8 |  | 85974.999 | 1062716.203 | 3.578 | 0.083233 | 0.0067337 | EPA/NEI | 1062716.203 | 3.578
2020 | VA | Elkton | 52148 | SRVC | SERC Virginia/Carolina | NG | 12.3 | 0.063222 | 7968 | 45584.755 | 0.1759 | 0.044151 | 0.0077173 | EPA/NEI; Estimated using an emission factor | 721031.976 | 2.7822
2020 | VA | Emporia | 50175 | SRVC | SERC Virginia/Carolina | WAT | 2.5 |  | 8781 |  |  | 0 |  |  |  | 0
2020 | VA | Energix Buckingham, LLC | 64015 | SRVC | SERC Virginia/Carolina | SUN | 20
2020 | VA | Energix Hollyfield, LLC | 64010 | SRVC | SERC Virginia/Carolina | SUN | 13
2020 | VA | Energix Leatherwood, LLC | 64817 | RFCW | RFC West | SUN | 20
2020 | VA | Energix Nokesville, LLC | 64012 | SRVC | SERC Virginia/Carolina | SUN | 20
2020 | VA | Essex Solar Center | 61406 | SRVC | SERC Virginia/Carolina | SUN | 20 |  | 39277 |  |  | 0 |  |  |  | 0
2020 | VA | Flannagan Hydroelectric Project | 58827 | RFCW | RFC West | WAT | 1.6
2020 | VA | Frederick County LFGTE Facility | 57754 | SRVC | SERC Virginia/Carolina | LFG | 2 |  | 14434 | 126794 | 0.93194 | 0.12913 | 0.0147 | Estimated using an emission factor | 126794 | 0.93194
2020 | VA | Fries Hydroelectric Project | 10798 | RFCW | RFC West | WAT | 5.4 |  | 10563 |  |  | 0 |  |  |  | 0
2020 | VA | Gateway Gen | 7798 | SRVC | SERC Virginia/Carolina | DFO | 3.6 |  | 187 | 1554 | 0.24087 | 2.5761 | 0.31 | Estimated using an emission factor | 1554 | 0.24087
2020 | VA | Glen Lyn | 3776 | RFCW | RFC West | BIT | 337.5
2020 | VA | Gloucester Solar | 63031 | SRVC | SERC Virginia/Carolina | SUN | 19.9 |  | 37432 |  |  | 0 |  |  |  | 0
2020 | VA | Godwin Drive Plant | 7439 | SRVC | SERC Virginia/Carolina | DFO | 6.3 |  | 503 | 2476.999 | 0.38393 | 1.5266 | 0.31 | Estimated using an emission factor | 2476.999 | 0.38393
2020 | VA | Gordonsville Power Station | 54844 | SRVC | SERC Virginia/Carolina | NG | 300.4 |  | 1173496 | 9992829.5 | 30.8842 | 0.052636 | 0.0061813 | NEI avg EF - PM, fuel type, firing type | 9992829.5 | 30.8842
2020 | VA | GP Big Island, LLC | 50479 | RFCW | RFC West | NG | 7.9 | 0.14957 | 53486 | 255047.424 | 0.54464 | 0.020366 | 0.0042709 | EPA/NEI; Estimated using an emission factor | 1705174.25 | 3.6413
2020 | VA | Grassfield Solar | 64135 | SRVC | SERC Virginia/Carolina | SUN | 20
2020 | VA | Grasshopper Solar | 62813 | SRVC | SERC Virginia/Carolina | SUN | 80 |  | 24405 |  |  | 0 |  |  |  | 0
2020 | VA | Gravel Neck Combustion Turbine | 7032 | SRVC | SERC Virginia/Carolina | NG | 407.7 |  | 147490.999 | 1907276.891 | 21.1354 | 0.2866 | 0.022163 | EPA/NEI | 1907276.891 | 21.1354
2020 | VA | Greensville County Power Station | 59913 | SRVC | SERC Virginia/Carolina | NG | 1773.3 |  | 10675865 | 70502052 | 217.8963 | 0.04082 | 0.0061813 | NEI avg EF - PM, fuel type, firing type | 70502052 | 217.8963
2020 | VA | Greensville County Solar Project, LLC | 63745 | SRVC | SERC Virginia/Carolina | SUN | 80 |  | 4936 |  |  | 0 |  |  |  | 0
2020 | VA | Halifax | 50178 | SRVC | SERC Virginia/Carolina | WAT | 1.6 |  | 4202 |  |  | 0 |  |  |  | 0
2020 | VA | Halifax County Biomass | 58560 | SRVC | SERC Virginia/Carolina | WDS | 49.9 |  | 181914 | 2539231.25 | 23.7405 | 0.26101 | 0.018699 | NEI avg EF - PM, fuel type | 2539231.25 | 23.7405
2020 | VA | Harrisonburg Power Plant | 56006 | SRVC | SERC Virginia/Carolina | NG | 2.5
2020 | VA | Hecate Energy Cherrydale LLC | 61375 | RFCE | RFC East | SUN | 20 |  | 36018 |  |  | 0 |  |  |  | 0
2020 | VA | Hecate Energy Clarke County LLC | 61374 | SRVC | SERC Virginia/Carolina | SUN | 10 |  | 17420 |  |  | 0 |  |  |  | 0
2020 | VA | Henrico | 57356 | SRVC | SERC Virginia/Carolina | LFG | 3.6 |  | 10932 | 143912.004 | 1.0578 | 0.19352 | 0.0147 | Estimated using an emission factor | 143912.004 | 1.0578
2020 | VA | Highlander Solar Energy Station 1 | 62014 | SRVC | SERC Virginia/Carolina | SUN | 165 |  | 827 |  |  | 0 |  |  |  | 0
2020 | VA | Holcomb Rock | 56314 | RFCW | RFC West | WAT | 1.8 |  | 0
2020 | VA | Hollyfield | 61023 | SRVC | SERC Virginia/Carolina | SUN | 17 |  | 32828 |  |  | 0 |  |  |  | 0
2020 | VA | Hopewell Cogeneration Facility | 10633 | SRVC | SERC Virginia/Carolina | NG | 399 | 0.94535 | 1921330 | 16320709.848 | 13.425 | 0.013975 | 0.0016452 | EPA/NEI | 17264210 | 14.2011
2020 | VA | Hopewell Mill | 50813 | SRVC | SERC Virginia/Carolina | BLQ | 47.6 | 0.21655 | 280879 | 2015083.361 | 12.6975 | 0.090413 | 0.012602 | NEI avg EF - PM, fuel type | 9305401 | 58.6354
2020 | VA | Hopewell Power Station | 10771 | SRVC | SERC Virginia/Carolina | WDS | 71.1 | 1 | 75987 | 1223104.25 | 5.0526 | 0.13299 | 0.0082619 | EPA/NEI | 1223104.25 | 5.0526
2020 | VA | HP Hood CT | 59860 | RFCW | RFC West | NG | 15 | 0.43372 | 86897 | 436734.71 | 0.21711 | 0.0049969 | 0.00099423 | NEI avg EF - PM, fuel type, firing type | 1006948 | 0.50057
2020 | VA | I 95 Landfill Phase II | 54723 | SRVC | SERC Virginia/Carolina | LFG | 3.2 |  | 24329 | 326363 | 2.3988 | 0.19719 | 0.0147 | Estimated using an emission factor | 326363 | 2.3988
2020 | VA | I 95 Municipal Landfill Phase I | 52051 | SRVC | SERC Virginia/Carolina | LFG | 3.2
2020 | VA | IKEA Norfolk Rooftop PV System | 62355 | SRVC | SERC Virginia/Carolina | SUN | 1.3 |  | 1595 |  |  | 0 |  |  |  | 0
2020 | VA | International Paper Franklin Mill | 52152 | SRVC | SERC Virginia/Carolina | BLQ | 146.1 | 0.21054 | 276206 | 1571055.084 | 5.246 | 0.037986 | 0.0066784 | EPA/NEI; Estimated using an emission factor | 7462085.438 | 24.9173
2020 | VA | John H Kerr | 3833 | SRVC | SERC Virginia/Carolina | WAT | 296.8 |  | 870832.998 |  |  | 0 |  |  |  | 0
2020 | VA | King & Queen | 56686 | SRVC | SERC Virginia/Carolina | LFG | 10.8 |  | 58797 | 685047.023 | 5.0351 | 0.17127 | 0.0147 | Estimated using an emission factor | 685047.023 | 5.0351
2020 | VA | Kruger Energy Mantura Solar, LLC | 63822 | SRVC | SERC Virginia/Carolina | SUN | 60
2020 | VA | Ladysmith Combustion Turbine Sta | 7839 | SRVC | SERC Virginia/Carolina | NG | 892.5 |  | 1153470 | 11435831.625 | 37.2054 | 0.06451 | 0.0065068 | EPA/NEI | 11435831.625 | 37.2054
2020 | VA | Leesville | 3777 | RFCW | RFC West | WAT | 40 |  | 106928 |  |  | 0 |  |  |  | 0
2020 | VA | Lily Pond Solar, LLC | 64134 | SRVC | SERC Virginia/Carolina | SUN | 80
2020 | VA | Louisa Generation Facility | 7837 | SRVC | SERC Virginia/Carolina | NG | 509.1 |  | 352844.998 | 4005133.75 | 22.4592 | 0.1273 | 0.011215 | EPA/NEI | 4005133.75 | 22.4592
2020 | VA | Low Moor | 3799 | SRVC | SERC Virginia/Carolina | DFO | 82.8 |  | 118 | 2062 | 0.018603 | 0.31531 | 0.018044 | NEI avg EF - PM, fuel type, firing type | 2062 | 0.018603
2020 | VA | Luray Hydro Station | 3789 | RFCW | RFC West | WAT | 1.6 |  | 5714 |  |  | 0 |  |  |  | 0
2020 | VA | Marsh Run Generation Facility | 7836 | SRVC | SERC Virginia/Carolina | NG | 708.8 |  | 573993.001 | 5981067.125 | 34.002 | 0.11848 | 0.01137 | EPA/NEI | 5981067.125 | 34.002
2020 | VA | Martin Solar Center | 61458 | SRVC | SERC Virginia/Carolina | SUN | 5 |  | 9137 |  |  | 0 |  |  |  | 0
2020 | VA | Martinsville | 3826 | RFCW | RFC West | WAT | 1.3 |  | 428 |  |  | 0 |  |  |  | 0
2020 | VA | Martinsville LFG Generator | 57893 | RFCW | RFC West | LFG | 1.1 |  | 5099 | 63380 | 0.46584 | 0.18272 | 0.0147 | Estimated using an emission factor | 63380 | 0.46584
2020 | VA | Mas Suffolk RNG, LLC | 54781 | SRVC | SERC Virginia/Carolina | LFG | 3.2 |  | 15239 | 208877 | 1.5352 | 0.20149 | 0.0147 | Estimated using an emission factor | 208877 | 1.5352
2020 | VA | Mechanicsville Solar | 64158 | SRVC | SERC Virginia/Carolina | SUN | 25 |  | 11291 |  |  | 0 |  |  |  | 0
2020 | VA | Mecklenburg Power Station | 52007 | SRVC | SERC Virginia/Carolina | BIT | 139.8
2020 | VA | Meherrin Solar | 62758 | SRVC | SERC Virginia/Carolina | SUN | 59.6
2020 | VA | Merck | 59905 | SRVC | SERC Virginia/Carolina | SUN | 2.1 |  | 1904 |  |  | 0 |  |  |  | 0
2020 | VA | MM Prince William Energy | 55156 | SRVC | SERC Virginia/Carolina | LFG | 6.6 |  | 51216 | 598581 | 4.3996 | 0.1718 | 0.0147 | Estimated using an emission factor | 598581 | 4.3996
2020 | VA | Molson Coors Shenandoah Brewery | 58057 | RFCW | RFC West | OBG | 1.4 |  | 4118 | 40759 | 0.4402 | 0.21379 | 0.0216 | Estimated using an emission factor | 40759 | 0.4402
2020 | VA | Monterey Diesel Generation Facility | 59614 | RFCW | RFC West | DFO | 6 |  | 204 | 1935 | 0.29992 | 2.9404 | 0.31 | Estimated using an emission factor | 1935 | 0.29992
2020 | VA | Montross Solar | 64093 | SRVC | SERC Virginia/Carolina | SUN | 20 |  | 39371 |  |  | 0 |  |  |  | 0
2020 | VA | Mount Clinton | 56004 | SRVC | SERC Virginia/Carolina | DFO | 24 |  | 1811 | 24081 | 1.5651 | 1.7284 | 0.12998 | EPA/NEI; Estimated using an emission factor | 24081 | 1.5651
2020 | VA | Mt. Jackson Solar | 61318 | SRVC | SERC Virginia/Carolina | SUN | 15.7
2020 | VA | Multitrade of Pittsylvania LP | 52118 | SRVC | SERC Virginia/Carolina | WDS | 90
2020 | VA | NASA Wallops Flight Facility Solar | 62948 | RFCE | RFC East | SUN | 4.3 |  | 4414.999 |  |  | 0 |  |  |  | 0
2020 | VA | New River | 59845 | SRVC | SERC Virginia/Carolina | LFG | 5.4 |  | 19600.002 | 228366 | 1.6785 | 0.17127 | 0.0147 | Estimated using an emission factor | 228366 | 1.6785
2020 | VA | Newport Hydro Station | 3790 | RFCW | RFC West | WAT | 1.4 |  | 4873.001 |  |  | 0 |  |  |  | 0
2020 | VA | Niagara | 3778 | RFCW | RFC West | WAT | 3.6 |  | 8050 |  |  | 0 |  |  |  | 0
2020 | VA | Norge Solar Farm | 64086 | SRVC | SERC Virginia/Carolina | SUN | 20
2020 | VA | North Anna | 6168 | SRVC | SERC Virginia/Carolina | NUC | 1960.4 |  | 15800043 |  |  | 0 |  |  |  | 0
2020 | VA | Northern Neck | 3800 | SRVC | SERC Virginia/Carolina | DFO | 82.8 |  | 7350 | 138076 | 1.2457 | 0.33897 | 0.018044 | NEI avg EF - PM, fuel type, firing type | 138076 | 1.2457
2020 | VA | Nottoway Diesel Generating Facility | 7941 | SRVC | SERC Virginia/Carolina | DFO | 4 |  | 686 | 6619 | 1.0259 | 2.9911 | 0.31 | Estimated using an emission factor | 6619 | 1.0259
2020 | VA | Oceana Solar | 60584 | SRVC | SERC Virginia/Carolina | SUN | 17.6 |  | 30025 |  |  | 0 |  |  |  | 0
2020 | VA | Onancock Diesel Generation Facility | 60236 | RFCE | RFC East | DFO | 4 |  | 244 | 2374 | 0.36797 | 3.0161 | 0.31 | Estimated using an emission factor | 2374 | 0.36797
2020 | VA | Orange Street G1 | 63173 | RFCW | RFC West | DFO | 1.8 |  | 114 | 1076 | 0.16678 | 2.926 | 0.31 | Estimated using an emission factor | 1076 | 0.16678
2020 | VA | Otter Creek Solar | 63909 | SRVC | SERC Virginia/Carolina | SUN | 60
2020 | VA | Palmer Solar Center | 61457 | SRVC | SERC Virginia/Carolina | SUN | 5 |  | 10471 |  |  | 0 |  |  |  | 0
2020 | VA | Panda Stonewall Power Project | 59004 | SRVC | SERC Virginia/Carolina | NG | 812 |  | 4951542 | 33868405 | 33.4754 | 0.013521 | 0.0019768 | EPA/NEI | 33868405 | 33.4754
2020 | VA | Park 500 Philip Morris USA | 50275 | SRVC | SERC Virginia/Carolina | NG | 19.1 | 0.16074 | 14236.447 | 100029.194 | 0.37134 | 0.052168 | 0.0074247 | EPA/NEI; Estimated using an emission factor | 622288.75 | 2.3102
2020 | VA | Perdue Diesel Generation Facility | 60235 | RFCE | RFC East | DFO | 4 |  | 277 | 2709 | 0.4199 | 3.0317 | 0.31 | Estimated using an emission factor | 2709 | 0.4199
2020 | VA | Philip Morris | 59911 | SRVC | SERC Virginia/Carolina | SUN | 2 |  | 2904 |  |  | 0 |  |  |  | 0
2020 | VA | Philpott Lake | 3834 | RFCW | RFC West | WAT | 14 |  | 14399 |  |  | 0 |  |  |  | 0
2020 | VA | Pigeon Run Solar Project | 64767 | RFCW | RFC West | SUN | 60
2020 | VA | Piney Creek Solar | 62768 | SRVC | SERC Virginia/Carolina | SUN | 80
2020 | VA | Pinnacles | 3825 | SRVC | SERC Virginia/Carolina | WAT | 11.1 |  | 38379 |  |  | 0 |  |  |  | 0
2020 | VA | Pleasant Valley (VA) | 56005 | SRVC | SERC Virginia/Carolina | DFO | 20.5 |  | 1269.6 | 18328 | 0.71817 | 1.1313 | 0.078369 | EPA/NEI; Estimated using an emission factor | 18328 | 0.71817
2020 | VA | Pleinmont Solar 1 | 62012 | SRVC | SERC Virginia/Carolina | SUN | 75 |  | 19970 |  |  | 0 |  |  |  | 0
2020 | VA | Pleinmont Solar 2 | 62013 | SRVC | SERC Virginia/Carolina | SUN | 240
2020 | VA | Ponton Diesel Generating Facility | 7940 | SRVC | SERC Virginia/Carolina | DFO | 4 |  | 497 | 4848 | 0.75144 | 3.0239 | 0.31 | Estimated using an emission factor | 4848 | 0.75144
2020 | VA | Poplar Camp Wind Farm | 61111 | RFCW | RFC West | WND | 72
2020 | VA | Possum Point Power Station | 3804 | SRVC | SERC Virginia/Carolina | NG | 2081.9 |  | 3424414.002 | 26901543.594 | 84.8498 | 0.049556 | 0.0063082 | EPA/NEI | 26901543.594 | 84.8498
2020 | VA | Pretlow | 55953 | SRVC | SERC Virginia/Carolina | DFO | 3.2 |  | 232 | 2254 | 0.34937 | 3.0118 | 0.31 | Estimated using an emission factor | 2254 | 0.34937
2020 | VA | Puller Solar | 62140 | SRVC | SERC Virginia/Carolina | SUN | 15 |  | 28668 |  |  | 0 |  |  |  | 0
2020 | VA | Radford | 3827 | RFCW | RFC West | WAT | 1 |  | 3924 |  |  | 0 |  |  |  | 0
2020 | VA | Radford Army Ammunition Plant | 52072 | RFCW | RFC West | NG | 24 | 1 | 32428 | 2913001.234 | 10.8141 | 0.66696 | 0.0074247 | NEI avg EF - PM, fuel type | 2913001.234 | 10.8141
2020 | VA | Rappahannock Solar, LLC | 62780 | SRVC | SERC Virginia/Carolina | SUN | 1.5
2020 | VA | Remington Combustion Turbine Station | 7838 | SRVC | SERC Virginia/Carolina | NG | 705.5 |  | 697311.999 | 7055950.125 | 20.3019 | 0.058229 | 0.0057545 | EPA/NEI | 7055950.125 | 20.3019
2020 | VA | Remington Solar Facility | 59685 | SRVC | SERC Virginia/Carolina | SUN | 20 |  | 33345 |  |  | 0 |  |  |  | 0
2020 | VA | Reusens | 3779 | RFCW | RFC West | WAT | 12.5 |  | 22098 |  |  | 0 |  |  |  | 0
2020 | VA | Richmond Energy | 57897 | SRVC | SERC Virginia/Carolina | LFG | 6.4 |  | 4531 | 65838 | 0.48391 | 0.2136 | 0.0147 | Estimated using an emission factor | 65838 | 0.48391
2020 | VA | Richmond Spider Solar | 62011 | SRVC | SERC Virginia/Carolina | SUN | 20 |  | 128 |  |  | 0 |  |  |  | 0
2020 | VA | RockTenn West Point Mill | 10017 | SRVC | SERC Virginia/Carolina | BIT | 101 | 0.17612 | 567788 | 2119566.493 | 11.7693 | 0.041457 | 0.011105 | NEI avg EF - PM, fuel type, firing type | 12034852 | 66.8256
2020 | VA | Rockville 1 & 2 | 56692 | SRVC | SERC Virginia/Carolina | DFO | 10.8 | 1 | 54 | 785.016 | 0.12168 | 4.5066 | 0.31 | Estimated using an emission factor | 785.016 | 0.12168
2020 | VA | Sadler Solar | 62814 | SRVC | SERC Virginia/Carolina | SUN | 100
2020 | VA | Salem Electric Department | 56519 | RFCW | RFC West | DFO | 1.3 |  | 45 | 462 | 0.07161 | 3.1827 | 0.31 | Estimated using an emission factor | 462 | 0.07161
2020 | VA | Salem Street Dept | 56289 | RFCW | RFC West | DFO | 1.8 |  | 50 | 516 | 0.07998 | 3.1992 | 0.31 | Estimated using an emission factor | 516 | 0.07998
2020 | VA | Salem Water Plant | 56288 | RFCW | RFC West | DFO | 2 |  | 50 | 486 | 0.07533 | 3.0132 | 0.31 | Estimated using an emission factor | 486 | 0.07533
2020 | VA | Sappony Solar LLC | 60916 | SRVC | SERC Virginia/Carolina | SUN | 20 |  | 40090 |  |  | 0 |  |  |  | 0
2020 | VA | Schoolfield Dam | 54655 | SRVC | SERC Virginia/Carolina | WAT | 4.5 |  | 17990.001 |  |  | 0 |  |  |  | 0
2020 | VA | Scott Solar Farm | 60316 | SRVC | SERC Virginia/Carolina | SUN | 17 |  | 31840 |  |  | 0 |  |  |  | 0
2020 | VA | Scott-II Solar LLC | 60968 | SRVC | SERC Virginia/Carolina | SUN | 20 |  | 39965 |  |  | 0 |  |  |  | 0
2020 | VA | Shockoe Solar Project | 64768 | SRVC | SERC Virginia/Carolina | SUN | 60
2020 | VA | Skipjack Solar Center | 62675 | SRVC | SERC Virginia/Carolina | SUN | 175
2020 | VA | Smith Mountain | 3780 | RFCW | RFC West | WAT | 547.5 |  | 71783.999 |  |  | 0 |  |  |  | 0
2020 | VA | Snowden | 3821 | RFCW | RFC West | WAT | 5 |  | 10912 |  |  | 0 |  |  |  | 0
2020 | VA | Southampton Power Station | 10774 | SRVC | SERC Virginia/Carolina | WDS | 71.1 | 1 | 272199 | 4264259 | 12.3072 | 0.090428 | 0.0057722 | EPA/NEI | 4264259 | 12.3072
2020 | VA | Southampton Solar, LLC | 61422 | SRVC | SERC Virginia/Carolina | SUN | 100 |  | 198986 |  |  | 0 |  |  |  | 0
2020 | VA | Spring Grove I | 61986 | SRVC | SERC Virginia/Carolina | SUN | 97.9 |  | 19533 |  |  | 0 |  |  |  | 0
2020 | VA | Spruance Genco, LLC | 54081 | SRVC | SERC Virginia/Carolina | NG | 229.6 | 0.047313 | 45921 | 269062.162 | 1.3216 | 0.057562 | 0.0098241 | EPA/NEI; Estimated using an emission factor | 5686858.5 | 27.934
2020 | VA | Stratford Solar Center, LLC | 61908 | SRVC | SERC Virginia/Carolina | SUN | 15
2020 | VA | Surry | 3806 | SRVC | SERC Virginia/Carolina | NUC | 1695 |  | 14340151 |  |  | 0 |  |  |  | 0
2020 | VA | Sycamore Solar | 64136 | SRVC | SERC Virginia/Carolina | SUN | 42
2020 | VA | Tangier | 6390 | RFCE | RFC East | DFO | 4.1 |  | 338 | 3498 | 0.54219 | 3.2082 | 0.31 | EPA/NEI; Estimated using an emission factor | 3498 | 0.54219
2020 | VA | Tasley Energy Center | 3785 | RFCE | RFC East | DFO | 27 |  | 476 | 12339.6 | 0.018038 | 0.075791 | 0.0029236 | EPA/NEI | 12339.6 | 0.018038
2020 | VA | Tenaska Virginia Generating Station | 55439 | SRVC | SERC Virginia/Carolina | NG | 1011.4 |  | 4533164 | 32395611 | 24.028 | 0.010601 | 0.0014834 | EPA/NEI | 32395611 | 24.028
2020 | VA | TWE Myrtle Solar Farm, LLC | 63746 | SRVC | SERC Virginia/Carolina | SUN | 15 |  | 14309 |  |  | 0 |  |  |  | 0
2020 | VA | Twittys Creek Solar, LLC | 63077 | SRVC | SERC Virginia/Carolina | SUN | 13.8 |  | 801 |  |  | 0 |  |  |  | 0
2020 | VA | Virginia Beach | 56693 | SRVC | SERC Virginia/Carolina | LFG | 10.8 |  | 911.016 | 11100.996 | 0.081592 | 0.17912 | 0.0147 | Estimated using an emission factor | 11100.996 | 0.081592
2020 | VA | Virginia City Hybrid Energy Center | 56808 | RFCW | RFC West | BIT | 668 |  | 870065 | 10793234 | 112.8074 | 0.25931 | 0.020903 | EPA/NEI | 10793234 | 112.8074
2020 | VA | Virginia Tech Power Plant | 56785 | RFCW | RFC West | NG | 6.3 | 0.041347 | 7492 | 42876.073 | 0.15917 | 0.042491 | 0.0074247 | NEI avg EF - PM, fuel type | 1036985 | 3.8497
2020 | VA | VMEA 1 Credit Gen | 7440 | SRVC | SERC Virginia/Carolina | DFO | 14.8 |  | 533 | 5605 | 0.86877 | 3.2599 | 0.31 | EPA/NEI; Estimated using an emission factor | 5605 | 0.86877
2020 | VA | VMEA Peaking Gen | 7441 | SRVC | SERC Virginia/Carolina | DFO | 6.4 |  | 286 | 1869 | 0.28969 | 2.0258 | 0.31 | Estimated using an emission factor | 1869 | 0.28969
2020 | VA | Warren County Power Station | 55939 | SRVC | SERC Virginia/Carolina | NG | 1472.2 |  | 9099466 | 63064074 | 47.6651 | 0.010476 | 0.0015116 | EPA/NEI | 63064074 | 47.6651
2020 | VA | Waste Management Bethel LFGTE | 56531 | SRVC | SERC Virginia/Carolina | LFG | 4.8 |  | 38179.002 | 451563.984 | 3.319 | 0.17386 | 0.0147 | Estimated using an emission factor | 451563.984 | 3.319
2020 | VA | Waste Management King George LFGTE | 57022 | SRVC | SERC Virginia/Carolina | LFG | 13.2 |  | 75485 | 1370005 | 14.7961 | 0.39203 | 0.0216 | Estimated using an emission factor | 1370005 | 14.7961
2020 | VA | Waste Management Middle Peninsula LFGTE | 57018 | SRVC | SERC Virginia/Carolina | LFG | 6.4 |  | 50785 | 581457 | 4.2737 | 0.16831 | 0.0147 | Estimated using an emission factor | 581457 | 4.2737
2020 | VA | Water Strider Solar | 63549 | SRVC | SERC Virginia/Carolina | SUN | 80
2020 | VA | Water Treatment Plant Generators | 56368 | SRVC | SERC Virginia/Carolina | DFO | 1.8 |  | 3 | 78 | 0.01209 | 8.06 | 0.31 | Estimated using an emission factor | 78 | 0.01209
2020 | VA | Waynesboro Virginia Plant | 10796 | SRVC | SERC Virginia/Carolina | BIT | 12.4
2020 | VA | Western Branch High School | 59904 | SRVC | SERC Virginia/Carolina | SUN | 1 |  | 118 |  |  | 0 |  |  |  | 0
2020 | VA | Westmoreland County Solar Project | 63696 | SRVC | SERC Virginia/Carolina | SUN | 19.9
2020 | VA | WestRock Virginia Corp Covington Ops | 50900 | SRVC | SERC Virginia/Carolina | BLQ | 187.4 | 0.18715 | 833290 | 5388758.858 | 11.5937 | 0.027826 | 0.0043029 | EPA/NEI; Estimated using an emission factor | 28793865.625 | 61.9487
2020 | VA | Wheelabrator Portsmouth | 54998 | SRVC | SERC Virginia/Carolina | MSW | 60 | 0.24353 | 198424 | 1832662.814 |  |  |  |  | 7525485.125
2020 | VA | Whitehorn Solar | 62959 | SRVC | SERC Virginia/Carolina | SUN | 50
2020 | VA | Whitehouse Solar Farm | 60319 | SRVC | SERC Virginia/Carolina | SUN | 20 |  | 31283 |  |  | 0 |  |  |  | 0
2020 | VA | Wolf Hills Energy | 55285 | RFCW | RFC West | NG | 285 |  | 96495 | 1157880.203 | 7.64 | 0.15835 | 0.013197 | EPA/NEI | 1157880.203 | 7.64
2020 | VA | Woodland Solar Farm | 60318 | SRVC | SERC Virginia/Carolina | SUN | 19 |  | 32025 |  |  | 0 |  |  |  | 0
2020 | VA | Wythe County Solar | 64448 | RFCW | RFC West | SUN | 75
2020 | VA | Yorktown Power Station | 3809 | SRVC | SERC Virginia/Carolina | RFO | 1257 |  | 59989 | 770932 | 5.2202 | 0.17404 | 0.013543 | EPA/NEI | 770932 | 5.2202
2020 | VT | 158th Fighter Wing Solar Farm | 60542 | NEWE | NPCC New England | SUN | 1.3 |  | 1292 |  |  | 0 |  |  |  | 0
2020 | VT | Apple Hill Solar | 61037 | NEWE | NPCC New England | SUN | 2
2020 | VT | Ascutney | 3708 | NEWE | NPCC New England | DFO | 13.2 |  | 175 | 4174 | 0.037657 | 0.43037 | 0.018044 | NEI avg EF - PM, fuel type, firing type | 4174 | 0.037657
2020 | VT | Ball Mountain Hydro | 59040 | NEWE | NPCC New England | WAT | 2.4 |  | 2313 |  |  | 0 |  |  |  | 0
2020 | VT | Barton Solar Farm | 59741 | NEWE | NPCC New England | SUN | 1.9 |  | 2724 |  |  | 0 |  |  |  | 0
2020 | VT | Battle Creek Solar | 63212 | NEWE | NPCC New England | SUN | 2.2 |  | 3729 |  |  | 0 |  |  |  | 0
2020 | VT | Beldens | 6451 | NEWE | NPCC New England | WAT | 5.7 |  | 12069.001 |  |  | 0 |  |  |  | 0
2020 | VT | Bellows Falls | 3745 | NEWE | NPCC New England | WAT | 40.8 |  | 222624 |  |  | 0 |  |  |  | 0
2020 | VT | Berlin 5 | 3734 | NEWE | NPCC New England | DFO | 41.8 |  | 219 | 4252 | 0.1224 | 1.1178 | 0.057574 | NEI avg EF - PM, fuel type, firing type | 4252 | 0.1224
2020 | VT | Billings Road | 64860 | NEWE | NPCC New England | SUN | 1.7
2020 | VT | Bolton Falls | 7056 | NEWE | NPCC New England | WAT | 8.8 |  | 22044 |  |  | 0 |  |  |  | 0
2020 | VT | Boltonville Hydro Associates | 50539 | NEWE | NPCC New England | WAT | 1.1 |  | 2949.999 |  |  | 0 |  |  |  | 0
2020 | VT | Cadys Falls | 3765 | NEWE | NPCC New England | WAT | 1.6 |  | 1806 |  |  | 0 |  |  |  | 0
2020 | VT | Canaan | 3750 | NEWE | NPCC New England | WAT | 1.1 |  | 5788 |  |  | 0 |  |  |  | 0
2020 | VT | Cavendish | 3710 | NEWE | NPCC New England | WAT | 1.7 |  | 5335 |  |  | 0 |  |  |  | 0
2020 | VT | Chace Mill Winooski One | 54355 | NEWE | NPCC New England | WAT | 7.5 |  | 24933.999 |  |  | 0 |  |  |  | 0
2020 | VT | Charlotte Solar LLC VT | 59719 | NEWE | NPCC New England | SUN | 2 |  | 2971 |  |  | 0 |  |  |  | 0
2020 | VT | Chester Power Partners | 59755 | NEWE | NPCC New England | SUN | 2.2 |  | 2779 |  |  | 0 |  |  |  | 0
2020 | VT | Chittenden County Solar Partners | 57481 | NEWE | NPCC New England | SUN | 2.2 |  | 3122 |  |  | 0 |  |  |  | 0
2020 | VT | Claire Solar Farm | 59477 | NEWE | NPCC New England | SUN | 2.2 |  | 3360 |  |  | 0 |  |  |  | 0
2020 | VT | Clarendon Solar Farm | 59476 | NEWE | NPCC New England | SUN | 2 |  | 2903 |  |  | 0 |  |  |  | 0
2020 | VT | Clark Falls | 3711 | NEWE | NPCC New England | WAT | 3 |  | 14699 |  |  | 0 |  |  |  | 0
2020 | VT | Colchester 16 | 3735 | NEWE | NPCC New England | DFO | 18 |  | 60 | 924 | 0.0083362 | 0.27787 | 0.018044 | NEI avg EF - PM, fuel type, firing type | 924 | 0.0083362
2020 | VT | Cold River Road Solar | 60912 | NEWE | NPCC New England | SUN | 2.3 |  | 3521 |  |  | 0 |  |  |  | 0
2020 | VT | Coolidge Solar 1, LLC | 61959 | NEWE | NPCC New England | SUN | 19.6 |  | 29357 |  |  | 0 |  |  |  | 0
2020 | VT | Coventry Clean Energy Corporation | 62859 | NEWE | NPCC New England | LFG | 8 |  | 58170 | 598126.016 | 4.3962 | 0.15115 | 0.0147 | Estimated using an emission factor | 598126.016 | 4.3962
2020 | VT | Coventry Photovoltaic, LLC | 60411 | NEWE | NPCC New England | SUN | 2.2 |  | 2820 |  |  | 0 |  |  |  | 0
2020 | VT | Deerfield Wind LLC | 61039 | NEWE | NPCC New England | WND | 30 |  | 104111 |  |  | 0 |  |  |  | 0
2020 | VT | Deweys Mill | 10137 | NEWE | NPCC New England | WAT | 3 |  | 1669 |  |  | 0 |  |  |  | 0
2020 | VT | East Barnet | 788 | NEWE | NPCC New England | WAT | 2.2 |  | 5662 |  |  | 0 |  |  |  | 0
2020 | VT | Elizabeth Mines Solar 1 | 61124 | NEWE | NPCC New England | SUN | 5 |  | 7753 |  |  | 0 |  |  |  | 0
2020 | VT | ER Salvage Yard | 64863 | NEWE | NPCC New England | SUN | 2.1
2020 | VT | Essex Junction 19 | 3737 | NEWE | NPCC New England | WAT | 20 |  | 35655 | 877 | 0.13594 | 0.007625 | 0.31 | EPA/NEI; Estimated using an emission factor | 877 | 0.13594
2020 | VT | Fairfax Falls | 3712 | NEWE | NPCC New England | WAT | 3.5 |  | 18628 |  |  | 0 |  |  |  | 0
2020 | VT | Florence | 7337 | NEWE | NPCC New England | DFO | 9.2
2020 | VT | Georgia Mountain Community Wind Farm | 58238 | NEWE | NPCC New England | WND | 10 |  | 28952 |  |  | 0 |  |  |  | 0
2020 | VT | Gilman Mill | 10608 | NEWE | NPCC New England | WAT | 8.8 |  | 22387 |  |  | 0 |  |  |  | 0
2020 | VT | Glen | 3714 | NEWE | NPCC New England | WAT | 2 |  | 5486 |  |  | 0 |  |  |  | 0
2020 | VT | GMP Solar - Hartford | 60874 | NEWE | NPCC New England | SUN | 5 |  | 7886 |  |  | 0 |  |  |  | 0
2020 | VT | GMP Solar - Panton Hybrid | 60562 | NEWE | NPCC New England | SUN | 5.9 |  | 7663 | 0 |  | 0 |  |  | 0 | 0
2020 | VT | GMP Solar - Richmond | 60547 | NEWE | NPCC New England | SUN | 1.9 |  | 2979 |  |  | 0 |  |  |  | 0
2020 | VT | GMP Solar - Williamstown | 60877 | NEWE | NPCC New England | SUN | 5 |  | 7336 |  |  | 0 |  |  |  | 0
2020 | VT | GMP Solar - Williston | 60875 | NEWE | NPCC New England | SUN | 4.7 |  | 7198 |  |  | 0 |  |  |  | 0
2020 | VT | GMP Solar/Storage-Essex Hybrid | 62383 | NEWE | NPCC New England | SUN | 6.5 |  | 5767 | 0 |  | 0 |  |  | 0 | 0
2020 | VT | GMP Solar/Storage-Ferrisburgh Hybrid | 62382 | NEWE | NPCC New England | SUN | 7 |  | 6998 | 0 |  | 0 |  |  | 0 | 0
2020 | VT | GMP Solar/Storage-Milton Hybrid | 62381 | NEWE | NPCC New England | SUN | 7 |  | 6067 | 0 |  | 0 |  |  | 0 | 0
2020 | VT | Golden Solar | 64443 | NEWE | NPCC New England | SUN | 2.2
2020 | VT | Gorge 18 | 6475 | NEWE | NPCC New England | WAT | 3 |  | 5054 |  |  | 0 |  |  |  | 0
2020 | VT | Great Falls (VT) | 3762 | NEWE | NPCC New England | WAT | 1.9 |  | 2596.001 |  |  | 0 |  |  |  | 0
2020 | VT | GSPP Gilman, LLC | 63368 | NEWE | NPCC New England | SUN | 2.1 |  | 3209 |  |  | 0 |  |  |  | 0
2020 | VT | Harriman | 3746 | NEWE | NPCC New England | WAT | 33.6 |  | 88856.001 |  |  | 0 |  |  |  | 0
2020 | VT | Highgate Falls | 6618 | NEWE | NPCC New England | WAT | 11.6 |  | 40775 |  |  | 0 |  |  |  | 0
2020 | VT | Hinesburg | 62907 | NEWE | NPCC New England | MWH | 1.9 |  | -421 | 0 |  | 0 |  |  | 0 | 0
2020 | VT | Huntington Falls | 50713 | NEWE | NPCC New England | WAT | 5.7 |  | 19393.001 |  |  | 0 |  |  |  | 0
2020 | VT | J C McNeil | 589 | NEWE | NPCC New England | WDS | 59.5 |  | 229725 | 3675110.25 | 0.74 | 0.0064425 | 0.00040271 | EPA/NEI | 3675110.25 | 0.74
2020 | VT | Kingdom Community Wind | 57979 | NEWE | NPCC New England | WND | 65 |  | 168774 |  |  | 0 |  |  |  | 0
2020 | VT | Lawrence Brook | 64268 | NEWE | NPCC New England | SUN | 2.2 |  | 43 |  |  | 0 |  |  |  | 0
2020 | VT | Limerick Road Solar Farm | 60537 | NEWE | NPCC New England | SUN | 2.2 |  | 3353 |  |  | 0 |  |  |  | 0
2020 | VT | Lower Middlebury | 3716 | NEWE | NPCC New England | WAT | 2.4 |  | 2058.999 |  |  | 0 |  |  |  | 0
2020 | VT | Main Street Solar Project | 59682 | NEWE | NPCC New England | SUN | 1.5 |  | 2333 |  |  | 0 |  |  |  | 0
2020 | VT | Marshfield 6 | 3739 | NEWE | NPCC New England | WAT | 5 |  | 7694 |  |  | 0 |  |  |  | 0
2020 | VT | Mcindoes | 6483 | NEWE | NPCC New England | WAT | 10.4 |  | 44367 |  |  | 0 |  |  |  | 0
2020 | VT | MHG Wallingford | 62728 | NEWE | NPCC New England | SUN | 2.2 |  | 3565 |  |  | 0 |  |  |  | 0
2020 | VT | Middlebury College | 57804 | NEWE | NPCC New England | WDS | 1.6 | 0.071439 | 2755.77 | 15466.871 | 0.14461 | 0.10495 | 0.018699 | EPA/NEI; Estimated using an emission factor | 216506 | 2.0242
2020 | VT | Middlesex 2 | 3740 | NEWE | NPCC New England | WAT | 3.2 |  | 8551 |  |  | 0 |  |  |  | 0
2020 | VT | Milton | 3717 | NEWE | NPCC New England | WAT | 7.4 |  | 36317 |  |  | 0 |  |  |  | 0
2020 | VT | Moretown | 56891 | NEWE | NPCC New England | LFG | 3.2 |  | 8939 | 101965 | 0.74944 | 0.16768 | 0.0147 | EPA/NEI; Estimated using an emission factor | 101965 | 0.74944
2020 | VT | Moretown Generating Station | 52033 | NEWE | NPCC New England | WAT | 1.2
2020 | VT | Morrisville | 3764 | NEWE | NPCC New England | WAT | 1.8 |  | 3339 |  |  | 0 |  |  |  | 0
2020 | VT | Nebraska Valley Solar Farm | 61125 | NEWE | NPCC New England | SUN | 1 |  | 1271 |  |  | 0 |  |  |  | 0
2020 | VT | Newport | 3731 | NEWE | NPCC New England | WAT | 4 |  | 15413 |  |  | 0 |  |  |  | 0
2020 | VT | Newport Diesels | 3730 | NEWE | NPCC New England | DFO | 6.9
2020 | VT | Next Generation Solar Farm | 61340 | NEWE | NPCC New England | SUN | 2.2 |  | 3971 |  |  | 0 |  |  |  | 0
2020 | VT | Open View Solar Farm | 58935 | NEWE | NPCC New England | SUN | 2 |  | 2969 |  |  | 0 |  |  |  | 0
2020 | VT | Ottauquechee Hydro | 50126 | NEWE | NPCC New England | WAT | 1.8 |  | 1670 |  |  | 0 |  |  |  | 0
2020 | VT | Penny Lane Gas Turbine | 3754 | NEWE | NPCC New England | DFO | 25.5 |  | 526 | 9125.8 | 0.26271 | 0.99888 | 0.057574 | NEI avg EF - PM, fuel type, firing type | 9125.8 | 0.26271
2020 | VT | Peterson | 3720 | NEWE | NPCC New England | WAT | 6.3 |  | 5278 |  |  | 0 |  |  |  | 0
2020 | VT | Pittsford | 3722 | NEWE | NPCC New England | WAT | 3.6 |  | 7196.001 |  |  | 0 |  |  |  | 0
2020 | VT | Proctor | 6450 | NEWE | NPCC New England | WAT | 6.9 |  | 27169 |  |  | 0 |  |  |  | 0
2020 | VT | Rutland | 3723 | NEWE | NPCC New England | DFO | 13.2 |  | 150 | 3920 | 0.035366 | 0.47154 | 0.018044 | NEI avg EF - PM, fuel type, firing type | 3920 | 0.035366
2020 | VT | Ryegate Associates | 51026 | NEWE | NPCC New England | WDS | 21.5 |  | 161519 |  | 0.6828 | 0.0084547 |  | EPA/NEI |  | 0.6828
2020 | VT | Saint Albans Solar | 61928 | NEWE | NPCC New England | SUN | 4.9 |  | 7599 |  |  | 0 |  |  |  | 0
2020 | VT | Salisbury | 3724 | NEWE | NPCC New England | WAT | 1.3 |  | 2368 |  |  | 0 |  |  |  | 0
2020 | VT | Searsburg | 6529 | NEWE | NPCC New England | WAT | 4 |  | 17968 |  |  | 0 |  |  |  | 0
2020 | VT | Searsburg Wind Turbine | 7381 | NEWE | NPCC New England | WND | 6 |  | 12250 |  |  | 0 |  |  |  | 0
2020 | VT | Shaftsbury Solar | 64064 | NEWE | NPCC New England | SUN | 20
2020 | VT | Sheffield Wind | 57080 | NEWE | NPCC New England | WND | 40 |  | 69499 |  |  | 0 |  |  |  | 0
2020 | VT | Sheldon Solar | 58824 | NEWE | NPCC New England | SUN | 2.3 |  | 2114 |  |  | 0 |  |  |  | 0
2020 | VT | Sheldon Springs Hydroelectric | 10494 | NEWE | NPCC New England | WAT | 25.2 |  | 48370.999 |  |  | 0 |  |  |  | 0
2020 | VT | Silver Lake (VT) | 3725 | NEWE | NPCC New England | WAT | 2.2 |  | 4174 |  |  | 0 |  |  |  | 0
2020 | VT | Smith (VT) | 3709 | NEWE | NPCC New England | WAT | 1.5 |  | 3172 |  |  | 0 |  |  |  | 0
2020 | VT | St. Albans SPEED Project | 59445 | NEWE | NPCC New England | SUN | 2 |  | 2848 |  |  | 0 |  |  |  | 0
2020 | VT | Stafford Hill Solar Hybrid | 60518 | NEWE | NPCC New England | SUN | 4 |  | 4172 | 0 |  | 0 |  |  | 0 | 0
2020 | VT | Sudbury Solar | 60344 | NEWE | NPCC New England | SUN | 2 |  | 3107 |  |  | 0 |  |  |  | 0
2020 | VT | SunGen Sharon 1 LLC | 58541 | NEWE | NPCC New England | SUN | 1.8 |  | 2909 |  |  | 0 |  |  |  | 0
2020 | VT | SVEP Solar Project Company | 58144 | NEWE | NPCC New England | SUN | 2 |  | 2637 |  |  | 0 |  |  |  | 0
2020 | VT | Technology Drive Solar | 58964 | NEWE | NPCC New England | SUN | 2 |  | 2498 |  |  | 0 |  |  |  | 0
2020 | VT | VEC Alburgh Array | 60860 | NEWE | NPCC New England | SUN | 1 |  | 1423 |  |  | 0 |  |  |  | 0
2020 | VT | VEC Magee Hill Solar | 60954 | NEWE | NPCC New England | SUN | 1.3 |  | 1717 |  |  | 0 |  |  |  | 0
2020 | VT | Vergennes 9 | 6519 | NEWE | NPCC New England | WAT | 6.4 |  | 4530.999 | 1085 | 0.16817 | 0.074233 | 0.31 | EPA/NEI; Estimated using an emission factor | 1085 | 0.16817
2020 | VT | Vernon Dam | 2352 | NEWE | NPCC New England | WAT | 44.9 |  | 142378.001 |  |  | 0 |  |  |  | 0
2020 | VT | VPPSA Project 10 | 63203 | NEWE | NPCC New England | DFO | 47.2 |  | 428 | 7614 | 0.068692 | 0.32099 | 0.018044 | NEI avg EF - PM, fuel type, firing type | 7614 | 0.068692
2020 | VT | W K Sanders | 678 | NEWE | NPCC New England | WAT | 1.8 |  | 858 |  |  | 0 |  |  |  | 0
2020 | VT | Waterbury 22 | 6520 | NEWE | NPCC New England | WAT | 5.5 |  | 14008 |  |  | 0 |  |  |  | 0
2020 | VT | West Charleston | 3753 | NEWE | NPCC New England | WAT | 4.2 |  | 5135 |  |  | 0 |  |  |  | 0
2020 | VT | West Danville 15 | 3743 | NEWE | NPCC New England | WAT | 1 |  | 3340 |  |  | 0 |  |  |  | 0
2020 | VT | Westminster | 62443 | NEWE | NPCC New England | SUN | 1.8 |  | 2983 |  |  | 0 |  |  |  | 0
2020 | VT | Weybridge | 3728 | NEWE | NPCC New England | WAT | 3 |  | 10042 |  |  | 0 |  |  |  | 0
2020 | VT | Weybridge 1 Solar | 61038 | NEWE | NPCC New England | SUN | 3
2020 | VT | Whitcomb Solar Farm | 59049 | NEWE | NPCC New England | SUN | 2.2 |  | 3661 |  |  | 0 |  |  |  | 0
2020 | VT | Wilder | 2353 | NEWE | NPCC New England | WAT | 35.6 |  | 151572.999 |  |  | 0 |  |  |  | 0
2020 | VT | Williamstown Solar | 58145 | NEWE | NPCC New England | SUN | 2 |  | 2629 |  |  | 0 |  |  |  | 0
2020 | VT | Wrightsville Hydro Plant | 7051 | NEWE | NPCC New England | WAT | 1 |  | 2156 |  |  | 0 |  |  |  | 0
2020 | WA | Adams Nielson Solar | 61933 | NWPP | WECC Northwest | SUN | 19.2 |  | 45384 |  |  | 0 |  |  |  | 0
2020 | WA | Alder | 3913 | NWPP | WECC Northwest | WAT | 50 |  | 211748 |  |  | 0 |  |  |  | 0
2020 | WA | Arlington Microgrid | 64446 | NWPP | WECC Northwest |  | 1.5
2020 | WA | Big Horn Wind II | 57319 | NWPP | WECC Northwest | WND | 50 |  | 144834 |  |  | 0 |  |  |  | 0
2020 | WA | Big Horn Wind Project | 56361 | NWPP | WECC Northwest | WND | 199 |  | 600492 |  |  | 0 |  |  |  | 0
2020 | WA | Biotech LS 0836 | 56932 | NWPP | WECC Northwest | DFO | 1 |  | 0
2020 | WA | Black Creek | 54860 | NWPP | WECC Northwest | WAT | 3.7 |  | 12981 |  |  | 0 |  |  |  | 0
2020 | WA | Black Rock Solar LLC | 64671 | NWPP | WECC Northwest | SUN | 100
2020 | WA | Boulder Park | 8022 | NWPP | WECC Northwest | NG | 24.6 |  | 48139.998 | 441305.016 | 0.093115 | 0.0038685 | 0.000422 | Estimated using an emission factor | 441305.016 | 0.093115
2020 | WA | Boundary | 6433 | NWPP | WECC Northwest | WAT | 1118.6 |  | 3570026.002 |  |  | 0 |  |  |  | 0
2020 | WA | Box Canyon | 3891 | NWPP | WECC Northwest | WAT | 90 |  | 448668 |  |  | 0 |  |  |  | 0
2020 | WA | Calligan Creek Hydroelectric Project | 60418 | NWPP | WECC Northwest | WAT | 6 |  | 19264 |  |  | 0 |  |  |  | 0
2020 | WA | Camas Solar Project | 62071 | NWPP | WECC Northwest | SUN | 5
2020 | WA | Cedar Falls (WA) | 6430 | NWPP | WECC Northwest | WAT | 30 |  | 80623 |  |  | 0 |  |  |  | 0
2020 | WA | Cedar Hills | 57298 | NWPP | WECC Northwest | LFG | 5.4 | 1 | 0
2020 | WA | Centralia | 3845 | NWPP | WECC Northwest | RC | 1781.8 |  | 5149037 | 60929478 | 334.6 | 0.12997 | 0.010983 | EPA/NEI | 60929478 | 334.6
2020 | WA | Chandler | 6406 | NWPP | WECC Northwest | WAT | 12 |  | 45226 |  |  | 0 |  |  |  | 0
2020 | WA | Chehalis Generation Facility | 55662 | NWPP | WECC Northwest | NG | 698 |  | 2407317 | 17851412 | 60.09 | 0.049923 | 0.0067322 | EPA/NEI | 17851412 | 60.09
2020 | WA | Chelan | 6424 | NWPP | WECC Northwest | WAT | 59.2 |  | 377509 |  |  | 0 |  |  |  | 0
2020 | WA | Chief Joseph | 3921 | NWPP | WECC Northwest | WAT | 2456.2 |  | 11863202.995 |  |  | 0 |  |  |  | 0
2020 | WA | Coastal Energy Project | 57756 | NWPP | WECC Northwest | WND | 6 |  | 13760 |  |  | 0 |  |  |  | 0
2020 | WA | Columbia Generating Station | 371 | NWPP | WECC Northwest | NUC | 1200 |  | 9427050 |  |  | 0 |  |  |  | 0
2020 | WA | Condit | 3846 | NWPP | WECC Northwest | WAT | 13.7
2020 | WA | Cosmo Specialty Fibers Plant | 50185 | NWPP | WECC Northwest | WDS | 15 | 0.092985 | 41024 | 229013.085 | 0.64615 | 0.031501 | 0.0056429 | EPA/NEI; Estimated using an emission factor | 2462910 | 6.949
2020 | WA | Cowiche | 50423 | NWPP | WECC Northwest | WAT | 1.7 |  | 3593 |  |  | 0 |  |  |  | 0
2020 | WA | Cowlitz Falls | 7427 | NWPP | WECC Northwest | WAT | 70 |  | 243633 |  |  | 0 |  |  |  | 0
2020 | WA | Coyote Crest Wind Farm | 58778 | NWPP | WECC Northwest | WND | 127.5
2020 | WA | Crystal Mountain | 3853 | NWPP | WECC Northwest | DFO | 2.7 |  | 535 | 6911 | 1.0712 | 4.0045 | 0.31 | Estimated using an emission factor | 6911 | 1.0712
2020 | WA | Cushman 1 | 3914 | NWPP | WECC Northwest | WAT | 43.2 |  | 104891 |  |  | 0 |  |  |  | 0
2020 | WA | Cushman 2 | 3915 | NWPP | WECC Northwest | WAT | 84.6 |  | 152035.001 |  |  | 0 |  |  |  | 0
2020 | WA | Darrington | 57969 | NWPP | WECC Northwest | WDS | 4.5 | 0.14647 | 16337 | 90982.499 | 0.85064 | 0.10414 | 0.018699 | NEI avg EF - PM, fuel type | 621168 | 5.8076
2020 | WA | Diablo | 6432 | NWPP | WECC Northwest | WAT | 182.4 |  | 702510 |  |  | 0 |  |  |  | 0
2020 | WA | Diesel Generator Farm | 8021 | NWPP | WECC Northwest | DFO | 47.8
2020 | WA | Drop 2 (WA) | 6507 | NWPP | WECC Northwest | WAT | 2.5 |  | 0
2020 | WA | Drop 3 (WA) | 6508 | NWPP | WECC Northwest | WAT | 1.6
2020 | WA | Electron | 3854 | NWPP | WECC Northwest | WAT | 22.8 |  | 50956.999 |  |  | 0 |  |  |  | 0
2020 | WA | Eltopia Branch Canal 4.6 | 56696 | NWPP | WECC Northwest | WAT | 2.2 |  | 6947 |  |  | 0 |  |  |  | 0
2020 | WA | Elwha Hydroelectric Project | 54051 | NWPP | WECC Northwest | WAT | 12.6
2020 | WA | Encogen Generating Station | 7870 | NWPP | WECC Northwest | NG | 176.4 |  | 370143 | 3304024 | 11.2 | 0.060517 | 0.0067796 | EPA/NEI | 3304024 | 11.2
2020 | WA | Everett Cogen | 7627 | NWPP | WECC Northwest | WDS | 42
2020 | WA | Ferndale Generating Station | 54537 | NWPP | WECC Northwest | NG | 285.5 | 0.87712 | 1100534 | 8275147.669 | 27.8047 | 0.050529 | 0.00672 | EPA/NEI | 9434462 | 31.7
2020 | WA | FPL Energy Vansycle LLC (WA) | 55560 | NWPP | WECC Northwest | WND | 176.9 |  | 436102 |  |  | 0 |  |  |  | 0
2020 | WA | Frederickson | 99 | NWPP | WECC Northwest | NG | 177.8 |  | 29045 | 467716 | 0.23251 | 0.01601 | 0.00099423 | NEI avg EF - PM, fuel type, firing type | 467716 | 0.23251
2020 | WA | Frederickson Power LP | 55818 | NWPP | WECC Northwest | NG | 318.3 |  | 959864 | 6846774.5 | 32.0712 | 0.066824 | 0.0093683 | EPA/NEI | 6846774.5 | 32.0712
2020 | WA | Fredonia Generating Station | 607 | NWPP | WECC Northwest | NG | 376 |  | 195314 | 321521.266 | 1.9 | 0.019456 | 0.011819 | EPA/NEI | 321521.266 | 1.9
2020 | WA | Fumaria Solar Project | 62070 | NWPP | WECC Northwest | SUN | 5
2020 | WA | Glacier Battery Storage | 60444 | NWPP | WECC Northwest | MWH | 2 |  | -10 | 0 |  | 0 |  |  | 0 | 0
2020 | WA | Glines Hydroelectric Project | 54050 | NWPP | WECC Northwest | WAT | 16.3
2020 | WA | Goldendale Generating Station | 55482 | NWPP | WECC Northwest | NG | 302.8 |  | 1978601 | 13530401 | 7.79 | 0.0078743 | 0.0011515 | EPA/NEI | 13530401 | 7.79
2020 | WA | Goodnoe Hills | 56666 | NWPP | WECC Northwest | WND | 103.4 |  | 326832 |  |  | 0 |  |  |  | 0
2020 | WA | Gorge | 6431 | NWPP | WECC Northwest | WAT | 207.3 |  | 957221 |  |  | 0 |  |  |  | 0
2020 | WA | Grand Coulee | 6163 | NWPP | WECC Northwest | WAT | 6809 |  | 20290172.006 |  |  | 0 |  |  |  | 0
2020 | WA | Grays Harbor Energy Center | 7999 | NWPP | WECC Northwest | NG | 697.8 |  | 2360675 | 18162763 | 64.4 | 0.054561 | 0.0070914 | EPA/NEI | 18162763 | 64.4
2020 | WA | Grimes Way | 56016 | NWPP | WECC Northwest | DFO | 4 |  | 343 | 4991 | 0.3487 | 2.0332 | 0.13973 | Estimated using an emission factor | 4991 | 0.3487
2020 | WA | H M Jackson | 7588 | NWPP | WECC Northwest | WAT | 111.8 |  | 486416 |  |  | 0 |  |  |  | 0
2020 | WA | Hancock Creek Hydroelectric Project | 60517 | NWPP | WECC Northwest | WAT | 6 |  | 21620 |  |  | 0 |  |  |  | 0
2020 | WA | Harvest Wind Project | 57152 | NWPP | WECC Northwest | WND | 98.9 |  | 296299 |  |  | 0 |  |  |  | 0
2020 | WA | Hopkins Ridge Wind | 56255 | NWPP | WECC Northwest | WND | 156.6 |  | 414673 |  |  | 0 |  |  |  | 0
2020 | WA | Horn Rapids Solar, Storage and Training | 64198 | NWPP | WECC Northwest | SUN | 4.2 |  | 380 | 0 |  | 0 |  |  | 0 | 0
2020 | WA | Ice Harbor | 3925 | NWPP | WECC Northwest | WAT | 603 |  | 1573842 |  |  | 0 |  |  |  | 0
2020 | WA | Juniper Canyon I Wind Project | 57320 | NWPP | WECC Northwest | WND | 151.2 |  | 392706 |  |  | 0 |  |  |  | 0
2020 | WA | Kettle Falls Generating Station | 550 | NWPP | WECC Northwest | WDS | 57.9 |  | 266086 | 4114015 | 38.3403 | 0.28818 | 0.018639 | EPA/NEI; Estimated using an emission factor | 4114015 | 38.3403
2020 | WA | Koma Kulshan Associates | 54267 | NWPP | WECC Northwest | WAT | 12 |  | 41083 |  |  | 0 |  |  |  | 0
2020 | WA | LaGrande | 3916 | NWPP | WECC Northwest | WAT | 64 |  | 347009.001 |  |  | 0 |  |  |  | 0
2020 | WA | Lilliwaup Falls Generating | 50700 | NWPP | WECC Northwest | WAT | 1.4 |  | 4988.998 |  |  | 0 |  |  |  | 0
2020 | WA | Linden Wind Energy Project | 57635 | NWPP | WECC Northwest | WND | 50 |  | 105189 |  |  | 0 |  |  |  | 0
2020 | WA | Little Falls (WA) | 3866 | NWPP | WECC Northwest | WAT | 43.2 |  | 212533 |  |  | 0 |  |  |  | 0
2020 | WA | Little Goose | 3926 | NWPP | WECC Northwest | WAT | 810 |  | 1685544 |  |  | 0 |  |  |  | 0
2020 | WA | Long Lake | 3867 | NWPP | WECC Northwest | WAT | 70 |  | 502673 |  |  | 0 |  |  |  | 0
2020 | WA | Longview Fibre | 54562 | NWPP | WECC Northwest | BLQ | 135 | 0.076373 | 243148 | 1383076.028 | 7.4515 | 0.061292 | 0.010775 | EPA/NEI; Estimated using an emission factor | 18109397 | 97.5676
2020 | WA | Lower Baker | 3855 | NWPP | WECC Northwest | WAT | 111.2 |  | 383706 |  |  | 0 |  |  |  | 0
2020 | WA | Lower Granite | 6175 | NWPP | WECC Northwest | WAT | 810 |  | 1710199.002 |  |  | 0 |  |  |  | 0
2020 | WA | Lower Monumental | 3927 | NWPP | WECC Northwest | WAT | 810 |  | 1637311.002 |  |  | 0 |  |  |  | 0
2020 | WA | Lower Snake River Wind Energy Project | 57195 | NWPP | WECC Northwest | WND | 342.7 |  | 965888 |  |  | 0 |  |  |  | 0
2020 | WA | LRI LFGTE Facility | 58688 | NWPP | WECC Northwest | LFG | 4.5 |  | 31179 | 344872.008 | 2.5348 | 0.1626 | 0.0147 | Estimated using an emission factor | 344872.008 | 2.5348
2020 | WA | Lund Hill | 61045 | NWPP | WECC Northwest | WND | 60
2020 | WA | Lund Hill Solar | 63509 | NWPP | WECC Northwest | SUN | 150
2020 | WA | Main Canal Headworks | 56698 | NWPP | WECC Northwest | WAT | 26.8 |  | 97322 |  |  | 0 |  |  |  | 0
2020 | WA | March Point Cogeneration | 54268 | NWPP | WECC Northwest | NG | 166.8 | 0.49259 | 902508 | 5162552.531 | 2.5664 | 0.0056872 | 0.00099423 | EPA/NEI; Estimated using an emission factor | 10480419.75 | 5.21
2020 | WA | Marengo Wind Plant | 56466 | NWPP | WECC Northwest | WND | 234 |  | 648830 |  |  | 0 |  |  |  | 0
2020 | WA | Mayfield | 3917 | NWPP | WECC Northwest | WAT | 162 |  | 725576 |  |  | 0 |  |  |  | 0
2020 | WA | McKinley Paper Co. - Washington Mill | 58352 | NWPP | WECC Northwest | WDS | 20 | 0 | 0 | 0 | 0 |  |  | NEI avg EF - PM, fuel type | 704270.5 | 6.5846
2020 | WA | McNary Dam Fish Attraction Project | 7511 | NWPP | WECC Northwest | WAT | 10 |  | 41282 |  |  | 0 |  |  |  | 0
2020 | WA | Merwin | 3847 | NWPP | WECC Northwest | WAT | 136 |  | 471718.001 |  |  | 0 |  |  |  | 0
2020 | WA | MESA 1 | 60016 | NWPP | WECC Northwest | MWH | 2 |  | 0
2020 | WA | MESA 2 | 60021 | NWPP | WECC Northwest | MWH | 2.4 |  | -63 | 0 |  | 0 |  |  | 0 | 0
2020 | WA | Meyers Falls | 3868 | NWPP | WECC Northwest | WAT | 1.6 |  | 11444 |  |  | 0 |  |  |  | 0
2020 | WA | Mint Farm Generating Station | 55700 | NWPP | WECC Northwest | NG | 319 |  | 1729580 | 6003060 | 24.81 | 0.028689 | 0.0082658 | EPA/NEI | 6003060 | 24.81
2020 | WA | Monroe Street | 9095 | NWPP | WECC Northwest | WAT | 14.8 |  | 83100 |  |  | 0 |  |  |  | 0
2020 | WA | Mossyrock | 3918 | NWPP | WECC Northwest | WAT | 300 |  | 1110279 |  |  | 0 |  |  |  | 0
2020 | WA | Newhalem | 9842 | NWPP | WECC Northwest | WAT | 2.3 |  | -85 |  |  | 0 |  |  |  | 0
2020 | WA | Nine Canyon | 7936 | NWPP | WECC Northwest | WND | 95.9 |  | 267382 |  |  | 0 |  |  |  | 0
2020 | WA | Nine Mile | 3869 | NWPP | WECC Northwest | WAT | 37.6 |  | 117927 |  |  | 0 |  |  |  | 0
2020 | WA | Nippon Dynawave Packaging Longview WA | 50187 | NWPP | WECC Northwest | BLQ | 62.4 | 0.099947 | 295506.216 | 1663189.962 | 8.6621 | 0.058625 | 0.010416 | NEI avg EF - PM, fuel type | 16640698 | 86.6666
2020 | WA | Nooksack Hydro | 58696 | NWPP | WECC Northwest | WAT | 1.5 |  | 23843 |  |  | 0 |  |  |  | 0
2020 | WA | Northeast (WA) | 6210 | NWPP | WECC Northwest | NG | 61.8 |  | 666 | 8223 | 0.0040878 | 0.012276 | 0.00099423 | NEI avg EF - PM, fuel type, firing type | 8223 | 0.0040878
2020 | WA | Orchard Avenue 1 | 50421 | NWPP | WECC Northwest | WAT | 1.6 |  | 3164 |  |  | 0 |  |  |  | 0
2020 | WA | Packwood | 3929 | NWPP | WECC Northwest | WAT | 27.5 |  | 95746 |  |  | 0 |  |  |  | 0
2020 | WA | Palouse | 57530 | NWPP | WECC Northwest | WND | 105.3 |  | 368324 |  |  | 0 |  |  |  | 0
2020 | WA | PEC Headworks | 7113 | NWPP | WECC Northwest | WAT | 6.6 |  | 19281 |  |  | 0 |  |  |  | 0
2020 | WA | Penstemon Solar Project | 62069 | NWPP | WECC Northwest | SUN | 5
2020 | WA | Port Townsend Paper | 50544 | NWPP | WECC Northwest | BLQ | 13.9 | 0.036489 | 39621.979 | 223918.418 | 1.2233 | 0.061748 | 0.010926 | EPA/NEI; Estimated using an emission factor | 6136642.469 | 33.5247
2020 | WA | Potholes East Canal 66.0 | 56697 | NWPP | WECC Northwest | WAT | 2.3 |  | 3772 |  |  | 0 |  |  |  | 0
2020 | WA | Priest Rapids | 3887 | NWPP | WECC Northwest | WAT | 955.6 |  | 4781802.998 |  |  | 0 |  |  |  | 0
2020 | WA | Quincy Chute | 917 | NWPP | WECC Northwest | WAT | 9.4 |  | 33638 |  |  | 0 |  |  |  | 0
2020 | WA | Randolph Road | 7994 | NWPP | WECC Northwest | DFO | 32
2020 | WA | Rattlesnake Flat | 62936 | NWPP | WECC Northwest | WND | 144 |  | 3182 |  |  | 0 |  |  |  | 0
2020 | WA | River Road | 7605 | NWPP | WECC Northwest | NG | 248 |  | 1617133 | 11767963 | 30.6 | 0.037845 | 0.0052006 | EPA/NEI | 11767963 | 30.6
2020 | WA | Rock Island | 6200 | NWPP | WECC Northwest | WAT | 629.4 |  | 2500454 |  |  | 0 |  |  |  | 0
2020 | WA | Rocky Brook Hydroelectric | 50228 | NWPP | WECC Northwest | WAT | 1.6 |  | 450 |  |  | 0 |  |  |  | 0
2020 | WA | Rocky Reach | 3883 | NWPP | WECC Northwest | WAT | 1299.6 |  | 5896167.004 |  |  | 0 |  |  |  | 0
2020 | WA | Roosevelt Biogas 1 | 7832 | NWPP | WECC Northwest | LFG | 38.6 |  | 0 | 0 | 0 |  |  | EPA/NEI; Estimated using an emission factor | 0 | 0
2020 | WA | Ross | 6202 | NWPP | WECC Northwest | WAT | 450 |  | 653932 |  |  | 0 |  |  |  | 0
2020 | WA | Roza | 6407 | NWPP | WECC Northwest | WAT | 12.9 |  | 54200 |  |  | 0 |  |  |  | 0
2020 | WA | Russell D Smith | 56694 | NWPP | WECC Northwest | WAT | 6.1 |  | 12291 |  |  | 0 |  |  |  | 0
2020 | WA | Saddle Mountain East Wind Farm | 62263 | NWPP | WECC Northwest | WND | 126
2020 | WA | Sagebrush Power Partners | 56858 | NWPP | WECC Northwest | WND | 100.7 |  | 299644 |  |  | 0 |  |  |  | 0
2020 | WA | SDS Lumber Gorge Energy Division | 50231 | NWPP | WECC Northwest | WDS | 13.5 | 0 | 0 | 0 | 0 |  |  | EPA/NEI; Estimated using an emission factor | 318441.094 | 2.9773
2020 | WA | Sheep Creek Hydro | 50091 | NWPP | WECC Northwest | WAT | 1.6 |  | 8363 |  |  | 0 |  |  |  | 0
2020 | WA | Sierra Pacific Aberdeen | 55882 | NWPP | WECC Northwest | WDS | 18 | 0.27914 | 124604 | 668928.24 | 6.2541 | 0.10038 | 0.018699 | NEI avg EF - PM, fuel type | 2396412 | 22.4052
2020 | WA | Sierra Pacific Burlington Facility | 56406 | NWPP | WECC Northwest | WDS | 28 | 0.25104 | 103213 | 559831.776 | 5.2341 | 0.10142 | 0.018699 | NEI avg EF - PM, fuel type | 2230056 | 20.8499
2020 | WA | Skookumchuck | 7259 | NWPP | WECC Northwest | WAT | 1 |  | 4476 |  |  | 0 |  |  |  | 0
2020 | WA | Skookumchuck Wind Facility | 63205 | NWPP | WECC Northwest | WND | 136 |  | 76352 |  |  | 0 |  |  |  | 0
2020 | WA | Snoqualmie | 3860 | NWPP | WECC Northwest | WAT | 18.4 |  | 52934.999 |  |  | 0 |  |  |  | 0
2020 | WA | Snoqualmie 2 | 7867 | NWPP | WECC Northwest | WAT | 48.5 |  | 181415 |  |  | 0 |  |  |  | 0
2020 | WA | South Fork Tolt | 622 | NWPP | WECC Northwest | WAT | 16.8 |  | 41978 |  |  | 0 |  |  |  | 0
2020 | WA | SPI - Everett | 56281 | NWPP | WECC Northwest | WDS | 28
2020 | WA | Spokane Waste to Energy | 50886 | NWPP | WECC Northwest | MSW | 26 |  | 125280 | 2572504.875 | 200.6554 | 3.2033 | 0.156 | Estimated using an emission factor | 2572504.875 | 200.6554
2020 | WA | Steam plant | 3920 | NWPP | WECC Northwest | WDS | 50
2020 | WA | Sullivan CR | 773 | NWPP | WECC Northwest | WAT
2020 | WA | Sumas Generating Station | 54476 | NWPP | WECC Northwest | NG | 125.5 | 0.91332 | 477349 | 3830685.519 | 10.3205 | 0.043241 | 0.0053883 | EPA/NEI | 4194253 | 11.3
2020 | WA | Summer Falls Power Plant | 56695 | NWPP | WECC Northwest | WAT | 92 |  | 368443 |  |  | 0 |  |  |  | 0
2020 | WA | Swauk Wind LLC | 58441 | NWPP | WECC Northwest | WND | 4.3 |  | 13426 |  |  | 0 |  |  |  | 0
2020 | WA | Swift 1 | 3850 | NWPP | WECC Northwest | WAT | 240 |  | 569679 |  |  | 0 |  |  |  | 0
2020 | WA | Swift 2 | 6265 | NWPP | WECC Northwest | WAT | 72
2020 | WA | Tieton Dam Hydro Electric Project | 57496 | NWPP | WECC Northwest | WAT | 13.8 |  | 37368 |  |  | 0 |  |  |  | 0
2020 | WA | Tono Solar | 63902 | NWPP | WECC Northwest | SUN | 80
2020 | WA | Tucannon River Wind Farm | 58571 | NWPP | WECC Northwest | WND | 266.8 |  | 941731 |  |  | 0 |  |  |  | 0
2020 | WA | Tuolumne Wind Project | 56702 | NWPP | WECC Northwest | WND | 136.3 |  | 422364 |  |  | 0 |  |  |  | 0
2020 | WA | Turner Energy Storage Project | 60675 | NWPP | WECC Northwest | MWH | 1.2
2020 | WA | Twin Falls Hydro | 50827 | NWPP | WECC Northwest | WAT | 24 |  | 75483 |  |  | 0 |  |  |  | 0
2020 | WA | Twin Reservoirs | 50382 | NWPP | WECC Northwest | WAT | 2.2 |  | 8442 |  |  | 0 |  |  |  | 0
2020 | WA | Typha Solar Project | 62068 | NWPP | WECC Northwest | SUN | 5
2020 | WA | University of Washington Power Plant | 54809 | NWPP | WECC Northwest | NG | 15 | 0.03869 | 10676.98 | 60200.524 | 0.22997 | 0.043077 | 0.00764 | EPA/NEI; Estimated using an emission factor | 1555974 | 5.9438
2020 | WA | Upper Baker | 3861 | NWPP | WECC Northwest | WAT | 104.8 |  | 362094 |  |  | 0 |  |  |  | 0
2020 | WA | Upper Falls | 9096 | NWPP | WECC Northwest | WAT | 10 |  | 58141 |  |  | 0 |  |  |  | 0
2020 | WA | Upriver Dam Hydro Plant | 50380 | NWPP | WECC Northwest | WAT | 17.6 |  | 51258.998 |  |  | 0 |  |  |  | 0
2020 | WA | Urtica Solar Project | 62067 | NWPP | WECC Northwest | SUN | 5
2020 | WA | Vantage Wind Energy LLC | 57188 | NWPP | WECC Northwest | WND | 90 |  | 309866 |  |  | 0 |  |  |  | 0
2020 | WA | Wanapum | 3888 | NWPP | WECC Northwest | WAT | 2258 |  | 5131315 |  |  | 0 |  |  |  | 0
2020 | WA | Washington State University | 50083 | NWPP | WECC Northwest | BIT | 2
2020 | WA | Weeks Falls | 54387 | NWPP | WECC Northwest | WAT | 4.3 |  | 15716 |  |  | 0 |  |  |  | 0
2020 | WA | Wells | 3886 | NWPP | WECC Northwest | WAT | 774 |  | 4377027 |  |  | 0 |  |  |  | 0
2020 | WA | West Point Treatment Plant | 50329 | NWPP | WECC Northwest | OBG | 4.6 | 0.56094 | 13105 | 77872.214 | 0.57236 | 0.08735 | 0.0147 | Estimated using an emission factor | 138824 | 1.0204
2020 | WA | WestRock (WA) | 57099 | NWPP | WECC Northwest | BLQ | 64 | 0.20621 | 311487 | 2139091.422 | 11.8376 | 0.076007 | 0.011068 | NEI avg EF - PM, fuel type | 10373317 | 57.4052
2020 | WA | White Creek Wind Farm | 56487 | NWPP | WECC Northwest | WND | 204 |  | 646622 |  |  | 0 |  |  |  | 0
2020 | WA | White River (WA) | 3862 | NWPP | WECC Northwest | WAT | 70
2020 | WA | Whitehorn | 6120 | NWPP | WECC Northwest | NG | 169.2 |  | 4657 | 86111 | 0.042807 | 0.018384 | 0.00099423 | NEI avg EF - PM, fuel type, firing type | 86111 | 0.042807
2020 | WA | Wild Horse | 56322 | NWPP | WECC Northwest | WND | 273.1 |  | 765003 |  |  | 0 |  |  |  | 0
2020 | WA | Windy Flats Wind Project | 57159 | NWPP | WECC Northwest | WND | 262.2 |  | 770897 |  |  | 0 |  |  |  | 0
2020 | WA | Wynoochee | 7127 | NWPP | WECC Northwest | WAT | 12.8 |  | 29756 |  |  | 0 |  |  |  | 0
2020 | WA | Yale | 3852 | NWPP | WECC Northwest | WAT | 134 |  | 503194 |  |  | 0 |  |  |  | 0
2020 | WA | Yelm | 3878 | NWPP | WECC Northwest | WAT | 12 |  | 39986 |  |  | 0 |  |  |  | 0
2020 | WA | Youngs Creek Hydroelectric Project | 57763 | NWPP | WECC Northwest | WAT | 7.5 |  | 20820 |  |  | 0 |  |  |  | 0
2020 | WI | Alexander | 4060 | MROE | MRO East | WAT | 4.2 |  | 30296.001 |  |  | 0 |  |  |  | 0
2020 | WI | Alma | 4140 | MROW | MRO West | BIT | 181
2020 | WI | Ameresco Janesville | 56427 | MROE | MRO East | LFG | 3 |  | 10764 | 148347.996 | 1.0904 | 0.20259 | 0.0147 | Estimated using an emission factor | 148347.996 | 1.0904
2020 | WI | Apple River | 6231 | MROW | MRO West | WAT | 3.2 |  | 14325.999 |  |  | 0 |  |  |  | 0
2020 | WI | Appleton | 4043 | RFCW | RFC West | WAT | 2.2 |  | 10747.999 |  |  | 0 |  |  |  | 0
2020 | WI | Appleton Property Ventures LLC | 55558 | RFCW | RFC West | NG | 66.5 | 0.83183 | 402830 | 3112886.919 | 10.0157 | 0.049727 | 0.006435 | EPA/NEI | 3742217 | 12.0406
2020 | WI | Arcadia Electric | 4100 | MROW | MRO West | NG | 16.9 |  | 256.001 | 7014 | 0.70172 | 5.4821 | 0.20009 | Estimated using an emission factor | 7014 | 0.70172
2020 | WI | Arcadia Solar | 62744 | MROW | MRO West | SUN | 5 |  | 7967 |  |  | 0 |  |  |  | 0
2020 | WI | Argyle | 7810 | MROW | MRO West | WAT | 4.5 |  | 128 | 179 | 0.027745 | 0.43352 | 0.31 | EPA/NEI; Estimated using an emission factor | 179 | 0.027745
2020 | WI | Arpin Dam | 3995 | MROW | MRO West | WAT | 1.4 |  | 10061 |  |  | 0 |  |  |  | 0
2020 | WI | Badger Hollow I | 62955 | MROE | MRO East | SUN | 150
2020 | WI | Badger Hollow II | 64393 | MROE | MRO East | SUN | 150
2020 | WI | Barron | 4102 | MROW | MRO West | WAT | 8.6 |  | 424.001 | 53.001 | 0.0082152 | 0.038751 | 0.31 | EPA/NEI; Estimated using an emission factor | 53.001 | 0.0082152
2020 | WI | Bay Front | 3982 | MROW | MRO West | WDS | 67.2 |  | 175022 | 2891669.75 | 7.4853 | 0.085536 | 0.0051772 | EPA/NEI; Estimated using an emission factor | 2891669.75 | 7.4853
2020 | WI | Beloit Memorial Hospital Power Plant | 62117 | MROE | MRO East | NG | 3 | 0.97617 | 36 | 352.396 | 7.4356e-05 | 0.0041309 | 0.000422 | Estimated using an emission factor | 361 | 7.6171e-05
2020 | WI | Berlin Landfill Gas | 56069 | MROE | MRO East | LFG | 2.4 |  | 16134 | 182532.996 | 1.3416 | 0.16631 | 0.0147 | Estimated using an emission factor | 182532.996 | 1.3416
2020 | WI | Big Falls | 3983 | MROW | MRO West | WAT | 7.7 |  | 43337.001 |  |  | 0 |  |  |  | 0
2020 | WI | Biron | 3971 | MROE | MRO East | WAT | 6 |  | 34675.001 |  |  | 0 |  |  |  | 0
2020 | WI | Biron Mill | 10234 | MROE | MRO East | NG | 61.6 | 0.39518 | 198808.988 | 1614471.279 | 6.4422 | 0.064808 | 0.0079806 | NEI avg EF - PM, fuel type | 4085441.143 | 16.3022
2020 | WI | Blackhawk | 4048 | MROE | MRO East | NG | 50
2020 | WI | Blount Street | 3992 | MROE | MRO East | NG | 187.5 |  | 27081 | 447227.25 | 1.4421 | 0.10651 | 0.0064492 | EPA/NEI | 447227.25 | 1.4421
2020 | WI | Blue Prairie Solar, LLC | 64698 | MROW | MRO West | SUN | 2.5
2020 | WI | Blue Sky Green Field Wind Project | 56391 | RFCW | RFC West | WND | 145.2 |  | 336621 |  |  | 0 |  |  |  | 0
2020 | WI | Brule | 1775 | RFCW | RFC West | WAT | 5.3 |  | 19077 |  |  | 0 |  |  |  | 0
2020 | WI | Butler Ridge | 56647 | MROE | MRO East | WND | 54 |  | 149647 |  |  | 0 |  |  |  | 0
2020 | WI | Byron | 7901 | RFCW | RFC West | WND | 1.4
2020 | WI | Caldron Falls | 4061 | MROE | MRO East | WAT | 6.4 |  | 28830 |  |  | 0 |  |  |  | 0
2020 | WI | Capitol Heat and Power | 54406 | MROE | MRO East | NG | 5 |  | 0
2020 | WI | Cashton | 4107 | MROW | MRO West | NG | 3.8 |  | 0
2020 | WI | Cashton Greens Wind Farm | 57968 | MROW | MRO West | WND | 5 |  | 11272 |  |  | 0 |  |  |  | 0
2020 | WI | Cashton Solar | 62858 | MROW | MRO West | SUN | 2 |  | 4232 |  |  | 0 |  |  |  | 0
2020 | WI | Castle Rock | 4079 | MROE | MRO East | WAT | 15 |  | 95152 |  |  | 0 |  |  |  | 0
2020 | WI | Cedar Falls (WI) | 3998 | MROW | MRO West | WAT | 6 |  | 44175.999 |  |  | 0 |  |  |  | 0
2020 | WI | Cedar Ridge | 56347 | MROE | MRO East | WND | 67.7 |  | 184025 |  |  | 0 |  |  |  | 0
2020 | WI | Chippewa Falls | 4000 | MROW | MRO West | WAT | 21.6 |  | 88816.998 |  |  | 0 |  |  |  | 0
2020 | WI | Clam River Dam | 4018 | MROW | MRO West | WAT | 1.2 |  | 5766.999 |  |  | 0 |  |  |  | 0
2020 | WI | Clean Fuel Dane Community Digester | 59559 | MROE | MRO East | OBG | 2 | 0.57331 | 3892 | 21531.287 | 0.15826 | 0.081323 | 0.0147 | Estimated using an emission factor | 37556 | 0.27604
2020 | WI | Columbia | 8023 | MROE | MRO East | RC | 1112 |  | 5186905 | 59242620 | 95.2185 | 0.036715 | 0.0032145 | EPA/NEI | 59242620 | 95.2185
2020 | WI | Combined Locks | 4201 | RFCW | RFC West | WAT | 6.2 |  | 48082 |  |  | 0 |  |  |  | 0
2020 | WI | Concord | 7159 | RFCW | RFC West | NG | 381.6 |  | 85461 | 1246087.078 | 25.903 | 0.60619 | 0.041575 | EPA/NEI | 1246087.078 | 25.903
2020 | WI | Conrath DPC Solar | 60889 | MROW | MRO West | SUN | 1 |  | 1631 |  |  | 0 |  |  |  | 0
2020 | WI | Consumer Operations LLC | 10360 | MROE | MRO East | NG | 164 | 0.24707 | 177512 | 973566.07 | 8.0482 | 0.090678 | 0.016533 | EPA/NEI; Estimated using an emission factor | 3940381.125 | 32.5741
2020 | WI | Cornell | 6086 | MROW | MRO West | WAT | 35.3 |  | 124235.001 |  |  | 0 |  |  |  | 0
2020 | WI | Cumberland (WI) | 4112 | MROW | MRO West | DFO | 21.9 |  | 199.002 | 1874.001 | 0.1302 | 1.3085 | 0.13895 | Estimated using an emission factor | 1874.001 | 0.1302
2020 | WI | Cumberland Solar | 62849 | MROW | MRO West | SUN | 2.5 |  | 4232 |  |  | 0 |  |  |  | 0
2020 | WI | Custer Energy Center | 7795 | MROE | MRO East | NG | 24.5 |  | 555 | 9259 | 0.0046028 | 0.016587 | 0.00099423 | NEI avg EF - PM, fuel type, firing type | 9259 | 0.0046028
2020 | WI | Dairyland WTE Plant | 59810 | MROE | MRO East | OBG | 1.4 |  | 5647 | 61683 | 0.45337 | 0.16057 | 0.0147 | Estimated using an emission factor | 61683 | 0.45337
2020 | WI | Danbury Dam | 4019 | MROW | MRO West | WAT | 1 |  | 2985 |  |  | 0 |  |  |  | 0
2020 | WI | Danbury Diesel | 55998 | MROW | MRO West | DFO | 7.8 |  | -302 | 0 | 0 | 0 |  | EPA/NEI; Estimated using an emission factor | 0 | 0
2020 | WI | Dane County Airport Solar | 64080 | MROE | MRO East | SUN | 9 |  | 240 |  |  | 0 |  |  |  | 0
2020 | WI | Darien Solar | 64534 | MROE | MRO East |  | 325
2020 | WI | Deertrack Park Gas Recovery | 56520 | RFCW | RFC West | LFG | 6.4 |  | 34158 | 421761 | 3.0999 | 0.18151 | 0.0147 | Estimated using an emission factor | 421761 | 3.0999
2020 | WI | Dells | 4002 | MROW | MRO West | WAT | 13.5 |  | 61510.999 |  |  | 0 |  |  |  | 0
2020 | WI | Depere Energy Center | 55029 | MROE | MRO East | NG | 192.3 | 1 | 120056 | 1335709.75 | 4.3197 | 0.071962 | 0.0064681 | EPA/NEI | 1335709.75 | 4.3197
2020 | WI | Diesel Generators | 56070 | MROE | MRO East | DFO | 54 |  | 473 | 5061 | 0.78446 | 3.3169 | 0.31 | Estimated using an emission factor | 5061 | 0.78446
2020 | WI | Domtar Paper Company Rothschild | 50190 | MROE | MRO East | WAT | 9.4 | 1 | 8963 |  |  | 0 |  |  |  | 0
2020 | WI | Downsville DPC Solar | 60892 | MROW | MRO West | SUN | 1 |  | 1967 |  |  | 0 |  |  |  | 0
2020 | WI | Du Bay | 3972 | MROE | MRO East | WAT | 7.2 |  | 50722.999 |  |  | 0 |  |  |  | 0
2020 | WI | Eagle River | 4062 | MROE | MRO East | DFO | 4
2020 | WI | Edgewater (4050) | 4050 | MROE | MRO East | SUB | 833.7 |  | 1098425 | 12373316 | 64.2432 | 0.11697 | 0.010384 | EPA/NEI | 12373316 | 64.2432
2020 | WI | Elk Mound Generating Station | 7863 | MROW | MRO West | NG | 142 |  | 3938 | 63307 | 0.36653 | 0.18615 | 0.011579 | EPA/NEI | 63307 | 0.36653
2020 | WI | Elm Road Generating Station | 56068 | RFCW | RFC West | RC | 1402.6 |  | 7747789 | 73817406 | 83.2 | 0.021477 | 0.0022542 | EPA/NEI | 73817406 | 83.2
2020 | WI | Elroy | 4113 | MROW | MRO West | DFO | 6.6 |  | 33 | 322 | 0.04991 | 3.0248 | 0.31 | Estimated using an emission factor | 322 | 0.04991
2020 | WI | Elroy Solar | 62868 | MROW | MRO West | SUN | 1.5 |  | 2321 |  |  | 0 |  |  |  | 0
2020 | WI | Epic Verona | 62676 | MROE | MRO East | SUN | 43.2 |  | 1500.998 | 3675.996 | 0.56978 | 0.7592 | 0.31 | EPA/NEI; Estimated using an emission factor | 3675.996 | 0.56978
2020 | WI | Fairbanks Morse Engine | 56937 | MROE | MRO East | DFO | 4.6 |  | 1 | 11 | 0.001705 | 3.41 | 0.31 | EPA/NEI; Estimated using an emission factor | 11 | 0.001705
2020 | WI | FCPC Renewable Generation | 59931 | RFCW | RFC West | OBG | 2.2 | 0.41239 | 5497 | 28306.273 | 0.20805 | 0.075696 | 0.0147 | Estimated using an emission factor | 68640 | 0.5045
2020 | WI | Fennimore | 4114 | MROW | MRO West | DFO | 7.4 |  | 57 | 690.001 | 0.10695 | 3.7526 | 0.31 | Estimated using an emission factor | 690.001 | 0.10695
2020 | WI | Fennimore Solar | 62847 | MROW | MRO West | SUN | 3 |  | 4909 |  |  | 0 |  |  |  | 0
2020 | WI | Fiber Recovery, Inc. | 61652 | MROE | MRO East | LFG | 2.4 | 1 | 12786.999 | 117633 | 0.8646 | 0.13523 | 0.0147 | Estimated using an emission factor | 117633 | 0.8646
2020 | WI | Fitchburg Generating Station | 3991 | MROE | MRO East | NG | 57.6 |  | -198 | 1174.5 | 0.0045568 | 0 | 0.0077596 | NEI avg EF - PM, fuel type, firing type | 1174.5 | 0.0045568
2020 | WI | Flambeau Crowley Rapids Project | 55684 | MROW | MRO West | WAT | 1.5 |  | 8768 |  |  | 0 |  |  |  | 0
2020 | WI | Flambeau Hydroelectric Station | 4142 | MROW | MRO West | WAT | 22 |  | 93727.001 |  |  | 0 |  |  |  | 0
2020 | WI | Flambeau Lower Project | 55685 | MROW | MRO West | WAT | 1.2 |  | 6941.001 |  |  | 0 |  |  |  | 0
2020 | WI | Flambeau Solar Partners | 61595 | MROW | MRO West | SUN | 2.5 |  | 4712 |  |  | 0 |  |  |  | 0
2020 | WI | Forward Wind Energy Center | 56942 | RFCW | RFC West | WND | 129 |  | 151122 |  |  | 0 |  |  |  | 0
2020 | WI | Fox Energy Center | 56031 | RFCW | RFC West | NG | 618.8 |  | 4474657 | 29041697 | 46.6941 | 0.02087 | 0.0032157 | EPA/NEI | 29041697 | 46.6941
2020 | WI | Frederic Diesel | 4020 | MROW | MRO West | DFO | 13.7 |  | -112.001 | 6.002 | 0.00093031 | 0 | 0.31 | Estimated using an emission factor | 6.002 | 0.00093031
2020 | WI | French Island | 4005 | MROW | MRO West | WDS | 188 |  | 56660 | 1169050.4 | 11.033 | 0.38945 | 0.018875 | EPA/NEI; Estimated using an emission factor | 1169050.4 | 11.033
2020 | WI | Galactic Wind | 62161 | MROE | MRO East | WND | 9.9 |  | 21227 |  |  | 0 |  |  |  | 0
2020 | WI | Genoa | 4143 | MROW | MRO West | SUB | 345.6 |  | 935607 | 10542454 | 0.04259 | 9.1042e-05 | 8.0797e-06 | EPA/NEI | 10542454 | 0.04259
2020 | WI | Georgia-Pacific Corp - Nekoosa Mill | 50395 | MROE | MRO East | BLQ | 39 | 0.4288 | 166505 | 809059.573 | 2.8429 | 0.034148 | 0.0070278 | EPA/NEI; Estimated using an emission factor | 1886794.344 | 6.63
2020 | WI | Germantown Power Plant | 6253 | RFCW | RFC West | NG | 335.7 |  | 9095.001 | 182282.469 | 3.3563 | 0.73804 | 0.036825 | EPA/NEI | 182282.469 | 3.3563
2020 | WI | GL Dairy Biogas | 58219 | MROE | MRO East | OBG | 2 |  | 9340 | 108946.998 | 0.80076 | 0.17147 | 0.0147 | Estimated using an emission factor | 108946.998 | 0.80076
2020 | WI | Glacier Hills | 57199 | RFCW | RFC West | WND | 162 |  | 389680 |  |  | 0 |  |  |  | 0
2020 | WI | Glenmore Turbines | 7882 | MROE | MRO East | WND | 1.2
2020 | WI | Gordon | 3976 | MROW | MRO West | DFO | 7 |  | 0
2020 | WI | Grandfather Falls | 4063 | MROE | MRO East | WAT | 17.2 |  | 104278 |  |  | 0 |  |  |  | 0
2020 | WI | Grantsburg Diesel | 4021 | MROW | MRO West | DFO | 6.4 |  | -306.001 | 168.999 | 0.026195 | 0 | 0.31 | Estimated using an emission factor | 168.999 | 0.026195
2020 | WI | Grimh | 3996 | MROW | MRO West |  | 1.1
2020 | WI | Hat Rapids | 4064 | MROE | MRO East | WAT | 2.6 |  | 11947.001 |  |  | 0 |  |  |  | 0
2020 | WI | Hermsdorf Solar | 64780 | MROE | MRO East | SUN | 8
2020 | WI | High Falls (WI) | 4065 | MROE | MRO East | WAT | 7 |  | 22530 |  |  | 0 |  |  |  | 0
2020 | WI | Holcombe | 4007 | MROW | MRO West | WAT | 33.9 |  | 139221.999 |  |  | 0 |  |  |  | 0
2020 | WI | Holsum Elm Dairy | 58663 | MROE | MRO East | OBG | 1.2
2020 | WI | Holsum Irish Dairy | 62019 | MROE | MRO East | OBG | 1 |  | 0
2020 | WI | HQC Rock River Solar Power Gen Station | 60573 | MROE | MRO East | SUN | 2.1 |  | 3167 |  |  | 0 |  |  |  | 0
2020 | WI | IKEA Oak Creek Rooftop PV System | 61816 | RFCW | RFC West | SUN | 1.2 |  | 1543 |  |  | 0 |  |  |  | 0
2020 | WI | Island Street Peaking Plant | 55836 | RFCW | RFC West | NG | 60.5 |  | 2418 | 35796.072 | 0.13888 | 0.11487 | 0.0077596 | NEI avg EF - PM, fuel type, firing type | 35796.072 | 0.13888
2020 | WI | J P Madgett | 4271 | MROW | MRO West | SUB | 387 |  | 1426801 | 17609570 | 25.5875 | 0.035867 | 0.0029061 | EPA/NEI | 17609570 | 25.5875
2020 | WI | Jefferson Solar Park | 59771 | RFCW | RFC West | SUN | 1 |  | 1240 |  |  | 0 |  |  |  | 0
2020 | WI | Jim Falls | 4008 | MROW | MRO West | WAT | 59.8 |  | 192358.999 |  |  | 0 |  |  |  | 0
2020 | WI | Johnson Falls | 4067 | MROE | MRO East | WAT | 3.4 |  | 16496 |  |  | 0 |  |  |  | 0
2020 | WI | Juneau | 8050 | MROE | MRO East | DFO | 16
2020 | WI | Kaukauna City Hydro | 7822 | RFCW | RFC West | WAT | 4.8 |  | 40566 |  |  | 0 |  |  |  | 0
2020 | WI | Kaukauna Gas Turbine | 4118 | RFCW | RFC West | NG | 18 |  | 758 | 13491 | 0.0067066 | 0.017695 | 0.00099423 | NEI avg EF - PM, fuel type, firing type | 13491 | 0.0067066
2020 | WI | Kaukauna Paper Mill | 54098 | RFCW | RFC West | BIT | 44.6 | 0.14693 | 198870 | 1116928.568 | 5.8827 | 0.059161 | 0.010534 | NEI avg EF - PM, fuel type | 7601596.875 | 40.0363
2020 | WI | Kilbourn | 4053 | MROE | MRO East | WAT | 9.7 |  | 63382 |  |  | 0 |  |  |  | 0
2020 | WI | Kimberly Mill | 54885 | RFCW | RFC West | WAT | 37.3 |  | 13452.999 |  |  | 0 |  |  |  | 0
2020 | WI | La Farge | 4124 | MROW | MRO West | DFO | 1.5 |  | 17 | 186 | 0.02883 | 3.3918 | 0.31 | Estimated using an emission factor | 186 | 0.02883
2020 | WI | LAC Courte Oreilles Hydroelect | 10453 | MROW | MRO West | WAT | 3.4 |  | 13188.001 |  |  | 0 |  |  |  | 0
2020 | WI | Ladysmith Dam | 3986 | MROW | MRO West | WAT | 3.4 |  | 15770 |  |  | 0 |  |  |  | 0
2020 | WI | Lafayette DPC Solar | 60888 | MROW | MRO West | SUN | 1 |  | 1719 |  |  | 0 |  |  |  | 0
2020 | WI | Lake Area Landfill Gas Recovery | 56366 | MROW | MRO West | LFG | 3.8
2020 | WI | Liberty Pole DPC Solar | 60891 | MROW | MRO West | SUN | 1.1 |  | 2255 |  |  | 0 |  |  |  | 0
2020 | WI | Lincoln Turbines | 7366 | MROE | MRO East | WND | 9.2
2020 | WI | Little Chute | 4119 | RFCW | RFC West | WAT | 3.3 |  | 26567.001 |  |  | 0 |  |  |  | 0
2020 | WI | Little Quinnesec Falls Hydro Project | 57190 | MROE | MRO East | WAT | 9 |  | 74168 |  |  | 0 |  |  |  | 0
2020 | WI | Manitowoc | 4125 | MROE | MRO East | PC | 213.4 | 0.67758 | 140720 | 1337522.407 | 7.6526 | 0.10876 | 0.011443 | EPA/NEI | 1973959.102 | 11.294
2020 | WI | Marathon Electric | 50990 | MROE | MRO East | DFO | 3.3 |  | 0
2020 | WI | Marshfield Utilities Combustion Turbine | 56480 | MROE | MRO East | NG | 60.4 |  | 2393 | 26280.731 | 0.10196 | 0.085219 | 0.0077596 | NEI avg EF - PM, fuel type, firing type | 26280.731 | 0.10196
2020 | WI | Medford DPC Solar | 60894 | MROW | MRO West | SUN | 2 |  | 3295 |  |  | 0 |  |  |  | 0
2020 | WI | Menomonie | 4009 | MROW | MRO West | WAT | 5.4 |  | 30737 |  |  | 0 |  |  |  | 0
2020 | WI | Merrill | 4068 | MROE | MRO East | WAT | 2.3 |  | 10334.999 |  |  | 0 |  |  |  | 0
2020 | WI | Metro Gas Recovery | 50576 | RFCW | RFC West | LFG | 9.2 |  | 38539 | 604912 | 5.7171 | 0.29669 | 0.018902 | Estimated using an emission factor | 604912 | 5.7171
2020 | WI | Middleton Airport Solar | 62731 | MROE | MRO East | SUN | 5 |  | 3766 |  |  | 0 |  |  |  | 0
2020 | WI | Milwaukee County | 7549 | RFCW | RFC West | SUB | 11
2020 | WI | MMSD Jones Island Wastewater | 54851 | RFCW | RFC West | NG | 48.8 | 0.46377 | 90392.999 | 495230.965 | 1.7459 | 0.038629 | 0.0070509 | EPA/NEI; Estimated using an emission factor | 1067835.031 | 3.7646
2020 | WI | MMSD South Shore Wastewater | 55525 | RFCW | RFC West | OBG | 5.1 | 0.56605 | 24826.999 | 135980.754 | 0.99946 | 0.080514 | 0.0147 | Estimated using an emission factor | 240226 | 1.7657
2020 | WI | Montfort Wind Energy Center | 55742 | RFCW | RFC West | WND | 30 |  | 52709 |  |  | 0 |  |  |  | 0
2020 | WI | Mosinee Mill | 50614 | MROE | MRO East | BLQ | 23.4 | 0.16576 | 114764.999 | 625708.925 | 3.1392 | 0.054707 | 0.010034 | EPA/NEI; Estimated using an emission factor | 3774845.438 | 18.9387
2020 | WI | Mt. Hope DPC Solar | 60893 | MROE | MRO East | SUN | 1 |  | 2016 |  |  | 0 |  |  |  | 0
2020 | WI | Neenah Energy Facility | 55135 | RFCW | RFC West | NG | 371 |  | 412896 | 4657196.25 | 11.614 | 0.056256 | 0.0049875 | EPA/NEI | 4657196.25 | 11.614
2020 | WI | Nelson Dewey Generating Station | 4054 | MROE | MRO East | SUB | 227.2
2020 | WI | New Auburn DPC Solar | 60936 | MROW | MRO West | SUN | 2.5 |  | 4382 |  |  | 0 |  |  |  | 0
2020 | WI | New Badger | 4120 | RFCW | RFC West | WAT | 11.8 |  | 56933 |  |  | 0 |  |  |  | 0
2020 | WI | New Lisbon | 4130 | MROW | MRO West | DFO | 8.9 |  | 73 | 726.001 | 0.11253 | 3.083 | 0.31 | EPA/NEI; Estimated using an emission factor | 726.001 | 0.11253
2020 | WI | New Lisbon Solar | 62848 | MROW | MRO West | SUN | 2.5 |  | 3898 |  |  | 0 |  |  |  | 0
2020 | WI | Niagara Mill | 54857 | MROE | MRO East | BIT | 11.8
2020 | WI | Nine Springs | 9674 | MROE | MRO East | NG | 16.2 |  | 26 | 515 | 0.00025601 | 0.019693 | 0.00099423 | NEI avg EF - PM, fuel type, firing type | 515 | 0.00025601
2020 | WI | Northern States Flambeau | 3984 | MROW | MRO West | NG | 16.3
2020 | WI | O'Brien Solar Fields | 64590 | MROE | MRO East | SUN | 20
2020 | WI | Oconto Falls Lower | 50439 | RFCW | RFC West | WAT | 2 |  | 12994 |  |  | 0 |  |  |  | 0
2020 | WI | Oconto Falls Upper | 4044 | RFCW | RFC West | WAT | 1.1 |  | 9736.999 |  |  | 0 |  |  |  | 0
2020 | WI | Old Badger | 4121 | RFCW | RFC West | WAT | 2
2020 | WI | Omega Hills Gas Recovery | 50577 | RFCW | RFC West | LFG | 13.9 |  | 87503 | 1526225 | 16.4832 | 0.37675 | 0.0216 | EPA/NEI; Estimated using an emission factor | 1526225 | 16.4832
2020 | WI | Onalaska Campus Landfill Biogas | 57824 | MROW | MRO West | LFG | 1.1 |  | 4401 | 50442 | 0.37075 | 0.16848 | 0.0147 | Estimated using an emission factor | 50442 | 0.37075
2020 | WI | Oneida Casino | 7602 | MROE | MRO East | DFO | 4
2020 | WI | Outagamie County Co-Generation Facility | 54842 | RFCW | RFC West | LFG | 8.8 | 1 | 19874 | 164818 | 1.2114 | 0.12191 | 0.0147 | EPA/NEI; Estimated using an emission factor | 164818 | 1.2114
2020 | WI | Packaging of America Tomahawk Mill | 50476 | MROE | MRO East | WDS | 18.7 | 0.10504 | 107229.123 | 592789.85 | 3.5464 | 0.066146 | 0.011965 | EPA/NEI; Estimated using an emission factor | 5643736.883 | 33.764
2020 | WI | Paris | 7270 | RFCW | RFC West | NG | 381.6 |  | 62911 | 907399.469 | 19.182 | 0.60981 | 0.042279 | EPA/NEI | 907399.469 | 19.182
2020 | WI | Park Falls Industrial Management | 50620 | MROW | MRO West | WDS | 5.7
2020 | WI | Park Mill | 50408 | MROE | MRO East | WAT | 2.1 |  | 15466.999 |  |  | 0 |  |  |  | 0
2020 | WI | Petenwell | 4080 | MROE | MRO East | WAT | 20 |  | 128068 |  |  | 0 |  |  |  | 0
2020 | WI | Pheasant Run Landfill Gas Recovery | 54661 | RFCW | RFC West | LFG | 8.8 |  | 44727.001 | 543289.012 | 3.9932 | 0.17856 | 0.0147 | Estimated using an emission factor | 543289.012 | 3.9932
2020 | WI | Pine | 4045 | RFCW | RFC West | WAT | 3.2 |  | 23518 |  |  | 0 |  |  |  | 0
2020 | WI | Pleasant Prairie | 6170 | RFCW | RFC West |  | 1235.2
2020 | WI | Point Beach Nuclear Plant | 4046 | RFCW | RFC West | NUC | 1311 |  | 9770998 | 2900 | 0.026163 | 5.3553e-06 | 0.018044 | EPA/NEI; Estimated using an emission factor | 2900 | 0.026163
2020 | WI | Point Beach Solar | 64431 | MROE | MRO East | SUN | 100
2020 | WI | Port Edwards Mill | 54103 | MROE | MRO East | WAT | 13.6 |  | 26526.003 |  |  | 0 |  |  |  | 0
2020 | WI | Port Washington Generating Station | 4040 | RFCW | RFC West | NG | 1548.4 |  | 8334433 | 57597460 | 56.1496 | 0.013474 | 0.0019497 | EPA/NEI | 57597460 | 56.1496
2020 | WI | Potato Rapids | 4071 | MROE | MRO East | WAT | 1.3 |  | 7436 |  |  | 0 |  |  |  | 0
2020 | WI | Prairie Du Sac | 4056 | MROE | MRO East | WAT | 33.4 |  | 178749.001 |  |  | 0 |  |  |  | 0
2020 | WI | Pulliam | 4072 | MROE | MRO East | NG | 671.2 |  | 43578 | 753750.062 | 2.2271 | 0.10221 | 0.0059094 | EPA/NEI | 753750.062 | 2.2271
2020 | WI | Quilt Block Wind Farm LLC | 57116 | MROE | MRO East | WND | 98 |  | 381453 |  |  | 0 |  |  |  | 0
2020 | WI | Rapide Croche | 4122 | RFCW | RFC West | WAT | 2.4 |  | 18265 |  |  | 0 |  |  |  | 0
2020 | WI | Rhinelander Mill | 50933 | MROE | MRO East | NG | 25.3 | 0.008166 | 3045 | 17734.81 | 0.091737 | 0.060254 | 0.010345 | EPA/NEI; Estimated using an emission factor | 2171664.938 | 11.234
2020 | WI | Rice Lake Solar Array | 64714 | MROW | MRO West | SUN | 3.8
2020 | WI | Richland Center Renewable Energy LLC | 58834 | MROE | MRO East | OBG | 1.8 | 0.6839 | 7485 | 69800.492 | 0.51303 | 0.13708 | 0.0147 | Estimated using an emission factor | 102062 | 0.75016
2020 | WI | Ridgeview | 55925 | RFCW | RFC West | LFG | 8 |  | 31988 | 396490 | 2.9142 | 0.18221 | 0.0147 | EPA/NEI; Estimated using an emission factor | 396490 | 2.9142
2020 | WI | Riverside Energy Center | 55641 | MROE | MRO East | NG | 674.9 |  | 2662340 | 30064839.5 | 61.9356 | 0.046527 | 0.0041201 | EPA/NEI; Estimated using an emission factor | 30064839.5 | 61.9356
2020 | WI | Rock River | 4057 | MROE | MRO East | NG | 318.9 |  | -313.001 | 3456.4 | 0.01341 | 0 | 0.0077596 | EPA/NEI; Estimated using an emission factor | 3456.4 | 0.01341
2020 | WI | Rockgen Energy Center | 55391 | MROE | MRO East | NG | 561 |  | 434913.999 | 4971121 | 8.7461 | 0.04022 | 0.0035188 | EPA/NEI | 4971121 | 8.7461
2020 | WI | Rothschild Biomass Cogeneration Facility | 58124 | MROE | MRO East | WDS | 57.5 | 0.11076 | 68325 | 358948.315 | 0.3577 | 0.010471 | 0.001993 | EPA/NEI | 3240866.75 | 3.2296
2020 | WI | Sand Lake DPC Solar | 60957 | MROW | MRO West | SUN | 1 |  | 2257 |  |  | 0 |  |  |  | 0
2020 | WI | Sandstone Rapids | 4074 | MROE | MRO East | WAT | 3.8 |  | 18004 |  |  | 0 |  |  |  | 0
2020 | WI | Sauk DPC Solar | 60887 | MROW | MRO West | SUN | 1 |  | 1644 |  |  | 0 |  |  |  | 0
2020 | WI | Saxon Falls | 1756 | MROW | MRO West | WAT | 1.6 |  | 12622 |  |  | 0 |  |  |  | 0
2020 | WI | Seven Mile Creek LFG | 56149 | MROW | MRO West | LFG | 4.8
2020 | WI | Sheboygan Falls Energy Facility | 56166 | MROE | MRO East | NG | 346.8 |  | 580516 | 6387969.75 | 10.488 | 0.036133 | 0.0032837 | EPA/NEI | 6387969.75 | 10.488
2020 | WI | Sheepskin | 4059 | MROE | MRO East | NG | 41.7 |  | -31 | 782.1 | 0.0030344 | 0 | 0.0077596 | NEI avg EF - PM, fuel type, firing type | 782.1 | 0.0030344
2020 | WI | Shirley Wind | 57553 | MROE | MRO East | WND | 20 |  | 60955 |  |  | 0 |  |  |  | 0
2020 | WI | Solon Diesel | 7058 | MROW | MRO West | DFO | 8 |  | 0
2020 | WI | South Fond Du Lac | 7203 | MROE | MRO East | NG | 381.6 |  | 27501 | 459570.289 | 1.6037 | 0.11663 | 0.0069793 | EPA/NEI | 459570.289 | 1.6037
2020 | WI | South Oak Creek | 4041 | RFCW | RFC West | RC | 1259.6 |  | 3035525 | 33900439.812 | 29.8 | 0.019634 | 0.0017581 | EPA/NEI | 33900439.812 | 29.8
2020 | WI | St Croix Falls | 4011 | MROW | MRO West | WAT | 23.2 |  | 130622.002 |  |  | 0 |  |  |  | 0
2020 | WI | Stevens Point | 3973 | MROE | MRO East | WAT | 4.8 |  | 31750.002 |  |  | 0 |  |  |  | 0
2020 | WI | Stevens Point Mill | 55861 | MROE | MRO East | NG | 7.6 | 0.088662 | 17237 | 106737.956 | 0.39625 | 0.045977 | 0.0074247 | NEI avg EF - PM, fuel type | 1203879 | 4.4692
2020 | WI | Stiles | 4147 | MROE | MRO East | WAT | 1 |  | 8296 |  |  | 0 |  |  |  | 0
2020 | WI | Strobus | 64862 | MROW | MRO West | SUN | 1.5
2020 | WI | Superior Generation Energy Center | 8057 | MROW | MRO West | NG | 170
2020 | WI | Sycamore (WI) | 3993 | MROE | MRO East | NG | 41.6 |  | -223 | 704 | 0.00034997 | 0 | 0.00099423 | NEI avg EF - PM, fuel type, firing type | 704 | 0.00034997
2020 | WI | Thornapple | 3988 | MROW | MRO West | WAT | 1.4 |  | 10131 |  |  | 0 |  |  |  | 0
2020 | WI | Timberline Trail Gas Recovery | 56525 | MROW | MRO West | LFG | 5.6 |  | 19434 | 244885 | 1.7999 | 0.18523 | 0.0147 | EPA/NEI; Estimated using an emission factor | 244885 | 1.7999
2020 | WI | Tisch Mills Wind | 60674 | MROE | MRO East | WND | 150
2020 | WI | Tomahawk | 4075 | MROE | MRO East | WAT | 2.6 |  | 15090 |  |  | 0 |  |  |  | 0
2020 | WI | Trego | 4012 | MROW | MRO West | WAT | 1.2 |  | 9275 |  |  | 0 |  |  |  | 0
2020 | WI | Twin Falls (WI) | 59836 | RFCW | RFC West | WAT | 9.2 |  | 57033 |  |  | 0 |  |  |  | 0
2020 | WI | Two Creeks Solar | 63105 | MROE | MRO East | SUN | 150 |  | 13405 |  |  | 0 |  |  |  | 0
2020 | WI | UW Madison Charter Street Plant | 54408 | MROE | MRO East | NG | 33 | 0 | 0 | 0 | 0 |  |  | EPA/NEI; Estimated using an emission factor | 3702198.938 | 13.7439
2020 | WI | Valley (WEPCO) | 4042 | RFCW | RFC West | NG | 274.7 | 0.38039 | 443145 | 3117274.336 | 4.5101 | 0.020355 | 0.0028936 | EPA/NEI | 8195023.25 | 11.8565
2020 | WI | Viola | 4139 | MROW | MRO West | DFO | 2.9 |  | 20 | 276 | 0.04278 | 4.278 | 0.31 | EPA/NEI; Estimated using an emission factor | 276 | 0.04278
2020 | WI | Viresco Turtle Lake | 58747 | MROW | MRO West | OBG | 3.2 | 0.38804 | 9209 | 46572.19 | 0.34231 | 0.074341 | 0.0147 | Estimated using an emission factor | 120018 | 0.88213
2020 | WI | Warren DPC Solar | 60890 | MROW | MRO West | SUN | 2.2 |  | 4061 |  |  | 0 |  |  |  | 0
2020 | WI | Washington Island | 4148 | MROE | MRO East | DFO | 5 |  | 9 | 132 | 0.02046 | 4.5467 | 0.31 | Estimated using an emission factor | 132 | 0.02046
2020 | WI | Waupun Correctional Central Heating Plt | 54407 | MROE | MRO East | NG | 4.3 | 0 | 0
2020 | WI | Wausau | 4077 | MROE | MRO East | WAT | 5.4 |  | 41354.001 |  |  | 0 |  |  |  | 0
2020 | WI | Waxdale | 59448 | RFCW | RFC West | NG | 10 | 0.41154 | 47674 | 251513.725 | 1.4207 | 0.0596 | 0.011297 | EPA/NEI; Estimated using an emission factor | 611152 | 3.4521
2020 | WI | West Campus Cogeneration Facility | 7991 | MROE | MRO East | NG | 169.3 | 0.70423 | 380536 | 3301744.388 | 1.6151 | 0.0084885 | 0.00097833 | EPA/NEI | 4688450.25 | 2.2934
2020 | WI | West Marinette | 4076 | MROE | MRO East | NG | 270.1 |  | 110538.999 | 1464473.573 | 5.0404 | 0.091197 | 0.0068836 | EPA/NEI | 1464473.573 | 5.0404
2020 | WI | West Riverside Energy Center | 64020 | MROE | MRO East | NG | 727.6 |  | 1936467 | 13970847 | 43.1788 | 0.044595 | 0.0061813 | EPA/NEI; Estimated using an emission factor | 13970847 | 43.1788
2020 | WI | Weston | 4078 | MROE | MRO East | SUB | 1163.4 |  | 4097280 | 38439205.736 | 78.6593 | 0.038396 | 0.0040927 | EPA/NEI | 38439205.736 | 78.6593
2020 | WI | Wheaton Generating Plant | 4014 | MROW | MRO West | NG | 300.2 |  | 33973 | 519281.001 | 8.3195 | 0.48977 | 0.032042 | EPA/NEI; Estimated using an emission factor | 519281.001 | 8.3195
2020 | WI | Wheaton Solar | 60203 | MROW | MRO West | SUN | 3.8
2020 | WI | Whistling Winds DPC Solar | 60895 | MROE | MRO East | SUN | 1.5 |  | 3001 |  |  | 0 |  |  |  | 0
2020 | WI | White River (WI) | 3989 | MROW | MRO West | WAT | 1 |  | 6173 |  |  | 0 |  |  |  | 0
2020 | WI | Whitewater Cogeneration Facility | 55011 | RFCW | RFC West | NG | 283.5 | 0.8212 | 861625.78 | 5914304.234 | 3.8579 | 0.008955 | 0.0013046 | EPA/NEI | 7202001 | 4.6979
2020 | WI | Whiting | 3975 | MROE | MRO East | WAT | 5.1 |  | 28500.003 |  |  | 0 |  |  |  | 0
2020 | WI | Whiting Mill | 10476 | MROE | MRO East | SUB | 4.1
2020 | WI | Wind Turbine | 7886 | MROE | MRO East | WND | 11 |  | 17543 |  |  | 0 |  |  |  | 0
2020 | WI | Winnebago County Landfill Gas | 50936 | MROE | MRO East | LFG | 7.1 | 0.57484 | 17072.999 | 114884.018 | 0.8444 | 0.098916 | 0.0147 | EPA/NEI; Estimated using an emission factor | 199854.998 | 1.4689
2020 | WI | Winter | 8013 | MROW | MRO West | DFO | 5.6 |  | -81 | 90 | 0.01395 | 0 | 0.31 | Estimated using an emission factor | 90 | 0.01395
2020 | WI | Wisconsin Rapids | 3974 | MROE | MRO East | WAT | 8.8 |  | 57662 |  |  | 0 |  |  |  | 0
2020 | WI | Wisconsin Rapids Paper Mill | 10466 | MROE | MRO East | PUR | 20.8 | 1 | 6276 | 55059 |  | 0 | 0 |  | 55059 | 0
2020 | WI | Wisconsin Rapids Pulp Mill | 10477 | MROE | MRO East | NG | 72.3 | 0.11065 | 163066.624 | 917856.957 | 3.4419 | 0.042215 | 0.0074998 | NEI avg EF - PM, fuel type | 8294834.75 | 31.105
2020 | WI | Wissota | 4015 | MROW | MRO West | WAT | 39.4 |  | 198999 |  |  | 0 |  |  |  | 0
2020 | WI | WPPI Hartford DG | 56266 | RFCW | RFC West | DFO | 1.1 |  | 3 | 30 | 0.00465 | 3.1 | 0.31 | Estimated using an emission factor | 30 | 0.00465
2020 | WV | AEP Milton NaS | 59995 | RFCW | RFC West | MWH | 2 |  | -205 | 0 |  | 0 |  |  | 0 | 0
2020 | WV | Axiall Corporation Natrium Plant | 50491 | RFCW | RFC West | NG | 123 | 0.42172 | 719497.094 | 4532238.115 | 12.8979 | 0.035852 | 0.0056916 | EPA/NEI; Estimated using an emission factor | 10746937 | 30.5837
2020 | WV | Bedington Energy Facility, LLC | 64848 | RFCW | RFC West | SUN | 50
2020 | WV | Beech Ridge Energy LLC | 57151 | RFCW | RFC West | WND | 100.5 |  | 278723 |  |  | 0 |  |  |  | 0
2020 | WV | Beech Ridge Energy Storage | 60390 | RFCW | RFC West | MWH | 31.5 |  | -12260 | 0 |  | 0 |  |  | 0 | 0
2020 | WV | Beech Ridge II Wind Energy Center | 62482 | RFCW | RFC West | WND | 56.2 |  | 109774 |  |  | 0 |  |  |  | 0
2020 | WV | Belleville Dam | 7594 | RFCW | RFC West | WAT | 42 |  | 214982 |  |  | 0 |  |  |  | 0
2020 | WV | Big Sandy Peaker Plant | 55284 | RFCW | RFC West | NG | 353.4 |  | 242437.998 | 2687489.828 | 8.8687 | 0.073163 | 0.0066 | EPA/NEI | 2687489.828 | 8.8687
2020 | WV | Black Rock Wind | 64433 | RFCW | RFC West | WND | 115
2020 | WV | Ceredo Generating Station | 55276 | RFCW | RFC West | NG | 519 |  | 110347.998 | 1353242.516 | 9.003 | 0.16317 | 0.013306 | EPA/NEI | 1353242.516 | 9.003
2020 | WV | Dam No. 4 Hydro Station | 6543 | RFCW | RFC West | WAT | 1.9 |  | 9305 |  |  | 0 |  |  |  | 0
2020 | WV | Dam No. 5 Hydro Station | 6544 | RFCW | RFC West | WAT | 1 |  | 5864 |  |  | 0 |  |  |  | 0
2020 | WV | ESC Brooke County Power I | 60202 | RFCW | RFC West | NG | 841.5
2020 | WV | ESC Harrison County Power | 60206 | RFCW | RFC West | NG | 578.9
2020 | WV | FirstEnergy Albright | 3942 | RFCW | RFC West | BIT | 278.2
2020 | WV | FirstEnergy Rivesville | 3945 | RFCW | RFC West | BIT | 109.7
2020 | WV | Fort Martin Power Station | 3943 | RFCW | RFC West | BIT | 1152 |  | 5073932 | 50443730 | 654.0613 | 0.25781 | 0.025932 | EPA/NEI | 50443730 | 654.0613
2020 | WV | Gauley River Power Partners | 56333 | RFCW | RFC West | WAT | 80 |  | 147550 |  |  | 0 |  |  |  | 0
2020 | WV | Glen Ferris Hydro | 50010 | RFCW | RFC West | WAT | 6.2 |  | 19785.002 |  |  | 0 |  |  |  | 0
2020 | WV | Grant Town Power Plant | 10151 | RFCW | RFC West | WC | 95.7 | 1 | 617730 | 8121427.75 | 185.8734 | 0.6018 | 0.045774 | EPA/NEI | 8121427.75 | 185.8734
2020 | WV | Harrison Power Station | 3944 | RFCW | RFC West | RC | 2052 |  | 10879715 | 104654598 | 1457.038 | 0.26784 | 0.027845 | EPA/NEI | 104654598 | 1457.038
2020 | WV | Hawks Nest Hydro | 50011 | RFCW | RFC West | WAT | 102 |  | 545316 |  |  | 0 |  |  |  | 0
2020 | WV | John E Amos | 3935 | RFCW | RFC West | BIT | 2932.6 |  | 10450839 | 109028029.099 | 190.6257 | 0.03648 | 0.0034968 | EPA/NEI; Estimated using an emission factor | 109028029.099 | 190.6257
2020 | WV | Kammer | 3947 | RFCW | RFC West | BIT | 712.5
2020 | WV | Kanawha River | 3936 | RFCW | RFC West | BIT | 439.2
2020 | WV | Laurel Mountain Hybrid | 57447 | RFCW | RFC West | WND | 113.6 |  | 225596 | 0 |  | 0 |  |  | 0 | 0
2020 | WV | London | 6560 | RFCW | RFC West | WAT | 14.4 |  | 68010 |  |  | 0 |  |  |  | 0
2020 | WV | Longview Power | 56671 | RFCW | RFC West | BIT | 807.5 |  | 4949857 | 46366752 | 246.5117 | 0.099604 | 0.010633 | EPA/NEI | 46366752 | 246.5117
2020 | WV | Marmet | 6561 | RFCW | RFC West | WAT | 14.4 |  | 75407.001 |  |  | 0 |  |  |  | 0
2020 | WV | Millville Hydro Station | 6546 | RFCW | RFC West | WAT | 2.8 |  | 11005.999 |  |  | 0 |  |  |  | 0
2020 | WV | Mitchell (WV) | 3948 | RFCW | RFC West | BIT | 1632.6 |  | 3611720 | 39052566.699 | 57.6982 | 0.031951 | 0.0029549 | EPA/NEI; Estimated using an emission factor | 39052566.699 | 57.6982
2020 | WV | Morgantown Energy Facility | 10743 | RFCW | RFC West | NG | 68.9 | 0 | 0 | 0 | 0 |  |  | EPA/NEI | 744541.094 | 15.6954
2020 | WV | Morgantown L&D Hydroelectric Project | 62387 | RFCW | RFC West | WAT | 5
2020 | WV | Moundsville Power | 59720 | RFCW | RFC West | NG | 712.6
2020 | WV | Mount Storm Power Station | 3954 | SRVC | SERC Virginia/Carolina | BIT | 1680.9 |  | 4714228 | 50102368 | 673.0109 | 0.28552 | 0.026865 | EPA/NEI | 50102368 | 673.0109
2020 | WV | Mountaineer (1301) | 6264 | RFCW | RFC West | BIT | 1300 |  | 5275013 | 53620442.301 | 42.9392 | 0.01628 | 0.0016016 | EPA/NEI; Estimated using an emission factor | 53620442.301 | 42.9392
2020 | WV | Mountaineer Wind Energy Center | 55986 | RFCW | RFC West | WND | 66 |  | 133768 |  |  | 0 |  |  |  | 0
2020 | WV | NedPower Mount Storm | 56495 | SRVC | SERC Virginia/Carolina | WND | 264 |  | 652961 |  |  | 0 |  |  |  | 0
2020 | WV | New Creek Wind | 60132 | SRVC | SERC Virginia/Carolina | WND | 103 |  | 323582 |  |  | 0 |  |  |  | 0
2020 | WV | New Martinsville Hannibal Hydro | 50036 | RFCW | RFC West | WAT | 37.4 |  | 185596 |  |  | 0 |  |  |  | 0
2020 | WV | New River Clean Energy | 63246 | RFCW | RFC West | LFG | 3.2 |  | 6457 | 29111 | 0.21397 | 0.066274 | 0.0147 | Estimated using an emission factor | 29111 | 0.21397
2020 | WV | North Branch (WV) | 7537 | SRVC | SERC Virginia/Carolina | WC | 80
2020 | WV | Opekiska L&D Hydroelectric Project | 62386 | RFCW | RFC West | WAT | 6
2020 | WV | Philip Sporn | 3938 | RFCW | RFC West | BIT | 1105.5
2020 | WV | Pinnacle Wind Force LLC | 57595 | RFCW | RFC West | WND | 55.2 |  | 169073 |  |  | 0 |  |  |  | 0
2020 | WV | Pleasants Energy, LLC | 55349 | RFCW | RFC West | NG | 344 |  | 1654508 | 17086432.5 | 41.7491 | 0.050467 | 0.0048868 | EPA/NEI | 17086432.5 | 41.7491
2020 | WV | Pleasants Power Station | 6004 | RFCW | RFC West | RC | 1368 |  | 4882214 | 51133698 | 824.3582 | 0.3377 | 0.032243 | EPA/NEI | 51133698 | 824.3582
2020 | WV | Tygart Hydropower | 64171 | RFCW | RFC West | WAT | 30
2020 | WV | Willow Island Hydroelectric Plant | 57401 | RFCW | RFC West | WAT | 44 |  | 207450 |  |  | 0 |  |  |  | 0
2020 | WV | Willow Island Power Station | 3946 | RFCW | RFC West | BIT | 213.2
2020 | WV | Winfield | 6562 | RFCW | RFC West | WAT | 24.5 |  | 101754 |  |  | 0 |  |  |  | 0
2020 | WY | Alcova | 6409 | RMPA | WECC Rockies | WAT | 41.4 |  | 139103 |  |  | 0 |  |  |  | 0
2020 | WY | Arvada | 8028 | RMPA | WECC Rockies | NG | 22.5 |  | 624 | 11199 | 0.0055672 | 0.017844 | 0.00099423 | NEI avg EF - PM, fuel type, firing type | 11199 | 0.0055672
2020 | WY | Barber Creek | 8030 | RMPA | WECC Rockies | NG | 22.5 |  | 750.999 | 13472.001 | 0.0066971 | 0.017835 | 0.00099423 | NEI avg EF - PM, fuel type, firing type | 13472.001 | 0.0066971
2020 | WY | Beaver Creek Gas Plant | 55278 | RMPA | WECC Rockies | NG | 5.9 | 0.33892 | 26358 | 160078.424 | 0.079577 | 0.0060382 | 0.00099423 | EPA/NEI; Estimated using an emission factor | 472313 | 0.23479
2020 | WY | Big Sand Draw Plant | 60130 | RMPA | WECC Rockies | NG | 8 |  | 27254 | 284881.992 | 0.06011 | 0.0044111 | 0.000422 | Estimated using an emission factor | 284881.992 | 0.06011
2020 | WY | Boswell Wind I | 61393 | NWPP | WECC Northwest | WND | 80
2020 | WY | Boswell Wind II | 61394 | NWPP | WECC Northwest | WND | 80
2020 | WY | Boswell Wind III | 61395 | NWPP | WECC Northwest | WND | 80
2020 | WY | Boswell Wind IV | 61396 | NWPP | WECC Northwest | WND | 80
2020 | WY | Boysen | 505 | RMPA | WECC Rockies | WAT | 15 |  | 66023 |  |  | 0 |  |  |  | 0
2020 | WY | Buffalo Bill | 7317 | RMPA | WECC Rockies | WAT | 18 |  | 75318 |  |  | 0 |  |  |  | 0
2020 | WY | Campbell Hill Windpower | 57090 | NWPP | WECC Northwest | WND | 99 |  | 328719 |  |  | 0 |  |  |  | 0
2020 | WY | Casper Wind Farm | 57093 | NWPP | WECC Northwest | WND | 17 |  | 20687 |  |  | 0 |  |  |  | 0
2020 | WY | Cedar Springs I | 63914 | NWPP | WECC Northwest | WND | 200 |  | 146407 |  |  | 0 |  |  |  | 0
2020 | WY | Cedar Springs II | 63915 | NWPP | WECC Northwest | WND | 200 |  | 116063 |  |  | 0 |  |  |  | 0
2020 | WY | Cedar Springs III | 63916 | NWPP | WECC Northwest | WND | 133 |  | 46215 |  |  | 0 |  |  |  | 0
2020 | WY | Cheyenne Prairie Generating Station | 57703 | RMPA | WECC Rockies | NG | 220 |  | 354297.999 | 2791108.688 | 5.4928 | 0.031007 | 0.003936 | EPA/NEI | 2791108.688 | 5.4928
2020 | WY | Chokecherry and Sierra Madre Wind | 58987 | NWPP | WECC Northwest | WND | 3000
2020 | WY | Corriedale Wind Energy | 63436 | RMPA | WECC Rockies | WND | 52.5 |  | 37079 |  |  | 0 |  |  |  | 0
2020 | WY | Dave Johnston | 4158 | NWPP | WECC Northwest | RC | 922.2 |  | 4325604 | 51464144 | 213.3 | 0.098622 | 0.0082893 | EPA/NEI | 51464144 | 213.3
2020 | WY | Dry Fork Station | 56609 | MROW | MRO West | SUB | 483.7 |  | 3205370 | 34473080 | 1.018 | 0.00063516 | 5.9058e-05 | EPA/NEI | 34473080 | 1.018
2020 | WY | Dunlap | 57299 | NWPP | WECC Northwest | WND | 111 |  | 388242 |  |  | 0 |  |  |  | 0
2020 | WY | Ekola Flats | 62591 | NWPP | WECC Northwest | WND | 250.9 |  | 65569 |  |  | 0 |  |  |  | 0
2020 | WY | Elk Basin Gasoline Plant | 52127 | NWPP | WECC Northwest | OG | 2.5 | 0.088413 | 9238.28 | 51635.57 | 0.31393 | 0.067963 | 0.012159 | EPA/NEI; Estimated using an emission factor | 584027 | 3.5507
2020 | WY | Fontenelle | 4185 | RMPA | WECC Rockies | WAT | 10 |  | 64801 |  |  | 0 |  |  |  | 0
2020 | WY | Foote Creek I | 55607 | NWPP | WECC Northwest | WND | 41.4 |  | 49196 |  |  | 0 |  |  |  | 0
2020 | WY | Foote Creek II | 55608 | NWPP | WECC Northwest | WND | 1.8 |  | 0
2020 | WY | Foote Creek III | 55609 | NWPP | WECC Northwest | WND | 24.8 |  | 0
2020 | WY | Foote Creek IV | 55610 | NWPP | WECC Northwest | WND | 16.8 |  | 38219 |  |  | 0 |  |  |  | 0
2020 | WY | Fremont Canyon | 4176 | RMPA | WECC Rockies | WAT | 66.8 |  | 236244 |  |  | 0 |  |  |  | 0
2020 | WY | Garland Canal Power Plant | 57551 | NWPP | WECC Northwest | WAT | 2.9 |  | 10135 |  |  | 0 |  |  |  | 0
2020 | WY | General Chemical | 54318 | NWPP | WECC Northwest | BIT | 30 | 0.1094 | 209505 | 1172959.462 | 7.4843 | 0.071447 | 0.012761 | NEI avg EF - PM, fuel type | 10721785.5 | 68.412
2020 | WY | Genesis Alkali | 57915 | NWPP | WECC Northwest | SUB | 41 | 0.093771 | 212641 | 1182268.95 | 5.0867 | 0.047843 | 0.008605 | NEI avg EF - PM, fuel type | 12608097.875 | 54.2464
2020 | WY | Glendo | 4177 | RMPA | WECC Rockies | WAT | 38 |  | 106628 |  |  | 0 |  |  |  | 0
2020 | WY | Glenrock | 56841 | NWPP | WECC Northwest | WND | 165.6 |  | 557397 |  |  | 0 |  |  |  | 0
2020 | WY | Guernsey | 4178 | RMPA | WECC Rockies | WAT | 6.4 |  | 20572 |  |  | 0 |  |  |  | 0
2020 | WY | Happy Jack Windpower Project | 56960 | RMPA | WECC Rockies | WND | 29.4 |  | 86605 |  |  | 0 |  |  |  | 0
2020 | WY | Hartzog | 8026 | RMPA | WECC Rockies | NG | 22.5 |  | 615.999 | 11058.999 | 0.0054976 | 0.017849 | 0.00099423 | NEI avg EF - PM, fuel type, firing type | 11058.999 | 0.0054976
2020 | WY | Heart Mountain | 6408 | RMPA | WECC Rockies | WAT | 5 |  | 21146 |  |  | 0 |  |  |  | 0
2020 | WY | High Plains | 57040 | NWPP | WECC Northwest | WND | 122.1 |  | 358815 |  |  | 0 |  |  |  | 0
2020 | WY | Jim Bridger | 8066 | NWPP | WECC Northwest | SUB | 2441.9 |  | 10458575 | 117039764 | 766.52 | 0.14658 | 0.013098 | EPA/NEI | 117039764 | 766.52
2020 | WY | Kortes | 4180 | RMPA | WECC Rockies | WAT | 36 |  | 157454.001 |  |  | 0 |  |  |  | 0
2020 | WY | Lake (WY) | 7039 | NWPP | WECC Northwest | DFO | 2.7 |  | 100 | 1335 | 0.20692 | 4.1385 | 0.31 | Estimated using an emission factor | 1335 | 0.20692
2020 | WY | Laramie River | 6204 | MROW | MRO West | RC | 1710 |  | 8017342 | 97548346 | 76.1825 | 0.019004 | 0.0015619 | EPA/NEI | 97548346 | 76.1825
2020 | WY | McFadden Ridge | 57039 | NWPP | WECC Northwest | WND | 35.2 |  | 109272 |  |  | 0 |  |  |  | 0
2020 | WY | Medicine Bow | 692 | RMPA | WECC Rockies | WND | 10.2 |  | 16121 |  |  | 0 |  |  |  | 0
2020 | WY | Mountain Wind Power II LLC | 56753 | NWPP | WECC Northwest | WND | 80 |  | 156303 |  |  | 0 |  |  |  | 0
2020 | WY | Mountain Wind Power LLC | 56752 | NWPP | WECC Northwest | WND | 61 |  | 110374 |  |  | 0 |  |  |  | 0
2020 | WY | Naughton | 4162 | NWPP | WECC Northwest | SUB | 832 |  | 2659033 | 30338463 | 92.2 | 0.069349 | 0.0060781 | EPA/NEI | 30338463 | 92.2
2020 | WY | Neil Simpson | 4150 | RMPA | WECC Rockies | SUB | 21.7
2020 | WY | Neil Simpson II | 7504 | RMPA | WECC Rockies | SUB | 130 |  | 725176 | 9468885.5 | 54.0308 | 0.14901 | 0.011412 | EPA/NEI | 9468885.5 | 54.0308
2020 | WY | Neil Simpson II (CT2) | 55477 | RMPA | WECC Rockies | NG | 40 |  | 15983 | 168852.656 | 1.8029 | 0.2256 | 0.021355 | EPA/NEI | 168852.656 | 1.8029
2020 | WY | Old Faithful | 2196 | NWPP | WECC Northwest | DFO | 2 |  | 85 | 1299 | 0.20134 | 4.7375 | 0.31 | Estimated using an emission factor | 1299 | 0.20134
2020 | WY | Osage (WY) | 4151 | RMPA | WECC Rockies | SUB | 34.5
2020 | WY | Pilot Butte | 674 | RMPA | WECC Rockies | WAT | 1.6
2020 | WY | Pioneer Wind Park, LLC | 60259 | NWPP | WECC Northwest | WND | 80 |  | 292235 |  |  | 0 |  |  |  | 0
2020 | WY | Rail Tie Wind | 64847 | RMPA | WECC Rockies | WND | 504
2020 | WY | Rock River I LLC | 55740 | NWPP | WECC Northwest | WND | 50 |  | 151174 |  |  | 0 |  |  |  | 0
2020 | WY | Rolling Hills | 56842 | NWPP | WECC Northwest | WND | 115.8 |  | 363221 |  |  | 0 |  |  |  | 0
2020 | WY | Roundhouse Wind Energy Project | 63133 | RMPA | WECC Rockies | WND | 226 |  | 513347 |  |  | 0 |  |  |  | 0
2020 | WY | Seminoe | 4182 | RMPA | WECC Rockies | WAT | 51.6 |  | 135653.001 |  |  | 0 |  |  |  | 0
2020 | WY | Seven Mile Hill | 56843 | NWPP | WECC Northwest | WND | 146.2 |  | 518652 |  |  | 0 |  |  |  | 0
2020 | WY | Shoshone (WY) | 4183 | RMPA | WECC Rockies | WAT | 3 |  | 18885 |  |  | 0 |  |  |  | 0
2020 | WY | Shute Creek Facility | 56312 | NWPP | WECC Northwest | NG | 144 | 0.5228 | 913949.001 | 5624874.49 | 2.7962 | 0.006119 | 0.00099423 | NEI avg EF - PM, fuel type, firing type | 10759206.75 | 5.3486
2020 | WY | Silver Sage Windpower | 57091 | RMPA | WECC Rockies | WND | 42 |  | 125813 |  |  | 0 |  |  |  | 0
2020 | WY | Simplot Phosphates | 54472 | NWPP | WECC Northwest | OTH | 11.5 | 0.16729 | 83387.8 | 452042.867 | 0.18337 | 0.004398 | 0.00081129 | EPA/NEI; Estimated using an emission factor | 2702119.195 | 1.0961
2020 | WY | Sinclair Oil Refinery | 54374 | NWPP | WECC Northwest | OG | 8.4 | 0.019362 | 11814.57 | 68567.022 | 0.51939 | 0.087924 | 0.01515 | EPA/NEI; Estimated using an emission factor | 3541251 | 26.8255
2020 | WY | Spirit Mountain | 7541 | RMPA | WECC Rockies | WAT | 4.5 |  | 16419 |  |  | 0 |  |  |  | 0
2020 | WY | Strawberry Creek | 6393 | NWPP | WECC Northwest | WAT | 1.5 |  | 10128.999 |  |  | 0 |  |  |  | 0
2020 | WY | Sweetwater Solar | 61369 | NWPP | WECC Northwest | SUN | 92 |  | 165364 |  |  | 0 |  |  |  | 0
2020 | WY | Swift Creek | 6394 | NWPP | WECC Northwest | WAT | 2.5 |  | 7488.001 |  |  | 0 |  |  |  | 0
2020 | WY | TB Flats | 62516 | NWPP | WECC Northwest | WND | 503.2
2020 | WY | Top of the World Windpower Project | 57327 | NWPP | WECC Northwest | WND | 200 |  | 539770 |  |  | 0 |  |  |  | 0
2020 | WY | TransAlta Wyoming Wind | 56093 | NWPP | WECC Northwest | WND | 144 |  | 377140 |  |  | 0 |  |  |  | 0
2020 | WY | Two Rivers Wind Facility | 63972 | NWPP | WECC Northwest | WND | 290
2020 | WY | Western Sugar Coop - Torrington | 57967 | RMPA | WECC Rockies | NG | 2
2020 | WY | Wygen I | 55479 | RMPA | WECC Rockies | SUB | 90 |  | 699014 | 8761069 | 90.409 | 0.25868 | 0.020639 | EPA/NEI | 8761069 | 90.409
2020 | WY | Wygen II | 56319 | RMPA | WECC Rockies | SUB | 95 |  | 716789 | 8916959 | 94.532 | 0.26377 | 0.021203 | EPA/NEI | 8916959 | 94.532
2020 | WY | Wygen III | 56596 | RMPA | WECC Rockies | SUB | 116 |  | 843013 | 9668216 | 105.39 | 0.25003 | 0.021801 | EPA/NEI | 9668216 | 105.39
2020 | WY | Wyodak | 6101 | NWPP | WECC Northwest | SUB | 402.3 |  | 1730472 | 22292804 | 123.71 | 0.14298 | 0.011099 | EPA/NEI | 22292804 | 123.71

## 2020 PM State-level Data
Data year | Plant state abbreviation | State annual net generation (MWh) | State annual PM2.5 emissions (tons) | State annual PM2.5 total output emission rate (lb/MWh)
YEAR | PSTATABB | STNGENAN | STPM25AN | STPM25RTA
2020 | AK | 6156046.989 | 1171.4929 | 0.3806
2020 | AL | 136842032.304 | 1485.8901 | 0.021717
2020 | AR | 54641258.916 | 1958.8792 | 0.0717
2020 | AZ | 109305056.86 | 2034.1535 | 0.03722
2020 | CA | 192954153.405 | 2018.2066 | 0.020919
2020 | CO | 53792186.81 | 485.448 | 0.018049
2020 | CT | 41190572.136 | 283.4436 | 0.013763
2020 | DC | 174521.001 | 7.1703 | 0.082171
2020 | DE | 5205372.001 | 166.0786 | 0.06381
2020 | FL | 250780435.174 | 8394.8335 | 0.06695
2020 | GA | 119593376.135 | 1901.9719 | 0.031807
2020 | HI | 9069239.997 | 2891.6756 | 0.63769
2020 | IA | 59636671.813 | 915.5598 | 0.030705
2020 | ID | 17674572.412 | 130.9742 | 0.014821
2020 | IL | 173337706.25 | 1579.1711 | 0.018221
2020 | IN | 90072288.007 | 5663.0671 | 0.12574
2020 | KS | 54541831.47 | 988.7403 | 0.036256
2020 | KY | 63513834.15 | 2422.0112 | 0.076267
2020 | LA | 100554704.576 | 1936.0884 | 0.038508
2020 | MA | 18195165.072 | 1090.024 | 0.11981
2020 | MD | 35998332.922 | 549.6717 | 0.030539
2020 | ME | 10001870.147 | 430.0977 | 0.086003
2020 | MI | 106624721.023 | 3250.4851 | 0.060971
2020 | MN | 56500626.797 | 868.5495 | 0.030745
2020 | MO | 71871122.027 | 3440.5468 | 0.095742
2020 | MS | 66499288.151 | 1738.0282 | 0.052272
2020 | MT | 23353290.001 | 1067.0442 | 0.091383
2020 | NC | 124334264.838 | 3078.4322 | 0.049519
2020 | ND | 42176424.004 | 2523.1936 | 0.11965
2020 | NE | 36756238.998 | 584.8235 | 0.031822
2020 | NH | 16340973.012 | 106.9287 | 0.013087
2020 | NJ | 61106458.407 | 913.2218 | 0.02989
2020 | NM | 34005838.999 | 1423.9293 | 0.083746
2020 | NV | 40335219.989 | 810.5419 | 0.04019
2020 | NY | 129411955.194 | 2449.1235 | 0.03785
2020 | OH | 120992732.718 | 4714.6558 | 0.077933
2020 | OK | 82297831.402 | 1507.8347 | 0.036643
2020 | OR | 63624781.93 | 696.8727 | 0.021906
2020 | PA | 230134952.99 | 5215.5802 | 0.045326
2020 | PR | 18215877.993 | 812.4695 | 0.089205
2020 | RI | 8893740.309 | 318.5248 | 0.071629
2020 | SC | 98528796.629 | 1783.283 | 0.036198
2020 | SD | 14146525.855 | 22.9604 | 0.0032461
2020 | TN | 80566010.004 | 1954.8028 | 0.048527
2020 | TX | 473366236.705 | 9992.9235 | 0.042221
2020 | UT | 37087308.992 | 2014.7322 | 0.10865
2020 | VA | 102799855.681 | 2000.9432 | 0.038929
2020 | VT | 2154917.77 | 7.5523 | 0.0070094
2020 | WA | 116079174.179 | 894.4375 | 0.015411
2020 | WI | 61440537.516 | 816.9801 | 0.026594
2020 | WV | 56661533.092 | 4404.8492 | 0.15548
2020 | WY | 42010989.65 | 1641.5376 | 0.078148

## 2020 Subregion Rates
Data Year | eGRID subregion acronym | eGRID subregion name | Subregion annual net generation (MWh) | PM2.5 Emissions (tons) | PM2.5 Total Output Emission rate (lb/MWh)
YEAR | SUBRGN | SRNAME | SRNGENAN | SRPM25AN | SRPM25RTA
2020 | AKGD | ASCC Alaska Grid | 4659917 | 583 | 0.25
2020 | AKMS | ASCC Miscellaneous | 1496130 | 589 | 0.7873
2020 | AZNM | WECC Southwest | 165394893 | 4029 | 0.0487
2020 | CAMX | WECC California | 196129978 | 2778 | 0.0283
2020 | ERCT | ERCOT All | 414911396 | 8743 | 0.0421
2020 | FRCC | FRCC All | 241403268 | 8073 | 0.0669
2020 | HIMS | HICC Miscellaneous | 2450535 | 1123 | 0.9167
2020 | HIOA | HICC Oahu | 6618705 | 1768 | 0.5344
2020 | MROE | MRO East | 20714885 | 430 | 0.0416
2020 | MROW | MRO West | 227120021 | 5106 | 0.045
2020 | NEWE | NPCC New England | 96795891 | 2237 | 0.0462
2020 | NWPP | WECC Northwest | 286004986 | 5403 | 0.0378
2020 | NYCW | NPCC NYC/Westchester | 39727442 | 1224 | 0.0616
2020 | NYLI | NPCC Long Island | 10559287 | 658 | 0.1246
2020 | NYUP | NPCC Upstate NY | 84654342 | 713 | 0.0168
2020 | PRMS | Puerto Rico Miscellaneous | 18215878 | 812 | 0.0892
2020 | RFCE | RFC East | 283765353 | 5741 | 0.0405
2020 | RFCM | RFC Michigan | 85325787 | 3212 | 0.0753
2020 | RFCW | RFC West | 496410171 | 16449 | 0.0663
2020 | RMPA | WECC Rockies | 64065081 | 838 | 0.0261
2020 | SPNO | SPP North | 70017393 | 1243 | 0.0355
2020 | SPSO | SPP South | 152288973 | 3389 | 0.0445
2020 | SRMV | SERC Mississippi Valley | 159992962 | 3940 | 0.0492
2020 | SRMW | SERC Midwest | 108641153 | 3798 | 0.0699
2020 | SRSO | SERC South | 246150586 | 4128 | 0.0335
2020 | SRTV | SERC Tennessee Valley | 211540764 | 5227 | 0.0494
2020 | SRVC | SERC Virginia/Carolina | 326493675 | 7328 | 0.0449
2020 | U.S. |  | 4021549452 | 99562 | 0.0495

## 2021 PM Unit-level Data
Data Year | Plant state abbreviation | Plant name | DOE/EIA ORIS plant or facility code | Unit ID | Prime Mover | Unit Operational Status | Unit bottom and firing type | Unit primary fuel | Unit operating hours | Unit unadjusted annual heat input (MMBtu) | Unit unadjusted annual PM2.5 emissions (tons) | Unit annual PM2.5 emission rate (lb/MMBtu) | Unit unadjusted annual heat input source | Unit unadjusted annual PM2.5 emissions source | Unit year on-line
YEAR | PSTATABB | PNAME | ORISPL | UNITID | PRMVR | UNTOPST | BOTFIRTY | FUELU1 | HRSOP | HTIAN | PM25AN | PM25RT | HTIANSRC | PM25SRC | UNTYRONL
2021 | AK | Sand Point | 1 | 1 | IC | SB | NA | DFO |  | 10647 | 1.6503 | 0.31 | EIA Prime Mover-level Data | Estimated using an emission factor
2021 | AK | Sand Point | 1 | 2 | IC | OP | NA | DFO |  | 10647 | 1.6503 | 0.31 | EIA Prime Mover-level Data | Estimated using an emission factor
2021 | AK | Sand Point | 1 | 3 | IC | OP | NA | DFO |  | 5915 | 0.91683 | 0.31 | EIA Prime Mover-level Data | Estimated using an emission factor
2021 | AK | Sand Point | 1 | 5 | IC | OS | NA | DFO |  | 8281 | 1.2836 | 0.31 | EIA Prime Mover-level Data | Estimated using an emission factor
2021 | AK | Sand Point | 1 | WT1 | WT | OS | NA | WND |  | 592 |  |  | EIA Prime Mover-level Data
2021 | AK | Sand Point | 1 | WT2 | WT | OA | NA | WND |  | 592 |  |  | EIA Prime Mover-level Data
2021 | AL | Bankhead Dam | 2 | 1 | HY | OP | NA | WAT |  | 1905189 |  |  | EIA Prime Mover-level Data
2021 | AL | Barry | 3 | 1 | ST | OP | TANGENTIAL | NG | 0 |  | 0 |  |  | EPA/NEI | 1954
2021 | AL | Barry | 3 | 2 | ST | OP | TANGENTIAL | NG | 57 | 14475.35 | 0.05 | 0.0069083 | EPA/CAMD | EPA/NEI | 1954
2021 | AL | Barry | 3 | 4 | ST | OP | TANGENTIAL | BIT | 3806 | 7288859.725 | 32 | 0.0087805 | EPA/CAMD | EPA/NEI | 1969
2021 | AL | Barry | 3 | 5 | ST | OP | TANGENTIAL | BIT | 6081 | 33444864.425 | 39 | 0.0023322 | EPA/CAMD | EPA/NEI | 1971
2021 | AL | Barry | 3 | 6A | CT | OP | CC | NG | 7152 | 12662304.95 | 50.66 | 0.0080017 | EPA/CAMD | EPA/NEI | 2000
2021 | AL | Barry | 3 | 6B | CT | OP | CC | NG | 7376 | 13462746.075 | 51.46 | 0.0076448 | EPA/CAMD | EPA/NEI | 2000
2021 | AL | Barry | 3 | 7A | CT | OP | CC | NG | 8260 | 15479789.6 | 91.22 | 0.011786 | EPA/CAMD | EPA/NEI | 2001
2021 | AL | Barry | 3 | 7B | CT | OP | CC | NG | 8298 | 15560708.875 | 62.56 | 0.0080408 | EPA/CAMD | EPA/NEI | 2001
2021 | AL | Walter Bouldin Dam | 4 | 1 | HY | OP | NA | WAT |  | 1155879.667 |  |  | EIA Prime Mover-level Data
2021 | AL | Walter Bouldin Dam | 4 | 2 | HY | OP | NA | WAT |  | 1155879.667 |  |  | EIA Prime Mover-level Data
2021 | AL | Walter Bouldin Dam | 4 | 3 | HY | OP | NA | WAT |  | 1155879.667 |  |  | EIA Prime Mover-level Data
2021 | AL | Gadsden | 7 | 1 | ST | OP | TANGENTIAL | NG | 0 |  | 0 |  |  | EPA/NEI | 1949
2021 | AL | Gadsden | 7 | 2 | ST | OP | TANGENTIAL | NG | 0 |  | 0 |  |  | EPA/NEI | 1949
2021 | TX | Copper Station | 9 | CTG-1 | GT | OP | CT | NG | 1143 | 567476.404 | 1.8727 | 0.0066001 | EPA/CAMD | EPA/NEI | 1980
2021 | AL | Greene County | 10 | 1 | ST | OP | CELL | NG | 5527 | 4414735.1 | 16.59 | 0.0075157 | EPA/CAMD | EPA/NEI | 1965
2021 | AL | Greene County | 10 | 2 | ST | OP | WALL | NG | 3951 | 3072540.225 | 11.52 | 0.0074987 | EPA/CAMD | EPA/NEI | 1966
2021 | AL | Greene County | 10 | CT10 | GT | OP | CT | NG | 189 | 109338.175 | 0.1094 | 0.0020011 | EPA/CAMD | EPA/NEI | 1996
2021 | AL | Greene County | 10 | CT2 | GT | OP | CT | NG | 296 | 187988.4 | 0.15316 | 0.0016295 | EPA/CAMD | EPA/NEI | 1996
2021 | AL | Greene County | 10 | CT3 | GT | OP | CT | NG | 302 | 183147.375 | 0.19692 | 0.0021504 | EPA/CAMD | EPA/NEI | 1995
2021 | AL | Greene County | 10 | CT4 | GT | OP | CT | NG | 195 | 118981.1 | 0.1094 | 0.0018389 | EPA/CAMD | EPA/NEI | 1995
2021 | AL | Greene County | 10 | CT5 | GT | OP | CT | NG | 241 | 137022.975 | 0.1094 | 0.0015968 | EPA/CAMD | EPA/NEI | 1995
2021 | AL | Greene County | 10 | CT6 | GT | OP | CT | NG | 40 | 24127.95 | 0.02188 | 0.0018137 | EPA/CAMD | EPA/NEI | 1995
2021 | AL | Greene County | 10 | CT7 | GT | OP | CT | NG | 101 | 58810.85 | 0.08752 | 0.0029763 | EPA/CAMD | EPA/NEI | 1995
2021 | AL | Greene County | 10 | CT8 | GT | OP | CT | NG | 98 | 59666.975 | 0.08752 | 0.0029336 | EPA/CAMD | EPA/NEI | 1996
2021 | AL | Greene County | 10 | CT9 | GT | OP | CT | NG | 33 | 16854.05 | 0.02188 | 0.0025964 | EPA/CAMD | EPA/NEI | 1996
2021 | AL | H Neely Henry Dam | 11 | 1 | HY | OP | NA | WAT |  | 760442 |  |  | EIA Prime Mover-level Data
2021 | AL | H Neely Henry Dam | 11 | 2 | HY | OP | NA | WAT |  | 760442 |  |  | EIA Prime Mover-level Data
2021 | AL | H Neely Henry Dam | 11 | 3 | HY | OP | NA | WAT |  | 760442 |  |  | EIA Prime Mover-level Data
2021 | AL | Holt Dam | 12 | 1 | HY | OP | NA | WAT |  | 1927985 |  |  | EIA Prime Mover-level Data
2021 | AL | Jordan Dam | 13 | 1 | HY | OP | NA | WAT |  | 1261392 |  |  | EIA Prime Mover-level Data
2021 | AL | Jordan Dam | 13 | 2 | HY | OP | NA | WAT |  | 1261392 |  |  | EIA Prime Mover-level Data
2021 | AL | Jordan Dam | 13 | 3 | HY | OP | NA | WAT |  | 1261392 |  |  | EIA Prime Mover-level Data
2021 | AL | Jordan Dam | 13 | 4 | HY | OP | NA | WAT |  | 1261392 |  |  | EIA Prime Mover-level Data
2021 | AL | Logan Martin Dam | 14 | 1 | HY | OP | NA | WAT |  | 1351125 |  |  | EIA Prime Mover-level Data
2021 | AL | Logan Martin Dam | 14 | 2 | HY | OP | NA | WAT |  | 1351125 |  |  | EIA Prime Mover-level Data
2021 | AL | Logan Martin Dam | 14 | 3 | HY | OP | NA | WAT |  | 1351125 |  |  | EIA Prime Mover-level Data
2021 | AL | Lay Dam | 15 | 1 | HY | OP | NA | WAT |  | 1060813.833 |  |  | EIA Prime Mover-level Data
2021 | AL | Lay Dam | 15 | 2 | HY | OP | NA | WAT |  | 1060813.833 |  |  | EIA Prime Mover-level Data
2021 | AL | Lay Dam | 15 | 3 | HY | OP | NA | WAT |  | 1060813.833 |  |  | EIA Prime Mover-level Data
2021 | AL | Lay Dam | 15 | 4 | HY | OP | NA | WAT |  | 1060813.833 |  |  | EIA Prime Mover-level Data
2021 | AL | Lay Dam | 15 | 5 | HY | OP | NA | WAT |  | 1060813.833 |  |  | EIA Prime Mover-level Data
2021 | AL | Lay Dam | 15 | 6 | HY | OP | NA | WAT |  | 1060813.833 |  |  | EIA Prime Mover-level Data
2021 | AL | Martin Dam | 16 | 1 | HY | OP | NA | WAT |  | 829902.3 |  |  | EIA Prime Mover-level Data
2021 | AL | Martin Dam | 16 | 2 | HY | OP | NA | WAT |  | 829902.3 |  |  | EIA Prime Mover-level Data
2021 | AL | Martin Dam | 16 | 3 | HY | OP | NA | WAT |  | 829902.3 |  |  | EIA Prime Mover-level Data
2021 | AL | Martin Dam | 16 | 4 | HY | OP | NA | WAT |  | 991915.1 |  |  | EIA Prime Mover-level Data
2021 | AL | Mitchell Dam | 17 | 4 | HY | OP | NA | WAT |  | 609465.882 |  |  | EIA Prime Mover-level Data
2021 | AL | Mitchell Dam | 17 | 5 | HY | OP | NA | WAT |  | 1523664.706 |  |  | EIA Prime Mover-level Data
2021 | AL | Mitchell Dam | 17 | 6 | HY | OP | NA | WAT |  | 1523664.706 |  |  | EIA Prime Mover-level Data
2021 | AL | Mitchell Dam | 17 | 7 | HY | OP | NA | WAT |  | 1523664.706 |  |  | EIA Prime Mover-level Data
2021 | AL | Lewis Smith Dam | 18 | 1 | HY | OP | NA | WAT |  | 1715060 |  |  | EIA Prime Mover-level Data
2021 | AL | Lewis Smith Dam | 18 | 2 | HY | OP | NA | WAT |  | 1715060 |  |  | EIA Prime Mover-level Data
2021 | AL | Thurlow Dam | 19 | 1 | HY | OP | NA | WAT |  | 1021144.747 |  |  | EIA Prime Mover-level Data
2021 | AL | Thurlow Dam | 19 | 2 | HY | OP | NA | WAT |  | 1021144.747 |  |  | EIA Prime Mover-level Data
2021 | AL | Thurlow Dam | 19 | 3 | HY | OP | NA | WAT |  | 252134.505 |  |  | EIA Prime Mover-level Data
2021 | AL | Weiss Dam | 20 | 1 | HY | OP | NA | WAT |  | 815958.333 |  |  | EIA Prime Mover-level Data
2021 | AL | Weiss Dam | 20 | 2 | HY | OP | NA | WAT |  | 815958.333 |  |  | EIA Prime Mover-level Data
2021 | AL | Weiss Dam | 20 | 3 | HY | OP | NA | WAT |  | 815958.333 |  |  | EIA Prime Mover-level Data
2021 | AL | Yates Dam | 21 | 1 | HY | OP | NA | WAT |  | 689933.554 |  |  | EIA Prime Mover-level Data
2021 | AL | Yates Dam | 21 | 2 | HY | OP | NA | WAT |  | 676405.446 |  |  | EIA Prime Mover-level Data
2021 | AL | E C Gaston | 26 | 1 | ST | OP | WALL | NG | 3133 | 2372720.4 | 8.21 | 0.0069203 | EPA/CAMD | EPA/NEI | 1960
2021 | AL | E C Gaston | 26 | 2 | ST | OP | WALL | NG | 3605 | 2802317 | 11.93 | 0.0085144 | EPA/CAMD | EPA/NEI | 1960
2021 | AL | E C Gaston | 26 | 3 | ST | OP | WALL | NG | 3694 | 3394546.1 | 12.16 | 0.0071644 | EPA/CAMD | EPA/NEI | 1960
2021 | AL | E C Gaston | 26 | 4 | ST | OP | WALL | NG | 2370 | 1910260.85 | 7.78 | 0.0081455 | EPA/CAMD | EPA/NEI | 1962
2021 | AL | E C Gaston | 26 | 5 | ST | OP | TANGENTIAL | BIT | 5531 | 39517761.325 | 45 | 0.0022775 | EPA/CAMD | EPA/NEI | 1974
2021 | MN | Madelia | 30 | 1 | IC | OP | NA | DFO |  | 51.754 | 0.0080219 | 0.31 | EIA Prime Mover-level Data | Estimated using an emission factor
2021 | MN | Madelia | 30 | 2 | IC | OP | NA | DFO |  | 33.39 | 0.0051754 | 0.31 | EIA Prime Mover-level Data | Estimated using an emission factor
2021 | MN | Madelia | 30 | 3 | IC | OP | NA | DFO |  | 18.364 | 0.0028464 | 0.31 | EIA Prime Mover-level Data | Estimated using an emission factor
2021 | MN | Madelia | 30 | 4 | IC | OP | NA | DFO |  | 71.788 | 0.011127 | 0.31 | EIA Prime Mover-level Data | Estimated using an emission factor
2021 | MN | Madelia | 30 | 5 | IC | OP | NA | DFO |  | 21.703 | 0.003364 | 0.31 | EIA Prime Mover-level Data | Estimated using an emission factor
2021 | CA | Rollins | 34 | 1P | HY | OP | NA | WAT |  | 286717 |  |  | EIA Prime Mover-level Data
2021 | AL | Millers Ferry | 38 | 1 | HY | OP | NA | WAT |  | 1263608.333 |  |  | EIA Prime Mover-level Data
2021 | AL | Millers Ferry | 38 | 2 | HY | OP | NA | WAT |  | 1263608.333 |  |  | EIA Prime Mover-level Data
2021 | AL | Millers Ferry | 38 | 3 | HY | OP | NA | WAT |  | 1263608.333 |  |  | EIA Prime Mover-level Data
2021 | AL | Browns Ferry | 46 | 1 | ST | OP | NA | NUC |  | 0 |  |  | EIA Prime Mover-level Data
2021 | AL | Browns Ferry | 46 | 2 | ST | OP | NA | NUC |  | 0 |  |  | EIA Prime Mover-level Data
2021 | AL | Browns Ferry | 46 | 3 | ST | OP | NA | NUC |  | 0 |  |  | EIA Prime Mover-level Data
2021 | AL | Colbert | 47 | CCT1 | GT | OP | CT | NG | 38 | 18578.7 | 0.1205 | 0.012972 | EPA/CAMD | EPA/NEI | 1972
2021 | AL | Colbert | 47 | CCT2 | GT | OP | CT | NG | 36 | 18289.9 | 0.1187 | 0.01298 | EPA/CAMD | EPA/NEI | 1972
2021 | AL | Colbert | 47 | CCT3 | GT | OP | CT | NG | 58 | 26795.4 | 0.1738 | 0.012972 | EPA/CAMD | EPA/NEI | 1972
2021 | AL | Colbert | 47 | CCT4 | GT | OP | CT | NG | 46 | 19398 | 0.1259 | 0.012981 | EPA/CAMD | EPA/NEI | 1972
2021 | AL | Colbert | 47 | CCT5 | GT | OP | CT | NG | 44 | 23630.6 | 0.1533 | 0.012975 | EPA/CAMD | EPA/NEI | 1972
2021 | AL | Colbert | 47 | CCT6 | GT | OP | CT | NG | 82 | 54598.2 | 0.3542 | 0.012975 | EPA/CAMD | EPA/NEI | 1972
2021 | AL | Colbert | 47 | CCT7 | GT | OP | CT | NG | 83 | 55309.3 | 0.3588 | 0.012974 | EPA/CAMD | EPA/NEI | 1972
2021 | AL | Colbert | 47 | CCT8 | GT | OP | CT | NG | 82 | 53156.3 | 0.3449 | 0.012977 | EPA/CAMD | EPA/NEI | 1972
2021 | AL | Guntersville | 48 | 1 | HY | OP | NA | WAT |  | 1324944.25 |  |  | EIA Prime Mover-level Data
2021 | AL | Guntersville | 48 | 2 | HY | OP | NA | WAT |  | 1324944.25 |  |  | EIA Prime Mover-level Data
2021 | AL | Guntersville | 48 | 3 | HY | OP | NA | WAT |  | 1324944.25 |  |  | EIA Prime Mover-level Data
2021 | AL | Guntersville | 48 | 4 | HY | OP | NA | WAT |  | 1324944.25 |  |  | EIA Prime Mover-level Data
2021 | AL | Wheeler Dam | 49 | 1 | HY | OP | NA | WAT |  | 1237791.856 |  |  | EIA Prime Mover-level Data
2021 | AL | Wheeler Dam | 49 | 10 | HY | OP | NA | WAT |  | 1269530.109 |  |  | EIA Prime Mover-level Data
2021 | AL | Wheeler Dam | 49 | 11 | HY | OP | NA | WAT |  | 1537542.021 |  |  | EIA Prime Mover-level Data
2021 | AL | Wheeler Dam | 49 | 2 | HY | OP | NA | WAT |  | 1237791.856 |  |  | EIA Prime Mover-level Data
2021 | AL | Wheeler Dam | 49 | 3 | HY | OP | NA | WAT |  | 1237791.856 |  |  | EIA Prime Mover-level Data
2021 | AL | Wheeler Dam | 49 | 4 | HY | OP | NA | WAT |  | 1237791.856 |  |  | EIA Prime Mover-level Data
2021 | AL | Wheeler Dam | 49 | 5 | HY | OP | NA | WAT |  | 1237791.856 |  |  | EIA Prime Mover-level Data
2021 | AL | Wheeler Dam | 49 | 6 | HY | OP | NA | WAT |  | 1237791.856 |  |  | EIA Prime Mover-level Data
2021 | AL | Wheeler Dam | 49 | 7 | HY | OP | NA | WAT |  | 1237791.856 |  |  | EIA Prime Mover-level Data
2021 | AL | Wheeler Dam | 49 | 8 | HY | OP | NA | WAT |  | 1237791.856 |  |  | EIA Prime Mover-level Data
2021 | AL | Wheeler Dam | 49 | 9 | HY | OP | NA | WAT |  | 1537542.021 |  |  | EIA Prime Mover-level Data
2021 | LA | Dolet Hills Power Station | 51 | 1 | ST | OP | WALL | LIG | 3792 | 12933398.726 | 182.78 | 0.028265 | EPA/CAMD | EPA/NEI | 1986
2021 | AL | Gantt | 53 | 3 | HY | OP | NA | WAT |  | 21290 |  |  | EIA Prime Mover-level Data
2021 | AL | Gantt | 53 | 4 | HY | OP | NA | WAT |  | 31935 |  |  | EIA Prime Mover-level Data
2021 | KY | Smith Generating Facility | 54 | SCT1 | GT | OP | CT | NG | 774 | 788923.284 | 0.87306 | 0.0022133 | EPA/CAMD | EPA/NEI | 1995
2021 | KY | Smith Generating Facility | 54 | SCT10 | GT | OP | CT | NG | 2631 | 1403629.131 | 5.0005 | 0.0071252 | EPA/CAMD | EPA/NEI | 2009
2021 | KY | Smith Generating Facility | 54 | SCT2 | GT | OP | CT | NG | 648 | 685430.395 | 1.181 | 0.0034459 | EPA/CAMD | EPA/NEI | 1995
2021 | KY | Smith Generating Facility | 54 | SCT3 | GT | OP | CT | NG | 680 | 688453.594 | 1.2052 | 0.0035011 | EPA/CAMD | EPA/NEI | 1995
2021 | KY | Smith Generating Facility | 54 | SCT4 | GT | OP | CT | NG | 938 | 611691.123 | 3.3832 | 0.011062 | EPA/CAMD | EPA/NEI | 2001
2021 | KY | Smith Generating Facility | 54 | SCT5 | GT | OP | CT | NG | 878 | 556044.728 | 2.7349 | 0.0098369 | EPA/CAMD | EPA/NEI | 2001
2021 | KY | Smith Generating Facility | 54 | SCT6 | GT | OP | CT | NG | 977 | 624199.64 | 2.466 | 0.0079013 | EPA/CAMD | EPA/NEI | 2005
2021 | KY | Smith Generating Facility | 54 | SCT7 | GT | OP | CT | NG | 958 | 615925.871 | 2.5677 | 0.0083376 | EPA/CAMD | EPA/NEI | 2005
2021 | KY | Smith Generating Facility | 54 | SCT9 | GT | OP | CT | NG | 1967 | 1028839.253 | 4.9069 | 0.0095387 | EPA/CAMD | EPA/NEI | 2009
2021 | AL | Point A | 55 | 1 | HY | OP | NA | WAT |  | 52211.692 |  |  | EIA Prime Mover-level Data
2021 | AL | Point A | 55 | 2 | HY | OP | NA | WAT |  | 52211.692 |  |  | EIA Prime Mover-level Data
2021 | AL | Point A | 55 | 3 | HY | OP | NA | WAT |  | 65264.615 |  |  | EIA Prime Mover-level Data
2021 | NE | Platte | 59 | 1 | ST | OP | TANGENTIAL | SUB | 6054 | 5739037.752 | 0.0095589 | 3.3312e-06 | EPA/CAMD | EPA/NEI | 1982
2021 | NE | Gerald Whelan Energy Center | 60 | 1 | ST | OP | TANGENTIAL | RC | 8003 | 5002508.642 | 23.5891 | 0.0094309 | EPA/CAMD | EPA/NEI | 1981
2021 | NE | Gerald Whelan Energy Center | 60 | 2 | ST | OP | WALL | SUB | 5339 | 9158932.742 | 6.834 | 0.0014923 | EPA/CAMD | EPA/NEI | 2010
2021 | AK | Annex Creek | 62 | 5 | HY | OP | NA | WAT |  | 103396.5 |  |  | EIA Prime Mover-level Data
2021 | AK | Annex Creek | 62 | 6 | HY | OP | NA | WAT |  | 126373.5 |  |  | EIA Prime Mover-level Data
2021 | AK | Gold Creek | 63 | 1 | HY | OP | NA | WAT |  | 23960 |  |  | EIA Prime Mover-level Data
2021 | AK | Gold Creek | 63 | 2 | HY | OP | NA | WAT |  | 11980 |  |  | EIA Prime Mover-level Data
2021 | AK | Gold Creek | 63 | 3 | HY | OP | NA | WAT |  | 11980 |  |  | EIA Prime Mover-level Data
2021 | AK | Gold Creek | 63 | IC1 | IC | SB | NA | DFO |  | 7.556 | 0.0011712 | 0.31 | EIA Prime Mover-level Data | Estimated using an emission factor
2021 | AK | Gold Creek | 63 | IC2 | IC | SB | NA | DFO |  | 7.556 | 0.0011712 | 0.31 | EIA Prime Mover-level Data | Estimated using an emission factor
2021 | AK | Gold Creek | 63 | IC3 | IC | SB | NA | DFO |  | 6.926 | 0.0010735 | 0.31 | EIA Prime Mover-level Data | Estimated using an emission factor
2021 | AK | Gold Creek | 63 | IC4 | IC | SB | NA | DFO |  | 22.037 | 0.0034157 | 0.31 | EIA Prime Mover-level Data | Estimated using an emission factor
2021 | AK | Gold Creek | 63 | IC5 | IC | SB | NA | DFO |  | 6.926 | 0.0010735 | 0.31 | EIA Prime Mover-level Data | Estimated using an emission factor
2021 | AK | Lemon Creek | 64 | 1 | IC | SB | NA | DFO |  | 193.673 | 0.030019 | 0.31 | EIA Prime Mover-level Data | Estimated using an emission factor
2021 | AK | Lemon Creek | 64 | 2 | IC | SB | NA | DFO |  | 201.42 | 0.03122 | 0.31 | EIA Prime Mover-level Data | Estimated using an emission factor
2021 | AK | Lemon Creek | 64 | 3 | IC | SB | NA | DFO |  | 201.42 | 0.03122 | 0.31 | EIA Prime Mover-level Data | Estimated using an emission factor
2021 | AK | Lemon Creek | 64 | 5 | GT | SB | NA | DFO |  | 1026.5 | 0.0084465 | 0.016457 | EIA Prime Mover-level Data | NEI avg EF - PM, fuel type, firing type
2021 | AK | Lemon Creek | 64 | 6 | GT | SB | NA | DFO |  | 1026.5 | 0.0084465 | 0.016457 | EIA Prime Mover-level Data | NEI avg EF - PM, fuel type, firing type
2021 | AK | Lemon Creek | 64 | 7 | IC | SB | NA | DFO |  | 216.914 | 0.033622 | 0.31 | EIA Prime Mover-level Data | Estimated using an emission factor
2021 | AK | Lemon Creek | 64 | IC10 | IC | SB | NA | DFO |  | 216.914 | 0.033622 | 0.31 | EIA Prime Mover-level Data | Estimated using an emission factor
2021 | AK | Lemon Creek | 64 | IC11 | IC | SB | NA | DFO |  | 216.914 | 0.033622 | 0.31 | EIA Prime Mover-level Data | Estimated using an emission factor
2021 | AK | Lemon Creek | 64 | IC12 | IC | SB | NA | DFO |  | 216.914 | 0.033622 | 0.31 | EIA Prime Mover-level Data | Estimated using an emission factor
2021 | AK | Lemon Creek | 64 | IC8 | IC | SB | NA | DFO |  | 216.914 | 0.033622 | 0.31 | EIA Prime Mover-level Data | Estimated using an emission factor
2021 | AK | Lemon Creek | 64 | IC9 | IC | SB | NA | DFO |  | 216.914 | 0.033622 | 0.31 | EIA Prime Mover-level Data | Estimated using an emission factor
2021 | AK | Salmon Creek 1 | 65 | HY7 | HY | OP | NA | WAT |  | 217448 |  |  | EIA Prime Mover-level Data
2021 | AK | Skagway | 66 | 1 | HY | OP | NA | WAT |  | 8846 |  |  | EIA Prime Mover-level Data
2021 | AK | Skagway | 66 | 2 | HY | OP | NA | WAT |  | 2211.5 |  |  | EIA Prime Mover-level Data
2021 | AK | Skagway | 66 | 3 | HY | OP | NA | WAT |  | 6634.5 |  |  | EIA Prime Mover-level Data
2021 | AK | Skagway | 66 | 4 | HY | OP | NA | WAT |  | 4423 |  |  | EIA Prime Mover-level Data
2021 | AK | Skagway | 66 | 6A | IC | OP | NA | DFO |  | 3348.471 | 0.51901 | 0.31 | EIA Prime Mover-level Data | Estimated using an emission factor
2021 | AK | Skagway | 66 | 7A | IC | OP | NA | DFO |  | 4604.147 | 0.71364 | 0.31 | EIA Prime Mover-level Data | Estimated using an emission factor
2021 | AK | Skagway | 66 | 8A | IC | OP | NA | DFO |  | 2092.794 | 0.32438 | 0.31 | EIA Prime Mover-level Data | Estimated using an emission factor
2021 | AK | Skagway | 66 | 9 | IC | OP | NA | DFO |  | 4185.588 | 0.64877 | 0.31 | EIA Prime Mover-level Data | Estimated using an emission factor
2021 | AK | Haines | 69 | 10 | IC | OP | NA | DFO |  | 2080.5 | 0.32248 | 0.31 | EIA Prime Mover-level Data | Estimated using an emission factor
2021 | AK | Haines | 69 | 11 | IC | OP | NA | DFO |  | 3294.125 | 0.51059 | 0.31 | EIA Prime Mover-level Data | Estimated using an emission factor
2021 | AK | Haines | 69 | 12 | IC | OP | NA | DFO |  | 2600.625 | 0.4031 | 0.31 | EIA Prime Mover-level Data | Estimated using an emission factor
2021 | AK | Haines | 69 | 5 | IC | OS | NA | DFO |  | 1040.25 | 0.16124 | 0.31 | EIA Prime Mover-level Data | Estimated using an emission factor
2021 | AK | Haines | 69 | 7A | IC | OP | NA | DFO |  | 4854.5 | 0.75245 | 0.31 | EIA Prime Mover-level Data | Estimated using an emission factor
2021 | AK | Haines | 69 | IC8A | IC | OP | NA | DFO |  | 2774 | 0.42997 | 0.31 | EIA Prime Mover-level Data | Estimated using an emission factor
2021 | AK | Swan Lake | 70 | 1 | HY | OP | NA | WAT |  | 358659 |  |  | EIA Prime Mover-level Data
2021 | AK | Swan Lake | 70 | 2 | HY | OP | NA | WAT |  | 358659 |  |  | EIA Prime Mover-level Data
2021 | AK | Terror Lake Microgrid | 71 | 1 | HY | OP | NA | WAT |  | 390073.333 |  |  | EIA Prime Mover-level Data
2021 | AK | Terror Lake Microgrid | 71 | 2 | HY | OP | NA | WAT |  | 390073.333 |  |  | EIA Prime Mover-level Data
2021 | AK | Terror Lake Microgrid | 71 | 3 | HY | OP | NA | WAT |  | 390073.333 |  |  | EIA Prime Mover-level Data
2021 | CA | Venice Hydro | 72 | 1 | HY | SB | NA | WAT
2021 | AK | Hank Nikkels Plant 1 | 75 | 3R | GT | OP | NA | NG |  | 71406.241 | 0.28621 | 0.0080165 | EIA Prime Mover-level Data | NEI avg EF - PM, fuel type
2021 | AK | Hank Nikkels Plant 1 | 75 | 4 | GT | OS | NA | NG |  | 39426.759 | 0.15803 | 0.0080165 | EIA Prime Mover-level Data | NEI avg EF - PM, fuel type
2021 | AK | Hank Nikkels Plant 1 | 75 | P1 BS | IC | OP | NA | DFO
2021 | AK | Eklutna Hydro Project | 77 | 1 | HY | OP | NA | WAT |  | 618983.5 |  |  | EIA Prime Mover-level Data
2021 | AK | Eklutna Hydro Project | 77 | 2 | HY | OP | NA | WAT |  | 618983.5 |  |  | EIA Prime Mover-level Data
2021 | AK | Snettisham | 78 | 1 | HY | OP | NA | WAT |  | 773358.721 |  |  | EIA Prime Mover-level Data
2021 | AK | Snettisham | 78 | 2 | HY | OP | NA | WAT |  | 773358.721 |  |  | EIA Prime Mover-level Data
2021 | AK | Snettisham | 78 | 3 | HY | OP | NA | WAT |  | 1015852.558 |  |  | EIA Prime Mover-level Data
2021 | AK | Aurora Energy LLC Chena | 79 | 1 | ST | OP | NA | SUB |  | 344994.6 | 2.3841 | 0.013821 | EIA Unit-level Data | NEI avg EF - PM, fuel type
2021 | AK | Aurora Energy LLC Chena | 79 | 2 | ST | OP | NA | SUB |  | 408224.6 | 2.8211 | 0.013821 | EIA Unit-level Data | NEI avg EF - PM, fuel type
2021 | AK | Aurora Energy LLC Chena | 79 | 3 | ST | OP | NA | SUB |  | 298411.7 | 2.0622 | 0.013821 | EIA Unit-level Data | NEI avg EF - PM, fuel type
2021 | AK | Aurora Energy LLC Chena | 79 | 5 | ST | OP | NA | SUB |  | 2054465 | 14.1975 | 0.013821 | EIA Unit-level Data | NEI avg EF - PM, fuel type
2021 | AK | Ketchikan | 84 | 3 | HY | OP | NA | WAT |  | 68447.333 |  |  | EIA Prime Mover-level Data
2021 | AK | Ketchikan | 84 | 4 | HY | OP | NA | WAT |  | 68447.333 |  |  | EIA Prime Mover-level Data
2021 | AK | Ketchikan | 84 | 5 | HY | OP | NA | WAT |  | 68447.333 |  |  | EIA Prime Mover-level Data
2021 | AK | S W Bailey | 85 | 1 | IC | OP | NA | DFO |  | 2402.548 | 0.37239 | 0.31 | EIA Prime Mover-level Data | Estimated using an emission factor
2021 | AK | S W Bailey | 85 | 2 | IC | OP | NA | DFO |  | 2402.548 | 0.37239 | 0.31 | EIA Prime Mover-level Data | Estimated using an emission factor
2021 | AK | S W Bailey | 85 | 3 | IC | OP | NA | DFO |  | 3416.958 | 0.52963 | 0.31 | EIA Prime Mover-level Data | Estimated using an emission factor
2021 | AK | S W Bailey | 85 | 4 | IC | OP | NA | DFO |  | 5605.946 | 0.86892 | 0.31 | EIA Prime Mover-level Data | Estimated using an emission factor
2021 | NY | Ashokan | 88 | 1 | HY | OP | NA | WAT |  | 31410 |  |  | EIA Prime Mover-level Data
2021 | NY | Ashokan | 88 | 2 | HY | OP | NA | WAT |  | 31410 |  |  | EIA Prime Mover-level Data
2021 | AK | Snake River | 90 | 12 | IC | OP | NA | DFO |  | 61607.386 | 9.5491 | 0.31 | EIA Prime Mover-level Data | Estimated using an emission factor
2021 | AK | Snake River | 90 | 14 | IC | OP | NA | DFO |  | 32424.94 | 5.0259 | 0.31 | EIA Prime Mover-level Data | Estimated using an emission factor
2021 | AK | Snake River | 90 | 15 | IC | OP | NA | DFO |  | 84304.843 | 13.0673 | 0.31 | EIA Prime Mover-level Data | Estimated using an emission factor
2021 | AK | Snake River | 90 | 16 | IC | OP | NA | DFO |  | 84304.843 | 13.0673 | 0.31 | EIA Prime Mover-level Data | Estimated using an emission factor
2021 | AK | Snake River | 90 | 18 | IC | OP | NA | DFO |  | 6484.988 | 1.0052 | 0.31 | EIA Prime Mover-level Data | Estimated using an emission factor
2021 | AK | Snake River | 90 | ENT | WT | RE | NA | WND |  | 5795.692 |  |  | EIA Prime Mover-level Data
2021 | AK | Snake River | 90 | EWT 1 | WT | OP | NA | WND |  | 6520.154 |  |  | EIA Prime Mover-level Data
2021 | AK | Snake River | 90 | EWT 2 | WT | OP | NA | WND |  | 6520.154 |  |  | EIA Prime Mover-level Data
2021 | AK | Petersburg | 91 | 3 | HY | OP | NA | WAT |  | 119556 |  |  | EIA Prime Mover-level Data
2021 | AK | Petersburg | 91 | IC1 | IC | OP | NA | DFO |  | 1823.628 | 0.28266 | 0.31 | EIA Prime Mover-level Data | Estimated using an emission factor
2021 | AK | Petersburg | 91 | IC3 | IC | OP | NA | DFO |  | 841.674 | 0.13046 | 0.31 | EIA Prime Mover-level Data | Estimated using an emission factor
2021 | AK | Petersburg | 91 | IC4 | IC | OP | NA | DFO |  | 420.837 | 0.06523 | 0.31 | EIA Prime Mover-level Data | Estimated using an emission factor
2021 | AK | Petersburg | 91 | IC5 | IC | OP | NA | DFO |  | 561.116 | 0.086973 | 0.31 | EIA Prime Mover-level Data | Estimated using an emission factor
2021 | AK | Petersburg | 91 | IC6 | IC | OP | NA | DFO |  | 1823.628 | 0.28266 | 0.31 | EIA Prime Mover-level Data | Estimated using an emission factor
2021 | AK | Petersburg | 91 | IC7 | IC | OP | NA | DFO |  | 1823.628 | 0.28266 | 0.31 | EIA Prime Mover-level Data | Estimated using an emission factor
2021 | AK | Petersburg | 91 | IC8 | IC | OP | NA | DFO |  | 1753.488 | 0.27179 | 0.31 | EIA Prime Mover-level Data | Estimated using an emission factor
2021 | AK | Seward (AK) | 92 | 3 | IC | OP | NA | DFO |  | 583.494 | 0.090442 | 0.31 | EIA Prime Mover-level Data | Estimated using an emission factor
2021 | AK | Seward (AK) | 92 | 4 | IC | OP | NA | DFO |  | 583.494 | 0.090442 | 0.31 | EIA Prime Mover-level Data | Estimated using an emission factor
2021 | AK | Seward (AK) | 92 | 5 | IC | OP | NA | DFO |  | 583.494 | 0.090442 | 0.31 | EIA Prime Mover-level Data | Estimated using an emission factor
2021 | AK | Seward (AK) | 92 | 6 | IC | OP | NA | DFO |  | 653.513 | 0.10129 | 0.31 | EIA Prime Mover-level Data | Estimated using an emission factor
2021 | AK | Seward (AK) | 92 | N1 | IC | OP | NA | DFO |  | 653.513 | 0.10129 | 0.31 | EIA Prime Mover-level Data | Estimated using an emission factor
2021 | AK | Seward (AK) | 92 | N2 | IC | OP | NA | DFO |  | 583.494 | 0.090442 | 0.31 | EIA Prime Mover-level Data | Estimated using an emission factor
2021 | AK | Blue Lake Hydro | 93 | 3 | HY | OP | NA | WAT |  | 229440.333 |  |  | EIA Prime Mover-level Data
2021 | AK | Blue Lake Hydro | 93 | 4 | HY | OP | NA | WAT |  | 229440.333 |  |  | EIA Prime Mover-level Data
2021 | AK | Blue Lake Hydro | 93 | 5 | HY | OP | NA | WAT |  | 229440.333 |  |  | EIA Prime Mover-level Data
2021 | AK | Wrangell | 95 | 11 | IC | OP | NA | DFO |  | 1300 | 0.2015 | 0.31 | EIA Prime Mover-level Data | Estimated using an emission factor
2021 | AK | Wrangell | 95 | 12 | IC | OP | NA | DFO |  | 1300 | 0.2015 | 0.31 | EIA Prime Mover-level Data | Estimated using an emission factor
2021 | AK | Wrangell | 95 | 13 | IC | OP | NA | DFO |  | 1300 | 0.2015 | 0.31 | EIA Prime Mover-level Data | Estimated using an emission factor
2021 | AK | Wrangell | 95 | 9 | IC | OP | NA | DFO |  | 1625 | 0.25188 | 0.31 | EIA Prime Mover-level Data | Estimated using an emission factor
2021 | AK | Beluga | 96 | 1 | GT | OP | NA | NG |  | 7081.28 | 0.028384 | 0.0080165 | EIA Prime Mover-level Data | NEI avg EF - PM, fuel type
2021 | AK | Beluga | 96 | 2 | GT | OS | NA | NG |  | 7081.28 | 0.028384 | 0.0080165 | EIA Prime Mover-level Data | NEI avg EF - PM, fuel type
2021 | AK | Beluga | 96 | 3 | GT | OP | NA | NG |  | 26156.48 | 0.10484 | 0.0080165 | EIA Prime Mover-level Data | NEI avg EF - PM, fuel type
2021 | AK | Beluga | 96 | 5 | GT | OP | NA | NG |  | 30228.216 | 0.12116 | 0.0080165 | EIA Prime Mover-level Data | NEI avg EF - PM, fuel type
2021 | AK | Beluga | 96 | 6 | GT | OS | NA | NG |  | 33857.372 | 0.13571 | 0.0080165 | EIA Prime Mover-level Data | NEI avg EF - PM, fuel type
2021 | AK | Beluga | 96 | 7 | GT | OP | NA | NG |  | 33857.372 | 0.13571 | 0.0080165 | EIA Prime Mover-level Data | NEI avg EF - PM, fuel type
2021 | WA | Frederickson | 99 | 1 | GT | OP | NA | NG |  | 390813.5 | 1.5665 | 0.0080165 | EIA Prime Mover-level Data | NEI avg EF - PM, fuel type
2021 | WA | Frederickson | 99 | 2 | GT | OP | NA | NG |  | 390813.5 | 1.5665 | 0.0080165 | EIA Prime Mover-level Data | NEI avg EF - PM, fuel type
2021 | AZ | South Consolidated | 100 | SC1 | HY | OP | NA | WAT
2021 | CA | J S Eastwood | 104 | 1 | PS | OP | NA | WAT |  | 0 |  |  | EIA Prime Mover-level Data
2021 | KS | Holcomb | 108 | SGU1 | ST | OP | WALL | SUB | 7208 | 16897500.34 | 42.2458 | 0.0050002 | EPA/CAMD | EPA/NEI | 1983
2021 | AK | Dillingham | 109 | 10 | IC | OP | NA | DFO |  | 17723.1 | 2.7471 | 0.31 | EIA Prime Mover-level Data | Estimated using an emission factor
2021 | AK | Dillingham | 109 | 11 | IC | OP | NA | DFO |  | 16111.909 | 2.4973 | 0.31 | EIA Prime Mover-level Data | Estimated using an emission factor
2021 | AK | Dillingham | 109 | 12 | IC | OP | NA | DFO |  | 16111.909 | 2.4973 | 0.31 | EIA Prime Mover-level Data | Estimated using an emission factor
2021 | AK | Dillingham | 109 | 13 | IC | OP | NA | DFO |  | 16111.909 | 2.4973 | 0.31 | EIA Prime Mover-level Data | Estimated using an emission factor
2021 | AK | Dillingham | 109 | 14 | IC | OP | NA | DFO |  | 16111.909 | 2.4973 | 0.31 | EIA Prime Mover-level Data | Estimated using an emission factor
2021 | AK | Dillingham | 109 | 15 | IC | OP | NA | DFO |  | 16111.909 | 2.4973 | 0.31 | EIA Prime Mover-level Data | Estimated using an emission factor
2021 | AK | Dillingham | 109 | 16 | IC | OP | NA | DFO |  | 8055.955 | 1.2487 | 0.31 | EIA Prime Mover-level Data | Estimated using an emission factor
2021 | AK | Dillingham | 109 | 17 | IC | OP | NA | DFO |  | 35446.2 | 5.4942 | 0.31 | EIA Prime Mover-level Data | Estimated using an emission factor
2021 | AK | Dillingham | 109 | 18 | IC | OP | NA | DFO |  | 35446.2 | 5.4942 | 0.31 | EIA Prime Mover-level Data | Estimated using an emission factor
2021 | AZ | Cholla | 113 | 1 | ST | OP | TANGENTIAL | SUB | 7739 | 8777935.175 | 61.4455 | 0.014 | EPA/CAMD | EPA/NEI | 1962
2021 | AZ | Cholla | 113 | 3 | ST | OP | TANGENTIAL | SUB | 6043 | 15644446.633 | 70.4 | 0.009 | EPA/CAMD | EPA/NEI | 1980
2021 | AZ | Douglas | 114 | 1 | GT | OP | NA | DFO |  | 1229 | 0.010113 | 0.016457 | EIA Prime Mover-level Data | NEI avg EF - PM, fuel type, firing type
2021 | AZ | Ocotillo Power Plant | 116 | GT3 | GT | OP | CT | NG | 2389 | 1405691.8 | 5.6344 | 0.0080165 | EPA/CAMD | NEI avg EF - PM, fuel type, firing type | 2019
2021 | AZ | Ocotillo Power Plant | 116 | GT4 | GT | OP | CT | NG | 2232 | 1309249.517 | 5.2478 | 0.0080165 | EPA/CAMD | NEI avg EF - PM, fuel type, firing type | 2019
2021 | AZ | Ocotillo Power Plant | 116 | GT5 | GT | OP | CT | NG | 1692 | 1020884.878 | 4.092 | 0.0080165 | EPA/CAMD | NEI avg EF - PM, fuel type, firing type | 2019
2021 | AZ | Ocotillo Power Plant | 116 | GT6 | GT | OP | CT | NG | 2458 | 1524248.789 | 6.1096 | 0.0080165 | EPA/CAMD | NEI avg EF - PM, fuel type, firing type | 2019
2021 | AZ | Ocotillo Power Plant | 116 | GT7 | GT | OP | CT | NG | 2077 | 1226795.982 | 4.9173 | 0.0080165 | EPA/CAMD | NEI avg EF - PM, fuel type, firing type | 2019
2021 | AZ | APS West Phoenix Power Plant | 117 | CC4 | CT | OP | CC | NG | 3873 | 2772271.511 | 4.5465 | 0.00328 | EPA/CAMD | EPA/NEI | 2001
2021 | AZ | APS West Phoenix Power Plant | 117 | CC5A | CT | OP | CC | NG | 3858 | 4816298.81 | 4.7441 | 0.00197 | EPA/CAMD | EPA/NEI | 2003
2021 | AZ | APS West Phoenix Power Plant | 117 | CC5B | CT | OP | CC | NG | 6033 | 7940098.315 | 7.0271 | 0.00177 | EPA/CAMD | EPA/NEI | 2003
2021 | AZ | APS Saguaro Power Plant | 118 | CT3 | GT | OP | CT | NG | 1624 | 909586.221 | 3.831 | 0.0084236 | EPA/CAMD | EPA/NEI | 2002
2021 | AZ | Yucca Power Plant | 120 | 1 | ST | OP | TANGENTIAL | NG | 6167 | 2176477.019 | 8.1084 | 0.007451 | EPA/CAMD | EPA/NEI | 1959
2021 | AZ | Yucca Power Plant | 120 | CT5 | GT | OP | CT | NG | 2467 | 692363.656 | 1.7309 | 0.005 | EPA/CAMD | EPA/NEI | 2008
2021 | AZ | Yucca Power Plant | 120 | CT6 | GT | OP | CT | NG | 2405 | 693415.995 | 1.0401 | 0.003 | EPA/CAMD | EPA/NEI | 2008
2021 | AZ | De Moss Petrie Generating Station | 124 | GT1 | GT | OP | CT | NG | 35 | 15864.82 | 0.06359 | 0.0080165 | EPA/CAMD | NEI avg EF - PM, fuel type, firing type | 2001
2021 | AZ | Irvington Generating Station | 126 | 3 | ST | OP | TANGENTIAL | NG | 4305 | 2024421.478 | 14.4592 | 0.014285 | EPA/CAMD | EPA/NEI | 1962
2021 | AZ | Irvington Generating Station | 126 | 4 | ST | OP | WALL | NG | 4636 | 3099474.613 | 6.9264 | 0.0044694 | EPA/CAMD | EPA/NEI | 1967
2021 | SC | Cross | 130 | 1 | ST | OP | WALL | RC | 5686 | 22923548.031 | 218.5667 | 0.019069 | EPA/CAMD | EPA/NEI | 1994
2021 | SC | Cross | 130 | 2 | ST | OP | TANGENTIAL | RC | 1796 | 5765235.691 | 57.5219 | 0.019955 | EPA/CAMD | EPA/NEI | 1984
2021 | SC | Cross | 130 | 3 | ST | OP | TANGENTIAL | RC | 5343 | 22546067.34 | 83.9141 | 0.0074438 | EPA/CAMD | EPA/NEI | 2006
2021 | SC | Cross | 130 | 4 | ST | OP | TANGENTIAL | RC | 6639 | 31391369.416 | 128.3367 | 0.0081766 | EPA/CAMD | EPA/NEI | 2008
2021 | FL | Seminole (136) | 136 | 1 | ST | OP | WALL | BIT | 7418 | 33165970.402 | 407.611 | 0.02458 | EPA/CAMD | EPA/NEI | 1984
2021 | FL | Seminole (136) | 136 | 2 | ST | OP | WALL | BIT | 7026 | 32430565.662 | 401.532 | 0.024763 | EPA/CAMD | EPA/NEI | 1984
2021 | AZ | Agua Fria Generating Station | 141 | 1 | ST | OP | WALL | NG | 936 | 422184.804 | 1.5849 | 0.007508 | EPA/CAMD | EPA/NEI | 1958
2021 | AZ | Agua Fria Generating Station | 141 | 2 | ST | OP | WALL | NG | 863 | 371962.859 | 1.3968 | 0.0075103 | EPA/CAMD | EPA/NEI | 1957
2021 | AZ | Agua Fria Generating Station | 141 | 3 | ST | OP | TURBO | NG | 967 | 590224.608 | 2.2179 | 0.0075153 | EPA/CAMD | EPA/NEI | 1961
2021 | AZ | Agua Fria Generating Station | 141 | PV-3 | PV | OA | NA | SUN
2021 | AZ | Crosscut | 143 | CC5 | HY | OS | NA | WAT
2021 | AZ | Horse Mesa | 145 | HM1 | HY | OP | NA | WAT |  | 12365.667 |  |  | EIA Prime Mover-level Data
2021 | AZ | Horse Mesa | 145 | HM2 | HY | OP | NA | WAT |  | 12365.667 |  |  | EIA Prime Mover-level Data
2021 | AZ | Horse Mesa | 145 | HM3 | HY | OP | NA | WAT |  | 12365.667 |  |  | EIA Prime Mover-level Data
2021 | AZ | Horse Mesa | 145 | HM4 | PS | OP | NA | WAT |  | 0 |  |  | EIA Prime Mover-level Data
2021 | AZ | Kyrene Generating Station | 147 | K-7 | CT | OP | CC | NG | 6914 | 9913236.106 | 26.6347 | 0.0053736 | EPA/CAMD | NEI avg EF - PM, fuel type, firing type | 2002
2021 | AZ | Mormon Flat | 148 | MF1 | HY | OP | NA | WAT |  | 15174 |  |  | EIA Prime Mover-level Data
2021 | AZ | Mormon Flat | 148 | MF2 | PS | OP | NA | WAT |  | 0 |  |  | EIA Prime Mover-level Data
2021 | AZ | Roosevelt | 149 | ROOS | HY | OP | NA | WAT |  | 567411 |  |  | EIA Prime Mover-level Data
2021 | AZ | Stewart Mountain | 150 | SM | HY | OP | NA | WAT |  | 235331 |  |  | EIA Prime Mover-level Data
2021 | CA | McClure | 151 | 1 | GT | OP | NA | DFO |  | 24267 | 0.19968 | 0.016457 | EIA Prime Mover-level Data | NEI avg EF - PM, fuel type, firing type
2021 | CA | McClure | 151 | 2 | GT | OP | NA | NG |  | 24267 | 0.097268 | 0.0080165 | EIA Prime Mover-level Data | NEI avg EF - PM, fuel type
2021 | AZ | Davis Dam | 152 | 1 | HY | OP | NA | WAT |  | 2001738.78 |  |  | EIA Prime Mover-level Data
2021 | AZ | Davis Dam | 152 | 2 | HY | OP | NA | WAT |  | 2001738.78 |  |  | EIA Prime Mover-level Data
2021 | AZ | Davis Dam | 152 | 3 | HY | OP | NA | WAT |  | 1858480.879 |  |  | EIA Prime Mover-level Data
2021 | AZ | Davis Dam | 152 | 4 | HY | OP | NA | WAT |  | 2001738.78 |  |  | EIA Prime Mover-level Data
2021 | AZ | Davis Dam | 152 | 5 | HY | OP | NA | WAT |  | 2001738.78 |  |  | EIA Prime Mover-level Data
2021 | AZ | Glen Canyon Dam | 153 | 1 | HY | OP | NA | WAT |  | 3432758.849 |  |  | EIA Prime Mover-level Data
2021 | AZ | Glen Canyon Dam | 153 | 2 | HY | OP | NA | WAT |  | 3432758.849 |  |  | EIA Prime Mover-level Data
2021 | AZ | Glen Canyon Dam | 153 | 3 | HY | OP | NA | WAT |  | 3432758.849 |  |  | EIA Prime Mover-level Data
2021 | AZ | Glen Canyon Dam | 153 | 4 | HY | OP | NA | WAT |  | 3432758.849 |  |  | EIA Prime Mover-level Data
2021 | AZ | Glen Canyon Dam | 153 | 5 | HY | OP | NA | WAT |  | 3432758.849 |  |  | EIA Prime Mover-level Data
2021 | AZ | Glen Canyon Dam | 153 | 6 | HY | OP | NA | WAT |  | 3432758.849 |  |  | EIA Prime Mover-level Data
2021 | AZ | Glen Canyon Dam | 153 | 7 | HY | OP | NA | WAT |  | 3266322.056 |  |  | EIA Prime Mover-level Data
2021 | AZ | Glen Canyon Dam | 153 | 8 | HY | OP | NA | WAT |  | 3432758.849 |  |  | EIA Prime Mover-level Data
2021 | NV | Hoover Dam (NV) | 154 | N0 | HY | OP | NA | WAT |  | 38900.59 |  |  | EIA Prime Mover-level Data
2021 | NV | Hoover Dam (NV) | 154 | N1 | HY | OP | NA | WAT |  | 2107115.268 |  |  | EIA Prime Mover-level Data
2021 | NV | Hoover Dam (NV) | 154 | N2 | HY | OP | NA | WAT |  | 2107115.268 |  |  | EIA Prime Mover-level Data
2021 | NV | Hoover Dam (NV) | 154 | N3 | HY | OP | NA | WAT |  | 2107115.268 |  |  | EIA Prime Mover-level Data
2021 | NV | Hoover Dam (NV) | 154 | N4 | HY | OP | NA | WAT |  | 2107115.268 |  |  | EIA Prime Mover-level Data
2021 | NV | Hoover Dam (NV) | 154 | N5 | HY | OP | NA | WAT |  | 2107115.268 |  |  | EIA Prime Mover-level Data
2021 | NV | Hoover Dam (NV) | 154 | N6 | HY | OP | NA | WAT |  | 2107115.268 |  |  | EIA Prime Mover-level Data
2021 | NV | Hoover Dam (NV) | 154 | N7 | HY | OP | NA | WAT |  | 2058489.531 |  |  | EIA Prime Mover-level Data
2021 | NV | Hoover Dam (NV) | 154 | N8 | HY | OP | NA | WAT |  | 2107115.268 |  |  | EIA Prime Mover-level Data
2021 | UT | Lake Creek Dam | 159 | 1 | HY | OP | NA | WAT |  | 15404 |  |  | EIA Prime Mover-level Data
2021 | AZ | Apache Station | 160 | 1 | ST | OP | WALL | NG | 2326 | 856153.377 | 43.1569 | 0.10082 | EPA/CAMD | EPA/NEI | 1964
2021 | AZ | Apache Station | 160 | 2 | ST | OP | TURBO | NG | 6142 | 7394344.608 | 43.1569 | 0.011673 | EPA/CAMD | EPA/NEI | 1979
2021 | AZ | Apache Station | 160 | 3 | ST | OP | TURBO | SUB | 8138 | 14321514.622 | 43.1569 | 0.0060269 | EPA/CAMD | EPA/NEI | 1979
2021 | AZ | Apache Station | 160 | 4 | GT | OP | CT | NG | 1774 | 569608.352 | 4.8587 | 0.01706 | EPA/CAMD | EPA/NEI | 2002
2021 | CA | Turlock Lake | 161 | 1 | HY | OP | NA | WAT |  | 0 |  |  | EIA Prime Mover-level Data
2021 | CA | Turlock Lake | 161 | 2 | HY | OP | NA | WAT |  | 0 |  |  | EIA Prime Mover-level Data
2021 | CA | Turlock Lake | 161 | 3 | HY | OP | NA | WAT |  | 0 |  |  | EIA Prime Mover-level Data
2021 | CA | Hickman | 162 | 1 | HY | OP | NA | WAT |  | 10731 |  |  | EIA Prime Mover-level Data
2021 | CA | Hickman | 162 | 2 | HY | OP | NA | WAT |  | 10731 |  |  | EIA Prime Mover-level Data
2021 | OK | Grand River Dam Authority | 165 | 1 | ST | OP | WALL | SUB | 0 | [5 empty] | 1982
2021 | OK | Grand River Dam Authority | 165 | 2 | ST | OP | WALL | SUB | 5250 | 16826710.626 | 45.7176 | 0.0054339 | EPA/CAMD | EPA/NEI | 1986
2021 | OK | Grand River Dam Authority | 165 | 3 | CT | OP | CC | NG | 5164 | 12194254.015 | 85.36 | 0.014 | EPA/CAMD | EPA/NEI | 2017
2021 | AR | Carpenter | 166 | 1 | HY | OP | NA | WAT |  | 612356 |  |  | EIA Prime Mover-level Data
2021 | AR | Carpenter | 166 | 2 | HY | OP | NA | WAT |  | 612356 |  |  | EIA Prime Mover-level Data
2021 | AR | Lake Catherine | 170 | 4 | ST | OP | WALL | NG | 1429 | 2196777.999 | 8.1779 | 0.0074454 | EPA/CAMD | EPA/NEI | 1970
2021 | AR | Osceola (AR) | 172 | 9 | IC | SB | NA | DFO
2021 | AR | Remmel | 174 | 1 | HY | OP | NA | WAT |  | 116226.667 |  |  | EIA Prime Mover-level Data
2021 | AR | Remmel | 174 | 2 | HY | OP | NA | WAT |  | 116226.667 |  |  | EIA Prime Mover-level Data
2021 | AR | Remmel | 174 | 3 | HY | OP | NA | WAT |  | 116226.667 |  |  | EIA Prime Mover-level Data
2021 | CA | Volta 2 | 180 | 1 | HY | OP | NA | WAT |  | 23134 |  |  | EIA Prime Mover-level Data
2021 | AR | Beaver Dam | 182 | 1 | HY | OA | NA | WAT |  | 687636 |  |  | EIA Prime Mover-level Data
2021 | AR | Beaver Dam | 182 | 2 | HY | OS | NA | WAT |  | 687636 |  |  | EIA Prime Mover-level Data
2021 | AR | Degray | 187 | 1 | HY | OP | NA | WAT |  | 775037 |  |  | EIA Prime Mover-level Data
2021 | AR | Degray | 187 | 2 | PS | OP | NA | WAT |  | 0 |  |  | EIA Prime Mover-level Data
2021 | AR | Greers Ferry Lake | 188 | 1 | HY | OP | NA | WAT |  | 911912 |  |  | EIA Prime Mover-level Data
2021 | AR | Greers Ferry Lake | 188 | 2 | HY | OP | NA | WAT |  | 911912 |  |  | EIA Prime Mover-level Data
2021 | AR | Municipal Light | 193 | 1 | IC | OS | NA | DFO |  | 350.833 | 0.054379 | 0.31 | EIA Prime Mover-level Data | Estimated using an emission factor
2021 | AR | Municipal Light | 193 | 2 | IC | OS | NA | DFO |  | 105.25 | 0.016314 | 0.31 | EIA Prime Mover-level Data | Estimated using an emission factor
2021 | AR | Municipal Light | 193 | 4 | IC | OS | NA | DFO |  | 385.917 | 0.059817 | 0.31 | EIA Prime Mover-level Data | Estimated using an emission factor
2021 | AR | Municipal Light | 193 | 6 | IC | OS | NA | DFO |  | 228.042 | 0.035347 | 0.31 | EIA Prime Mover-level Data | Estimated using an emission factor
2021 | AR | Municipal Light | 193 | 7 | IC | OS | NA | DFO |  | 192.958 | 0.029908 | 0.31 | EIA Prime Mover-level Data | Estimated using an emission factor
2021 | AR | Narrows (AR) | 195 | 1 | HY | OP | NA | WAT |  | 133161 |  |  | EIA Prime Mover-level Data
2021 | AR | Narrows (AR) | 195 | 2 | HY | OP | NA | WAT |  | 133161 |  |  | EIA Prime Mover-level Data
2021 | AR | Narrows (AR) | 195 | 3 | HY | OP | NA | WAT |  | 133161 |  |  | EIA Prime Mover-level Data
2021 | AR | Norfork | 196 | 1 | HY | OP | NA | WAT |  | 1234310.5 |  |  | EIA Prime Mover-level Data
2021 | AR | Norfork | 196 | 2 | HY | OP | NA | WAT |  | 1234310.5 |  |  | EIA Prime Mover-level Data
2021 | AR | Blakely Mountain | 197 | 1 | HY | OP | NA | WAT |  | 1067598 |  |  | EIA Prime Mover-level Data
2021 | AR | Blakely Mountain | 197 | 2 | HY | OP | NA | WAT |  | 1067598 |  |  | EIA Prime Mover-level Data
2021 | AR | Bull Shoals | 198 | 1 | HY | OP | NA | WAT |  | 1114201.294 |  |  | EIA Prime Mover-level Data
2021 | AR | Bull Shoals | 198 | 2 | HY | OP | NA | WAT |  | 1114201.294 |  |  | EIA Prime Mover-level Data
2021 | AR | Bull Shoals | 198 | 3 | HY | OP | NA | WAT |  | 1114201.294 |  |  | EIA Prime Mover-level Data
2021 | AR | Bull Shoals | 198 | 4 | HY | OP | NA | WAT |  | 1114201.294 |  |  | EIA Prime Mover-level Data
2021 | AR | Bull Shoals | 198 | 5 | HY | OP | NA | WAT |  | 1253476.456 |  |  | EIA Prime Mover-level Data
2021 | AR | Bull Shoals | 198 | 6 | HY | OP | NA | WAT |  | 1253476.456 |  |  | EIA Prime Mover-level Data
2021 | AR | Bull Shoals | 198 | 7 | HY | OP | NA | WAT |  | 1253476.456 |  |  | EIA Prime Mover-level Data
2021 | AR | Bull Shoals | 198 | 8 | HY | OP | NA | WAT |  | 1253476.456 |  |  | EIA Prime Mover-level Data
2021 | AR | Dardanelle | 199 | 1 | HY | OP | NA | WAT |  | 1413131.25 |  |  | EIA Prime Mover-level Data
2021 | AR | Dardanelle | 199 | 2 | HY | OP | NA | WAT |  | 1413131.25 |  |  | EIA Prime Mover-level Data
2021 | AR | Dardanelle | 199 | 3 | HY | OP | NA | WAT |  | 1413131.25 |  |  | EIA Prime Mover-level Data
2021 | AR | Dardanelle | 199 | 4 | HY | OP | NA | WAT |  | 1413131.25 |  |  | EIA Prime Mover-level Data
2021 | AR | Thomas Fitzhugh | 201 | 2 | CT | OP | CC | NG | 2115 | 2161184.959 | 0.20531 | 0.00019 | EPA/CAMD | EPA/NEI | 2002
2021 | AR | Carl Bailey | 202 | 01 | ST | OP | WALL | NG | 0 | [5 empty] | 1966
2021 | AR | McClellan | 203 | 01 | ST | OP | WALL | NG | 545 | 257322.912 | 0.99833 | 0.0077594 | EPA/CAMD | NEI avg EF - PM, fuel type, firing type | 1970
2021 | IL | Clinton Power Station | 204 | 1 | ST | OP | NA | NUC |  | 0 |  |  | EIA Prime Mover-level Data
2021 | KS | Wolf Creek Generating Station | 210 | 1 | ST | OP | NA | NUC |  | 0 |  |  | EIA Prime Mover-level Data
2021 | CA | Alta Powerhouse | 214 | 1 | HY | OP | NA | WAT |  | 33664 |  |  | EIA Prime Mover-level Data
2021 | CA | Angels | 215 | 1 | HY | OP | NA | WAT |  | 31012 |  |  | EIA Prime Mover-level Data
2021 | CA | Balch 1 | 217 | 1 | HY | OP | NA | WAT |  | 324422 |  |  | EIA Prime Mover-level Data
2021 | CA | Balch 2 | 218 | 2 | HY | OP | NA | WAT |  | 532822 |  |  | EIA Prime Mover-level Data
2021 | CA | Balch 2 | 218 | 3 | HY | OP | NA | WAT |  | 532822 |  |  | EIA Prime Mover-level Data
2021 | CA | Belden | 219 | 1 | HY | OP | NA | WAT |  | 1284144 |  |  | EIA Prime Mover-level Data
2021 | CA | Bucks Creek | 220 | H1 | HY | OP | NA | WAT |  | 81465.5 |  |  | EIA Prime Mover-level Data
2021 | CA | Bucks Creek | 220 | H2 | HY | OP | NA | WAT |  | 81465.5 |  |  | EIA Prime Mover-level Data
2021 | CA | Butt Valley | 221 | 1 | HY | OP | NA | WAT |  | 169307 |  |  | EIA Prime Mover-level Data
2021 | CA | Caribou 1 | 222 | 1 | HY | OP | NA | WAT |  | 101493.133 |  |  | EIA Prime Mover-level Data
2021 | CA | Caribou 1 | 222 | 2 | HY | OP | NA | WAT |  | 106610.434 |  |  | EIA Prime Mover-level Data
2021 | CA | Caribou 1 | 222 | 3 | HY | OP | NA | WAT |  | 106610.434 |  |  | EIA Prime Mover-level Data
2021 | CA | Caribou 2 | 223 | 4 | HY | OP | NA | WAT |  | 718575 |  |  | EIA Prime Mover-level Data
2021 | CA | Caribou 2 | 223 | 5 | HY | OP | NA | WAT |  | 686400 |  |  | EIA Prime Mover-level Data
2021 | CA | Centerville PH | 224 | 1 | HY | OS | NA | WAT
2021 | CA | Centerville PH | 224 | 2 | HY | OS | NA | WAT
2021 | CA | Chili Bar | 225 | 1 | HY | OP | NA | WAT |  | 63563 |  |  | EIA Prime Mover-level Data
2021 | CA | Coleman PH | 227 | 1 | HY | OP | NA | WAT |  | 236319 |  |  | EIA Prime Mover-level Data
2021 | CA | Cow Creek | 229 | 1 | HY | OP | NA | WAT |  | 16664.5 |  |  | EIA Prime Mover-level Data
2021 | CA | Cow Creek | 229 | 2 | HY | OP | NA | WAT |  | 16664.5 |  |  | EIA Prime Mover-level Data
2021 | CA | Cresta | 231 | 1 | HY | OP | NA | WAT |  | 548965.5 |  |  | EIA Prime Mover-level Data
2021 | CA | Cresta | 231 | 2 | HY | OP | NA | WAT |  | 548965.5 |  |  | EIA Prime Mover-level Data
2021 | CA | De Sabla | 232 | 1 | HY | OP | NA | WAT |  | 331390 |  |  | EIA Prime Mover-level Data
2021 | CA | Deer Creek PH | 233 | 1 | HY | OP | NA | WAT |  | 160703 |  |  | EIA Prime Mover-level Data
2021 | CA | Drum 1 | 235 | 1 | HY | OP | NA | WAT |  | 93571.707 |  |  | EIA Prime Mover-level Data
2021 | CA | Drum 1 | 235 | 2 | HY | OP | NA | WAT |  | 93571.707 |  |  | EIA Prime Mover-level Data
2021 | CA | Drum 1 | 235 | 3 | HY | OP | NA | WAT |  | 93571.707 |  |  | EIA Prime Mover-level Data
2021 | CA | Drum 1 | 235 | 4 | HY | OP | NA | WAT |  | 102928.878 |  |  | EIA Prime Mover-level Data
2021 | CA | Drum 2 | 236 | 5 | HY | OP | NA | WAT |  | 1446122 |  |  | EIA Prime Mover-level Data
2021 | CA | Dutch Flat | 237 | 1 | HY | OP | NA | WAT |  | 567375 |  |  | EIA Prime Mover-level Data
2021 | CA | El Dorado | 238 | 1 | HY | OP | NA | WAT |  | 127130.5 |  |  | EIA Prime Mover-level Data
2021 | CA | El Dorado | 238 | 2 | HY | OP | NA | WAT |  | 127130.5 |  |  | EIA Prime Mover-level Data
2021 | CA | Electra | 239 | 1 | HY | OP | NA | WAT |  | 477003.249 |  |  | EIA Prime Mover-level Data
2021 | CA | Electra | 239 | 2 | HY | OP | NA | WAT |  | 518353.376 |  |  | EIA Prime Mover-level Data
2021 | CA | Electra | 239 | 3 | HY | OP | NA | WAT |  | 518353.376 |  |  | EIA Prime Mover-level Data
2021 | CA | Haas | 240 | H1 | HY | OP | NA | WAT |  | 437694 |  |  | EIA Prime Mover-level Data
2021 | CA | Haas | 240 | H2 | HY | OP | NA | WAT |  | 437694 |  |  | EIA Prime Mover-level Data
2021 | CA | Halsey | 241 | 1 | HY | OP | NA | WAT |  | 234374 |  |  | EIA Prime Mover-level Data
2021 | CA | Hamilton Branch | 242 | 1 | HY | OS | NA | WAT
2021 | CA | Hamilton Branch | 242 | 2 | HY | OS | NA | WAT
2021 | CA | Hat Creek 1 | 243 | 1 | HY | OP | NA | WAT |  | 246862 |  |  | EIA Prime Mover-level Data
2021 | CA | Hat Creek 2 | 244 | 1 | HY | OP | NA | WAT |  | 185934 |  |  | EIA Prime Mover-level Data
2021 | CA | Humboldt Bay | 246 | IC1 | IC | OP | NA | NG |  | 483408.4 | 0.102 | 0.000422 | EIA Prime Mover-level Data | Estimated using an emission factor
2021 | CA | Humboldt Bay | 246 | IC10 | IC | OP | NA | NG |  | 483408.4 | 0.102 | 0.000422 | EIA Prime Mover-level Data | Estimated using an emission factor
2021 | CA | Humboldt Bay | 246 | IC2 | IC | OP | NA | NG |  | 483408.4 | 0.102 | 0.000422 | EIA Prime Mover-level Data | Estimated using an emission factor
2021 | CA | Humboldt Bay | 246 | IC3 | IC | OP | NA | NG |  | 483408.4 | 0.102 | 0.000422 | EIA Prime Mover-level Data | Estimated using an emission factor
2021 | CA | Humboldt Bay | 246 | IC4 | IC | OP | NA | NG |  | 483408.4 | 0.102 | 0.000422 | EIA Prime Mover-level Data | Estimated using an emission factor
2021 | CA | Humboldt Bay | 246 | IC5 | IC | OP | NA | NG |  | 483408.4 | 0.102 | 0.000422 | EIA Prime Mover-level Data | Estimated using an emission factor
2021 | CA | Humboldt Bay | 246 | IC6 | IC | OP | NA | NG |  | 483408.4 | 0.102 | 0.000422 | EIA Prime Mover-level Data | Estimated using an emission factor
2021 | CA | Humboldt Bay | 246 | IC7 | IC | OP | NA | NG |  | 483408.4 | 0.102 | 0.000422 | EIA Prime Mover-level Data | Estimated using an emission factor
2021 | CA | Humboldt Bay | 246 | IC8 | IC | OP | NA | NG |  | 483408.4 | 0.102 | 0.000422 | EIA Prime Mover-level Data | Estimated using an emission factor
2021 | CA | Humboldt Bay | 246 | IC9 | IC | OP | NA | NG |  | 483408.4 | 0.102 | 0.000422 | EIA Prime Mover-level Data | Estimated using an emission factor
2021 | CA | Inskip | 248 | 1 | HY | OS | NA | WAT
2021 | CA | James B Black | 249 | 1 | HY | OP | NA | WAT |  | 1641486.127 |  |  | EIA Prime Mover-level Data
2021 | CA | James B Black | 249 | 2 | HY | OP | NA | WAT |  | 1610623.873 |  |  | EIA Prime Mover-level Data
2021 | CA | Kerckhoff | 250 | H1 | HY | OS | NA | WAT
2021 | CA | Kerckhoff | 250 | H3 | HY | OS | NA | WAT
2021 | CA | Kilarc | 253 | 1 | HY | OP | NA | WAT
2021 | CA | Kings River PH | 254 | H1 | HY | OP | NA | WAT |  | 284770 |  |  | EIA Prime Mover-level Data
2021 | CA | Lime Saddle | 255 | 1 | HY | OS | NA | WAT
2021 | CA | Lime Saddle | 255 | 2 | HY | OS | NA | WAT
2021 | CA | Merced Falls | 258 | 1 | HY | OP | NA | WAT |  | 56143 |  |  | EIA Prime Mover-level Data
2021 | CA | Moss Landing Power Plant | 260 | 1A | CT | OP | CC | NG | 7201 | 11495170.487 | 1.092 | 0.00019 | EPA/CAMD | EPA/NEI | 2002
2021 | CA | Moss Landing Power Plant | 260 | 2A | CT | OP | CC | NG | 5736 | 9107040.384 | 0.86517 | 0.00019 | EPA/CAMD | EPA/NEI | 2002
2021 | CA | Moss Landing Power Plant | 260 | 3A | CT | OP | CC | NG | 5839 | 9109613.185 | 0.86542 | 0.00019 | EPA/CAMD | EPA/NEI | 2002
2021 | CA | Moss Landing Power Plant | 260 | 4A | CT | OP | CC | NG | 5858 | 9162589.172 | 0.87045 | 0.00019 | EPA/CAMD | EPA/NEI | 2002
2021 | CA | Murphys | 261 | 1 | HY | OP | NA | WAT |  | 88784 |  |  | EIA Prime Mover-level Data
2021 | CA | Narrows PH | 262 | 1 | HY | OP | NA | WAT |  | 628119 |  |  | EIA Prime Mover-level Data
2021 | CA | Phoenix | 264 | 1 | HY | OP | NA | WAT |  | 47256 |  |  | EIA Prime Mover-level Data
2021 | CA | Pit 1 | 265 | H1 | HY | OP | NA | WAT |  | 628291.5 |  |  | EIA Prime Mover-level Data
2021 | CA | Pit 1 | 265 | H2 | HY | OP | NA | WAT |  | 628291.5 |  |  | EIA Prime Mover-level Data
2021 | CA | Pit 3 | 266 | H1 | HY | OP | NA | WAT |  | 555322.333 |  |  | EIA Prime Mover-level Data
2021 | CA | Pit 3 | 266 | H2 | HY | OP | NA | WAT |  | 555322.333 |  |  | EIA Prime Mover-level Data
2021 | CA | Pit 3 | 266 | H3 | HY | OP | NA | WAT |  | 555322.333 |  |  | EIA Prime Mover-level Data
2021 | CA | Pit 4 | 267 | 1 | HY | OP | NA | WAT |  | 826759 |  |  | EIA Prime Mover-level Data
2021 | CA | Pit 4 | 267 | 2 | HY | OP | NA | WAT |  | 826759 |  |  | EIA Prime Mover-level Data
2021 | CA | Pit 5 | 268 | H1 | HY | OP | NA | WAT |  | 1109523.856 |  |  | EIA Prime Mover-level Data
2021 | CA | Pit 5 | 268 | H2 | HY | OP | NA | WAT |  | 1109523.856 |  |  | EIA Prime Mover-level Data
2021 | CA | Pit 5 | 268 | H3 | HY | OP | NA | WAT |  | 964298.22 |  |  | EIA Prime Mover-level Data
2021 | CA | Pit 5 | 268 | H4 | HY | OP | NA | WAT |  | 929444.068 |  |  | EIA Prime Mover-level Data
2021 | CA | Pit 6 | 269 | H1 | HY | OP | NA | WAT |  | 1015123 |  |  | EIA Prime Mover-level Data
2021 | CA | Pit 6 | 269 | H2 | HY | OP | NA | WAT |  | 1015123 |  |  | EIA Prime Mover-level Data
2021 | CA | Pit 7 | 270 | H1 | HY | OP | NA | WAT |  | 1303456 |  |  | EIA Prime Mover-level Data
2021 | CA | Pit 7 | 270 | H2 | HY | OP | NA | WAT |  | 1181257 |  |  | EIA Prime Mover-level Data
2021 | CA | Poe | 272 | 1 | HY | OP | NA | WAT |  | 1001297 |  |  | EIA Prime Mover-level Data
2021 | CA | Poe | 272 | 2 | HY | OP | NA | WAT |  | 1001297 |  |  | EIA Prime Mover-level Data
2021 | CA | Potter Valley | 274 | 1 | HY | OP | NA | WAT |  | 11026.681 |  |  | EIA Prime Mover-level Data
2021 | CA | Potter Valley | 274 | 2 | HY | OP | NA | WAT |  | 5012.128 |  |  | EIA Prime Mover-level Data
2021 | CA | Potter Valley | 274 | 3 | HY | OP | NA | WAT |  | 7518.191 |  |  | EIA Prime Mover-level Data
2021 | CA | Rock Creek | 275 | H1 | HY | OP | NA | WAT |  | 1008871 |  |  | EIA Prime Mover-level Data
2021 | CA | Rock Creek | 275 | H2 | HY | OP | NA | WAT |  | 1008871 |  |  | EIA Prime Mover-level Data
2021 | CA | San Joaquin 2 | 276 | 1 | HY | OP | NA | WAT
2021 | CA | San Joaquin 3 | 277 | 3 | HY | OS | NA | WAT
2021 | CA | Salt Springs | 279 | 1 | HY | OP | NA | WAT |  | 180219.6 |  |  | EIA Prime Mover-level Data
2021 | CA | Salt Springs | 279 | 2 | HY | OP | NA | WAT |  | 435164.4 |  |  | EIA Prime Mover-level Data
2021 | CA | South | 280 | 1 | HY | OP | NA | WAT |  | 144052 |  |  | EIA Prime Mover-level Data
2021 | CA | Spaulding 1 | 281 | 1 | HY | OP | NA | WAT |  | 134715 |  |  | EIA Prime Mover-level Data
2021 | CA | Spaulding 2 | 282 | 1 | HY | OP | NA | WAT |  | 53747 |  |  | EIA Prime Mover-level Data
2021 | CA | Spaulding 3 | 283 | 1 | HY | OP | NA | WAT |  | 50097 |  |  | EIA Prime Mover-level Data
2021 | CA | Spring Gap | 284 | 1 | HY | OP | NA | WAT |  | 125685 |  |  | EIA Prime Mover-level Data
2021 | CA | Stanislaus | 285 | HC1 | HY | OP | NA | WAT |  | 1156187 |  |  | EIA Prime Mover-level Data
2021 | CA | Geysers Unit 5-20 | 286 | U11 | ST | OP | NA | GEO |  | 3831038.005 |  |  | EIA Prime Mover-level Data
2021 | CA | Geysers Unit 5-20 | 286 | U12 | ST | OP | NA | GEO |  | 3831038.005 |  |  | EIA Prime Mover-level Data
2021 | CA | Geysers Unit 5-20 | 286 | U13 | ST | OP | NA | GEO |  | 4806211.316 |  |  | EIA Prime Mover-level Data
2021 | CA | Geysers Unit 5-20 | 286 | U14 | ST | OP | NA | GEO |  | 3935520.86 |  |  | EIA Prime Mover-level Data
2021 | CA | Geysers Unit 5-20 | 286 | U16 | ST | OP | NA | GEO |  | 4109658.951 |  |  | EIA Prime Mover-level Data
2021 | CA | Geysers Unit 5-20 | 286 | U17 | ST | OP | NA | GEO |  | 4109658.951 |  |  | EIA Prime Mover-level Data
2021 | CA | Geysers Unit 5-20 | 286 | U18 | ST | OP | NA | GEO |  | 4109658.951 |  |  | EIA Prime Mover-level Data
2021 | CA | Geysers Unit 5-20 | 286 | U20 | ST | OP | NA | GEO |  | 4109658.951 |  |  | EIA Prime Mover-level Data
2021 | CA | Geysers Unit 5-20 | 286 | U5 | ST | OP | NA | GEO |  | 1915519.003 |  |  | EIA Prime Mover-level Data
2021 | CA | Geysers Unit 5-20 | 286 | U6 | ST | OP | NA | GEO |  | 1915519.003 |  |  | EIA Prime Mover-level Data
2021 | CA | Geysers Unit 5-20 | 286 | U7 | ST | OP | NA | GEO |  | 1915519.003 |  |  | EIA Prime Mover-level Data
2021 | CA | Geysers Unit 5-20 | 286 | U8 | ST | OP | NA | GEO |  | 1915519.003 |  |  | EIA Prime Mover-level Data
2021 | CA | Tiger Creek | 287 | H1 | HY | OP | NA | WAT |  | 620374.943 |  |  | EIA Prime Mover-level Data
2021 | CA | Tiger Creek | 287 | H2 | HY | OP | NA | WAT |  | 649569.057 |  |  | EIA Prime Mover-level Data
2021 | CA | Tule River | 289 | 1 | HY | OS | NA | WAT
2021 | CA | Tule River | 289 | 2 | HY | OS | NA | WAT
2021 | CA | Volta 1 | 290 | 1 | HY | OP | NA | WAT |  | 207280 |  |  | EIA Prime Mover-level Data
2021 | CA | West Point PH | 291 | 1 | HY | OP | NA | WAT |  | 341446 |  |  | EIA Prime Mover-level Data
2021 | CA | Wise | 292 | 1 | HY | OP | NA | WAT |  | 289728.927 |  |  | EIA Prime Mover-level Data
2021 | CA | Wise | 292 | 2 | HY | OP | NA | WAT |  | 59650.073 |  |  | EIA Prime Mover-level Data
2021 | CA | A G Wishon | 293 | 1 | HY | OP | NA | WAT |  | 42415.5 |  |  | EIA Prime Mover-level Data
2021 | CA | A G Wishon | 293 | 2 | HY | OP | NA | WAT |  | 42415.5 |  |  | EIA Prime Mover-level Data
2021 | CA | A G Wishon | 293 | 3 | HY | OP | NA | WAT |  | 42415.5 |  |  | EIA Prime Mover-level Data
2021 | CA | A G Wishon | 293 | 4 | HY | OP | NA | WAT |  | 42415.5 |  |  | EIA Prime Mover-level Data
2021 | CA | Copco 1 | 294 | 1 | HY | OP | NA | WAT |  | 275848.5 |  |  | EIA Prime Mover-level Data
2021 | CA | Copco 1 | 294 | 2 | HY | OP | NA | WAT |  | 275848.5 |  |  | EIA Prime Mover-level Data
2021 | CA | Copco 2 | 295 | 1 | HY | OP | NA | WAT |  | 348870 |  |  | EIA Prime Mover-level Data
2021 | CA | Copco 2 | 295 | 2 | HY | OP | NA | WAT |  | 348870 |  |  | EIA Prime Mover-level Data
2021 | CA | Fall Creek | 296 | 1 | HY | OP | NA | WAT |  | 17313.095 |  |  | EIA Prime Mover-level Data
2021 | CA | Fall Creek | 296 | 2 | HY | OP | NA | WAT |  | 13850.476 |  |  | EIA Prime Mover-level Data
2021 | CA | Fall Creek | 296 | 3 | HY | OP | NA | WAT |  | 41551.429 |  |  | EIA Prime Mover-level Data
2021 | CA | Iron Gate | 297 | 1 | HY | OP | NA | WAT |  | 668487 |  |  | EIA Prime Mover-level Data
2021 | TX | Limestone | 298 | LIM1 | ST | OP | TANGENTIAL | SUB | 4228 | 26368954.976 | 155.2593 | 0.011776 | EPA/CAMD | EPA/NEI | 1985
2021 | TX | Limestone | 298 | LIM2 | ST | OP | TANGENTIAL | SUB | 5562 | 36013523.116 | 205.0037 | 0.011385 | EPA/CAMD | EPA/NEI | 1985
2021 | UT | Blundell | 299 | 1 | ST | OP | NA | GEO |  | 1279992.643 |  |  | EIA Prime Mover-level Data
2021 | UT | Blundell | 299 | 2 | ST | OP | NA | GEO |  | 587879.357 |  |  | EIA Prime Mover-level Data
2021 | CA | Cabrillo Power I Encina Power Station | 302 | 10 | GT | OP | CT | NG | 1449 | 609971.151 | 2.4449 | 0.0080165 | EPA/CAMD | NEI avg EF - PM, fuel type, firing type | 2018
2021 | CA | Cabrillo Power I Encina Power Station | 302 | 6 | GT | OP | CT | NG | 2305 | 949581.319 | 3.8062 | 0.0080165 | EPA/CAMD | NEI avg EF - PM, fuel type, firing type | 2018
2021 | CA | Cabrillo Power I Encina Power Station | 302 | 7 | GT | OP | CT | NG | 2445 | 1027755.898 | 4.1195 | 0.0080165 | EPA/CAMD | NEI avg EF - PM, fuel type, firing type | 2018
2021 | CA | Cabrillo Power I Encina Power Station | 302 | 8 | GT | OP | CT | NG | 2203 | 919351.865 | 3.685 | 0.0080165 | EPA/CAMD | NEI avg EF - PM, fuel type, firing type | 2018
2021 | CA | Cabrillo Power I Encina Power Station | 302 | 9 | GT | OP | CT | NG | 2306 | 965512.37 | 3.87 | 0.0080165 | EPA/CAMD | NEI avg EF - PM, fuel type, firing type | 2018
2021 | AK | Green Lake | 313 | 1 | HY | OP | NA | WAT |  | 183712.5 |  |  | EIA Prime Mover-level Data
2021 | AK | Green Lake | 313 | 2 | HY | OP | NA | WAT |  | 183712.5 |  |  | EIA Prime Mover-level Data
2021 | CA | Drop 5 | 314 | 1 | HY | OP | NA | WAT |  | 51365 |  |  | EIA Prime Mover-level Data
2021 | CA | Drop 5 | 314 | 2 | HY | OP | NA | WAT |  | 51365 |  |  | EIA Prime Mover-level Data
2021 | CA | AES Alamitos | 315 | 3 | ST | OP | TANGENTIAL | NG | 2767 | 2209739.4 | 9.91 | 0.0089694 | EPA/CAMD | EPA/NEI | 1961
2021 | CA | AES Alamitos | 315 | 4 | ST | OP | TANGENTIAL | NG | 3186 | 2557780 | 15.7205 | 0.012292 | EPA/CAMD | NEI avg EF - PM, fuel type, firing type | 1962
2021 | CA | AES Alamitos | 315 | 5 | ST | OP | WALL | NG | 1348 | 2413404.1 | 9.3632 | 0.0077594 | EPA/CAMD | NEI avg EF - PM, fuel type, firing type | 1965
2021 | CA | AES Alamitos | 315 | CT1 | CT | OP | CC | NG | 5665 | 10134971.374 | 9.7514 | 0.0019243 | EPA/CAMD | EPA/NEI | 2019
2021 | CA | AES Alamitos | 315 | CT2 | CT | OP | CC | NG | 5942 | 10604105.459 | 10.168 | 0.0019177 | EPA/CAMD | EPA/NEI | 2019
2021 | CA | Sepulveda Canyon | 316 | 1 | HY | SB | NA | WAT
2021 | CA | Big Creek 1 | 317 | 1 | HY | OP | NA | WAT |  | 328198.663 |  |  | EIA Prime Mover-level Data
2021 | CA | Big Creek 1 | 317 | 2 | HY | OP | NA | WAT |  | 261895.903 |  |  | EIA Prime Mover-level Data
2021 | CA | Big Creek 1 | 317 | 3 | HY | OP | NA | WAT |  | 358034.905 |  |  | EIA Prime Mover-level Data
2021 | CA | Big Creek 1 | 317 | 4 | HY | OP | NA | WAT |  | 517161.529 |  |  | EIA Prime Mover-level Data
2021 | CA | Big Creek 2 | 318 | 3 | HY | OA | NA | WAT |  | 211572.438 |  |  | EIA Prime Mover-level Data
2021 | CA | Big Creek 2 | 318 | 4 | HY | OA | NA | WAT |  | 211572.438 |  |  | EIA Prime Mover-level Data
2021 | CA | Big Creek 2 | 318 | 5 | HY | OA | NA | WAT |  | 234336.562 |  |  | EIA Prime Mover-level Data
2021 | CA | Big Creek 2 | 318 | 6 | HY | OA | NA | WAT |  | 234336.562 |  |  | EIA Prime Mover-level Data
2021 | CA | Big Creek 3 | 319 | 1 | HY | OP | NA | WAT |  | 579635.312 |  |  | EIA Prime Mover-level Data
2021 | CA | Big Creek 3 | 319 | 2 | HY | OP | NA | WAT |  | 579635.312 |  |  | EIA Prime Mover-level Data
2021 | CA | Big Creek 3 | 319 | 3 | HY | OP | NA | WAT |  | 579635.312 |  |  | EIA Prime Mover-level Data
2021 | CA | Big Creek 3 | 319 | 4 | HY | OP | NA | WAT |  | 613731.507 |  |  | EIA Prime Mover-level Data
2021 | CA | Big Creek 3 | 319 | 5 | HY | OP | NA | WAT |  | 622255.556 |  |  | EIA Prime Mover-level Data
2021 | CA | Big Creek 4 | 320 | 1 | HY | OP | NA | WAT |  | 687013 |  |  | EIA Prime Mover-level Data
2021 | CA | Big Creek 4 | 320 | 2 | HY | OP | NA | WAT |  | 687013 |  |  | EIA Prime Mover-level Data
2021 | CA | Big Creek 8 | 321 | 1 | HY | OA | NA | WAT |  | 237667.6 |  |  | EIA Prime Mover-level Data
2021 | CA | Big Creek 8 | 321 | 2 | HY | OS | NA | WAT |  | 356501.4 |  |  | EIA Prime Mover-level Data
2021 | CA | Big Creek 2A | 322 | 1 | HY | OS | NA | WAT |  | 1078456.5 |  |  | EIA Prime Mover-level Data
2021 | CA | Big Creek 2A | 322 | 2 | HY | OS | NA | WAT |  | 1078456.5 |  |  | EIA Prime Mover-level Data
2021 | CA | Bishop Creek 2 | 323 | 1 | HY | OP | NA | WAT |  | 54622.945 |  |  | EIA Prime Mover-level Data
2021 | CA | Bishop Creek 2 | 323 | 2 | HY | OP | NA | WAT |  | 54622.945 |  |  | EIA Prime Mover-level Data
2021 | CA | Bishop Creek 2 | 323 | 3 | HY | OP | NA | WAT |  | 50253.11 |  |  | EIA Prime Mover-level Data
2021 | CA | Bishop Creek 3 | 324 | 1 | HY | OP | NA | WAT |  | 56008.667 |  |  | EIA Prime Mover-level Data
2021 | CA | Bishop Creek 3 | 324 | 2 | HY | OP | NA | WAT |  | 56008.667 |  |  | EIA Prime Mover-level Data
2021 | CA | Bishop Creek 3 | 324 | 3 | HY | OP | NA | WAT |  | 56008.667 |  |  | EIA Prime Mover-level Data
2021 | CA | Bishop Creek 4 | 325 | 1 | HY | OP | NA | WAT |  | 35099.268 |  |  | EIA Prime Mover-level Data
2021 | CA | Bishop Creek 4 | 325 | 2 | HY | OP | NA | WAT |  | 35099.268 |  |  | EIA Prime Mover-level Data
2021 | CA | Bishop Creek 4 | 325 | 3 | HY | OP | NA | WAT |  | 70198.537 |  |  | EIA Prime Mover-level Data
2021 | CA | Bishop Creek 4 | 325 | 4 | HY | OP | NA | WAT |  | 77218.39 |  |  | EIA Prime Mover-level Data
2021 | CA | Bishop Creek 4 | 325 | 5 | HY | OP | NA | WAT |  | 70198.537 |  |  | EIA Prime Mover-level Data
2021 | CA | Bishop Creek 5 | 326 | 1 | HY | OP | NA | WAT |  | 34322.222 |  |  | EIA Prime Mover-level Data
2021 | CA | Bishop Creek 5 | 326 | 2 | HY | OP | NA | WAT |  | 42902.778 |  |  | EIA Prime Mover-level Data
2021 | CA | Bishop Creek 6 | 327 | 1 | HY | OP | NA | WAT |  | 64749 |  |  | EIA Prime Mover-level Data
2021 | CA | El Segundo | 330 | 5 | CT | OP | CC | NG | 537 | 831091.287 | 2.7478 | 0.0066126 | EPA/CAMD | EPA/NEI | 2013
2021 | CA | El Segundo | 330 | 7 | CT | OP | CC | NG | 636 | 970605.368 | 0.01984 | 4.0882e-05 | EPA/CAMD | EPA/NEI | 2013
2021 | CA | Fontana | 332 | 1 | HY | OP | NA | WAT |  | 14843 |  |  | EIA Prime Mover-level Data
2021 | CA | Fontana | 332 | 2 | HY | OP | NA | WAT |  | 14843 |  |  | EIA Prime Mover-level Data
2021 | CA | AES Huntington Beach | 335 | 2 | ST | OP | WALL | NG | 1515 | 1011180.2 | 4.97 | 0.0098301 | EPA/CAMD | EPA/NEI | 1958
2021 | CA | AES Huntington Beach | 335 | CT1 | CT | OP | CC | NG | 6856 | 13416463.959 | 10.7235 | 0.0015986 | EPA/CAMD | EPA/NEI | 2019
2021 | CA | AES Huntington Beach | 335 | CT2 | CT | OP | CC | NG | 6803 | 13297828.723 | 10.416 | 0.0015666 | EPA/CAMD | EPA/NEI | 2019
2021 | CA | Kaweah 2 | 336 | 2 | HY | OP | NA | WAT |  | 20859 |  |  | EIA Prime Mover-level Data
2021 | CA | Kaweah 1 | 337 | 1 | HY | OS | NA | WAT
2021 | CA | Kaweah 3 | 338 | 1 | HY | OS | NA | WAT |  | 0 |  |  | EIA Prime Mover-level Data
2021 | CA | Kaweah 3 | 338 | 2 | HY | OS | NA | WAT |  | 0 |  |  | EIA Prime Mover-level Data
2021 | CA | Kern River 3 | 339 | 1 | HY | OP | NA | WAT |  | 198419.653 |  |  | EIA Prime Mover-level Data
2021 | CA | Kern River 3 | 339 | 2 | HY | OP | NA | WAT |  | 191644.347 |  |  | EIA Prime Mover-level Data
2021 | CA | Kern River 1 | 340 | 1 | HY | OP | NA | WAT |  | 270502.75 |  |  | EIA Prime Mover-level Data
2021 | CA | Kern River 1 | 340 | 2 | HY | OP | NA | WAT |  | 270502.75 |  |  | EIA Prime Mover-level Data
2021 | CA | Kern River 1 | 340 | 3 | HY | OP | NA | WAT |  | 270502.75 |  |  | EIA Prime Mover-level Data
2021 | CA | Kern River 1 | 340 | 4 | HY | OP | NA | WAT |  | 270502.75 |  |  | EIA Prime Mover-level Data
2021 | CA | Long Beach Generating Station | 341 | 1 | GT | OP | CT | NG | 106 | 62884.565 | 0.51584 | 0.016406 | EPA/CAMD | EPA/NEI | 2007
2021 | CA | Long Beach Generating Station | 341 | 2 | GT | OP | CT | NG | 97 | 57976.16 | 0.496 | 0.01711 | EPA/CAMD | EPA/NEI | 2007
2021 | CA | Long Beach Generating Station | 341 | 3 | GT | OP | CT | NG | 102 | 66458.915 | 0.40672 | 0.01224 | EPA/CAMD | EPA/NEI | 2007
2021 | CA | Long Beach Generating Station | 341 | 4 | GT | OP | CT | NG | 103 | 71258.949 | 0.42656 | 0.011972 | EPA/CAMD | EPA/NEI | 2007
2021 | CA | Lundy | 342 | 1 | HY | OP | NA | WAT |  | 18198.5 |  |  | EIA Prime Mover-level Data
2021 | CA | Lundy | 342 | 2 | HY | OP | NA | WAT |  | 18198.5 |  |  | EIA Prime Mover-level Data
2021 | CA | Mammoth Pool | 344 | 1 | HY | OA | NA | WAT |  | 1297334 |  |  | EIA Prime Mover-level Data
2021 | CA | Mammoth Pool | 344 | 2 | HY | OA | NA | WAT |  | 1297334 |  |  | EIA Prime Mover-level Data
2021 | CA | Ormond Beach Power, LLC. | 350 | 1 | ST | OP | WALL | NG | 777 | 1724519.402 | 4.2725 | 0.004955 | EPA/CAMD | EPA/NEI | 1971
2021 | CA | Ormond Beach Power, LLC. | 350 | 2 | ST | OP | WALL | NG | 2039 | 3366035.947 | 4.5075 | 0.0026782 | EPA/CAMD | EPA/NEI | 1973
2021 | CA | Poole | 353 | 1 | HY | OP | NA | WAT |  | 140127 |  |  | EIA Prime Mover-level Data
2021 | CA | Portal | 354 | 1 | HY | OA | NA | WAT |  | 100827 |  |  | EIA Prime Mover-level Data
2021 | CA | AES Redondo Beach | 356 | 5 | ST | OP | WALL | NG | 1717 | 743055.1 | 0.24 | 0.00064598 | EPA/CAMD | EPA/NEI | 1954
2021 | CA | AES Redondo Beach | 356 | 6 | ST | OP | WALL | NG | 2251 | 1134967.5 | 1.25 | 0.0022027 | EPA/CAMD | EPA/NEI | 1957
2021 | CA | AES Redondo Beach | 356 | 8 | ST | OP | WALL | NG | 890 | 1691265.4 | 1.38 | 0.0016319 | EPA/CAMD | EPA/NEI | 1967
2021 | CA | Rush Creek | 357 | 1 | HY | OP | NA | WAT |  | 87863.16 |  |  | EIA Prime Mover-level Data
2021 | CA | Rush Creek | 357 | 2 | HY | OP | NA | WAT |  | 107222.84 |  |  | EIA Prime Mover-level Data
2021 | CA | Mountainview Generating Station | 358 | 3-1 | CT | OP | CC | NG | 2721 | 3759259.108 | 10.1003 | 0.0053736 | EPA/CAMD | NEI avg EF - PM, fuel type, firing type | 2005
2021 | CA | Mountainview Generating Station | 358 | 3-2 | CT | OP | CC | NG | 2372 | 3301944.881 | 8.8716 | 0.0053736 | EPA/CAMD | NEI avg EF - PM, fuel type, firing type | 2005
2021 | CA | Mountainview Generating Station | 358 | 4-1 | CT | OP | CC | NG | 3132 | 4287598.455 | 11.5198 | 0.0053736 | EPA/CAMD | NEI avg EF - PM, fuel type, firing type | 2005
2021 | CA | Mountainview Generating Station | 358 | 4-2 | CT | OP | CC | NG | 2791 | 3921700.469 | 10.5367 | 0.0053736 | EPA/CAMD | NEI avg EF - PM, fuel type, firing type | 2005
2021 | CA | Santa Ana 1 | 361 | 1 | HY | OP | NA | WAT |  | 0 |  |  | EIA Prime Mover-level Data
2021 | CA | Santa Ana 1 | 361 | 2 | HY | OP | NA | WAT |  | 0 |  |  | EIA Prime Mover-level Data
2021 | CA | Santa Ana 1 | 361 | 3 | HY | OP | NA | WAT |  | 0 |  |  | EIA Prime Mover-level Data
2021 | CA | Santa Ana 1 | 361 | 4 | HY | OP | NA | WAT |  | 0 |  |  | EIA Prime Mover-level Data
2021 | CA | Santa Ana 3 | 363 | 1 | HY | OP | NA | WAT |  | 2697 |  |  | EIA Prime Mover-level Data
2021 | CA | Lower Tule River | 365 | 1 | HY | OS | NA | WAT
2021 | CA | Lower Tule River | 365 | 2 | HY | OS | NA | WAT
2021 | WA | Columbia Generating Station | 371 | 2 | ST | OP | NA | NUC |  | 0 |  |  | EIA Prime Mover-level Data
2021 | CA | Pardee | 376 | 1 | HY | OP | NA | WAT |  | 158008.157 |  |  | EIA Prime Mover-level Data
2021 | CA | Pardee | 376 | 2 | HY | OP | NA | WAT |  | 158008.157 |  |  | EIA Prime Mover-level Data
2021 | CA | Pardee | 376 | 3 | HY | OP | NA | WAT |  | 181182.686 |  |  | EIA Prime Mover-level Data
2021 | CA | Grayson Power Plant | 377 | 4 | ST | OP | WALL | NG | 2754 | 684923.465 | 2.6573 | 0.0077594 | EPA/CAMD | NEI avg EF - PM, fuel type, firing type | 1959
2021 | CA | Grayson Power Plant | 377 | 5 | ST | OP | WALL | NG | 8109 | 1006101.54 | 3.9034 | 0.0077594 | EPA/CAMD | NEI avg EF - PM, fuel type, firing type | 1964
2021 | CA | Grayson Power Plant | 377 | 9 | GT | OP | CT | NG | 706 | 263635.382 | 1.0567 | 0.0080165 | EPA/CAMD | NEI avg EF - PM, fuel type, firing type | 2004
2021 | MN | Prairie River | 378 | 1 | HY | OP | NA | WAT |  | 8585.5 |  |  | EIA Prime Mover-level Data
2021 | MN | Prairie River | 378 | 2 | HY | OP | NA | WAT |  | 3679.5 |  |  | EIA Prime Mover-level Data
2021 | CA | Dion R Holm | 380 | 1 | HY | OP | NA | WAT |  | 1532005.5 |  |  | EIA Prime Mover-level Data
2021 | CA | Dion R Holm | 380 | 2 | HY | OP | NA | WAT |  | 1532005.5 |  |  | EIA Prime Mover-level Data
2021 | CA | Moccasin | 381 | 1 | HY | OP | NA | WAT |  | 1320140.5 |  |  | EIA Prime Mover-level Data
2021 | CA | Moccasin | 381 | 2 | HY | OP | NA | WAT |  | 1320140.5 |  |  | EIA Prime Mover-level Data
2021 | CA | R C Kirkwood | 382 | 1 | HY | OP | NA | WAT |  | 975437.623 |  |  | EIA Prime Mover-level Data
2021 | CA | R C Kirkwood | 382 | 2 | HY | OP | NA | WAT |  | 975437.623 |  |  | EIA Prime Mover-level Data
2021 | CA | R C Kirkwood | 382 | 3 | HY | OP | NA | WAT |  | 901353.753 |  |  | EIA Prime Mover-level Data
2021 | IL | Joliet 29 | 384 | 71 | ST | OP | TANGENTIAL | NG | 1463 | 2128932.825 | 0.27188 | 0.00025541 | EPA/CAMD | EPA/NEI | 1965
2021 | IL | Joliet 29 | 384 | 72 | ST | OP | TANGENTIAL | NG | 1461 | 2173930.925 | 0.27188 | 0.00025013 | EPA/CAMD | EPA/NEI | 1965
2021 | IL | Joliet 29 | 384 | 81 | ST | OP | TANGENTIAL | NG | 1222 | 1563597.75 | 0.16381 | 0.00020953 | EPA/CAMD | EPA/NEI | 1966
2021 | IL | Joliet 29 | 384 | 82 | ST | OP | TANGENTIAL | NG | 1220 | 1713045.85 | 0.16381 | 0.00019125 | EPA/CAMD | EPA/NEI | 1966
2021 | CA | Drop 2 (CA) | 385 | 1 | HY | OP | NA | WAT |  | 190186 |  |  | EIA Prime Mover-level Data
2021 | CA | Drop 2 (CA) | 385 | 2 | HY | OP | NA | WAT |  | 190186 |  |  | EIA Prime Mover-level Data
2021 | CA | Drop 3 (CA) | 386 | 1 | HY | OP | NA | WAT |  | 186488.348 |  |  | EIA Prime Mover-level Data
2021 | CA | Drop 3 (CA) | 386 | 2 | HY | OP | NA | WAT |  | 170947.652 |  |  | EIA Prime Mover-level Data
2021 | CA | Drop 4 | 387 | 1 | HY | OP | NA | WAT |  | 441323.469 |  |  | EIA Prime Mover-level Data
2021 | CA | Drop 4 | 387 | 2 | HY | OP | NA | WAT |  | 423670.531 |  |  | EIA Prime Mover-level Data
2021 | CA | Pilot Knob | 388 | 1 | HY | OP | NA | WAT |  | 92113 |  |  | EIA Prime Mover-level Data
2021 | CA | Pilot Knob | 388 | 2 | HY | OP | NA | WAT |  | 92113 |  |  | EIA Prime Mover-level Data
2021 | CA | El Centro | 389 | 2-2 | CT | OP | CC | NG | 3307 | 2508879.3 | 6.7408 | 0.0053736 | EPA/CAMD | NEI avg EF - PM, fuel type, firing type | 1993
2021 | CA | El Centro | 389 | 3-1 | CT | OP | CC | NG | 5637 | 2119703.113 | 5.6952 | 0.0053736 | EPA/CAMD | NEI avg EF - PM, fuel type, firing type | 2012
2021 | CA | El Centro | 389 | 3-2 | CT | OP | CC | NG | 6456 | 2437240.455 | 6.5483 | 0.0053736 | EPA/CAMD | NEI avg EF - PM, fuel type, firing type | 2012
2021 | CA | El Centro | 389 | 4 | ST | OP | WALL | NG | 4069 | 1333096.7 | 5.172 | 0.0077594 | EPA/CAMD | NEI avg EF - PM, fuel type, firing type | 1968
2021 | AK | Solomon Gulch | 390 | 1 | HY | OP | NA | WAT |  | 182086 |  |  | EIA Prime Mover-level Data
2021 | AK | Solomon Gulch | 390 | 2 | HY | OP | NA | WAT |  | 182086 |  |  | EIA Prime Mover-level Data
2021 | CA | Big Pine Creek | 391 | 1 | HY | OP | NA | WAT |  | 83275 |  |  | EIA Prime Mover-level Data
2021 | CA | Castaic | 392 | 1 | PS | OP | NA | WAT |  | 0 |  |  | EIA Prime Mover-level Data
2021 | CA | Castaic | 392 | 2 | PS | OP | NA | WAT |  | 0 |  |  | EIA Prime Mover-level Data
2021 | CA | Castaic | 392 | 3 | PS | OP | NA | WAT |  | 0 |  |  | EIA Prime Mover-level Data
2021 | CA | Castaic | 392 | 4 | PS | OP | NA | WAT |  | 0 |  |  | EIA Prime Mover-level Data
2021 | CA | Castaic | 392 | 5 | PS | OP | NA | WAT |  | 0 |  |  | EIA Prime Mover-level Data
2021 | CA | Castaic | 392 | 6 | PS | OP | NA | WAT |  | 0 |  |  | EIA Prime Mover-level Data
2021 | CA | Castaic | 392 | 7 | HY | OP | NA | WAT
2021 | CA | Control Gorge | 393 | 1 | HY | OP | NA | WAT |  | 258782 |  |  | EIA Prime Mover-level Data
2021 | CA | Cottonwood | 394 | 1 | HY | OP | NA | WAT |  | 3877.5 |  |  | EIA Prime Mover-level Data
2021 | CA | Cottonwood | 394 | 2 | HY | OP | NA | WAT |  | 3877.5 |  |  | EIA Prime Mover-level Data
2021 | CA | Foothill | 396 | 1 | HY | OP | NA | WAT |  | 60212 |  |  | EIA Prime Mover-level Data
2021 | CA | Franklin (CA) | 397 | 1 | HY | OP | NA | WAT |  | 0 |  |  | EIA Prime Mover-level Data
2021 | CA | Haiwee | 398 | 1 | HY | OP | NA | WAT |  | 0 |  |  | EIA Prime Mover-level Data
2021 | CA | Haiwee | 398 | 2 | HY | OP | NA | WAT |  | 0 |  |  | EIA Prime Mover-level Data
2021 | CA | Harbor Generating Station | 399 | **10A | CT | OP | CC | NG | 583 | 444962.959 | 0.13944 | 0.00062673 | EPA/CAMD | EPA/NEI | 1994
2021 | CA | Harbor Generating Station | 399 | **10B | CT | OP | CC | NG | 415 | 317884.727 | 0.85409 | 0.0053736 | EPA/CAMD | NEI avg EF - PM, fuel type, firing type | 1994
2021 | CA | Harbor Generating Station | 399 | 10 | GT | OP | CT | NG | 347 | 90460.273 | 0.36259 | 0.0080165 | EPA/CAMD | NEI avg EF - PM, fuel type, firing type | 2001
2021 | CA | Harbor Generating Station | 399 | 11 | GT | OP | CT | NG | 239 | 63656.753 | 0.015959 | 0.0005014 | EPA/CAMD | EPA/NEI | 2001
2021 | CA | Harbor Generating Station | 399 | 12 | GT | OP | CT | NG | 225 | 60294.275 | 0.0003376 | 1.1199e-05 | EPA/CAMD | EPA/NEI | 2001
2021 | CA | Harbor Generating Station | 399 | 13 | GT | OP | CT | NG | 199 | 48911.82 | 0.19605 | 0.0080165 | EPA/CAMD | NEI avg EF - PM, fuel type, firing type | 2001
2021 | CA | Harbor Generating Station | 399 | 14 | GT | OP | CT | NG | 249 | 62271.538 | 0.2496 | 0.0080165 | EPA/CAMD | NEI avg EF - PM, fuel type, firing type | 2001
2021 | CA | Haynes Generating Station | 400 | 1 | ST | OP | WALL | NG | 771 | 502311.751 | 4.55 | 0.018116 | EPA/CAMD | EPA/NEI | 1962
2021 | CA | Haynes Generating Station | 400 | 10 | CT | OP | CC | NG | 4191 | 6741096.602 | 7.4896 | 0.0022221 | EPA/CAMD | EPA/NEI | 2004
2021 | CA | Haynes Generating Station | 400 | 11 | GT | OP | CT | NG | 599 | 397496.836 | 0.11904 | 0.00059895 | EPA/CAMD | EPA/NEI | 2013
2021 | CA | Haynes Generating Station | 400 | 12 | GT | OP | CT | NG | 1132 | 744313.641 | 0.3968 | 0.0010662 | EPA/CAMD | EPA/NEI | 2013
2021 | CA | Haynes Generating Station | 400 | 13 | GT | OP | CT | NG | 754 | 492683.285 | 1.2698 | 0.0051545 | EPA/CAMD | EPA/NEI | 2013
2021 | CA | Haynes Generating Station | 400 | 14 | GT | OP | CT | NG | 298 | 202158.607 | 0.76384 | 0.0075568 | EPA/CAMD | EPA/NEI | 2013
2021 | CA | Haynes Generating Station | 400 | 15 | GT | OP | CT | NG | 1522 | 985880.382 | 0.1984 | 0.00040248 | EPA/CAMD | EPA/NEI | 2013
2021 | CA | Haynes Generating Station | 400 | 16 | GT | OP | CT | NG | 995 | 622442.317 | 0.248 | 0.00079686 | EPA/CAMD | EPA/NEI | 2013
2021 | CA | Haynes Generating Station | 400 | 2 | ST | OP | WALL | NG | 700 | 491294.542 | 3.18 | 0.012945 | EPA/CAMD | EPA/NEI | 1963
2021 | CA | Haynes Generating Station | 400 | 9 | CT | OP | CC | NG | 5428 | 8742607.32 | 7.5194 | 0.0017202 | EPA/CAMD | EPA/NEI | 2004
2021 | CA | Middle Gorge | 401 | 1 | HY | OP | NA | WAT |  | 255782 |  |  | EIA Prime Mover-level Data
2021 | CA | Pleasant Valley Hydro | 402 | 1 | HY | OP | NA | WAT |  | 32409 |  |  | EIA Prime Mover-level Data
2021 | CA | San Fernando | 403 | 1 | HY | OP | NA | WAT |  | 385.5 |  |  | EIA Prime Mover-level Data
2021 | CA | San Fernando | 403 | 2 | HY | OP | NA | WAT |  | 385.5 |  |  | EIA Prime Mover-level Data
2021 | CA | Scattergood Generating Station | 404 | 1 | ST | OP | WALL | NG | 1427 | 757769.716 | 2.9399 | 0.0077594 | EPA/CAMD | NEI avg EF - PM, fuel type, firing type | 1958
2021 | CA | Scattergood Generating Station | 404 | 2 | ST | OP | WALL | NG | 729 | 367446.503 | 1.4256 | 0.0077594 | EPA/CAMD | NEI avg EF - PM, fuel type, firing type | 1959
2021 | CA | Scattergood Generating Station | 404 | 4 | CT | OP | CC | NG | 6868 | 12775598.257 | 8.055 | 0.001261 | EPA/CAMD | EPA/NEI | 2015
2021 | CA | Scattergood Generating Station | 404 | 6 | GT | OP | CT | NG | 659 | 377009.862 | 0.2976 | 0.0015787 | EPA/CAMD | EPA/NEI | 2015
2021 | CA | Scattergood Generating Station | 404 | 7 | GT | OP | CT | NG | 497 | 269855.444 | 0.55552 | 0.0041172 | EPA/CAMD | EPA/NEI | 2015
2021 | AK | Tok | 406 | 3A | IC | OP | NA | DFO |  | 24386.038 | 3.7798 | 0.31 | EIA Prime Mover-level Data | Estimated using an emission factor
2021 | AK | Tok | 406 | 4A | IC | OP | NA | DFO |  | 20634.34 | 3.1983 | 0.31 | EIA Prime Mover-level Data | Estimated using an emission factor
2021 | AK | Tok | 406 | 5A | IC | OP | NA | DFO |  | 20634.34 | 3.1983 | 0.31 | EIA Prime Mover-level Data | Estimated using an emission factor
2021 | AK | Tok | 406 | 6 | IC | OS | NA | DFO |  | 9379.245 | 1.4538 | 0.31 | EIA Prime Mover-level Data | Estimated using an emission factor
2021 | AK | Tok | 406 | 8 | IC | OP | NA | DFO |  | 7503.396 | 1.163 | 0.31 | EIA Prime Mover-level Data | Estimated using an emission factor
2021 | AK | Tok | 406 | 9 | IC | OP | NA | DFO |  | 16882.642 | 2.6168 | 0.31 | EIA Prime Mover-level Data | Estimated using an emission factor
2021 | CA | Upper Gorge | 407 | 1 | HY | OP | NA | WAT |  | 175535 |  |  | EIA Prime Mover-level Data
2021 | CA | Valley Generating Station | 408 | 5 | GT | OP | CT | NG | 249 | 72858.933 | 0.010133 | 0.00027815 | EPA/CAMD | EPA/NEI | 2001
2021 | CA | Valley Generating Station | 408 | 6 | CT | OP | CC | NG | 2451 | 3498827.317 | 0.68448 | 0.00039126 | EPA/CAMD | EPA/NEI | 2003
2021 | CA | Valley Generating Station | 408 | 7 | CT | OP | CC | NG | 3633 | 5090394.954 | 0.46624 | 0.00018318 | EPA/CAMD | EPA/NEI | 2003
2021 | CA | Exchequer | 409 | 1 | HY | OP | NA | WAT |  | 1188942 |  |  | EIA Prime Mover-level Data
2021 | CA | McSwain | 410 | 1 | HY | OP | NA | WAT |  | 156193 |  |  | EIA Prime Mover-level Data
2021 | CA | Chicago Park | 412 | 2P | HY | OP | NA | WAT |  | 590323 |  |  | EIA Prime Mover-level Data
2021 | CA | Dutch Flat 2 | 413 | 3P | HY | OP | NA | WAT |  | 202302 |  |  | EIA Prime Mover-level Data
2021 | CA | Beardsley | 414 | 1 | HY | OP | NA | WAT |  | 222270 |  |  | EIA Prime Mover-level Data
2021 | CA | Donnells | 415 | H1 | HY | OP | NA | WAT |  | 1397963 |  |  | EIA Prime Mover-level Data
2021 | CA | Tulloch | 416 | 1 | HY | OP | NA | WAT |  | 381010.696 |  |  | EIA Prime Mover-level Data
2021 | CA | Tulloch | 416 | 2 | HY | OP | NA | WAT |  | 381010.696 |  |  | EIA Prime Mover-level Data
2021 | CA | Tulloch | 416 | 3 | HY | OP | NA | WAT |  | 211672.609 |  |  | EIA Prime Mover-level Data
2021 | CA | Forbestown | 417 | 1 | HY | OP | NA | WAT |  | 437437 |  |  | EIA Prime Mover-level Data
2021 | CA | Kelly Ridge | 418 | 1 | HY | OP | NA | WAT |  | 346847 |  |  | EIA Prime Mover-level Data
2021 | CA | Woodleaf | 419 | 1 | HY | OP | NA | WAT |  | 702912 |  |  | EIA Prime Mover-level Data
2021 | AK | Craig (AK) | 421 | 1 | IC | OP | NA | DFO |  | 635.217 | 0.098459 | 0.31 | EIA Prime Mover-level Data | Estimated using an emission factor
2021 | AK | Craig (AK) | 421 | 3B | IC | OP | NA | DFO |  | 1905.652 | 0.29538 | 0.31 | EIA Prime Mover-level Data | Estimated using an emission factor
2021 | AK | Craig (AK) | 421 | 5 | IC | OP | NA | DFO |  | 1164.565 | 0.18051 | 0.31 | EIA Prime Mover-level Data | Estimated using an emission factor
2021 | AK | Craig (AK) | 421 | 6 | IC | OP | NA | DFO |  | 1164.565 | 0.18051 | 0.31 | EIA Prime Mover-level Data | Estimated using an emission factor
2021 | CA | Glenarm | 422 | GT3 | GT | OP | CT | NG | 205 | 43335.207 | 0.1737 | 0.0080165 | EPA/CAMD | NEI avg EF - PM, fuel type, firing type | 2003
2021 | CA | Glenarm | 422 | GT4 | GT | OP | CT | NG | 205 | 39775.602 | 0.15943 | 0.0080165 | EPA/CAMD | NEI avg EF - PM, fuel type, firing type | 2003
2021 | CA | Glenarm | 422 | GT5 | CT | OP | CC | NG | 393 | 96339.276 | 0.25884 | 0.0053736 | EPA/CAMD | NEI avg EF - PM, fuel type, firing type | 2016
2021 | AK | Hydaburg | 423 | 1A | IC | OP | NA | DFO |  | 198.4 | 0.030752 | 0.31 | EIA Prime Mover-level Data | Estimated using an emission factor
2021 | AK | Hydaburg | 423 | 3A | IC | OP | NA | DFO |  | 148.8 | 0.023064 | 0.31 | EIA Prime Mover-level Data | Estimated using an emission factor
2021 | AK | Hydaburg | 423 | 5 | IC | OP | NA | DFO |  | 148.8 | 0.023064 | 0.31 | EIA Prime Mover-level Data | Estimated using an emission factor
2021 | CA | French Meadows | 424 | 1 | HY | OP | NA | WAT |  | 81523 |  |  | EIA Prime Mover-level Data
2021 | CA | Middle Fork | 425 | 1 | HY | OP | NA | WAT |  | 707850.5 |  |  | EIA Prime Mover-level Data
2021 | CA | Middle Fork | 425 | 2 | HY | OP | NA | WAT |  | 707850.5 |  |  | EIA Prime Mover-level Data
2021 | CA | Oxbow (CA) | 426 | 1 | HY | OP | NA | WAT |  | 77024 |  |  | EIA Prime Mover-level Data
2021 | CA | Ralston | 427 | 1 | HY | OP | NA | WAT |  | 1043536 |  |  | EIA Prime Mover-level Data
2021 | CA | Parker | 428 | 1 | HY | OP | NA | WAT |  | 35550 |  |  | EIA Prime Mover-level Data
2021 | CA | Camino | 430 | H1 | HY | OP | NA | WAT |  | 476138 |  |  | EIA Prime Mover-level Data
2021 | CA | Camino | 430 | H2 | HY | OP | NA | WAT |  | 476138 |  |  | EIA Prime Mover-level Data
2021 | CA | Jaybird | 431 | H1 | HY | OP | NA | WAT |  | 815470 |  |  | EIA Prime Mover-level Data
2021 | CA | Jaybird | 431 | H2 | HY | OP | NA | WAT |  | 815470 |  |  | EIA Prime Mover-level Data
2021 | CA | Loon Lake | 432 | H1 | HY | OP | NA | WAT |  | 452938 |  |  | EIA Prime Mover-level Data
2021 | CA | Robbs Peak | 433 | 1 | HY | OP | NA | WAT |  | 203761 |  |  | EIA Prime Mover-level Data
2021 | CA | White Rock/Slab Creek | 435 | H1 | HY | OP | NA | WAT |  | 658962.63 |  |  | EIA Prime Mover-level Data
2021 | CA | White Rock/Slab Creek | 435 | H2 | HY | OP | NA | WAT |  | 658962.63 |  |  | EIA Prime Mover-level Data
2021 | CA | White Rock/Slab Creek | 435 | H3 | HY | OP | NA | WAT |  | 13377.437 |  |  | EIA Prime Mover-level Data
2021 | CA | White Rock/Slab Creek | 435 | H4 | HY | OS | NA | WAT |  | 2477.303 |  |  | EIA Prime Mover-level Data
2021 | CA | Devil Canyon | 436 | 1 | HY | OP | NA | WAT |  | 364939.351 |  |  | EIA Prime Mover-level Data
2021 | CA | Devil Canyon | 436 | 2 | HY | OP | NA | WAT |  | 364939.351 |  |  | EIA Prime Mover-level Data
2021 | CA | Devil Canyon | 436 | 3 | HY | OP | NA | WAT |  | 477838.649 |  |  | EIA Prime Mover-level Data
2021 | CA | Devil Canyon | 436 | 4 | HY | OP | NA | WAT |  | 477838.649 |  |  | EIA Prime Mover-level Data
2021 | CA | Edward C Hyatt | 437 | 1 | HY | OP | NA | WAT |  | 975468.667 |  |  | EIA Prime Mover-level Data
2021 | CA | Edward C Hyatt | 437 | 2 | PS | OP | NA | WAT
2021 | CA | Edward C Hyatt | 437 | 3 | HY | OP | NA | WAT |  | 975468.667 |  |  | EIA Prime Mover-level Data
2021 | CA | Edward C Hyatt | 437 | 4 | PS | OP | NA | WAT
2021 | CA | Edward C Hyatt | 437 | 5 | HY | OP | NA | WAT |  | 975468.667 |  |  | EIA Prime Mover-level Data
2021 | CA | Edward C Hyatt | 437 | 6 | PS | OP | NA | WAT
2021 | CA | Thermalito | 438 | 1 | HY | OP | NA | WAT |  | 714594 |  |  | EIA Prime Mover-level Data
2021 | CA | Thermalito | 438 | 2 | PS | OP | NA | WAT
2021 | CA | Thermalito | 438 | 3 | PS | OP | NA | WAT
2021 | CA | Thermalito | 438 | 4 | PS | OP | NA | WAT
2021 | CA | Don Pedro | 439 | 1 | HY | OP | NA | WAT |  | 413581.68 |  |  | EIA Prime Mover-level Data
2021 | CA | Don Pedro | 439 | 2 | HY | OP | NA | WAT |  | 413581.68 |  |  | EIA Prime Mover-level Data
2021 | CA | Don Pedro | 439 | 3 | HY | OP | NA | WAT |  | 413581.68 |  |  | EIA Prime Mover-level Data
2021 | CA | Don Pedro | 439 | 4 | HY | OP | NA | WAT |  | 311776.959 |  |  | EIA Prime Mover-level Data
2021 | CA | La Grange | 440 | 1 | HY | OP | NA | WAT |  | 17320.533 |  |  | EIA Prime Mover-level Data
2021 | CA | La Grange | 440 | 2 | HY | OP | NA | WAT |  | 47631.467 |  |  | EIA Prime Mover-level Data
2021 | CA | Folsom | 441 | 1 | HY | OP | NA | WAT |  | 458568.333 |  |  | EIA Prime Mover-level Data
2021 | CA | Folsom | 441 | 2 | HY | OP | NA | WAT |  | 458568.333 |  |  | EIA Prime Mover-level Data
2021 | CA | Folsom | 441 | 3 | HY | OP | NA | WAT |  | 458568.333 |  |  | EIA Prime Mover-level Data
2021 | CA | Judge F Carr | 442 | 1 | HY | OP | NA | WAT |  | 1461800.5 |  |  | EIA Prime Mover-level Data
2021 | CA | Judge F Carr | 442 | 2 | HY | OP | NA | WAT |  | 1461800.5 |  |  | EIA Prime Mover-level Data
2021 | CA | Keswick | 443 | 1 | HY | OP | NA | WAT |  | 850065 |  |  | EIA Prime Mover-level Data
2021 | CA | Keswick | 443 | 2 | HY | OP | NA | WAT |  | 850065 |  |  | EIA Prime Mover-level Data
2021 | CA | Keswick | 443 | 3 | HY | OP | NA | WAT |  | 850065 |  |  | EIA Prime Mover-level Data
2021 | CA | Nimbus | 444 | 1 | HY | OP | NA | WAT |  | 98775.5 |  |  | EIA Prime Mover-level Data
2021 | CA | Nimbus | 444 | 2 | HY | OP | NA | WAT |  | 98775.5 |  |  | EIA Prime Mover-level Data
2021 | CA | Shasta | 445 | 1 | HY | OP | NA | WAT |  | 1739833.72 |  |  | EIA Prime Mover-level Data
2021 | CA | Shasta | 445 | 2 | HY | OP | NA | WAT |  | 1739833.72 |  |  | EIA Prime Mover-level Data
2021 | CA | Shasta | 445 | 3 | HY | OP | NA | WAT |  | 1739833.72 |  |  | EIA Prime Mover-level Data
2021 | CA | Shasta | 445 | 4 | HY | OP | NA | WAT |  | 1739833.72 |  |  | EIA Prime Mover-level Data
2021 | CA | Shasta | 445 | 5 | HY | OP | NA | WAT |  | 1739833.72 |  |  | EIA Prime Mover-level Data
2021 | CA | Shasta | 445 | S1 | HY | OP | NA | WAT |  | 24504.7 |  |  | EIA Prime Mover-level Data
2021 | CA | Shasta | 445 | S2 | HY | OP | NA | WAT |  | 24504.7 |  |  | EIA Prime Mover-level Data
2021 | CA | ONeill | 446 | 1 | PS | OP | NA | WAT |  | 0 |  |  | EIA Prime Mover-level Data
2021 | CA | ONeill | 446 | 2 | PS | OP | NA | WAT |  | 0 |  |  | EIA Prime Mover-level Data
2021 | CA | ONeill | 446 | 3 | PS | OP | NA | WAT |  | 0 |  |  | EIA Prime Mover-level Data
2021 | CA | ONeill | 446 | 4 | PS | OP | NA | WAT |  | 0 |  |  | EIA Prime Mover-level Data
2021 | CA | ONeill | 446 | 5 | PS | OP | NA | WAT |  | 0 |  |  | EIA Prime Mover-level Data
2021 | CA | ONeill | 446 | 6 | PS | OP | NA | WAT |  | 0 |  |  | EIA Prime Mover-level Data
2021 | CA | Parker Dam | 447 | 1 | HY | OP | NA | WAT |  | 966166.25 |  |  | EIA Prime Mover-level Data
2021 | CA | Parker Dam | 447 | 2 | HY | OP | NA | WAT |  | 966166.25 |  |  | EIA Prime Mover-level Data
2021 | CA | Parker Dam | 447 | 3 | HY | OP | NA | WAT |  | 966166.25 |  |  | EIA Prime Mover-level Data
2021 | CA | Parker Dam | 447 | 4 | HY | OP | NA | WAT |  | 966166.25 |  |  | EIA Prime Mover-level Data
2021 | CA | W R Gianelli | 448 | 1 | PS | OP | NA | WAT |  | 0 |  |  | EIA Prime Mover-level Data
2021 | CA | W R Gianelli | 448 | 2 | PS | OP | NA | WAT |  | 0 |  |  | EIA Prime Mover-level Data
2021 | CA | W R Gianelli | 448 | 3 | PS | OP | NA | WAT |  | 0 |  |  | EIA Prime Mover-level Data
2021 | CA | W R Gianelli | 448 | 4 | PS | OP | NA | WAT |  | 0 |  |  | EIA Prime Mover-level Data
2021 | CA | W R Gianelli | 448 | 5 | PS | OP | NA | WAT |  | 0 |  |  | EIA Prime Mover-level Data
2021 | CA | W R Gianelli | 448 | 6 | PS | OP | NA | WAT |  | 0 |  |  | EIA Prime Mover-level Data
2021 | CA | W R Gianelli | 448 | 7 | PS | OP | NA | WAT |  | 0 |  |  | EIA Prime Mover-level Data
2021 | CA | W R Gianelli | 448 | 8 | PS | OP | NA | WAT |  | 0 |  |  | EIA Prime Mover-level Data
2021 | CA | Spring Creek | 450 | 1 | HY | OP | NA | WAT |  | 1169292 |  |  | EIA Prime Mover-level Data
2021 | CA | Spring Creek | 450 | 2 | HY | OP | NA | WAT |  | 1169292 |  |  | EIA Prime Mover-level Data
2021 | CA | Trinity | 451 | 1 | HY | OP | NA | WAT |  | 1172609 |  |  | EIA Prime Mover-level Data
2021 | CA | Trinity | 451 | 2 | HY | OP | NA | WAT |  | 1172609 |  |  | EIA Prime Mover-level Data
2021 | CA | Colgate | 454 | 1 | HY | OP | NA | WAT |  | 2291093.5 |  |  | EIA Prime Mover-level Data
2021 | CA | Colgate | 454 | 2 | HY | OP | NA | WAT |  | 2291093.5 |  |  | EIA Prime Mover-level Data
2021 | CA | Narrows 2 | 455 | 1 | HY | OP | NA | WAT |  | 221978 |  |  | EIA Prime Mover-level Data
2021 | CA | Bear Valley | 457 | HC1 | HY | OP | NA | WAT |  | 2185.5 |  |  | EIA Prime Mover-level Data
2021 | CA | Bear Valley | 457 | HC2 | HY | OP | NA | WAT |  | 2185.5 |  |  | EIA Prime Mover-level Data
2021 | CO | Pueblo | 460 | IC1 | IC | OP | NA | DFO |  | 104.25 | 0.016159 | 0.31 | EIA Prime Mover-level Data | Estimated using an emission factor
2021 | CO | Pueblo | 460 | IC3 | IC | OP | NA | DFO |  | 104.25 | 0.016159 | 0.31 | EIA Prime Mover-level Data | Estimated using an emission factor
2021 | CO | Pueblo | 460 | IC4 | IC | OP | NA | DFO |  | 104.25 | 0.016159 | 0.31 | EIA Prime Mover-level Data | Estimated using an emission factor
2021 | CO | Pueblo | 460 | IC5 | IC | OP | NA | DFO |  | 104.25 | 0.016159 | 0.31 | EIA Prime Mover-level Data | Estimated using an emission factor
2021 | CO | Alamosa | 464 | CT1 | GT | OP | NA | NG |  | 88117 | 0.35319 | 0.0080165 | EIA Prime Mover-level Data | NEI avg EF - PM, fuel type
2021 | CO | Alamosa | 464 | CT2 | GT | OP | NA | NG |  | 88117 | 0.35319 | 0.0080165 | EIA Prime Mover-level Data | NEI avg EF - PM, fuel type
2021 | CO | Boulder Canyon Hydro | 466 | 1A | HY | OP | NA | WAT |  | 81612 |  |  | EIA Prime Mover-level Data
2021 | CO | Cabin Creek | 467 | A | PS | OP | NA | WAT |  | 0 |  |  | EIA Prime Mover-level Data
2021 | CO | Cabin Creek | 467 | B | PS | OP | NA | WAT |  | 0 |  |  | EIA Prime Mover-level Data
2021 | CO | Cherokee | 469 | 4 | ST | OP | TANGENTIAL | NG | 4103 | 8647298.347 | 158.8294 | 0.036735 | EPA/CAMD | EPA/NEI | 1968
2021 | CO | Cherokee | 469 | 5 | CT | OP | CC | NG | 8117 | 9347321.219 | 21.8144 | 0.0046675 | EPA/CAMD | EPA/NEI | 2015
2021 | CO | Cherokee | 469 | 6 | CT | OP | CC | NG | 6704 | 7537787.076 | 23.7928 | 0.0063129 | EPA/CAMD | EPA/NEI | 2015
2021 | CO | Comanche (470) | 470 | 1 | ST | OP | TANGENTIAL | SUB | 7896 | 19565612.18 | 36.289 | 0.0037095 | EPA/CAMD | EPA/NEI | 1973
2021 | CO | Comanche (470) | 470 | 2 | ST | OP | WALL | SUB | 8005 | 24216879.76 | 9.625 | 0.0007949 | EPA/CAMD | EPA/NEI | 1975
2021 | CO | Comanche (470) | 470 | 3 | ST | OP | TANGENTIAL | SUB | 6981 | 40392723.486 | 64.215 | 0.0031795 | EPA/CAMD | EPA/NEI | 2010
2021 | CO | Fruita | 471 | 1 | GT | OP | NA | NG |  | 90538 | 0.3629 | 0.0080165 | EIA Prime Mover-level Data | NEI avg EF - PM, fuel type
2021 | CO | Georgetown Hydro | 472 | 1 | HY | OP | NA | WAT |  | 15125 |  |  | EIA Prime Mover-level Data
2021 | CO | Georgetown Hydro | 472 | 2 | HY | OP | NA | WAT |  | 15125 |  |  | EIA Prime Mover-level Data
2021 | CO | Grand Valley Project Power Plant | 473 | 1 | HY | OA | NA | WAT |  | 58796 |  |  | EIA Prime Mover-level Data
2021 | CO | Salida | 474 | 2 | HY | OP | NA | WAT |  | 14105 |  |  | EIA Prime Mover-level Data
2021 | CO | Shoshone (CO) | 476 | A | HY | OP | NA | WAT |  | 215004 |  |  | EIA Prime Mover-level Data
2021 | CO | Shoshone (CO) | 476 | B | HY | OP | NA | WAT |  | 215004 |  |  | EIA Prime Mover-level Data
2021 | CO | Valmont | 477 | 6 | GT | OP | NA | NG |  | 85317 | 0.34197 | 0.0080165 | EIA Prime Mover-level Data | NEI avg EF - PM, fuel type
2021 | CA | Temescal | 479 | 1 | HY | OP | NA | WAT |  | 87980 |  |  | EIA Prime Mover-level Data
2021 | CA | Corona | 480 | 1 | HY | OP | NA | WAT |  | 58781 |  |  | EIA Prime Mover-level Data
2021 | CA | Perris | 481 | 1 | HY | OP | NA | WAT
2021 | CA | Rio Hondo | 482 | 1 | HY | OP | NA | WAT
2021 | CA | Coyote Creek | 483 | 1 | HY | OP | NA | WAT |  | 81 |  |  | EIA Prime Mover-level Data
2021 | CA | Red Mountain | 484 | 1 | HY | OP | NA | WAT |  | 122291 |  |  | EIA Prime Mover-level Data
2021 | CA | Valley View | 487 | 1 | HY | OP | NA | WAT |  | 41729 |  |  | EIA Prime Mover-level Data
2021 | CA | Upper Dawson | 489 | 1 | HY | OP | NA | WAT |  | 64828 |  |  | EIA Prime Mover-level Data
2021 | CO | Center | 491 | 3 | IC | RE | NA | DFO
2021 | CO | Center | 491 | 5 | IC | RE | NA | DFO
2021 | CO | Martin Drake | 492 | 6 | ST | OP | WALL | NG | 7659 | 4886194.62 | 11.0501 | 0.004523 | EPA/CAMD | EPA/NEI | 1968
2021 | CO | Martin Drake | 492 | 7 | ST | OP | WALL | NG | 4696 | 2663520.615 | 6.0236 | 0.004523 | EPA/CAMD | EPA/NEI | 1974
2021 | CO | George Birdsall | 493 | 1 | ST | OP | NA | NG |  | 69310.6 | 0.32956 | 0.0095098 | EIA Unit-level Data | NEI avg EF - PM, fuel type
2021 | CO | George Birdsall | 493 | 2 | ST | OP | NA | NG |  | 45136.897 | 0.21462 | 0.0095098 | EIA Unit-level Data | NEI avg EF - PM, fuel type
2021 | CO | George Birdsall | 493 | 3 | ST | OP | NA | NG |  | 60440.025 | 0.28739 | 0.0095098 | EIA Unit-level Data | NEI avg EF - PM, fuel type
2021 | CO | Manitou Springs | 494 | 1 | HY | OP | NA | WAT |  | 56740.625 |  |  | EIA Prime Mover-level Data
2021 | CO | Manitou Springs | 494 | 2 | HY | OP | NA | WAT |  | 56740.625 |  |  | EIA Prime Mover-level Data
2021 | CO | Manitou Springs | 494 | 3 | HY | OP | NA | WAT |  | 13617.75 |  |  | EIA Prime Mover-level Data
2021 | CO | Ruxton Park | 495 | 1 | HY | OP | NA | WAT |  | 7004 |  |  | EIA Prime Mover-level Data
2021 | CO | Holly | 502 | 5 | IC | SB | NA | DFO |  | 44.69 | 0.006927 | 0.31 | EIA Prime Mover-level Data | Estimated using an emission factor
2021 | CO | Holly | 502 | CAT | IC | SB | NA | DFO |  | 201.103 | 0.031171 | 0.31 | EIA Prime Mover-level Data | Estimated using an emission factor
2021 | CO | Holly | 502 | EMD | IC | SB | NA | DFO |  | 78.207 | 0.012122 | 0.31 | EIA Prime Mover-level Data | Estimated using an emission factor
2021 | CO | Julesburg | 504 | 1 | IC | SB | NA | DFO
2021 | CO | Julesburg | 504 | 3 | IC | SB | NA | DFO
2021 | CO | Julesburg | 504 | 4 | IC | SB | NA | DFO
2021 | CO | Julesburg | 504 | 5 | IC | SB | NA | DFO
2021 | WY | Boysen | 505 | 1 | HY | OP | NA | WAT |  | 210132 |  |  | EIA Prime Mover-level Data
2021 | WY | Boysen | 505 | 2 | HY | OP | NA | WAT |  | 210132 |  |  | EIA Prime Mover-level Data
2021 | CO | Las Animas | 507 | 1 | IC | OP | NA | DFO
2021 | CO | Las Animas | 507 | 2 | IC | OP | NA | DFO
2021 | CO | Las Animas | 507 | 4 | IC | OP | NA | DFO
2021 | CO | Las Animas | 507 | 5 | IC | OP | NA | DFO
2021 | CO | Las Animas | 507 | 6 | IC | OP | NA | DFO
2021 | CO | Lamar Plant | 508 | IC1 | IC | OS | NA | DFO
2021 | CO | Lamar Plant | 508 | IC2 | IC | OS | NA | DFO
2021 | CO | Lamar Plant | 508 | T1-T3 | WT | OP | NA | WND |  | 84521.25 |  |  | EIA Prime Mover-level Data
2021 | CO | Lamar Plant | 508 | T4 | WT | OP | NA | WND |  | 28173.75 |  |  | EIA Prime Mover-level Data
2021 | CA | Sonoma California Geothermal | 510 | 1 | ST | OP | NA | GEO |  | 3594661 |  |  | EIA Prime Mover-level Data
2021 | CO | Trinidad (CO) | 511 | 3 | IC | SB | NA | NG |  | 36.141 | 7.6258e-06 | 0.000422 | EIA Prime Mover-level Data | Estimated using an emission factor
2021 | CO | Trinidad (CO) | 511 | 4 | IC | SB | NA | NG |  | 36.141 | 7.6258e-06 | 0.000422 | EIA Prime Mover-level Data | Estimated using an emission factor
2021 | CO | Trinidad (CO) | 511 | 5 | IC | OP | NA | DFO |  | 34.239 | 0.005307 | 0.31 | EIA Prime Mover-level Data | Estimated using an emission factor
2021 | CO | Trinidad (CO) | 511 | 6 | IC | OP | NA | DFO |  | 34.239 | 0.005307 | 0.31 | EIA Prime Mover-level Data | Estimated using an emission factor
2021 | CO | Trinidad (CO) | 511 | 7 | IC | OP | NA | DFO |  | 34.239 | 0.005307 | 0.31 | EIA Prime Mover-level Data | Estimated using an emission factor
2021 | CO | Blue Mesa | 512 | 1 | HY | OP | NA | WAT |  | 781973 |  |  | EIA Prime Mover-level Data
2021 | CO | Blue Mesa | 512 | 2 | HY | OP | NA | WAT |  | 781973 |  |  | EIA Prime Mover-level Data
2021 | CO | Estes | 513 | 1 | HY | OP | NA | WAT |  | 340193.333 |  |  | EIA Prime Mover-level Data
2021 | CO | Estes | 513 | 2 | HY | OP | NA | WAT |  | 340193.333 |  |  | EIA Prime Mover-level Data
2021 | CO | Estes | 513 | 3 | HY | OP | NA | WAT |  | 340193.333 |  |  | EIA Prime Mover-level Data
2021 | CO | Morrow Point | 514 | 1 | HY | OP | NA | WAT |  | 1077864 |  |  | EIA Prime Mover-level Data
2021 | CO | Morrow Point | 514 | 2 | HY | OP | NA | WAT |  | 1077864 |  |  | EIA Prime Mover-level Data
2021 | CO | Big Thompson | 515 | 1 | HY | OP | NA | WAT |  | 43979 |  |  | EIA Prime Mover-level Data
2021 | CO | Green Mountain | 516 | 1 | HY | OP | NA | WAT |  | 114415 |  |  | EIA Prime Mover-level Data
2021 | CO | Green Mountain | 516 | 2 | HY | OP | NA | WAT |  | 114415 |  |  | EIA Prime Mover-level Data
2021 | CO | Marys Lake | 517 | 1 | HY | OP | NA | WAT |  | 372167 |  |  | EIA Prime Mover-level Data
2021 | CO | Flatiron | 518 | 1 | HY | OP | NA | WAT |  | 1105238 |  |  | EIA Prime Mover-level Data
2021 | CO | Flatiron | 518 | 2 | HY | OP | NA | WAT |  | 1105238 |  |  | EIA Prime Mover-level Data
2021 | CO | Flatiron | 518 | 3 | PS | OP | NA | WAT |  | 0 |  |  | EIA Prime Mover-level Data
2021 | CO | Pole Hill | 519 | 1 | HY | OP | NA | WAT |  | 1825124 |  |  | EIA Prime Mover-level Data
2021 | CO | Lower Molina | 520 | 1 | HY | OP | NA | WAT |  | 37778 |  |  | EIA Prime Mover-level Data
2021 | CO | Upper Molina | 521 | 1 | HY | OP | NA | WAT |  | 65880 |  |  | EIA Prime Mover-level Data
2021 | CO | Hayden | 525 | H1 | ST | OP | WALL | BIT | 5701 | 9762893.816 | 108.7098 | 0.02227 | EPA/CAMD | EPA/NEI | 1965
2021 | CO | Hayden | 525 | H2 | ST | OP | TANGENTIAL | BIT | 8622 | 18585202.484 | 206.9462 | 0.02227 | EPA/CAMD | EPA/NEI | 1976
2021 | CA | Camp Far West | 531 | 1 | HY | OP | NA | WAT |  | 17021 |  |  | EIA Prime Mover-level Data
2021 | AL | McWilliams | 533 | **4 | CT | OP | CC | NG | 3113 | 2887600.597 | 9.5 | 0.0065799 | EPA/CAMD | EPA/NEI | 1996
2021 | AL | McWilliams | 533 | **V1 | CT | OP | CC | NG | 7513 | 12463975.209 | 41 | 0.006579 | EPA/CAMD | EPA/NEI | 2001
2021 | AL | McWilliams | 533 | **V2 | CT | OP | CC | NG | 7929 | 13270987.418 | 44 | 0.006631 | EPA/CAMD | EPA/NEI | 2001
2021 | CA | Jones Fork | 534 | 1 | HY | OP | NA | WAT |  | 12336 |  |  | EIA Prime Mover-level Data
2021 | CA | McClellan (CA) | 535 | 1 | GT | OP | NA | NG |  | 50888 | 0.20397 | 0.0080165 | EIA Prime Mover-level Data | NEI avg EF - PM, fuel type
2021 | CA | Camanche | 537 | 1 | HY | OP | NA | WAT |  | 25435 |  |  | EIA Prime Mover-level Data
2021 | CA | Camanche | 537 | 2 | HY | OP | NA | WAT |  | 25435 |  |  | EIA Prime Mover-level Data
2021 | CA | Camanche | 537 | 3 | HY | OP | NA | WAT |  | 25435 |  |  | EIA Prime Mover-level Data
2021 | CT | Rocky River (CT) | 539 | 1 | PS | OP | NA | WAT |  | 0 |  |  | EIA Prime Mover-level Data
2021 | CT | Rocky River (CT) | 539 | 2 | PS | OP | NA | WAT |  | 0 |  |  | EIA Prime Mover-level Data
2021 | CT | Rocky River (CT) | 539 | 3 | PS | OP | NA | WAT |  | 0 |  |  | EIA Prime Mover-level Data
2021 | CT | Branford | 540 | 10 | GT | OP | CT | KER | 14 | 5297 | 0.00017339 | 6.5466e-05 | EIA non-ozone season distributed and EPA/CAMD ozone season | EPA/NEI | 1969
2021 | CT | Bulls Bridge | 541 | 1 | HY | OP | NA | WAT |  | 57612 |  |  | EIA Prime Mover-level Data
2021 | CT | Bulls Bridge | 541 | 2 | HY | OP | NA | WAT |  | 57612 |  |  | EIA Prime Mover-level Data
2021 | CT | Bulls Bridge | 541 | 3 | HY | OP | NA | WAT |  | 57612 |  |  | EIA Prime Mover-level Data
2021 | CT | Bulls Bridge | 541 | 4 | HY | OP | NA | WAT |  | 57612 |  |  | EIA Prime Mover-level Data
2021 | CT | Bulls Bridge | 541 | 5 | HY | OP | NA | WAT |  | 57612 |  |  | EIA Prime Mover-level Data
2021 | CT | Bulls Bridge | 541 | 6 | HY | OP | NA | WAT |  | 57612 |  |  | EIA Prime Mover-level Data
2021 | CT | Cos Cob | 542 | 10 | GT | OP | CT | KER | 15 | 5663.334 | 0.021412 | 0.0075617 | EIA non-ozone season distributed and EPA/CAMD ozone season | EPA/NEI | 1969
2021 | CT | Cos Cob | 542 | 11 | GT | OP | CT | KER | 8 | 2804.056 | 0.013138 | 0.0093709 | EIA non-ozone season distributed and EPA/CAMD ozone season | EPA/NEI | 1969
2021 | CT | Cos Cob | 542 | 12 | GT | OP | CT | KER | 11 | 3092.438 | 0.015283 | 0.0098842 | EIA non-ozone season distributed and EPA/CAMD ozone season | EPA/NEI | 1969
2021 | CT | Cos Cob | 542 | 13 | GT | OP | CT | KER | 8 | 3741.85 | 0.015128 | 0.0080856 | EIA non-ozone season distributed and EPA/CAMD ozone season | EPA/NEI | 2008
2021 | CT | Cos Cob | 542 | 14 | GT | OP | CT | KER | 7 | 3356.522 | 0.013866 | 0.0082619 | EIA non-ozone season distributed and EPA/CAMD ozone season | EPA/NEI | 2008
2021 | CT | Devon | 544 | 10 | GT | OP | CT | KER | 20 | 2359.8 | 0.023146 | 0.019617 | EPA/CAMD | EPA/NEI | 1985
2021 | CT | Devon | 544 | 11 | GT | OP | CT | NG | 36 | 7284 | 0.020279 | 0.005568 | EPA/CAMD | EPA/NEI | 1996
2021 | CT | Devon | 544 | 12 | GT | OP | CT | NG | 34 | 9048 | 0.028956 | 0.0064005 | EPA/CAMD | EPA/NEI | 1996
2021 | CT | Devon | 544 | 13 | GT | OP | CT | NG | 37 | 10488 | 0.031636 | 0.0060328 | EPA/CAMD | EPA/NEI | 1996
2021 | CT | Devon | 544 | 14 | GT | OP | CT | NG | 27 | 7316 | 0.02035 | 0.005563 | EPA/CAMD | EPA/NEI | 1996
2021 | CT | Devon | 544 | 15 | GT | OP | CT | DFO | 55 | 11067.266 | 0.092663 | 0.016745 | EPA/CAMD | EPA/NEI | 2010
2021 | CT | Devon | 544 | 16 | GT | OP | CT | DFO | 83 | 16438.405 | 0.088411 | 0.010757 | EPA/CAMD | EPA/NEI | 2010
2021 | CT | Devon | 544 | 17 | GT | OP | CT | DFO | 49 | 12746.175 | 0.12226 | 0.019183 | EPA/CAMD | EPA/NEI | 2010
2021 | CT | Devon | 544 | 18 | GT | OP | CT | DFO | 65 | 14754.086 | 0.090266 | 0.012236 | EPA/CAMD | EPA/NEI | 2010
2021 | CT | Montville | 546 | 5 | ST | OP | TANGENTIAL | RFO | 289 | 133522.124 | 0.48307 | 0.0072358 | EPA/CAMD | EPA/NEI | 1954
2021 | CT | Montville | 546 | 6 | ST | OP | TANGENTIAL | RFO | 190 | 259188.036 | 4.9776 | 0.038409 | EPA/CAMD | EPA/NEI | 1971
2021 | MA | Northfield Mountain | 547 | 1 | PS | OP | NA | WAT |  | 0 |  |  | EIA Prime Mover-level Data
2021 | MA | Northfield Mountain | 547 | 2 | PS | OP | NA | WAT |  | 0 |  |  | EIA Prime Mover-level Data
2021 | MA | Northfield Mountain | 547 | 3 | PS | OP | NA | WAT |  | 0 |  |  | EIA Prime Mover-level Data
2021 | MA | Northfield Mountain | 547 | 4 | PS | OP | NA | WAT |  | 0 |  |  | EIA Prime Mover-level Data
2021 | WA | Kettle Falls Generating Station | 550 | 1 | ST | OP | NA | WDS |  | 4556271.814 | 23.6456 | 0.010379 | EIA Unit-level Data | NEI avg EF - PM, fuel type
2021 | WA | Kettle Falls Generating Station | 550 | 2 | GT | OP | NA | NG |  | 38488 | 0.15427 | 0.0080165 | EIA Prime Mover-level Data | NEI avg EF - PM, fuel type
2021 | CT | Scotland Dam | 551 | 1 | HY | OP | NA | WAT |  | 42313 |  |  | EIA Prime Mover-level Data
2021 | CT | Shepaug | 552 | 1 | HY | OP | NA | WAT |  | 1311336 |  |  | EIA Prime Mover-level Data
2021 | CT | Stevenson | 553 | 1 | HY | OP | NA | WAT |  | 253443.197 |  |  | EIA Prime Mover-level Data
2021 | CT | Stevenson | 553 | 2 | HY | OP | NA | WAT |  | 253443.197 |  |  | EIA Prime Mover-level Data
2021 | CT | Stevenson | 553 | 3 | HY | OP | NA | WAT |  | 253443.197 |  |  | EIA Prime Mover-level Data
2021 | CT | Stevenson | 553 | 4 | HY | OP | NA | WAT |  | 270339.41 |  |  | EIA Prime Mover-level Data
2021 | CT | Taftville | 554 | 1 | HY | OP | NA | WAT |  | 9187.75 |  |  | EIA Prime Mover-level Data
2021 | CT | Taftville | 554 | 2 | HY | OP | NA | WAT |  | 6890.812 |  |  | EIA Prime Mover-level Data
2021 | CT | Taftville | 554 | 3 | HY | OP | NA | WAT |  | 6890.812 |  |  | EIA Prime Mover-level Data
2021 | CT | Taftville | 554 | 4 | HY | OP | NA | WAT |  | 6890.812 |  |  | EIA Prime Mover-level Data
2021 | CT | Taftville | 554 | 5 | HY | OP | NA | WAT |  | 6890.812 |  |  | EIA Prime Mover-level Data
2021 | CT | Tunnel | 557 | 1 | HY | OP | NA | WAT |  | 48525 |  |  | EIA Prime Mover-level Data
2021 | CT | Tunnel | 557 | 10 | GT | OP | CT | DFO | 9 | 3404.1 | 0.017785 | 0.010449 | EIA non-ozone season distributed and EPA/CAMD ozone season | EPA/NEI | 1969
2021 | CT | Tunnel | 557 | 2 | HY | OP | NA | WAT |  | 48525 |  |  | EIA Prime Mover-level Data
2021 | CT | Rainbow (CT) | 559 | 1 | HY | OP | NA | WAT |  | 166923.5 |  |  | EIA Prime Mover-level Data
2021 | CT | Rainbow (CT) | 559 | 2 | HY | OP | NA | WAT |  | 166923.5 |  |  | EIA Prime Mover-level Data
2021 | CT | Falls Village | 560 | 1 | HY | OP | NA | WAT |  | 154133.667 |  |  | EIA Prime Mover-level Data
2021 | CT | Falls Village | 560 | 2 | HY | OP | NA | WAT |  | 154133.667 |  |  | EIA Prime Mover-level Data
2021 | CT | Falls Village | 560 | 3 | HY | OP | NA | WAT |  | 154133.667 |  |  | EIA Prime Mover-level Data
2021 | CT | Franklin Drive | 561 | 10 | GT | OP | CT | KER | 16 | 5044 | 0.00013845 | 5.4898e-05 | EIA non-ozone season distributed and EPA/CAMD ozone season | EPA/NEI | 1969
2021 | CT | Middletown | 562 | 10 | GT | OP | CT | KER | 24 | 3592.5 | 0.032459 | 0.018071 | EPA/CAMD | EPA/NEI | 1966
2021 | CT | Middletown | 562 | 12 | GT | OP | CT | DFO | 94 | 25900.622 | 0.15201 | 0.011738 | EPA/CAMD | EPA/NEI | 2011
2021 | CT | Middletown | 562 | 13 | GT | OP | CT | DFO | 94 | 22892.974 | 0.17877 | 0.015618 | EPA/CAMD | EPA/NEI | 2011
2021 | CT | Middletown | 562 | 14 | GT | OP | CT | DFO | 90 | 22263.19 | 0.19388 | 0.017417 | EPA/CAMD | EPA/NEI | 2011
2021 | CT | Middletown | 562 | 15 | GT | OP | CT | DFO | 77 | 19219.091 | 0.072782 | 0.0075739 | EPA/CAMD | EPA/NEI | 2011
2021 | CT | Middletown | 562 | 2 | ST | OP | WALL | NG | 1272 | 688723.158 | 2.1755 | 0.0063174 | EPA/CAMD | EPA/NEI | 1958
2021 | CT | Middletown | 562 | 3 | ST | OP | CYCLONE | NG | 969 | 1110356.418 | 3.4124 | 0.0061465 | EPA/CAMD | EPA/NEI | 1964
2021 | CT | Middletown | 562 | 4 | ST | OP | TANGENTIAL | RFO | 63 | 117889.936 | 1.3424 | 0.022773 | EPA/CAMD | EPA/NEI | 1973
2021 | CT | South Meadow Station | 563 | 11A | GT | OP | CT | DFO | 29 | 2681.1 | 0.067037 | 0.050007 | EPA/CAMD | EPA/NEI | 1970
2021 | CT | South Meadow Station | 563 | 11B | GT | OP | CT | DFO | 28 | 2659.2 | 0.099705 | 0.074988 | EPA/CAMD | EPA/NEI | 1970
2021 | CT | South Meadow Station | 563 | 12A | GT | OP | CT | DFO | 33 | 2076.1 | 0.051948 | 0.050044 | EPA/CAMD | EPA/NEI | 1970
2021 | CT | South Meadow Station | 563 | 12B | GT | OP | CT | DFO | 33 | 2026.1 | 0.075996 | 0.075017 | EPA/CAMD | EPA/NEI | 1970
2021 | CT | South Meadow Station | 563 | 13A | GT | OP | CT | DFO | 37 | 2951.8 | 0.073792 | 0.049998 | EPA/CAMD | EPA/NEI | 1970
2021 | CT | South Meadow Station | 563 | 13B | GT | OP | CT | DFO | 37 | 2951.8 | 0.073792 | 0.049998 | EPA/CAMD | EPA/NEI | 1970
2021 | CT | South Meadow Station | 563 | 14A | GT | OP | CT | DFO | 32 | 3972.2 | 0.099299 | 0.049997 | EPA/CAMD | EPA/NEI | 1970
2021 | CT | South Meadow Station | 563 | 14B | GT | OP | CT | DFO | 32 | 3972.2 | 0.14895 | 0.074996 | EPA/CAMD | EPA/NEI | 1970
2021 | FL | Curtis H. Stanton Energy Center | 564 | 1 | ST | OP | WALL | BIT | 7366 | 21803972.687 | 227.934 | 0.020908 | EPA/CAMD | EPA/NEI | 1987
2021 | FL | Curtis H. Stanton Energy Center | 564 | 2 | ST | OP | WALL | BIT | 7486 | 27174805.101 | 272.6318 | 0.020065 | EPA/CAMD | EPA/NEI | 1996
2021 | FL | Curtis H. Stanton Energy Center | 564 | CCB | CT | OP | CC | NG | 7187 | 11200749.64 | 39.2487 | 0.0070082 | EPA/CAMD | EPA/NEI | 2009
2021 | CT | Torrington Terminal | 565 | 10 | GT | OP | CT | KER | 6 | 2677 | 8.7102e-05 | 6.5074e-05 | EIA non-ozone season distributed and EPA/CAMD ozone season | EPA/NEI | 1969
2021 | CT | Millstone | 566 | 2 | ST | OP | NA | NUC |  | 0 |  |  | EIA Prime Mover-level Data
2021 | CT | Millstone | 566 | 3 | ST | OP | NA | NUC |  | 0 |  |  | EIA Prime Mover-level Data
2021 | CT | Bridgeport Harbor Station | 568 | BHB3 | ST | OP | TANGENTIAL | SUB | 1046 | 2620808.29 | 42.8723 | 0.032717 | EPA/CAMD | EPA/NEI | 1968
2021 | CT | Bridgeport Harbor Station | 568 | BHB4 | GT | OP | CT | KER | 0 |  | 0 |  |  | EPA/NEI | 1967
2021 | CT | Bridgeport Harbor Station | 568 | BHB5 | CT | OP | CC | NG | 8155 | 24123534.24 | 0.031277 | 2.5931e-06 | EPA/CAMD | EPA/NEI | 2019
2021 | NY | Central Hudson High Falls | 579 | 1 | HY | OP | NA | WAT |  | 53686 |  |  | EIA Prime Mover-level Data
2021 | CT | Norwich | 581 | TRBINE | GT | OP | CT | DFO | 27 | 6248.6 | 0.023164 | 0.007414 | EIA non-ozone season distributed and EPA/CAMD ozone season | EPA/NEI | 1972
2021 | CT | Tenth Street | 583 | 1 | HY | OP | NA | WAT |  | 53508 |  |  | EIA Prime Mover-level Data
2021 | NM | Navajo Dam | 584 | 1 | HY | OP | NA | WAT |  | 355033 |  |  | EIA Prime Mover-level Data
2021 | NM | Navajo Dam | 584 | 2 | HY | OP | NA | WAT |  | 355033 |  |  | EIA Prime Mover-level Data
2021 | CA | Drop 1 | 585 | 1 | HY | OP | NA | WAT |  | 30796.333 |  |  | EIA Prime Mover-level Data
2021 | CA | Drop 1 | 585 | 2 | HY | OP | NA | WAT |  | 30796.333 |  |  | EIA Prime Mover-level Data
2021 | CA | Drop 1 | 585 | 3 | HY | OP | NA | WAT |  | 30796.333 |  |  | EIA Prime Mover-level Data
2021 | CA | East Highline | 586 | 1 | HY | OP | NA | WAT |  | 27244 |  |  | EIA Prime Mover-level Data
2021 | VT | J C McNeil | 589 | 1 | ST | OP | OTHER BOILER | WDS | 5845 | 4327733.4 | 43.775 | 0.02023 | EPA/CAMD | EPA/NEI | 1984
2021 | DE | Christiana Substation | 591 | 11 | GT | OP | CT | DFO | 12 | 2549.1 | 0.03601 | 0.028253 | EPA/CAMD | EPA/NEI | 1973
2021 | DE | Christiana Substation | 591 | 14 | GT | OP | CT | DFO | 4 | 1815.9 | 0.025648 | 0.028248 | EPA/CAMD | EPA/NEI | 1973
2021 | DE | Delaware City | 592 | 10 | GT | OP | CT | DFO | 7 | 1982 | 0.021988 | 0.022187 | EIA non-ozone season distributed and EPA/CAMD ozone season | EPA/NEI | 1968
2021 | DE | Edge Moor | 593 | 10 | GT | OP | CT | DFO | 12 | 4608 | 0.05199 | 0.022565 | EIA non-ozone season distributed and EPA/CAMD ozone season | EPA/NEI | 1963
2021 | DE | Edge Moor | 593 | 3 | ST | OP | TANGENTIAL | NG | 1199 | 696768.427 | 0.10503 | 0.00030148 | EPA/CAMD | EPA/NEI | 1954
2021 | DE | Edge Moor | 593 | 4 | ST | OP | TANGENTIAL | NG | 1415 | 983384.413 | 0.19251 | 0.00039153 | EPA/CAMD | EPA/NEI | 1966
2021 | DE | Edge Moor | 593 | 5 | ST | OP | WALL | RFO | 1457 | 2075017.838 | 0.92664 | 0.00089314 | EPA/CAMD | EPA/NEI | 1973
2021 | DE | Indian River | 594 | 10 | GT | OP | CT | DFO | 11 | 19974 | 0.064745 | 0.0064829 | EIA non-ozone season distributed and EPA/CAMD ozone season | EPA/NEI | 1967
2021 | DE | Indian River | 594 | 4 | ST | OP | TURBO | BIT | 1804 | 3758853.685 | 37.5615 | 0.019986 | EPA/CAMD | EPA/NEI | 1980
2021 | DE | West Substation | 597 | 10 | GT | OP | CT | DFO | 12 | 3170.2 | 0.030996 | 0.019554 | EIA non-ozone season distributed and EPA/CAMD ozone season | EPA/NEI | 1964
2021 | DE | McKee Run | 599 | 3 | ST | OP | WALL | NG | 7 | 251.894 | 6.622e-05 | 0.00052578 | EPA/CAMD | EPA/NEI | 1975
2021 | MD | Brandon Shores | 602 | 1 | ST | OP | WALL | BIT | 3512 | 14088370.828 | 19.7284 | 0.0028007 | EPA/CAMD | EPA/NEI | 1984
2021 | MD | Brandon Shores | 602 | 2 | ST | OP | WALL | BIT | 3565 | 13658670.461 | 30.0525 | 0.0044005 | EPA/CAMD | EPA/NEI | 1991
2021 | WA | Fredonia Generating Station | 607 | CT3 | GT | OP | CT | NG | 2135 | 993955.457 | 2.4 | 0.0048292 | EPA/CAMD | EPA/NEI | 2001
2021 | WA | Fredonia Generating Station | 607 | CT4 | GT | OP | CT | NG | 1992 | 906525.971 | 2.2 | 0.0048537 | EPA/CAMD | EPA/NEI | 2001
2021 | FL | Cape Canaveral | 609 | CCCT3A | CT | OP | CC | NG | 5993 | 13437561.725 | 44.3798 | 0.0066053 | EPA/CAMD | EPA/NEI | 2012
2021 | FL | Cape Canaveral | 609 | CCCT3B | CT | OP | CC | NG | 5522 | 12750301.413 | 42.2538 | 0.0066279 | EPA/CAMD | EPA/NEI | 2012
2021 | FL | Cape Canaveral | 609 | CCCT3C | CT | OP | CC | NG | 5659 | 12868363.1 | 42.499 | 0.0066052 | EPA/CAMD | EPA/NEI | 2012
2021 | FL | Fort Myers | 612 | FMCT2A | CT | OP | CC | NG | 7003 | 11651262.301 | 38.4478 | 0.0065998 | EPA/CAMD | EPA/NEI | 2000
2021 | FL | Fort Myers | 612 | FMCT2B | CT | OP | CC | NG | 6447 | 10539453.34 | 34.7813 | 0.0066002 | EPA/CAMD | EPA/NEI | 2000
2021 | FL | Fort Myers | 612 | FMCT2C | CT | OP | CC | NG | 6591 | 10764967.959 | 35.5237 | 0.0065999 | EPA/CAMD | EPA/NEI | 2001
2021 | FL | Fort Myers | 612 | FMCT2D | CT | OP | CC | NG | 6847 | 11136036.906 | 36.7494 | 0.0066001 | EPA/CAMD | EPA/NEI | 2001
2021 | FL | Fort Myers | 612 | FMCT2E | CT | OP | CC | NG | 6623 | 10997395.891 | 36.2899 | 0.0065997 | EPA/CAMD | EPA/NEI | 2001
2021 | FL | Fort Myers | 612 | FMCT2F | CT | OP | CC | NG | 6970 | 11501022.515 | 37.9516 | 0.0065997 | EPA/CAMD | EPA/NEI | 2001
2021 | FL | Fort Myers | 612 | PFM3A | GT | OP | CT | NG | 385 | 478655.28 | 2.0445 | 0.0085427 | EPA/CAMD | EPA/NEI | 2003
2021 | FL | Fort Myers | 612 | PFM3B | GT | OP | CT | NG | 334 | 424726.18 | 1.6818 | 0.0079194 | EPA/CAMD | EPA/NEI | 2003
2021 | FL | Fort Myers | 612 | PFM3C | GT | OP | CT | NG | 603 | 878657.498 | 1.8327 | 0.0041716 | EPA/CAMD | EPA/NEI | 2016
2021 | FL | Fort Myers | 612 | PFM3D | GT | OP | CT | NG | 668 | 950097.474 | 1.9877 | 0.0041843 | EPA/CAMD | EPA/NEI | 2016
2021 | FL | Lauderdale | 613 | PFL6A | GT | OP | CT | NG | 280 | 400228.688 | 0.83298 | 0.0041625 | EPA/CAMD | EPA/NEI | 2016
2021 | FL | Lauderdale | 613 | PFL6B | GT | OP | CT | NG | 316 | 476284.621 | 0.99085 | 0.0041608 | EPA/CAMD | EPA/NEI | 2016
2021 | FL | Lauderdale | 613 | PFL6C | GT | OP | CT | NG | 609 | 916498.466 | 1.9057 | 0.0041587 | EPA/CAMD | EPA/NEI | 2016
2021 | FL | Lauderdale | 613 | PFL6D | GT | OP | CT | NG | 721 | 1115980.858 | 2.3213 | 0.0041601 | EPA/CAMD | EPA/NEI | 2016
2021 | FL | Lauderdale | 613 | PFL6E | GT | OP | CT | NG | 584 | 851149.104 | 1.7702 | 0.0041594 | EPA/CAMD | EPA/NEI | 2016
2021 | FL | Port Everglades | 617 | PECT5A | CT | OP | CC | NG | 6671 | 14921686.326 | 49.2646 | 0.0066031 | EPA/CAMD | EPA/NEI | 2015
2021 | FL | Port Everglades | 617 | PECT5B | CT | OP | CC | NG | 6847 | 15028093.608 | 49.5936 | 0.0066001 | EPA/CAMD | EPA/NEI | 2015
2021 | FL | Port Everglades | 617 | PECT5C | CT | OP | CC | NG | 6436 | 14222719.586 | 47.8083 | 0.0067228 | EPA/CAMD | EPA/NEI | 2015
2021 | FL | Riviera Beach Energy Center | 619 | RBCT5A | CT | OP | CC | NG | 5836 | 13204163.363 | 43.6609 | 0.0066132 | EPA/CAMD | EPA/NEI | 2013
2021 | FL | Riviera Beach Energy Center | 619 | RBCT5B | CT | OP | CC | NG | 5493 | 12655302.937 | 41.8067 | 0.006607 | EPA/CAMD | EPA/NEI | 2013
2021 | FL | Riviera Beach Energy Center | 619 | RBCT5C | CT | OP | CC | NG | 4519 | 10012790.554 | 33.2647 | 0.0066444 | EPA/CAMD | EPA/NEI | 2013
2021 | FL | Sanford | 620 | SNCT4A | CT | OP | CC | NG | 5212 | 7057997.416 | 23.2925 | 0.0066003 | EPA/CAMD | EPA/NEI | 2002
2021 | FL | Sanford | 620 | SNCT4B | CT | OP | CC | NG | 5639 | 7807878.62 | 25.7654 | 0.0065998 | EPA/CAMD | EPA/NEI | 2002
2021 | FL | Sanford | 620 | SNCT4C | CT | OP | CC | NG | 5357 | 7335571.036 | 24.2069 | 0.0065999 | EPA/CAMD | EPA/NEI | 2002
2021 | FL | Sanford | 620 | SNCT4D | CT | OP | CC | NG | 5987 | 8252432.027 | 27.2339 | 0.0066002 | EPA/CAMD | EPA/NEI | 2002
2021 | FL | Sanford | 620 | SNCT5A | CT | OP | CC | NG | 5570 | 8101345.236 | 26.7347 | 0.0066001 | EPA/CAMD | EPA/NEI | 2002
2021 | FL | Sanford | 620 | SNCT5B | CT | OP | CC | NG | 5421 | 7802606.301 | 25.7486 | 0.0066 | EPA/CAMD | EPA/NEI | 2002
2021 | FL | Sanford | 620 | SNCT5C | CT | OP | CC | NG | 5146 | 7495898.214 | 24.736 | 0.0065999 | EPA/CAMD | EPA/NEI | 2002
2021 | FL | Sanford | 620 | SNCT5D | CT | OP | CC | NG | 5992 | 8829119.18 | 29.137 | 0.0066002 | EPA/CAMD | EPA/NEI | 2002
2021 | FL | Turkey Point | 621 | 3 | ST | OP | NA | NUC |  | 0 |  |  | EIA Prime Mover-level Data
2021 | FL | Turkey Point | 621 | 4 | ST | OP | NA | NUC |  | 0 |  |  | EIA Prime Mover-level Data
2021 | FL | Turkey Point | 621 | TPCT5A | CT | OP | CC | NG | 5630 | 8800110.393 | 28.6992 | 0.0065225 | EPA/CAMD | EPA/NEI | 2006
2021 | FL | Turkey Point | 621 | TPCT5B | CT | OP | CC | NG | 6314 | 9772105.274 | 31.8521 | 0.006519 | EPA/CAMD | EPA/NEI | 2006
2021 | FL | Turkey Point | 621 | TPCT5C | CT | OP | CC | NG | 5667 | 8934419.956 | 29.1211 | 0.0065189 | EPA/CAMD | EPA/NEI | 2006
2021 | FL | Turkey Point | 621 | TPCT5D | CT | OP | CC | NG | 6232 | 9726977.179 | 31.6974 | 0.0065174 | EPA/CAMD | EPA/NEI | 2006
2021 | WA | South Fork Tolt | 622 | 1 | HY | OP | NA | WAT |  | 480954 |  |  | EIA Prime Mover-level Data
2021 | NY | Upper Mechanicville | 625 | 1 | HY | OP | NA | WAT |  | 192663.5 |  |  | EIA Prime Mover-level Data
2021 | NY | Upper Mechanicville | 625 | 2 | HY | OA | NA | WAT |  | 192663.5 |  |  | EIA Prime Mover-level Data
2021 | CA | Oak Flat | 626 | 1 | HY | OP | NA | WAT |  | 26415 |  |  | EIA Prime Mover-level Data
2021 | FL | Bayboro | 627 | P1 | GT | OP | NA | DFO |  | 11667.25 | 0.096003 | 0.016457 | EIA Prime Mover-level Data | NEI avg EF - PM, fuel type, firing type
2021 | FL | Bayboro | 627 | P2 | GT | OP | NA | DFO |  | 11667.25 | 0.096003 | 0.016457 | EIA Prime Mover-level Data | NEI avg EF - PM, fuel type, firing type
2021 | FL | Bayboro | 627 | P3 | GT | OP | NA | DFO |  | 11667.25 | 0.096003 | 0.016457 | EIA Prime Mover-level Data | NEI avg EF - PM, fuel type, firing type
2021 | FL | Bayboro | 627 | P4 | GT | OP | NA | DFO |  | 11667.25 | 0.096003 | 0.016457 | EIA Prime Mover-level Data | NEI avg EF - PM, fuel type, firing type
2021 | FL | Crystal River | 628 | 1GTA | CT | OP | CC | NG | 7115 | 18258791.973 | 37.9031 | 0.0041518 | EPA/CAMD | EPA/NEI | 2018
2021 | FL | Crystal River | 628 | 1GTB | CT | OP | CC | NG | 7556 | 19276378.076 | 40.0741 | 0.0041578 | EPA/CAMD | EPA/NEI | 2018
2021 | FL | Crystal River | 628 | 2GTA | CT | OP | CC | NG | 7628 | 19591765.826 | 40.6687 | 0.0041516 | EPA/CAMD | EPA/NEI | 2018
2021 | FL | Crystal River | 628 | 2GTB | CT | OP | CC | NG | 7209 | 18451130.604 | 38.4784 | 0.0041708 | EPA/CAMD | EPA/NEI | 2018
2021 | FL | Crystal River | 628 | 4 | ST | OP | WALL | BIT | 5855 | 25284340.789 | 262.4774 | 0.020762 | EPA/CAMD | EPA/NEI | 1982
2021 | FL | Crystal River | 628 | 5 | ST | OP | WALL | BIT | 6802 | 29210625.962 | 332.9271 | 0.022795 | EPA/CAMD | EPA/NEI | 1984
2021 | CA | Newcastle | 632 | 1 | HY | OP | NA | WAT |  | 50935 |  |  | EIA Prime Mover-level Data
2021 | FL | P L Bartow | 634 | 4A | CT | OP | CC | NG | 5992 | 10671934.013 | 35.2175 | 0.0066 | EPA/CAMD | EPA/NEI | 2008
2021 | FL | P L Bartow | 634 | 4B | CT | OP | CC | NG | 7143 | 12906493.975 | 42.5923 | 0.0066001 | EPA/CAMD | EPA/NEI | 2008
2021 | FL | P L Bartow | 634 | 4C | CT | OP | CC | NG | 3377 | 5933058.709 | 19.5791 | 0.0066 | EPA/CAMD | EPA/NEI | 2008
2021 | FL | P L Bartow | 634 | 4D | CT | OP | CC | NG | 5722 | 10062044.527 | 33.2049 | 0.0066 | EPA/CAMD | EPA/NEI | 2008
2021 | FL | Suwannee River | 638 | P1 | GT | OP | NA | NG |  | 289074.667 | 1.1587 | 0.0080165 | EIA Prime Mover-level Data | NEI avg EF - PM, fuel type
2021 | FL | Suwannee River | 638 | P2 | GT | OP | NA | DFO |  | 289074.667 | 2.3786 | 0.016457 | EIA Prime Mover-level Data | NEI avg EF - PM, fuel type, firing type
2021 | FL | Suwannee River | 638 | P3 | GT | OP | NA | NG |  | 289074.667 | 1.1587 | 0.0080165 | EIA Prime Mover-level Data | NEI avg EF - PM, fuel type
2021 | FL | Gulf Clean Energy Center | 641 | 4 | ST | OP | TANGENTIAL | NG | 254 | 76080.171 | 0.2731 | 0.0071794 | EPA/CAMD | EPA/NEI | 1959
2021 | FL | Gulf Clean Energy Center | 641 | 5 | ST | OP | TANGENTIAL | NG | 262 | 70482.251 | 0.21941 | 0.0062261 | EPA/CAMD | EPA/NEI | 1961
2021 | FL | Gulf Clean Energy Center | 641 | 6 | ST | OP | WALL | NG | 5132 | 8635154.386 | 32.0937 | 0.0074333 | EPA/CAMD | EPA/NEI | 1970
2021 | FL | Gulf Clean Energy Center | 641 | 7 | ST | OP | WALL | NG | 4424 | 10181417.674 | 37.0227 | 0.0072726 | EPA/CAMD | EPA/NEI | 1973
2021 | FL | Gulf Clean Energy Center | 641 | 8A | GT | OP | CT | NG | 16 | 23659.255 | 0.094832 | 0.0080165 | EPA/CAMD | NEI avg EF - PM, fuel type, firing type | 2021
2021 | FL | Gulf Clean Energy Center | 641 | 8B | GT | OP | CT | NG | 57 | 104327.209 | 0.41817 | 0.0080165 | EPA/CAMD | NEI avg EF - PM, fuel type, firing type | 2021
2021 | FL | Gulf Clean Energy Center | 641 | 8C | GT | OP | CT | NG | 42 | 68203.487 | 0.27338 | 0.0080165 | EPA/CAMD | NEI avg EF - PM, fuel type, firing type | 2021
2021 | FL | Gulf Clean Energy Center | 641 | 8D | GT | OP | CT | NG | 24 | 41481.106 | 0.16627 | 0.0080165 | EPA/CAMD | NEI avg EF - PM, fuel type, firing type | 2021
2021 | FL | Lansing Smith Generating Plant | 643 | 4 | CT | OP | CC | NG | 8006 | 16727779.023 | 55.3356 | 0.006616 | EPA/CAMD | EPA/NEI | 2002
2021 | FL | Lansing Smith Generating Plant | 643 | 5 | CT | OP | CC | NG | 8042 | 16881685.455 | 55.8408 | 0.0066155 | EPA/CAMD | EPA/NEI | 2002
2021 | FL | Big Bend | 645 | 1 | PV | OP | NA | SUN |  | 333833 |  |  | EIA Prime Mover-level Data
2021 | FL | Big Bend | 645 | BB02 | ST | OP | TURBO | NG | 2759 | 5127895.329 | 6.9112 | 0.0026955 | EPA/CAMD | EPA/NEI | 1973
2021 | FL | Big Bend | 645 | BB03 | ST | OP | TURBO | NG | 5486 | 15190459.533 | 19.8866 | 0.0026183 | EPA/CAMD | EPA/NEI | 1976
2021 | FL | Big Bend | 645 | BB04 | ST | OP | TANGENTIAL | BIT | 6303 | 18361268.454 | 62.8 | 0.0068405 | EPA/CAMD | EPA/NEI | 1985
2021 | FL | Big Bend | 645 | BB05 | GT | OP | CT | NG | 386 | 929256.036 | 1.4682 | 0.0031599 | EPA/CAMD | EPA/NEI | 2021
2021 | FL | Big Bend | 645 | BB06 | GT | OP | CT | NG | 645 | 1523065.774 | 2.3693 | 0.0031113 | EPA/CAMD | EPA/NEI | 2021
2021 | FL | Big Bend | 645 | CT4A | GT | OP | CT | NG | 173 | 35935.544 | 0.087263 | 0.0048566 | EPA/CAMD | EPA/NEI | 2009
2021 | FL | Big Bend | 645 | CT4B | GT | OP | CT | NG | 166 | 33807.959 | 0.083755 | 0.0049548 | EPA/CAMD | EPA/NEI | 2009
2021 | GA | Vogtle | 649 | 1 | ST | OP | NA | NUC |  | 0 |  |  | EIA Prime Mover-level Data
2021 | GA | Vogtle | 649 | 2 | ST | OP | NA | NUC |  | 0 |  |  | EIA Prime Mover-level Data
2021 | FL | Deerhaven | 663 | B1 | ST | OP | WALL | NG | 8225 | 2950748.935 | 11.7819 | 0.0079857 | EPA/CAMD | EPA/NEI | 1972
2021 | FL | Deerhaven | 663 | B2 | ST | OP | WALL | BIT | 7963 | 7699415.426 | 113.5962 | 0.029508 | EPA/CAMD | EPA/NEI | 1981
2021 | FL | Deerhaven | 663 | CT3 | GT | OP | CT | NG | 244 | 157123.741 | 0.61975 | 0.0078887 | EPA/CAMD | EPA/NEI | 1996
2021 | FL | J R Kelly | 664 | CC1 | CT | OP | CC | NG | 4385 | 3612757.202 | 12.1482 | 0.0067252 | EPA/CAMD | EPA/NEI | 2001
2021 | FL | G W Ivey | 665 | 13 | IC | OP | NA | DFO |  | 196.527 | 0.030462 | 0.31 | EIA Prime Mover-level Data | Estimated using an emission factor
2021 | FL | G W Ivey | 665 | 14 | IC | OP | NA | DFO |  | 196.527 | 0.030462 | 0.31 | EIA Prime Mover-level Data | Estimated using an emission factor
2021 | FL | G W Ivey | 665 | 15 | IC | OP | NA | DFO |  | 196.527 | 0.030462 | 0.31 | EIA Prime Mover-level Data | Estimated using an emission factor
2021 | FL | G W Ivey | 665 | 16 | IC | OP | NA | DFO |  | 196.527 | 0.030462 | 0.31 | EIA Prime Mover-level Data | Estimated using an emission factor
2021 | FL | G W Ivey | 665 | 17 | IC | OP | NA | DFO |  | 196.527 | 0.030462 | 0.31 | EIA Prime Mover-level Data | Estimated using an emission factor
2021 | FL | G W Ivey | 665 | 19 | IC | OP | NA | DFO |  | 864.717 | 0.13403 | 0.31 | EIA Prime Mover-level Data | Estimated using an emission factor
2021 | FL | G W Ivey | 665 | 2 | IC | OP | NA | DFO |  | 196.527 | 0.030462 | 0.31 | EIA Prime Mover-level Data | Estimated using an emission factor
2021 | FL | G W Ivey | 665 | 20 | IC | OP | NA | DFO |  | 628.885 | 0.097477 | 0.31 | EIA Prime Mover-level Data | Estimated using an emission factor
2021 | FL | G W Ivey | 665 | 21 | IC | OP | NA | DFO |  | 628.885 | 0.097477 | 0.31 | EIA Prime Mover-level Data | Estimated using an emission factor
2021 | FL | G W Ivey | 665 | 22 | IC | SB | NA | DFO |  | 9.826 | 0.001523 | 0.31 | EIA Prime Mover-level Data | Estimated using an emission factor
2021 | FL | G W Ivey | 665 | 3 | IC | OP | NA | DFO |  | 196.527 | 0.030462 | 0.31 | EIA Prime Mover-level Data | Estimated using an emission factor
2021 | FL | J D Kennedy | 666 | 7 | GT | OP | CT | NG | 546 | 679384.451 | 2.411 | 0.0070975 | EPA/CAMD | EPA/NEI | 2000
2021 | FL | J D Kennedy | 666 | CT8 | GT | OP | CT | NG | 1861 | 2156084.496 | 7.9306 | 0.0073565 | EPA/CAMD | EPA/NEI | 2009
2021 | FL | Northside | 667 | 1A | ST | OP | FLUIDIZED | BIT | 1517 | 3600842.336 | 36.2663 | 0.020143 | EPA/CAMD | EPA/NEI | 2002
2021 | FL | Northside | 667 | 2A | ST | OP | FLUIDIZED | BIT | 7109 | 15200893.447 | 204.5646 | 0.026915 | EPA/CAMD | EPA/NEI | 2002
2021 | FL | Northside | 667 | 3 | ST | OP | WALL | NG | 6218 | 18326391.376 | 67.8695 | 0.0074068 | EPA/CAMD | EPA/NEI | 1977
2021 | FL | Tom G Smith | 673 | S-3 | ST | OP | WALL | NG | 63 | 2834.888 | 0.086311 | 0.060892 | EPA/CAMD | EPA/NEI | 1967
2021 | WY | Pilot Butte | 674 | 1 | HY | OS | NA | WAT
2021 | WY | Pilot Butte | 674 | 2 | HY | OS | NA | WAT
2021 | FL | Charles Larsen Memorial Power Plant | 675 | **8 | CT | OP | CC | NG | 2390 | 1520605.694 | 5.0777 | 0.0066786 | EPA/CAMD | EPA/NEI | 1992
2021 | FL | C D McIntosh Jr Power Plant | 676 | 3 | ST | OP | WALL | BIT | 2084 | 4790482.696 | 67.3498 | 0.028118 | EPA/CAMD | EPA/NEI | 1982
2021 | FL | C D McIntosh Jr Power Plant | 676 | 5 | CT | OP | CC | NG | 7462 | 14866557.307 | 48.7491 | 0.0065582 | EPA/CAMD | EPA/NEI | 1999
2021 | FL | C D McIntosh Jr Power Plant | 676 | MGT2 | GT | OP | CT | NG | 207 | 180668.316 | 0.42897 | 0.0047487 | EPA/CAMD | EPA/NEI | 2020
2021 | VT | W K Sanders | 678 | 1 | HY | OP | NA | WAT |  | 1747 |  |  | EIA Prime Mover-level Data
2021 | VT | W K Sanders | 678 | 2 | HY | OP | NA | WAT |  | 1747 |  |  | EIA Prime Mover-level Data
2021 | CA | Kerckhoff 2 | 682 | 1 | HY | OP | NA | WAT |  | 1116817 |  |  | EIA Prime Mover-level Data
2021 | FL | Indian River (683) | 683 | **C | GT | OP | CT | NG | 489 | 321105.148 | 1.0524 | 0.0065547 | EPA/CAMD | EPA/NEI | 1991
2021 | FL | Indian River (683) | 683 | **D | GT | OP | CT | NG | 486 | 289764.911 | 0.94818 | 0.0065445 | EPA/CAMD | EPA/NEI | 1991
2021 | FL | Arvah B Hopkins | 688 | 2A | CT | OP | CC | NG | 7228 | 9389163.911 | 31.0218 | 0.006608 | EPA/CAMD | EPA/NEI | 2008
2021 | FL | Arvah B Hopkins | 688 | HC3 | GT | OP | CT | NG | 532 | 149407.482 | 0.65571 | 0.0087774 | EPA/CAMD | EPA/NEI | 2005
2021 | FL | Arvah B Hopkins | 688 | HC4 | GT | OP | CT | NG | 497 | 142677.392 | 0.62918 | 0.0088196 | EPA/CAMD | EPA/NEI | 2005
2021 | FL | S O Purdom | 689 | 8 | CT | OP | CC | NG | 8251 | 8867016.353 | 34.5861 | 0.0078011 | EPA/CAMD | EPA/NEI | 2000
2021 | FL | J Woodruff | 690 | 1A | HY | OP | NA | WAT |  | 741653.667 |  |  | EIA Prime Mover-level Data
2021 | FL | J Woodruff | 690 | 2A | HY | OP | NA | WAT |  | 741653.667 |  |  | EIA Prime Mover-level Data
2021 | FL | J Woodruff | 690 | 3A | HY | OP | NA | WAT |  | 741653.667 |  |  | EIA Prime Mover-level Data
2021 | WY | Medicine Bow | 692 | 10 | WT | OP | NA | WND |  | 126456.355 |  |  | EIA Prime Mover-level Data
2021 | WY | Medicine Bow | 692 | 11 | WT | OP | NA | WND |  | 33549.645 |  |  | EIA Prime Mover-level Data
2021 | FL | Marathon Generating Plant | 696 | 10 | IC | SB | NA | DFO |  | 438.455 | 0.067961 | 0.31 | EIA Prime Mover-level Data | Estimated using an emission factor
2021 | FL | Marathon Generating Plant | 696 | 11 | IC | SB | NA | DFO |  | 438.455 | 0.067961 | 0.31 | EIA Prime Mover-level Data | Estimated using an emission factor
2021 | FL | Marathon Generating Plant | 696 | 8 | IC | SB | NA | DFO |  | 250.545 | 0.038834 | 0.31 | EIA Prime Mover-level Data | Estimated using an emission factor
2021 | FL | Marathon Generating Plant | 696 | 9 | IC | SB | NA | DFO |  | 250.545 | 0.038834 | 0.31 | EIA Prime Mover-level Data | Estimated using an emission factor
2021 | MO | Trenton North | 698 | 1 | IC | OP | NA | DFO |  | 1054.4 | 0.16343 | 0.31 | EIA Prime Mover-level Data | Estimated using an emission factor
2021 | MO | Trenton North | 698 | 2 | IC | OP | NA | DFO |  | 1054.4 | 0.16343 | 0.31 | EIA Prime Mover-level Data | Estimated using an emission factor
2021 | MO | Trenton North | 698 | 3 | IC | OP | NA | DFO |  | 1054.4 | 0.16343 | 0.31 | EIA Prime Mover-level Data | Estimated using an emission factor
2021 | MO | Trenton North | 698 | 4 | IC | OP | NA | DFO |  | 1054.4 | 0.16343 | 0.31 | EIA Prime Mover-level Data | Estimated using an emission factor
2021 | MO | Trenton North | 698 | 5 | IC | OP | NA | DFO |  | 1054.4 | 0.16343 | 0.31 | EIA Prime Mover-level Data | Estimated using an emission factor
2021 | AL | Bartletts Ferry | 702 | 1 | HY | OP | NA | WAT |  | 356298.815 |  |  | EIA Prime Mover-level Data
2021 | AL | Bartletts Ferry | 702 | 2 | HY | OP | NA | WAT |  | 356298.815 |  |  | EIA Prime Mover-level Data
2021 | AL | Bartletts Ferry | 702 | 3 | HY | OP | NA | WAT |  | 356298.815 |  |  | EIA Prime Mover-level Data
2021 | AL | Bartletts Ferry | 702 | 4 | HY | OP | NA | WAT |  | 475065.087 |  |  | EIA Prime Mover-level Data
2021 | AL | Bartletts Ferry | 702 | 5 | HY | OP | NA | WAT |  | 1282675.734 |  |  | EIA Prime Mover-level Data
2021 | AL | Bartletts Ferry | 702 | 6 | HY | OP | NA | WAT |  | 1282675.734 |  |  | EIA Prime Mover-level Data
2021 | GA | Bowen | 703 | 1BLR | ST | OP | TANGENTIAL | BIT | 4438 | 24163171.451 | 66.5933 | 0.005512 | EPA/CAMD | EPA/NEI | 1971
2021 | GA | Bowen | 703 | 2BLR | ST | OP | TANGENTIAL | BIT | 3708 | 18798330.168 | 56.8472 | 0.0060481 | EPA/CAMD | EPA/NEI | 1972
2021 | GA | Bowen | 703 | 3BLR | ST | OP | TANGENTIAL | BIT | 4491 | 30747129.826 | 92.2398 | 0.0059999 | EPA/CAMD | EPA/NEI | 1974
2021 | GA | Bowen | 703 | 4BLR | ST | OP | TANGENTIAL | BIT | 4374 | 27428187.334 | 70.8281 | 0.0051646 | EPA/CAMD | EPA/NEI | 1975
2021 | GA | Burton Dam | 704 | 1 | HY | OP | NA | WAT |  | 129798 |  |  | EIA Prime Mover-level Data
2021 | GA | Burton Dam | 704 | 2 | HY | OP | NA | WAT |  | 129798 |  |  | EIA Prime Mover-level Data
2021 | GA | Flint River | 706 | 1 | HY | OP | NA | WAT |  | 125119.667 |  |  | EIA Prime Mover-level Data
2021 | GA | Flint River | 706 | 2 | HY | OP | NA | WAT |  | 125119.667 |  |  | EIA Prime Mover-level Data
2021 | GA | Flint River | 706 | 3 | HY | OP | NA | WAT |  | 125119.667 |  |  | EIA Prime Mover-level Data
2021 | AL | Goat Rock | 707 | 3 | HY | OP | NA | WAT |  | 204501.295 |  |  | EIA Prime Mover-level Data
2021 | AL | Goat Rock | 707 | 4 | HY | OP | NA | WAT |  | 204501.295 |  |  | EIA Prime Mover-level Data
2021 | AL | Goat Rock | 707 | 5 | HY | OP | NA | WAT |  | 204501.295 |  |  | EIA Prime Mover-level Data
2021 | AL | Goat Rock | 707 | 6 | HY | OP | NA | WAT |  | 204501.295 |  |  | EIA Prime Mover-level Data
2021 | AL | Goat Rock | 707 | 7 | HY | OP | NA | WAT |  | 380372.409 |  |  | EIA Prime Mover-level Data
2021 | AL | Goat Rock | 707 | 8 | HY | OP | NA | WAT |  | 380372.409 |  |  | EIA Prime Mover-level Data
2021 | GA | Jack McDonough | 710 | 3AA | GT | OP | CT | DFO | 18 | 660.9 | 0.002356 | 0.0071297 | EPA/CAMD | EPA/NEI | 1971
2021 | GA | Jack McDonough | 710 | 3AB | GT | OP | CT | DFO | 17 | 588 | 0.001729 | 0.005881 | EPA/CAMD | EPA/NEI | 1971
2021 | GA | Jack McDonough | 710 | 3BA | GT | OP | CT | DFO | 0 | [5 empty] | 1971
2021 | GA | Jack McDonough | 710 | 3BB | GT | OP | CT | DFO | 0 | [5 empty] | 1971
2021 | GA | Jack McDonough | 710 | 4A | CT | OP | CC | NG | 8148 | 20486317.488 | 25.0955 | 0.00245 | EPA/CAMD | EPA/NEI | 2011
2021 | GA | Jack McDonough | 710 | 4B | CT | OP | CC | NG | 8052 | 20171261.176 | 24.6502 | 0.0024441 | EPA/CAMD | EPA/NEI | 2011
2021 | GA | Jack McDonough | 710 | 5A | CT | OP | CC | NG | 8676 | 22011622.745 | 26.7992 | 0.002435 | EPA/CAMD | EPA/NEI | 2012
2021 | GA | Jack McDonough | 710 | 5B | CT | OP | CC | NG | 8603 | 22012793.016 | 26.7498 | 0.0024304 | EPA/CAMD | EPA/NEI | 2012
2021 | GA | Jack McDonough | 710 | 6A | CT | OP | CC | NG | 7541 | 18769791.605 | 22.8167 | 0.0024312 | EPA/CAMD | EPA/NEI | 2012
2021 | GA | Jack McDonough | 710 | 6B | CT | OP | CC | NG | 7698 | 18769875.534 | 22.8168 | 0.0024312 | EPA/CAMD | EPA/NEI | 2012
2021 | GA | Lloyd Shoals | 712 | 1 | HY | OP | NA | WAT |  | 112089.333 |  |  | EIA Prime Mover-level Data
2021 | GA | Lloyd Shoals | 712 | 2 | HY | OP | NA | WAT |  | 112089.333 |  |  | EIA Prime Mover-level Data
2021 | GA | Lloyd Shoals | 712 | 3 | HY | OP | NA | WAT |  | 112089.333 |  |  | EIA Prime Mover-level Data
2021 | GA | Lloyd Shoals | 712 | 4 | HY | OP | NA | WAT |  | 112089.333 |  |  | EIA Prime Mover-level Data
2021 | GA | Lloyd Shoals | 712 | 5 | HY | OP | NA | WAT |  | 112089.333 |  |  | EIA Prime Mover-level Data
2021 | GA | Lloyd Shoals | 712 | 6 | HY | OP | NA | WAT |  | 112089.333 |  |  | EIA Prime Mover-level Data
2021 | CA | Toadtown | 714 | 1 | HY | OP | NA | WAT |  | 9020 |  |  | EIA Prime Mover-level Data
2021 | GA | McManus | 715 | 3A | GT | OP | CT | DFO | 15 | 4783.9 | 0.026532 | 0.011092 | EPA/CAMD | EPA/NEI | 1972
2021 | GA | McManus | 715 | 3B | GT | OP | CT | DFO | 7 | 2239 | 0.016128 | 0.014406 | EPA/CAMD | EPA/NEI | 1972
2021 | GA | McManus | 715 | 3C | GT | OP | CT | DFO | 19 | 2946 | 0.016398 | 0.011132 | EPA/CAMD | EPA/NEI | 1972
2021 | GA | McManus | 715 | 4A | GT | OP | CT | DFO | 14 | 3193 | 0.0177 | 0.011087 | EPA/CAMD | EPA/NEI | 1972
2021 | GA | McManus | 715 | 4B | GT | OP | CT | DFO | 20 | 5835.9 | 0.032154 | 0.011019 | EPA/CAMD | EPA/NEI | 1972
2021 | GA | McManus | 715 | 4C | GT | OP | CT | DFO | 16 | 4141.1 | 0.023028 | 0.011122 | EPA/CAMD | EPA/NEI | 1972
2021 | GA | McManus | 715 | 4D | GT | OP | CT | DFO | 18 | 5134 | 0.028446 | 0.011081 | EPA/CAMD | EPA/NEI | 1972
2021 | GA | McManus | 715 | 4E | GT | OP | CT | DFO | 22 | 3877.1 | 0.024012 | 0.012387 | EPA/CAMD | EPA/NEI | 1972
2021 | GA | McManus | 715 | 4F | GT | OP | CT | DFO | 12 | 4157.8 | 0.023088 | 0.011106 | EPA/CAMD | EPA/NEI | 1972
2021 | GA | Morgan Falls | 717 | 1 | HY | OP | NA | WAT |  | 59032.143 |  |  | EIA Prime Mover-level Data
2021 | GA | Morgan Falls | 717 | 2 | HY | OP | NA | WAT |  | 59032.143 |  |  | EIA Prime Mover-level Data
2021 | GA | Morgan Falls | 717 | 3 | HY | OP | NA | WAT |  | 59032.143 |  |  | EIA Prime Mover-level Data
2021 | GA | Morgan Falls | 717 | 4 | HY | OP | NA | WAT |  | 59032.143 |  |  | EIA Prime Mover-level Data
2021 | GA | Morgan Falls | 717 | 5 | HY | OP | NA | WAT |  | 59032.143 |  |  | EIA Prime Mover-level Data
2021 | GA | Morgan Falls | 717 | 6 | HY | OP | NA | WAT |  | 59032.143 |  |  | EIA Prime Mover-level Data
2021 | GA | Morgan Falls | 717 | 7 | HY | OP | NA | WAT |  | 59032.143 |  |  | EIA Prime Mover-level Data
2021 | GA | Nacoochee | 718 | 1 | HY | OP | NA | WAT |  | 86749 |  |  | EIA Prime Mover-level Data
2021 | GA | Nacoochee | 718 | 2 | HY | OP | NA | WAT |  | 86749 |  |  | EIA Prime Mover-level Data
2021 | GA | North Highlands | 719 | 1 | HY | OP | NA | WAT |  | 367567.662 |  |  | EIA Prime Mover-level Data
2021 | GA | North Highlands | 719 | 2 | HY | OP | NA | WAT |  | 367567.662 |  |  | EIA Prime Mover-level Data
2021 | GA | North Highlands | 719 | 3 | HY | OP | NA | WAT |  | 367567.662 |  |  | EIA Prime Mover-level Data
2021 | GA | North Highlands | 719 | 4 | HY | OP | NA | WAT |  | 79906.014 |  |  | EIA Prime Mover-level Data
2021 | GA | Oliver Dam | 720 | 1 | HY | OP | NA | WAT |  | 556368.9 |  |  | EIA Prime Mover-level Data
2021 | GA | Oliver Dam | 720 | 2 | HY | OP | NA | WAT |  | 556368.9 |  |  | EIA Prime Mover-level Data
2021 | GA | Oliver Dam | 720 | 3 | HY | OP | NA | WAT |  | 556368.9 |  |  | EIA Prime Mover-level Data
2021 | GA | Oliver Dam | 720 | 4 | HY | OP | NA | WAT |  | 185456.3 |  |  | EIA Prime Mover-level Data
2021 | GA | Sinclair Dam | 722 | 1 | HY | OP | NA | WAT |  | 574870 |  |  | EIA Prime Mover-level Data
2021 | GA | Sinclair Dam | 722 | 2 | HY | OP | NA | WAT |  | 574870 |  |  | EIA Prime Mover-level Data
2021 | GA | Tallulah Falls | 723 | 1 | HY | OP | NA | WAT |  | 265216.167 |  |  | EIA Prime Mover-level Data
2021 | GA | Tallulah Falls | 723 | 2 | HY | OP | NA | WAT |  | 265216.167 |  |  | EIA Prime Mover-level Data
2021 | GA | Tallulah Falls | 723 | 3 | HY | OP | NA | WAT |  | 265216.167 |  |  | EIA Prime Mover-level Data
2021 | GA | Tallulah Falls | 723 | 4 | HY | OP | NA | WAT |  | 265216.167 |  |  | EIA Prime Mover-level Data
2021 | GA | Tallulah Falls | 723 | 5 | HY | OP | NA | WAT |  | 265216.167 |  |  | EIA Prime Mover-level Data
2021 | GA | Tallulah Falls | 723 | 6 | HY | OP | NA | WAT |  | 265216.167 |  |  | EIA Prime Mover-level Data
2021 | GA | Terrora | 724 | 1 | HY | OP | NA | WAT |  | 210742.5 |  |  | EIA Prime Mover-level Data
2021 | GA | Terrora | 724 | 2 | HY | OP | NA | WAT |  | 210742.5 |  |  | EIA Prime Mover-level Data
2021 | GA | Tugalo | 725 | 1 | HY | OP | NA | WAT |  | 300087.25 |  |  | EIA Prime Mover-level Data
2021 | GA | Tugalo | 725 | 2 | HY | OP | NA | WAT |  | 300087.25 |  |  | EIA Prime Mover-level Data
2021 | GA | Tugalo | 725 | 3 | HY | OP | NA | WAT |  | 300087.25 |  |  | EIA Prime Mover-level Data
2021 | GA | Tugalo | 725 | 4 | HY | OP | NA | WAT |  | 300087.25 |  |  | EIA Prime Mover-level Data
2021 | GA | Yates | 728 | Y6BR | ST | OP | TANGENTIAL | NG | 5866 | 6395651.363 | 23.3225 | 0.0072932 | EPA/CAMD | EPA/NEI | 1974
2021 | GA | Yates | 728 | Y7BR | ST | OP | TANGENTIAL | NG | 7338 | 8629055.53 | 31.6824 | 0.0073432 | EPA/CAMD | EPA/NEI | 1974
2021 | GA | Yonah | 729 | 1 | HY | OP | NA | WAT |  | 185838.333 |  |  | EIA Prime Mover-level Data
2021 | GA | Yonah | 729 | 2 | HY | OP | NA | WAT |  | 185838.333 |  |  | EIA Prime Mover-level Data
2021 | GA | Yonah | 729 | 3 | HY | OP | NA | WAT |  | 185838.333 |  |  | EIA Prime Mover-level Data
2021 | GA | Boulevard | 732 | 1 | GT | OP | NA | DFO |  | 349 | 0.0028717 | 0.016457 | EIA Prime Mover-level Data | NEI avg EF - PM, fuel type, firing type
2021 | GA | Stevens Creek | 736 | 1 | HY | OP | NA | WAT |  | 96257.125 |  |  | EIA Prime Mover-level Data
2021 | GA | Stevens Creek | 736 | 2 | HY | OP | NA | WAT |  | 96257.125 |  |  | EIA Prime Mover-level Data
2021 | GA | Stevens Creek | 736 | 3 | HY | OP | NA | WAT |  | 96257.125 |  |  | EIA Prime Mover-level Data
2021 | GA | Stevens Creek | 736 | 4 | HY | OP | NA | WAT |  | 96257.125 |  |  | EIA Prime Mover-level Data
2021 | GA | Stevens Creek | 736 | 5 | HY | OP | NA | WAT |  | 96257.125 |  |  | EIA Prime Mover-level Data
2021 | GA | Stevens Creek | 736 | 6 | HY | OP | NA | WAT |  | 96257.125 |  |  | EIA Prime Mover-level Data
2021 | GA | Stevens Creek | 736 | 7 | HY | OP | NA | WAT |  | 96257.125 |  |  | EIA Prime Mover-level Data
2021 | GA | Stevens Creek | 736 | 8 | HY | OP | NA | WAT |  | 96257.125 |  |  | EIA Prime Mover-level Data
2021 | CA | Etiwanda | 745 | 1 | HY | OP | NA | WAT
2021 | CA | Moccasin Low Head Hydro Project | 751 | 1 | HY | OP | NA | WAT
2021 | GA | Lake Blackshear Project | 752 | 1 | HY | OP | NA | WAT |  | 61601.442 |  |  | EIA Prime Mover-level Data
2021 | GA | Lake Blackshear Project | 752 | 2 | HY | OP | NA | WAT |  | 128336.337 |  |  | EIA Prime Mover-level Data
2021 | GA | Lake Blackshear Project | 752 | 3 | HY | OP | NA | WAT |  | 123202.884 |  |  | EIA Prime Mover-level Data
2021 | GA | Lake Blackshear Project | 752 | 4 | HY | OP | NA | WAT |  | 128336.337 |  |  | EIA Prime Mover-level Data
2021 | GA | Crisp Plant | 753 | GT1 | GT | OP | NA | NG
2021 | GA | Crisp Plant | 753 | ST | ST | OS | NA | NG |  | 0 | 0 |  | EIA Unit-level Data | NEI avg EF - PM, fuel type
2021 | GA | Hartwell Lake | 754 | 1 | HY | OP | NA | WAT |  | 1011260.583 |  |  | EIA Prime Mover-level Data
2021 | GA | Hartwell Lake | 754 | 2 | HY | OP | NA | WAT |  | 1011260.583 |  |  | EIA Prime Mover-level Data
2021 | GA | Hartwell Lake | 754 | 3 | HY | OS | NA | WAT |  | 1011260.583 |  |  | EIA Prime Mover-level Data
2021 | GA | Hartwell Lake | 754 | 4 | HY | OP | NA | WAT |  | 1011260.583 |  |  | EIA Prime Mover-level Data
2021 | GA | Hartwell Lake | 754 | 5 | HY | OP | NA | WAT |  | 951774.667 |  |  | EIA Prime Mover-level Data
2021 | GA | Blue Ridge | 757 | 1 | HY | OP | NA | WAT |  | 324057.191 |  |  | EIA Prime Mover-level Data
2021 | GA | Blue Ridge | 757 | 2 | HY | OP | NA | WAT |  | 22094.809 |  |  | EIA Prime Mover-level Data
2021 | GA | Nottely | 758 | 1 | HY | OP | NA | WAT |  | 424898.113 |  |  | EIA Prime Mover-level Data
2021 | GA | Nottely | 758 | 2 | HY | OP | NA | WAT |  | 25493.887 |  |  | EIA Prime Mover-level Data
2021 | GA | Buford | 759 | 1A | HY | OP | NA | WAT |  | 942725.595 |  |  | EIA Prime Mover-level Data
2021 | GA | Buford | 759 | 2A | HY | OP | NA | WAT |  | 942725.595 |  |  | EIA Prime Mover-level Data
2021 | GA | Buford | 759 | 3A | HY | OP | NA | WAT |  | 109477.811 |  |  | EIA Prime Mover-level Data
2021 | GA | Allatoona | 760 | 1 | HY | OP | NA | WAT |  | 730741.781 |  |  | EIA Prime Mover-level Data
2021 | GA | Allatoona | 760 | 2 | HY | OP | NA | WAT |  | 730741.781 |  |  | EIA Prime Mover-level Data
2021 | GA | Allatoona | 760 | A | HY | OP | NA | WAT |  | 34550.439 |  |  | EIA Prime Mover-level Data
2021 | GA | Walter F George | 761 | 1 | HY | OP | NA | WAT |  | 1184840.5 |  |  | EIA Prime Mover-level Data
2021 | GA | Walter F George | 761 | 2 | HY | OP | NA | WAT |  | 1184840.5 |  |  | EIA Prime Mover-level Data
2021 | GA | Walter F George | 761 | 3 | HY | OP | NA | WAT |  | 1184840.5 |  |  | EIA Prime Mover-level Data
2021 | GA | Walter F George | 761 | 4 | HY | OP | NA | WAT |  | 1184840.5 |  |  | EIA Prime Mover-level Data
2021 | OK | Ponca | 762 | 2 | ST | OP | WALL | NG | 0 | [5 empty] | 1977
2021 | OK | Ponca | 762 | 3 | CT | OP | CC | NG | 353 | 118049.098 | 0.35664 | 0.0060422 | EPA/CAMD | EPA/NEI | 1995
2021 | OK | Ponca | 762 | 4 | GT | OP | CT | NG | 289 | 93210.491 | 0.050363 | 0.0010806 | EPA/CAMD | EPA/NEI | 2003
2021 | HI | Kahe Generating Station | 765 | 1 | ST | OP | WALL | RFO |  | 1822371.923 | 2.3513 | 0.0025804 | EIA Unit-level Data | NEI avg EF - PM, fuel type, firing type | 1963
2021 | HI | Kahe Generating Station | 765 | 2 | ST | OP | WALL | RFO |  | 2967660.756 | 3.8289 | 0.0025804 | EIA Unit-level Data | NEI avg EF - PM, fuel type, firing type | 1964
2021 | HI | Kahe Generating Station | 765 | 3 | ST | OP | TANGENTIAL | RFO |  | 2602019.257 | 11.6774 | 0.0089756 | EIA Unit-level Data | NEI avg EF - PM, fuel type, firing type | 1970
2021 | HI | Kahe Generating Station | 765 | 4 | ST | OP | TANGENTIAL | RFO |  | 2944957.904 | 13.2164 | 0.0089756 | EIA Unit-level Data | NEI avg EF - PM, fuel type, firing type | 1972
2021 | HI | Kahe Generating Station | 765 | 5 | ST | OP | WALL | RFO |  | 5718074.707 | 7.3776 | 0.0025804 | EIA Unit-level Data | NEI avg EF - PM, fuel type, firing type | 1974
2021 | HI | Kahe Generating Station | 765 | 6 | ST | OP | WALL | RFO |  | 6817086.677 | 8.7955 | 0.0025804 | EIA Unit-level Data | NEI avg EF - PM, fuel type, firing type | 1981
2021 | HI | Waiau Generating Station | 766 | 3 | ST | OP | WALL | RFO |  | 110354.789 | 0.14238 | 0.0025804 | EIA Unit-level Data | NEI avg EF - PM, fuel type, firing type | 1947
2021 | HI | Waiau Generating Station | 766 | 4 | ST | OP | WALL | RFO |  | 78091.165 | 0.10075 | 0.0025804 | EIA Unit-level Data | NEI avg EF - PM, fuel type, firing type | 1950
2021 | HI | Waiau Generating Station | 766 | 5 | ST | OP | WALL | RFO |  | 930992.597 | 1.2012 | 0.0025804 | EIA Unit-level Data | NEI avg EF - PM, fuel type, firing type | 1959
2021 | HI | Waiau Generating Station | 766 | 6 | ST | OP | WALL | RFO |  | 800795.761 | 1.0332 | 0.0025804 | EIA Unit-level Data | NEI avg EF - PM, fuel type, firing type | 1961
2021 | HI | Waiau Generating Station | 766 | 7 | ST | OP | TANGENTIAL | RFO |  | 3929987.428 | 17.637 | 0.0089756 | EIA Unit-level Data | NEI avg EF - PM, fuel type, firing type | 1966
2021 | HI | Waiau Generating Station | 766 | 8 | ST | OP | TANGENTIAL | RFO |  | 3677042.419 | 16.5018 | 0.0089756 | EIA Unit-level Data | NEI avg EF - PM, fuel type, firing type | 1968
2021 | HI | Waiau Generating Station | 766 | W10 | GT | OP | NA | DFO |  | 247473 | 2.0363 | 0.016457 | EIA Prime Mover-level Data | NEI avg EF - PM, fuel type, firing type
2021 | HI | Waiau Generating Station | 766 | W9 | GT | OP | NA | DFO |  | 247473 | 2.0363 | 0.016457 | EIA Prime Mover-level Data | NEI avg EF - PM, fuel type, firing type
2021 | HI | Waimea | 768 | 12 | IC | OP | NA | DFO |  | 4661.667 | 0.72256 | 0.31 | EIA Prime Mover-level Data | Estimated using an emission factor
2021 | HI | Waimea | 768 | 13 | IC | OP | NA | DFO |  | 4661.667 | 0.72256 | 0.31 | EIA Prime Mover-level Data | Estimated using an emission factor
2021 | HI | Waimea | 768 | 14 | IC | OP | NA | DFO |  | 4661.667 | 0.72256 | 0.31 | EIA Prime Mover-level Data | Estimated using an emission factor
2021 | HI | Kanoelehua | 769 | 11 | IC | OP | NA | DFO |  | 1425.684 | 0.22098 | 0.31 | EIA Prime Mover-level Data | Estimated using an emission factor
2021 | HI | Kanoelehua | 769 | 15 | IC | OP | NA | DFO |  | 1782.105 | 0.27623 | 0.31 | EIA Prime Mover-level Data | Estimated using an emission factor
2021 | HI | Kanoelehua | 769 | 16 | IC | OP | NA | DFO |  | 1782.105 | 0.27623 | 0.31 | EIA Prime Mover-level Data | Estimated using an emission factor
2021 | HI | Kanoelehua | 769 | 17 | IC | OP | NA | DFO |  | 1782.105 | 0.27623 | 0.31 | EIA Prime Mover-level Data | Estimated using an emission factor
2021 | HI | Kanoelehua | 769 | CT1 | GT | OP | NA | DFO |  | 46955 | 0.38636 | 0.016457 | EIA Prime Mover-level Data | NEI avg EF - PM, fuel type, firing type
2021 | HI | Puueo | 771 | 1 | HY | OP | NA | WAT |  | 18059.323 |  |  | EIA Prime Mover-level Data
2021 | HI | Puueo | 771 | 2A | HY | OP | NA | WAT |  | 61917.677 |  |  | EIA Prime Mover-level Data
2021 | HI | W H Hill | 772 | 5 | ST | OP | NA | RFO |  | 502245.768 | 1.8427 | 0.0073378 | EIA Unit-level Data | NEI avg EF - PM, fuel type
2021 | HI | W H Hill | 772 | 6 | ST | OP | NA | RFO |  | 1444919.298 | 5.3012 | 0.0073378 | EIA Unit-level Data | NEI avg EF - PM, fuel type
2021 | HI | Waiau Hydro | 774 | 1 | HY | OP | NA | WAT
2021 | HI | Waiau Hydro | 774 | 2 | HY | OP | NA | WAT
2021 | CA | Sly Creek | 776 | 1 | HY | OP | NA | WAT |  | 82514 |  |  | EIA Prime Mover-level Data
2021 | NE | Kingsley | 785 | 1 | HY | OP | NA | WAT |  | 474640 |  |  | EIA Prime Mover-level Data
2021 | VT | East Barnet | 788 | 1 | HY | OP | NA | WAT |  | 10684 |  |  | EIA Prime Mover-level Data
2021 | AK | Orca | 789 | 3 | IC | OP | NA | DFO |  | 18901.402 | 2.9297 | 0.31 | EIA Prime Mover-level Data | Estimated using an emission factor
2021 | AK | Orca | 789 | 4 | IC | OP | NA | DFO |  | 18145.346 | 2.8125 | 0.31 | EIA Prime Mover-level Data | Estimated using an emission factor
2021 | AK | Orca | 789 | 5 | IC | OP | NA | DFO |  | 8316.617 | 1.2891 | 0.31 | EIA Prime Mover-level Data | Estimated using an emission factor
2021 | AK | Orca | 789 | 6 | IC | OP | NA | DFO |  | 8316.617 | 1.2891 | 0.31 | EIA Prime Mover-level Data | Estimated using an emission factor
2021 | AK | Orca | 789 | 7 | IC | OP | NA | DFO |  | 27218.019 | 4.2188 | 0.31 | EIA Prime Mover-level Data | Estimated using an emission factor
2021 | ID | Gem State | 790 | 1 | HY | OP | NA | WAT |  | 979486 |  |  | EIA Prime Mover-level Data
2021 | TX | Canyon | 791 | 1 | HY | OP | NA | WAT |  | 1047.5 |  |  | EIA Prime Mover-level Data
2021 | TX | Canyon | 791 | 2 | HY | OP | NA | WAT |  | 1047.5 |  |  | EIA Prime Mover-level Data
2021 | HI | Palaau Power Hybrid | 792 | 15 | GT | SB | NA | DFO |  | 729 | 0.0059985 | 0.016457 | EIA Prime Mover-level Data | NEI avg EF - PM, fuel type, firing type
2021 | HI | Palaau Power Hybrid | 792 | 7 | IC | OP | NA | DFO |  | 55850.841 | 8.6569 | 0.31 | EIA Prime Mover-level Data | Estimated using an emission factor
2021 | HI | Palaau Power Hybrid | 792 | 8 | IC | OP | NA | DFO |  | 55850.841 | 8.6569 | 0.31 | EIA Prime Mover-level Data | Estimated using an emission factor
2021 | HI | Palaau Power Hybrid | 792 | 9 | IC | OP | NA | DFO |  | 55850.841 | 8.6569 | 0.31 | EIA Prime Mover-level Data | Estimated using an emission factor
2021 | HI | Palaau Power Hybrid | 792 | BAT1 | BA | OP | NA | MWH
2021 | HI | Palaau Power Hybrid | 792 | CAT1 | IC | OP | NA | DFO |  | 30464.095 | 4.7219 | 0.31 | EIA Prime Mover-level Data | Estimated using an emission factor
2021 | HI | Palaau Power Hybrid | 792 | CAT2 | IC | OP | NA | DFO |  | 30464.095 | 4.7219 | 0.31 | EIA Prime Mover-level Data | Estimated using an emission factor
2021 | HI | Palaau Power Hybrid | 792 | CUM3 | IC | OP | NA | DFO |  | 22848.071 | 3.5415 | 0.31 | EIA Prime Mover-level Data | Estimated using an emission factor
2021 | HI | Palaau Power Hybrid | 792 | CUM4 | IC | OP | NA | DFO |  | 22848.071 | 3.5415 | 0.31 | EIA Prime Mover-level Data | Estimated using an emission factor
2021 | HI | Palaau Power Hybrid | 792 | CUM5 | IC | OP | NA | DFO |  | 22848.071 | 3.5415 | 0.31 | EIA Prime Mover-level Data | Estimated using an emission factor
2021 | HI | Palaau Power Hybrid | 792 | CUM6 | IC | OP | NA | DFO |  | 22848.071 | 3.5415 | 0.31 | EIA Prime Mover-level Data | Estimated using an emission factor
2021 | TX | Lewisville | 794 | 1 | HY | OP | NA | WAT
2021 | ME | Charles E Monty | 805 | M-1 | HY | OP | NA | WAT |  | 484773 |  |  | EIA Prime Mover-level Data
2021 | ME | Charles E Monty | 805 | M2 | HY | OP | NA | WAT |  | 484773 |  |  | EIA Prime Mover-level Data
2021 | NY | Jarvis (Hinckley) | 808 | 1 | HY | OP | NA | WAT |  | 124845.5 |  |  | EIA Prime Mover-level Data
2021 | NY | Jarvis (Hinckley) | 808 | 2 | HY | OP | NA | WAT |  | 124845.5 |  |  | EIA Prime Mover-level Data
2021 | ID | American Falls | 809 | 1 | HY | OP | NA | WAT |  | 741303 |  |  | EIA Prime Mover-level Data
2021 | ID | American Falls | 809 | 2 | HY | OP | NA | WAT |  | 741303 |  |  | EIA Prime Mover-level Data
2021 | ID | American Falls | 809 | 3 | HY | OP | NA | WAT |  | 741303 |  |  | EIA Prime Mover-level Data
2021 | ID | Bliss | 810 | 1 | HY | OP | NA | WAT |  | 892833.667 |  |  | EIA Prime Mover-level Data
2021 | ID | Bliss | 810 | 2 | HY | OP | NA | WAT |  | 892833.667 |  |  | EIA Prime Mover-level Data
2021 | ID | Bliss | 810 | 3 | HY | OP | NA | WAT |  | 892833.667 |  |  | EIA Prime Mover-level Data
2021 | ID | Brownlee | 811 | 1 | HY | OP | NA | WAT |  | 2274285.5 |  |  | EIA Prime Mover-level Data
2021 | ID | Brownlee | 811 | 2 | HY | OP | NA | WAT |  | 2274285.5 |  |  | EIA Prime Mover-level Data
2021 | ID | Brownlee | 811 | 3 | HY | OP | NA | WAT |  | 2274285.5 |  |  | EIA Prime Mover-level Data
2021 | ID | Brownlee | 811 | 4 | HY | OP | NA | WAT |  | 2274285.5 |  |  | EIA Prime Mover-level Data
2021 | ID | Brownlee | 811 | 5 | HY | OP | NA | WAT |  | 4548571 |  |  | EIA Prime Mover-level Data
2021 | ID | C J Strike | 812 | 1 | HY | OP | NA | WAT |  | 1070816.667 |  |  | EIA Prime Mover-level Data
2021 | ID | C J Strike | 812 | 2 | HY | OP | NA | WAT |  | 1070816.667 |  |  | EIA Prime Mover-level Data
2021 | ID | C J Strike | 812 | 3 | HY | OP | NA | WAT |  | 1070816.667 |  |  | EIA Prime Mover-level Data
2021 | ID | Cascade Dam | 813 | 1 | HY | OP | NA | WAT |  | 116117.5 |  |  | EIA Prime Mover-level Data
2021 | ID | Cascade Dam | 813 | 2 | HY | OP | NA | WAT |  | 116117.5 |  |  | EIA Prime Mover-level Data
2021 | ID | Clear Lake | 814 | 1 | HY | OP | NA | WAT |  | 150596 |  |  | EIA Prime Mover-level Data
2021 | ID | Lower Malad | 815 | 1 | HY | OP | NA | WAT |  | 821869 |  |  | EIA Prime Mover-level Data
2021 | ID | Lower Salmon | 816 | 1 | HY | OA | NA | WAT |  | 442877.25 |  |  | EIA Prime Mover-level Data
2021 | ID | Lower Salmon | 816 | 2 | HY | OP | NA | WAT |  | 442877.25 |  |  | EIA Prime Mover-level Data
2021 | ID | Lower Salmon | 816 | 3 | HY | OP | NA | WAT |  | 442877.25 |  |  | EIA Prime Mover-level Data
2021 | ID | Lower Salmon | 816 | 4 | HY | OP | NA | WAT |  | 442877.25 |  |  | EIA Prime Mover-level Data
2021 | ID | Salmon Diesel | 817 | 1 | IC | SB | NA | DFO |  | 155.5 | 0.024102 | 0.31 | EIA Prime Mover-level Data | Estimated using an emission factor
2021 | ID | Salmon Diesel | 817 | 2 | IC | SB | NA | DFO |  | 155.5 | 0.024102 | 0.31 | EIA Prime Mover-level Data | Estimated using an emission factor
2021 | ID | Shoshone Falls | 818 | 3 | HY | OP | NA | WAT |  | 369906.497 |  |  | EIA Prime Mover-level Data
2021 | ID | Shoshone Falls | 818 | 4 | HY | OP | NA | WAT |  | 102930.503 |  |  | EIA Prime Mover-level Data
2021 | ID | Swan Falls | 819 | 1 | HY | OP | NA | WAT |  | 476686 |  |  | EIA Prime Mover-level Data
2021 | ID | Swan Falls | 819 | 2 | HY | OP | NA | WAT |  | 476686 |  |  | EIA Prime Mover-level Data
2021 | ID | Thousand Springs | 820 | 3 | HY | OP | NA | WAT |  | 470403 |  |  | EIA Prime Mover-level Data
2021 | ID | Twin Falls (ID) | 821 | 1 | HY | OP | NA | WAT |  | 60709.047 |  |  | EIA Prime Mover-level Data
2021 | ID | Twin Falls (ID) | 821 | 2 | HY | OP | NA | WAT |  | 320167.953 |  |  | EIA Prime Mover-level Data
2021 | ID | Upper Salmon A | 822 | 1 | HY | OP | NA | WAT |  | 347467 |  |  | EIA Prime Mover-level Data
2021 | ID | Upper Salmon A | 822 | 2 | HY | OP | NA | WAT |  | 347467 |  |  | EIA Prime Mover-level Data
2021 | ID | Upper Malad | 823 | 1 | HY | OP | NA | WAT |  | 478024 |  |  | EIA Prime Mover-level Data
2021 | ID | Ashton | 825 | 1 | HY | OP | NA | WAT |  | 106359.448 |  |  | EIA Prime Mover-level Data
2021 | ID | Ashton | 825 | 2 | HY | OP | NA | WAT |  | 78784.776 |  |  | EIA Prime Mover-level Data
2021 | ID | Ashton | 825 | 3 | HY | OP | NA | WAT |  | 78784.776 |  |  | EIA Prime Mover-level Data
2021 | ID | Grace | 827 | 3 | HY | OP | NA | WAT |  | 186407.333 |  |  | EIA Prime Mover-level Data
2021 | ID | Grace | 827 | 4 | HY | OP | NA | WAT |  | 186407.333 |  |  | EIA Prime Mover-level Data
2021 | ID | Grace | 827 | 5 | HY | OP | NA | WAT |  | 186407.333 |  |  | EIA Prime Mover-level Data
2021 | ID | Oneida | 829 | 1 | HY | OP | NA | WAT |  | 80763 |  |  | EIA Prime Mover-level Data
2021 | ID | Oneida | 829 | 2 | HY | OP | NA | WAT |  | 80763 |  |  | EIA Prime Mover-level Data
2021 | ID | Oneida | 829 | 3 | HY | OP | NA | WAT |  | 80763 |  |  | EIA Prime Mover-level Data
2021 | ID | Soda | 831 | 1 | HY | OP | NA | WAT |  | 71341.096 |  |  | EIA Prime Mover-level Data
2021 | ID | Soda | 831 | 2 | HY | OP | NA | WAT |  | 65708.904 |  |  | EIA Prime Mover-level Data
2021 | ID | Cabinet Gorge | 833 | 1 | HY | OP | NA | WAT |  | 1986461.43 |  |  | EIA Prime Mover-level Data
2021 | ID | Cabinet Gorge | 833 | 2 | HY | OP | NA | WAT |  | 2447962.57 |  |  | EIA Prime Mover-level Data
2021 | ID | Cabinet Gorge | 833 | 3 | HY | OP | NA | WAT |  | 2447962.57 |  |  | EIA Prime Mover-level Data
2021 | ID | Cabinet Gorge | 833 | 4 | HY | OP | NA | WAT |  | 1986461.43 |  |  | EIA Prime Mover-level Data
2021 | ID | Post Falls | 835 | 1 | HY | OP | NA | WAT |  | 87238.648 |  |  | EIA Prime Mover-level Data
2021 | ID | Post Falls | 835 | 2 | HY | OP | NA | WAT |  | 87238.648 |  |  | EIA Prime Mover-level Data
2021 | ID | Post Falls | 835 | 3 | HY | OP | NA | WAT |  | 87238.648 |  |  | EIA Prime Mover-level Data
2021 | ID | Post Falls | 835 | 4 | HY | OP | NA | WAT |  | 87238.648 |  |  | EIA Prime Mover-level Data
2021 | ID | Post Falls | 835 | 5 | HY | OP | NA | WAT |  | 87238.648 |  |  | EIA Prime Mover-level Data
2021 | ID | Post Falls | 835 | 6 | HY | OS | NA | WAT |  | 138788.759 |  |  | EIA Prime Mover-level Data
2021 | CA | Scott Flat | 839 | 7P | HY | OP | NA | WAT |  | 22914 |  |  | EIA Prime Mover-level Data
2021 | ID | Dworshak | 840 | 1 | HY | OA | NA | WAT |  | 2903021.553 |  |  | EIA Prime Mover-level Data
2021 | ID | Dworshak | 840 | 2 | HY | OP | NA | WAT |  | 2903021.553 |  |  | EIA Prime Mover-level Data
2021 | ID | Dworshak | 840 | 3 | HY | OP | NA | WAT |  | 7299830.895 |  |  | EIA Prime Mover-level Data
2021 | ID | City Power Plant | 841 | 3 | HY | OP | NA | WAT |  | 354613 |  |  | EIA Prime Mover-level Data
2021 | ID | Lower No 2 | 843 | 1 | HY | OP | NA | WAT |  | 91314 |  |  | EIA Prime Mover-level Data
2021 | ID | Upper Power Plant | 844 | 4 | HY | OP | NA | WAT |  | 373122 |  |  | EIA Prime Mover-level Data
2021 | CA | Combie South | 846 | 1 | HY | OP | NA | WAT |  | 6994.667 |  |  | EIA Prime Mover-level Data
2021 | CA | Combie South | 846 | 2 | HY | OP | NA | WAT |  | 6994.667 |  |  | EIA Prime Mover-level Data
2021 | CA | Combie South | 846 | 3 | HY | OP | NA | WAT |  | 6994.667 |  |  | EIA Prime Mover-level Data
2021 | ID | Palisades Dam | 850 | 1 | HY | OP | NA | WAT |  | 1317379 |  |  | EIA Prime Mover-level Data
2021 | ID | Palisades Dam | 850 | 2 | HY | OP | NA | WAT |  | 1317379 |  |  | EIA Prime Mover-level Data
2021 | ID | Palisades Dam | 850 | 3 | HY | OP | NA | WAT |  | 1317379 |  |  | EIA Prime Mover-level Data
2021 | ID | Palisades Dam | 850 | 4 | HY | OP | NA | WAT |  | 1317379 |  |  | EIA Prime Mover-level Data
2021 | ID | Albeni Falls | 851 | 1 | HY | OP | NA | WAT |  | 569259.667 |  |  | EIA Prime Mover-level Data
2021 | ID | Albeni Falls | 851 | 2 | HY | OP | NA | WAT |  | 569259.667 |  |  | EIA Prime Mover-level Data
2021 | ID | Albeni Falls | 851 | 3 | HY | OP | NA | WAT |  | 569259.667 |  |  | EIA Prime Mover-level Data
2021 | IL | E D Edwards | 856 | 2 | ST | OP | WALL | SUB | 7843 | 14344891.195 | 74.2963 | 0.010359 | EPA/CAMD | EPA/NEI | 1968
2021 | IL | E D Edwards | 856 | 3 | ST | OP | WALL | SUB | 6750 | 13552493.393 | 74.0545 | 0.010929 | EPA/CAMD | EPA/NEI | 1972
2021 | IL | Grand Tower Energy Center, LLC | 862 | CT01 | CT | OP | CC | NG | 0 |  | 0 |  |  | EPA/NEI | 2001
2021 | IL | Grand Tower Energy Center, LLC | 862 | CT02 | CT | OP | CC | NG | 0 |  | 0 |  |  | EPA/NEI | 2001
2021 | IL | Dresden Generating Station | 869 | 2 | ST | OP | NA | NUC |  | 0 |  |  | EIA Prime Mover-level Data
2021 | IL | Dresden Generating Station | 869 | 3 | ST | OP | NA | NUC |  | 0 |  |  | EIA Prime Mover-level Data
2021 | IL | Joliet 9 | 874 | 5 | ST | OP | CYCLONE | NG | 418 | 75735.7 | 0.003971 | 0.00010486 | EPA/CAMD | EPA/NEI | 1959
2021 | IL | Kincaid Generating Station | 876 | 1 | ST | OP | CYCLONE | RC | 4626 | 17366841.551 | 13.0146 | 0.0014988 | EPA/CAMD | EPA/NEI | 1967
2021 | IL | Kincaid Generating Station | 876 | 2 | ST | OP | CYCLONE | RC | 6003 | 23285397.492 | 17.0581 | 0.0014651 | EPA/CAMD | EPA/NEI | 1968
2021 | IL | Powerton | 879 | 51 | ST | OP | CYCLONE | SUB | 3865 | 12529226.425 | 125.5928 | 0.020048 | EPA/CAMD | EPA/NEI | 1973
2021 | IL | Powerton | 879 | 52 | ST | OP | CYCLONE | SUB | 3151 | 10242787.45 | 125.5928 | 0.024523 | EPA/CAMD | EPA/NEI | 1973
2021 | IL | Powerton | 879 | 61 | ST | OP | CYCLONE | SUB | 1923 | 5502463.7 | 58.3696 | 0.021216 | EPA/CAMD | EPA/NEI | 1976
2021 | IL | Powerton | 879 | 62 | ST | OP | CYCLONE | SUB | 1650 | 5084618.675 | 58.3696 | 0.022959 | EPA/CAMD | EPA/NEI | 1976
2021 | IL | Quad Cities Generating Station | 880 | 1 | ST | OP | NA | NUC |  | 0 |  |  | EIA Prime Mover-level Data
2021 | IL | Quad Cities Generating Station | 880 | 2 | ST | OP | NA | NUC |  | 0 |  |  | EIA Prime Mover-level Data
2021 | IL | Waukegan | 883 | 311 | GT | OP | CT | DFO | 2 | 812.3 | 0.018561 | 0.0457 | EPA/CAMD | EPA/NEI | 1968
2021 | IL | Waukegan | 883 | 312 | GT | OP | CT | DFO | 2 | 856.5 | 0.018561 | 0.043342 | EPA/CAMD | EPA/NEI | 1968
2021 | IL | Waukegan | 883 | 321 | GT | OP | CT | DFO | 2 | 784.7 | 0.018561 | 0.047307 | EPA/CAMD | EPA/NEI | 1968
2021 | IL | Waukegan | 883 | 322 | GT | OP | CT | DFO | 2 | 773.6 | 0.018561 | 0.047986 | EPA/CAMD | EPA/NEI | 1968
2021 | IL | Waukegan | 883 | 7 | ST | OP | TANGENTIAL | SUB | 4421 | 10522238.025 | 62.9201 | 0.011959 | EPA/CAMD | EPA/NEI | 1958
2021 | IL | Waukegan | 883 | 8 | ST | OP | TANGENTIAL | SUB | 5070 | 13980030.925 | 140.2441 | 0.020063 | EPA/CAMD | EPA/NEI | 1962
2021 | IL | Will County | 884 | 3 | ST | OP | TANGENTIAL | SUB | 0 |  | 0 |  |  | EPA/NEI | 1957
2021 | IL | Will County | 884 | 4 | ST | OP | TANGENTIAL | SUB | 2511 | 8359148.45 | 49.284 | 0.011792 | EPA/CAMD | EPA/NEI | 1963
2021 | IL | Fisk | 886 | 311 | GT | OP | CT | DFO | 15 | 3666.5 | 0.073063 | 0.039854 | EPA/CAMD | EPA/NEI | 1968
2021 | IL | Fisk | 886 | 312 | GT | OP | CT | DFO | 15 | 3757.5 | 0.073063 | 0.038889 | EPA/CAMD | EPA/NEI | 1968
2021 | IL | Fisk | 886 | 321 | GT | OP | CT | DFO | 19 | 3695.4 | 0.073063 | 0.039543 | EPA/CAMD | EPA/NEI | 1968
2021 | IL | Fisk | 886 | 322 | GT | OP | CT | DFO | 16 | 3704.9 | 0.073063 | 0.039441 | EPA/CAMD | EPA/NEI | 1968
2021 | IL | Fisk | 886 | 331 | GT | OP | CT | DFO | 10 | 2396.4 | 0.03742 | 0.03123 | EPA/CAMD | EPA/NEI | 1968
2021 | IL | Fisk | 886 | 332 | GT | OP | CT | DFO | 14 | 3661.8 | 0.03742 | 0.020438 | EPA/CAMD | EPA/NEI | 1968
2021 | IL | Fisk | 886 | 341 | GT | OP | CT | DFO | 0 |  | 0.03742 |  |  | EPA/NEI | 1968
2021 | IL | Fisk | 886 | 342 | GT | OP | CT | DFO | 7 | 1548.1 | 0.03742 | 0.048343 | EPA/CAMD | EPA/NEI | 1968
2021 | IL | Joppa Steam | 887 | 1 | ST | OP | TANGENTIAL | RC | 7951 | 9215272.69 | 55.6394 | 0.012075 | EPA/CAMD | EPA/NEI | 1953
2021 | IL | Joppa Steam | 887 | 2 | ST | OP | TANGENTIAL | RC | 7677 | 8986733.467 | 54.804 | 0.012197 | EPA/CAMD | EPA/NEI | 1953
2021 | IL | Joppa Steam | 887 | 3 | ST | OP | TANGENTIAL | RC | 7626 | 9024677.451 | 166.2968 | 0.036854 | EPA/CAMD | EPA/NEI | 1954
2021 | IL | Joppa Steam | 887 | 4 | ST | OP | TANGENTIAL | RC | 7616 | 9577328.35 | 178.7979 | 0.037338 | EPA/CAMD | EPA/NEI | 1954
2021 | IL | Joppa Steam | 887 | 5 | ST | OP | TANGENTIAL | RC | 7373 | 9676582.856 | 99.5066 | 0.020566 | EPA/CAMD | EPA/NEI | 1955
2021 | IL | Joppa Steam | 887 | 6 | ST | OP | TANGENTIAL | RC | 7652 | 9716385.226 | 100.561 | 0.020699 | EPA/CAMD | EPA/NEI | 1955
2021 | IL | Baldwin Energy Complex | 889 | 1 | ST | OP | CYCLONE | RC | 7452 | 35388593.676 | 10.288 | 0.00058143 | EPA/CAMD | EPA/NEI | 1970
2021 | IL | Baldwin Energy Complex | 889 | 2 | ST | OP | CYCLONE | RC | 7280 | 35639299.033 | 15.1753 | 0.00085161 | EPA/CAMD | EPA/NEI | 1973
2021 | IL | Moline | 899 | GT1 | GT | OP | NA | NG |  | 5126.75 | 0.020549 | 0.0080165 | EIA Prime Mover-level Data | NEI avg EF - PM, fuel type
2021 | IL | Moline | 899 | GT2 | GT | OP | NA | NG |  | 5126.75 | 0.020549 | 0.0080165 | EIA Prime Mover-level Data | NEI avg EF - PM, fuel type
2021 | IL | Moline | 899 | GT3 | GT | OP | NA | NG |  | 5126.75 | 0.020549 | 0.0080165 | EIA Prime Mover-level Data | NEI avg EF - PM, fuel type
2021 | IL | Moline | 899 | GT4 | GT | OP | NA | NG |  | 5126.75 | 0.020549 | 0.0080165 | EIA Prime Mover-level Data | NEI avg EF - PM, fuel type
2021 | IL | Moline | 899 | HY1 | HY | OP | NA | WAT |  | 39506.25 |  |  | EIA Prime Mover-level Data
2021 | IL | Moline | 899 | HY2 | HY | OP | NA | WAT |  | 39506.25 |  |  | EIA Prime Mover-level Data
2021 | IL | Moline | 899 | HY3 | HY | OP | NA | WAT |  | 39506.25 |  |  | EIA Prime Mover-level Data
2021 | IL | Moline | 899 | HY4 | HY | OP | NA | WAT |  | 39506.25 |  |  | EIA Prime Mover-level Data
2021 | CA | Bottle Rock Power | 902 | 1 | ST | OS | NA | GEO
2021 | IL | Rockton | 903 | 1 | HY | OP | NA | WAT |  | 21927.273 |  |  | EIA Prime Mover-level Data
2021 | IL | Rockton | 903 | 2 | HY | OP | NA | WAT |  | 18272.727 |  |  | EIA Prime Mover-level Data
2021 | CA | Alamo | 905 | 1 | HY | OP | NA | WAT |  | 116480 |  |  | EIA Prime Mover-level Data
2021 | IL | Venice | 913 | CT03 | GT | OP | CT | NG | 334 | 385957.88 | 0.9449 | 0.0048964 | EPA/CAMD | EPA/NEI | 2005
2021 | IL | Venice | 913 | CT04 | GT | OP | CT | NG | 485 | 583163.973 | 1.4256 | 0.0048893 | EPA/CAMD | EPA/NEI | 2005
2021 | IL | Venice | 913 | CT05 | GT | OP | CT | NG | 98 | 83833.117 | 0.28423 | 0.0067808 | EPA/CAMD | EPA/NEI | 2005
2021 | IL | Venice | 913 | CT2A | GT | OP | CT | NG | 68 | 9397.791 | 0.046186 | 0.0098291 | EPA/CAMD | EPA/NEI | 2002
2021 | IL | Venice | 913 | CT2B | GT | OP | CT | NG | 59 | 7657.734 | 0.037723 | 0.0098523 | EPA/CAMD | EPA/NEI | 2002
2021 | WA | Quincy Chute | 917 | 1 | HY | OP | NA | WAT |  | 101313 |  |  | EIA Prime Mover-level Data
2021 | UT | Hydro Plant No 3 | 925 | 2 | HY | OP | NA | WAT |  | 3926.25 |  |  | EIA Prime Mover-level Data
2021 | UT | Hydro Plant No 3 | 925 | 3 | HY | OP | NA | WAT |  | 11778.75 |  |  | EIA Prime Mover-level Data
2021 | IL | Breese | 934 | 2 | IC | SB | NA | DFO |  | 1683.018 | 0.26087 | 0.31 | EIA Prime Mover-level Data | Estimated using an emission factor
2021 | IL | Breese | 934 | 5 | IC | SB | NA | DFO |  | 1402.515 | 0.21739 | 0.31 | EIA Prime Mover-level Data | Estimated using an emission factor
2021 | IL | Breese | 934 | 6 | IC | SB | NA | DFO |  | 1402.515 | 0.21739 | 0.31 | EIA Prime Mover-level Data | Estimated using an emission factor
2021 | IL | Breese | 934 | 7 | IC | SB | NA | DFO |  | 1402.515 | 0.21739 | 0.31 | EIA Prime Mover-level Data | Estimated using an emission factor
2021 | IL | Breese | 934 | 8 | IC | SB | NA | DFO |  | 1402.515 | 0.21739 | 0.31 | EIA Prime Mover-level Data | Estimated using an emission factor
2021 | IL | Breese | 934 | IC1 | IC | SB | NA | DFO |  | 504.905 | 0.07826 | 0.31 | EIA Prime Mover-level Data | Estimated using an emission factor
2021 | IL | Breese | 934 | IC3 | IC | SB | NA | DFO |  | 1683.018 | 0.26087 | 0.31 | EIA Prime Mover-level Data | Estimated using an emission factor
2021 | IL | Bushnell | 935 | 1 | IC | SB | NA | DFO |  | 7.463 | 0.0011568 | 0.31 | EIA Prime Mover-level Data | Estimated using an emission factor
2021 | IL | Bushnell | 935 | 2 | IC | SB | NA | DFO |  | 7.463 | 0.0011568 | 0.31 | EIA Prime Mover-level Data | Estimated using an emission factor
2021 | IL | Bushnell | 935 | 3 | IC | SB | NA | DFO |  | 82.093 | 0.012724 | 0.31 | EIA Prime Mover-level Data | Estimated using an emission factor
2021 | IL | Bushnell | 935 | 4 | IC | SB | NA | DFO |  | 82.093 | 0.012724 | 0.31 | EIA Prime Mover-level Data | Estimated using an emission factor
2021 | IL | Bushnell | 935 | 5 | IC | SB | NA | DFO |  | 37.315 | 0.0057838 | 0.31 | EIA Prime Mover-level Data | Estimated using an emission factor
2021 | IL | Bushnell | 935 | 6 | IC | SB | NA | DFO |  | 93.287 | 0.014459 | 0.31 | EIA Prime Mover-level Data | Estimated using an emission factor
2021 | IL | Bushnell | 935 | 7 | IC | SB | NA | DFO |  | 93.287 | 0.014459 | 0.31 | EIA Prime Mover-level Data | Estimated using an emission factor
2021 | IL | Carlyle | 936 | 10 | IC | OP | NA | DFO |  | 1050 | 0.16275 | 0.31 | EIA Prime Mover-level Data | Estimated using an emission factor
2021 | IL | Carlyle | 936 | 11 | IC | OP | NA | DFO |  | 1176 | 0.18228 | 0.31 | EIA Prime Mover-level Data | Estimated using an emission factor
2021 | IL | Carlyle | 936 | 7 | IC | SB | NA | DFO |  | 840 | 0.1302 | 0.31 | EIA Prime Mover-level Data | Estimated using an emission factor
2021 | IL | Carlyle | 936 | 8 | IC | OP | NA | DFO |  | 1050 | 0.16275 | 0.31 | EIA Prime Mover-level Data | Estimated using an emission factor
2021 | IL | Carlyle | 936 | 9 | IC | OP | NA | DFO |  | 1050 | 0.16275 | 0.31 | EIA Prime Mover-level Data | Estimated using an emission factor
2021 | IL | Carmi | 937 | 10 | IC | OP | NA | DFO |  | 239.776 | 0.037165 | 0.31 | EIA Prime Mover-level Data | Estimated using an emission factor
2021 | IL | Carmi | 937 | 12 | IC | OP | NA | DFO |  | 282.09 | 0.043724 | 0.31 | EIA Prime Mover-level Data | Estimated using an emission factor
2021 | IL | Carmi | 937 | 13 | IC | OP | NA | DFO |  | 620.597 | 0.096193 | 0.31 | EIA Prime Mover-level Data | Estimated using an emission factor
2021 | IL | Carmi | 937 | 14 | IC | OP | NA | DFO |  | 155.149 | 0.024048 | 0.31 | EIA Prime Mover-level Data | Estimated using an emission factor
2021 | IL | Carmi | 937 | 7 | IC | OP | NA | DFO |  | 155.149 | 0.024048 | 0.31 | EIA Prime Mover-level Data | Estimated using an emission factor
2021 | IL | Carmi | 937 | 8 | IC | OP | NA | DFO |  | 197.463 | 0.030607 | 0.31 | EIA Prime Mover-level Data | Estimated using an emission factor
2021 | IL | Carmi | 937 | 9 | IC | OP | NA | DFO |  | 239.776 | 0.037165 | 0.31 | EIA Prime Mover-level Data | Estimated using an emission factor
2021 | IL | Farmer City | 941 | 1 | IC | OP | NA | NG |  | 42.876 | 9.0468e-06 | 0.000422 | EIA Prime Mover-level Data | Estimated using an emission factor
2021 | IL | Farmer City | 941 | 2 | IC | OP | NA | DFO |  | 31.442 | 0.0048735 | 0.31 | EIA Prime Mover-level Data | Estimated using an emission factor
2021 | IL | Farmer City | 941 | 4 | IC | OP | NA | DFO |  | 22.867 | 0.0035444 | 0.31 | EIA Prime Mover-level Data | Estimated using an emission factor
2021 | IL | Farmer City | 941 | 5 | IC | OP | NA | NG |  | 100.044 | 2.1109e-05 | 0.000422 | EIA Prime Mover-level Data | Estimated using an emission factor
2021 | IL | Farmer City | 941 | 6 | IC | OP | NA | DFO |  | 62.885 | 0.0097472 | 0.31 | EIA Prime Mover-level Data | Estimated using an emission factor
2021 | IL | Farmer City | 941 | 7 | IC | OP | NA | DFO |  | 62.885 | 0.0097472 | 0.31 | EIA Prime Mover-level Data | Estimated using an emission factor
2021 | IL | Freeburg | 943 | 1 | IC | SB | NA | DFO |  | 143.465 | 0.022237 | 0.31 | EIA Prime Mover-level Data | Estimated using an emission factor
2021 | IL | Freeburg | 943 | 10 | IC | SB | NA | DFO |  | 645.592 | 0.10007 | 0.31 | EIA Prime Mover-level Data | Estimated using an emission factor
2021 | IL | Freeburg | 943 | 11 | IC | SB | NA | DFO |  | 645.592 | 0.10007 | 0.31 | EIA Prime Mover-level Data | Estimated using an emission factor
2021 | IL | Freeburg | 943 | 12 | IC | SB | NA | DFO |  | 645.592 | 0.10007 | 0.31 | EIA Prime Mover-level Data | Estimated using an emission factor
2021 | IL | Freeburg | 943 | 2 | IC | SB | NA | DFO |  | 143.465 | 0.022237 | 0.31 | EIA Prime Mover-level Data | Estimated using an emission factor
2021 | IL | Freeburg | 943 | 3 | IC | SB | NA | DFO |  | 215.197 | 0.033356 | 0.31 | EIA Prime Mover-level Data | Estimated using an emission factor
2021 | IL | Freeburg | 943 | 4 | IC | SB | NA | DFO |  | 358.662 | 0.055593 | 0.31 | EIA Prime Mover-level Data | Estimated using an emission factor
2021 | IL | Freeburg | 943 | 6 | IC | SB | NA | DFO |  | 645.592 | 0.10007 | 0.31 | EIA Prime Mover-level Data | Estimated using an emission factor
2021 | IL | Freeburg | 943 | 7 | IC | SB | NA | DFO |  | 932.522 | 0.14454 | 0.31 | EIA Prime Mover-level Data | Estimated using an emission factor
2021 | IL | Freeburg | 943 | 8 | IC | SB | NA | DFO |  | 609.726 | 0.094508 | 0.31 | EIA Prime Mover-level Data | Estimated using an emission factor
2021 | IL | Freeburg | 943 | 9 | IC | SB | NA | DFO |  | 645.592 | 0.10007 | 0.31 | EIA Prime Mover-level Data | Estimated using an emission factor
2021 | IL | Geneseo | 944 | 1 | IC | OP | NA | NG |  | 1052 | 0.00022197 | 0.000422 | EIA Prime Mover-level Data | Estimated using an emission factor
2021 | IL | Geneseo | 944 | 10 | WT | OP | NA | WND |  | 27232 |  |  | EIA Prime Mover-level Data
2021 | IL | Geneseo | 944 | 11 | WT | OP | NA | WND |  | 27232 |  |  | EIA Prime Mover-level Data
2021 | IL | Geneseo | 944 | 12 | PV | OP | NA | SUN |  | 14177 |  |  | EIA Prime Mover-level Data
2021 | IL | Geneseo | 944 | 2 | IC | OP | NA | NG |  | 657.5 | 0.00013873 | 0.000422 | EIA Prime Mover-level Data | Estimated using an emission factor
2021 | IL | Geneseo | 944 | 3 | IC | OP | NA | NG |  | 657.5 | 0.00013873 | 0.000422 | EIA Prime Mover-level Data | Estimated using an emission factor
2021 | IL | Geneseo | 944 | 4 | IC | OP | NA | NG |  | 300.571 | 6.342e-05 | 0.000422 | EIA Prime Mover-level Data | Estimated using an emission factor
2021 | IL | Geneseo | 944 | 5A | IC | OP | NA | NG |  | 826.571 | 0.00017441 | 0.000422 | EIA Prime Mover-level Data | Estimated using an emission factor
2021 | IL | Geneseo | 944 | 6A | IC | OP | NA | NG |  | 563.571 | 0.00011891 | 0.000422 | EIA Prime Mover-level Data | Estimated using an emission factor
2021 | IL | Geneseo | 944 | 7 | IC | OP | NA | NG |  | 563.571 | 0.00011891 | 0.000422 | EIA Prime Mover-level Data | Estimated using an emission factor
2021 | IL | Geneseo | 944 | 9 | IC | OP | NA | DFO |  | 901.714 | 0.13977 | 0.31 | EIA Prime Mover-level Data | Estimated using an emission factor
2021 | IL | Highland | 946 | IC1 | IC | SB | NA | DFO |  | 632.273 | 0.098002 | 0.31 | EIA Prime Mover-level Data | Estimated using an emission factor
2021 | IL | Highland | 946 | IC2 | IC | SB | NA | DFO |  | 632.273 | 0.098002 | 0.31 | EIA Prime Mover-level Data | Estimated using an emission factor
2021 | IL | Highland | 946 | IC3 | IC | SB | NA | DFO |  | 632.273 | 0.098002 | 0.31 | EIA Prime Mover-level Data | Estimated using an emission factor
2021 | IL | Highland | 946 | IC5 | IC | SB | NA | DFO |  | 790.341 | 0.1225 | 0.31 | EIA Prime Mover-level Data | Estimated using an emission factor
2021 | IL | Highland | 946 | IC6 | IC | SB | NA | DFO |  | 790.341 | 0.1225 | 0.31 | EIA Prime Mover-level Data | Estimated using an emission factor
2021 | IL | Highland | 946 | IC7 | IC | SB | NA | DFO |  | 1738.75 | 0.26951 | 0.31 | EIA Prime Mover-level Data | Estimated using an emission factor
2021 | IL | Highland | 946 | IC8 | IC | SB | NA | DFO |  | 1738.75 | 0.26951 | 0.31 | EIA Prime Mover-level Data | Estimated using an emission factor
2021 | IL | McLeansboro | 948 | 2 | IC | SB | NA | DFO |  | 22.5 | 0.0034875 | 0.31 | EIA Prime Mover-level Data | Estimated using an emission factor
2021 | IL | McLeansboro | 948 | 5 | IC | SB | NA | DFO |  | 75 | 0.011625 | 0.31 | EIA Prime Mover-level Data | Estimated using an emission factor
2021 | IL | McLeansboro | 948 | 6 | IC | SB | NA | DFO |  | 90 | 0.01395 | 0.31 | EIA Prime Mover-level Data | Estimated using an emission factor
2021 | IL | McLeansboro | 948 | 7 | IC | SB | NA | DFO |  | 41.25 | 0.0063938 | 0.31 | EIA Prime Mover-level Data | Estimated using an emission factor
2021 | IL | McLeansboro | 948 | 8 | IC | SB | NA | DFO |  | 41.25 | 0.0063938 | 0.31 | EIA Prime Mover-level Data | Estimated using an emission factor
2021 | IL | McLeansboro | 948 | 9 | IC | SB | NA | DFO |  | 75 | 0.011625 | 0.31 | EIA Prime Mover-level Data | Estimated using an emission factor
2021 | IL | Marshall (IL) | 949 | 10 | IC | OP | NA | DFO |  | 491.858 | 0.076238 | 0.31 | EIA Prime Mover-level Data | Estimated using an emission factor
2021 | IL | Marshall (IL) | 949 | 11 | IC | OP | NA | DFO |  | 491.858 | 0.076238 | 0.31 | EIA Prime Mover-level Data | Estimated using an emission factor
2021 | IL | Marshall (IL) | 949 | 12 | IC | OP | NA | DFO |  | 491.858 | 0.076238 | 0.31 | EIA Prime Mover-level Data | Estimated using an emission factor
2021 | IL | Marshall (IL) | 949 | 13 | IC | OP | NA | DFO |  | 491.858 | 0.076238 | 0.31 | EIA Prime Mover-level Data | Estimated using an emission factor
2021 | IL | Marshall (IL) | 949 | 5 | IC | OP | NA | DFO |  | 683.136 | 0.10589 | 0.31 | EIA Prime Mover-level Data | Estimated using an emission factor
2021 | IL | Marshall (IL) | 949 | 6 | IC | OP | NA | DFO |  | 491.858 | 0.076238 | 0.31 | EIA Prime Mover-level Data | Estimated using an emission factor
2021 | IL | Marshall (IL) | 949 | 7 | IC | OP | NA | DFO |  | 491.858 | 0.076238 | 0.31 | EIA Prime Mover-level Data | Estimated using an emission factor
2021 | IL | Marshall (IL) | 949 | 8 | IC | OP | NA | DFO |  | 491.858 | 0.076238 | 0.31 | EIA Prime Mover-level Data | Estimated using an emission factor
2021 | IL | Marshall (IL) | 949 | 9 | IC | OP | NA | DFO |  | 491.858 | 0.076238 | 0.31 | EIA Prime Mover-level Data | Estimated using an emission factor
2021 | IL | Peru (IL) | 955 | 11 | IC | OP | NA | DFO |  | 1594.429 | 0.24714 | 0.31 | EIA Prime Mover-level Data | Estimated using an emission factor
2021 | IL | Peru (IL) | 955 | 12 | IC | OP | NA | DFO |  | 1594.429 | 0.24714 | 0.31 | EIA Prime Mover-level Data | Estimated using an emission factor
2021 | IL | Peru (IL) | 955 | 13 | IC | OP | NA | DFO |  | 1594.429 | 0.24714 | 0.31 | EIA Prime Mover-level Data | Estimated using an emission factor
2021 | IL | Peru (IL) | 955 | 14 | IC | OP | NA | DFO |  | 1594.429 | 0.24714 | 0.31 | EIA Prime Mover-level Data | Estimated using an emission factor
2021 | IL | Peru (IL) | 955 | 15 | IC | OP | NA | DFO |  | 1594.429 | 0.24714 | 0.31 | EIA Prime Mover-level Data | Estimated using an emission factor
2021 | IL | Peru (IL) | 955 | 16 | IC | OP | NA | DFO |  | 1594.429 | 0.24714 | 0.31 | EIA Prime Mover-level Data | Estimated using an emission factor
2021 | IL | Peru (IL) | 955 | 17 | IC | OP | NA | DFO |  | 1594.429 | 0.24714 | 0.31 | EIA Prime Mover-level Data | Estimated using an emission factor
2021 | IL | Peru (IL) | 955 | GT1 | GT | OP | NA | JF |  | 4604 | 0.026475 | 0.011501 | EIA Prime Mover-level Data | NEI avg EF - PM, fuel type
2021 | IL | Peru (IL) | 955 | HC1 | HY | OP | NA | WAT |  | 86020 |  |  | EIA Prime Mover-level Data
2021 | IL | Peru (IL) | 955 | HC2 | HY | OP | NA | WAT |  | 86020 |  |  | EIA Prime Mover-level Data
2021 | IL | Peru (IL) | 955 | HC3 | HY | OP | NA | WAT |  | 86020 |  |  | EIA Prime Mover-level Data
2021 | IL | Peru (IL) | 955 | HC4 | HY | OP | NA | WAT |  | 86020 |  |  | EIA Prime Mover-level Data
2021 | IL | Princeton (IL) | 957 | 1 | IC | SB | NA | NG |  | 132599.612 | 0.027979 | 0.000422 | EIA Prime Mover-level Data | Estimated using an emission factor
2021 | IL | Princeton (IL) | 957 | 2 | IC | SB | NA | NG |  | 172956.016 | 0.036494 | 0.000422 | EIA Prime Mover-level Data | Estimated using an emission factor
2021 | IL | Princeton (IL) | 957 | 3 | IC | SB | NA | NG |  | 196016.818 | 0.04136 | 0.000422 | EIA Prime Mover-level Data | Estimated using an emission factor
2021 | IL | Princeton (IL) | 957 | 4 | IC | SB | NA | NG |  | 196016.818 | 0.04136 | 0.000422 | EIA Prime Mover-level Data | Estimated using an emission factor
2021 | IL | Princeton (IL) | 957 | 5 | IC | SB | NA | NG |  | 253668.823 | 0.053524 | 0.000422 | EIA Prime Mover-level Data | Estimated using an emission factor
2021 | IL | Princeton (IL) | 957 | 6 | IC | SB | NA | NG |  | 322851.23 | 0.068122 | 0.000422 | EIA Prime Mover-level Data | Estimated using an emission factor
2021 | IL | Princeton (IL) | 957 | 7 | IC | SB | NA | NG |  | 403564.037 | 0.085152 | 0.000422 | EIA Prime Mover-level Data | Estimated using an emission factor
2021 | IL | Princeton (IL) | 957 | 8 | IC | SB | NA | NG |  | 507337.646 | 0.10705 | 0.000422 | EIA Prime Mover-level Data | Estimated using an emission factor
2021 | IL | Rantoul | 958 | 10 | IC | OP | NA | DFO |  | 1023.625 | 0.15866 | 0.31 | EIA Prime Mover-level Data | Estimated using an emission factor
2021 | IL | Rantoul | 958 | 11 | IC | OP | NA | DFO |  | 1023.625 | 0.15866 | 0.31 | EIA Prime Mover-level Data | Estimated using an emission factor
2021 | IL | Rantoul | 958 | 12 | IC | OP | NA | DFO |  | 1023.625 | 0.15866 | 0.31 | EIA Prime Mover-level Data | Estimated using an emission factor
2021 | IL | Rantoul | 958 | 13 | IC | OP | NA | DFO |  | 1023.625 | 0.15866 | 0.31 | EIA Prime Mover-level Data | Estimated using an emission factor
2021 | IL | Rantoul | 958 | 14 | IC | OP | NA | DFO |  | 1023.625 | 0.15866 | 0.31 | EIA Prime Mover-level Data | Estimated using an emission factor
2021 | IL | Rantoul | 958 | 15 | IC | OP | NA | DFO |  | 1023.625 | 0.15866 | 0.31 | EIA Prime Mover-level Data | Estimated using an emission factor
2021 | IL | Rantoul | 958 | 16 | IC | OP | NA | DFO |  | 1023.625 | 0.15866 | 0.31 | EIA Prime Mover-level Data | Estimated using an emission factor
2021 | IL | Rantoul | 958 | 9 | IC | OP | NA | DFO |  | 1023.625 | 0.15866 | 0.31 | EIA Prime Mover-level Data | Estimated using an emission factor
2021 | IL | Red Bud | 959 | 1 | IC | OP | NA | DFO |  | 1693.92 | 0.26256 | 0.31 | EIA Prime Mover-level Data | Estimated using an emission factor
2021 | IL | Red Bud | 959 | 2 | IC | OP | NA | DFO |  | 776.38 | 0.12034 | 0.31 | EIA Prime Mover-level Data | Estimated using an emission factor
2021 | IL | Red Bud | 959 | 3 | IC | OP | NA | DFO |  | 1693.92 | 0.26256 | 0.31 | EIA Prime Mover-level Data | Estimated using an emission factor
2021 | IL | Red Bud | 959 | 4 | IC | OP | NA | DFO |  | 2470.3 | 0.3829 | 0.31 | EIA Prime Mover-level Data | Estimated using an emission factor
2021 | IL | Red Bud | 959 | 7 | IC | OP | NA | DFO |  | 1976.24 | 0.30632 | 0.31 | EIA Prime Mover-level Data | Estimated using an emission factor
2021 | IL | Red Bud | 959 | 8 | IC | OP | NA | DFO |  | 1976.24 | 0.30632 | 0.31 | EIA Prime Mover-level Data | Estimated using an emission factor
2021 | IL | North Ninth Street | 960 | 1 | IC | OP | NA | DFO |  | 592.088 | 0.091774 | 0.31 | EIA Prime Mover-level Data | Estimated using an emission factor
2021 | IL | North Ninth Street | 960 | 10 | IC | OP | NA | NG |  | 4934.064 | 0.0010411 | 0.000422 | EIA Prime Mover-level Data | Estimated using an emission factor
2021 | IL | North Ninth Street | 960 | 3 | IC | OP | NA | NG |  | 4934.064 | 0.0010411 | 0.000422 | EIA Prime Mover-level Data | Estimated using an emission factor
2021 | IL | North Ninth Street | 960 | 4 | IC | OP | NA | DFO |  | 1973.626 | 0.30591 | 0.31 | EIA Prime Mover-level Data | Estimated using an emission factor
2021 | IL | North Ninth Street | 960 | 6 | IC | OP | NA | NG |  | 4934.064 | 0.0010411 | 0.000422 | EIA Prime Mover-level Data | Estimated using an emission factor
2021 | IL | North Ninth Street | 960 | 7 | IC | OP | NA | NG |  | 7499.778 | 0.0015825 | 0.000422 | EIA Prime Mover-level Data | Estimated using an emission factor
2021 | IL | North Ninth Street | 960 | 8 | IC | OP | NA | DFO |  | 1973.626 | 0.30591 | 0.31 | EIA Prime Mover-level Data | Estimated using an emission factor
2021 | IL | North Ninth Street | 960 | 9 | IC | OP | NA | NG |  | 6907.69 | 0.0014575 | 0.000422 | EIA Prime Mover-level Data | Estimated using an emission factor
2021 | IL | North Ninth Street | 960 | SOL1 | PV | OP | NA | SUN |  | 3288 |  |  | EIA Prime Mover-level Data
2021 | IL | South Main Street | 961 | 1 | IC | SB | NA | NG |  | 2082.911 | 0.00043949 | 0.000422 | EIA Prime Mover-level Data | Estimated using an emission factor
2021 | IL | South Main Street | 961 | 13 | IC | SB | NA | DFO |  | 1499.696 | 0.23245 | 0.31 | EIA Prime Mover-level Data | Estimated using an emission factor
2021 | IL | South Main Street | 961 | 14 | IC | SB | NA | DFO |  | 1499.696 | 0.23245 | 0.31 | EIA Prime Mover-level Data | Estimated using an emission factor
2021 | IL | South Main Street | 961 | 15 | IC | SB | NA | DFO |  | 1499.696 | 0.23245 | 0.31 | EIA Prime Mover-level Data | Estimated using an emission factor
2021 | IL | South Main Street | 961 | 16 | IC | OP | NA | DFO |  | 1499.696 | 0.23245 | 0.31 | EIA Prime Mover-level Data | Estimated using an emission factor
2021 | IL | South Main Street | 961 | 17 | IC | OP | NA | DFO |  | 1499.696 | 0.23245 | 0.31 | EIA Prime Mover-level Data | Estimated using an emission factor
2021 | IL | South Main Street | 961 | 18 | IC | OP | NA | DFO |  | 1499.696 | 0.23245 | 0.31 | EIA Prime Mover-level Data | Estimated using an emission factor
2021 | IL | South Main Street | 961 | 2 | IC | SB | NA | NG |  | 2082.911 | 0.00043949 | 0.000422 | EIA Prime Mover-level Data | Estimated using an emission factor
2021 | IL | Dallman | 963 | 33 | ST | OP | TANGENTIAL | BIT | 2727 | 3711401.792 | 8.9225 | 0.0048081 | EPA/CAMD | EPA/NEI | 1978
2021 | IL | Dallman | 963 | 4 | ST | OP | WALL | BIT | 6517 | 10190222.502 | 25.8866 | 0.0050807 | EPA/CAMD | EPA/NEI | 2009
2021 | IL | Lakeside | 964 | D1 | IC | OP | NA | DFO
2021 | IL | Lakeside | 964 | D2 | IC | OP | NA | DFO
2021 | IL | Lakeside | 964 | D3 | IC | OP | NA | DFO
2021 | IL | Reynolds | 965 | 1 | GT | OP | NA | DFO |  | 4871 | 0.040081 | 0.016457 | EIA Prime Mover-level Data | NEI avg EF - PM, fuel type, firing type
2021 | IL | Sullivan (IL) | 969 | 1 | IC | SB | NA | DFO |  | 245.642 | 0.038075 | 0.31 | EIA Prime Mover-level Data | Estimated using an emission factor
2021 | IL | Sullivan (IL) | 969 | 10 | IC | SB | NA | DFO |  | 137.102 | 0.021251 | 0.31 | EIA Prime Mover-level Data | Estimated using an emission factor
2021 | IL | Sullivan (IL) | 969 | 11 | IC | SB | NA | DFO |  | 114.252 | 0.017709 | 0.31 | EIA Prime Mover-level Data | Estimated using an emission factor
2021 | IL | Sullivan (IL) | 969 | 12 | IC | SB | NA | DFO |  | 62.839 | 0.00974 | 0.31 | EIA Prime Mover-level Data | Estimated using an emission factor
2021 | IL | Sullivan (IL) | 969 | 13 | IC | OP | NA | DFO |  | 131.39 | 0.020365 | 0.31 | EIA Prime Mover-level Data | Estimated using an emission factor
2021 | IL | Sullivan (IL) | 969 | 14 | IC | OP | NA | DFO |  | 131.39 | 0.020365 | 0.31 | EIA Prime Mover-level Data | Estimated using an emission factor
2021 | IL | Sullivan (IL) | 969 | 15 | IC | OP | NA | DFO |  | 131.39 | 0.020365 | 0.31 | EIA Prime Mover-level Data | Estimated using an emission factor
2021 | IL | Sullivan (IL) | 969 | 2 | IC | SB | NA | DFO |  | 114.252 | 0.017709 | 0.31 | EIA Prime Mover-level Data | Estimated using an emission factor
2021 | IL | Sullivan (IL) | 969 | 3 | IC | SB | NA | DFO |  | 85.689 | 0.013282 | 0.31 | EIA Prime Mover-level Data | Estimated using an emission factor
2021 | IL | Sullivan (IL) | 969 | 4 | IC | SB | NA | DFO |  | 62.839 | 0.00974 | 0.31 | EIA Prime Mover-level Data | Estimated using an emission factor
2021 | IL | Sullivan (IL) | 969 | 5 | IC | SB | NA | DFO |  | 62.839 | 0.00974 | 0.31 | EIA Prime Mover-level Data | Estimated using an emission factor
2021 | IL | Sullivan (IL) | 969 | 6 | IC | SB | NA | DFO |  | 34.276 | 0.0053128 | 0.31 | EIA Prime Mover-level Data | Estimated using an emission factor
2021 | IL | Sullivan (IL) | 969 | 9 | IC | SB | NA | DFO |  | 137.102 | 0.021251 | 0.31 | EIA Prime Mover-level Data | Estimated using an emission factor
2021 | IL | Waterloo | 971 | 1 | IC | SB | NA | DFO |  | 875.47 | 0.1357 | 0.31 | EIA Prime Mover-level Data | Estimated using an emission factor
2021 | IL | Waterloo | 971 | 10 | IC | OP | NA | DFO |  | 508.337 | 0.078792 | 0.31 | EIA Prime Mover-level Data | Estimated using an emission factor
2021 | IL | Waterloo | 971 | 11 | IC | OP | NA | DFO |  | 508.337 | 0.078792 | 0.31 | EIA Prime Mover-level Data | Estimated using an emission factor
2021 | IL | Waterloo | 971 | 12 | GT | SB | NA | NG |  | 2395.412 | 0.0096014 | 0.0080165 | EIA Prime Mover-level Data | NEI avg EF - PM, fuel type
2021 | IL | Waterloo | 971 | 13 | GT | SB | NA | NG |  | 2540.588 | 0.010183 | 0.0080165 | EIA Prime Mover-level Data | NEI avg EF - PM, fuel type
2021 | IL | Waterloo | 971 | 2 | IC | SB | NA | DFO |  | 56.482 | 0.0087547 | 0.31 | EIA Prime Mover-level Data | Estimated using an emission factor
2021 | IL | Waterloo | 971 | 3 | IC | SB | NA | DFO |  | 56.482 | 0.0087547 | 0.31 | EIA Prime Mover-level Data | Estimated using an emission factor
2021 | IL | Waterloo | 971 | 4 | IC | SB | NA | DFO |  | 564.819 | 0.087547 | 0.31 | EIA Prime Mover-level Data | Estimated using an emission factor
2021 | IL | Waterloo | 971 | 5 | IC | SB | NA | DFO |  | 141.205 | 0.021887 | 0.31 | EIA Prime Mover-level Data | Estimated using an emission factor
2021 | IL | Waterloo | 971 | 6 | IC | SB | NA | DFO |  | 141.205 | 0.021887 | 0.31 | EIA Prime Mover-level Data | Estimated using an emission factor
2021 | IL | Waterloo | 971 | 7 | IC | SB | NA | DFO |  | 480.096 | 0.074415 | 0.31 | EIA Prime Mover-level Data | Estimated using an emission factor
2021 | IL | Waterloo | 971 | 8 | IC | SB | NA | DFO |  | 847.229 | 0.13132 | 0.31 | EIA Prime Mover-level Data | Estimated using an emission factor
2021 | IL | Waterloo | 971 | 9 | IC | OP | NA | DFO |  | 508.337 | 0.078792 | 0.31 | EIA Prime Mover-level Data | Estimated using an emission factor
2021 | IL | Winnetka | 972 | 4 | ST | OP | NA | NG |  | 9673.592 | 0.045997 | 0.0095098 | EIA Unit-level Data | NEI avg EF - PM, fuel type
2021 | IL | Winnetka | 972 | 5 | ST | OP | NA | NG |  | 13193.87 | 0.062736 | 0.0095098 | EIA Unit-level Data | NEI avg EF - PM, fuel type
2021 | IL | Winnetka | 972 | 7 | ST | OP | NA | NG |  | 17024.925 | 0.080952 | 0.0095098 | EIA Unit-level Data | NEI avg EF - PM, fuel type
2021 | IL | Winnetka | 972 | 8 | ST | OP | NA | NG |  | 26350.887 | 0.1253 | 0.0095098 | EIA Unit-level Data | NEI avg EF - PM, fuel type
2021 | IL | Winnetka | 972 | 9 | IC | OP | NA | DFO |  | 1572 | 0.24366 | 0.31 | EIA Prime Mover-level Data | Estimated using an emission factor
2021 | IL | Marion | 976 | 123 | ST | OP | FLUIDIZED | BIT | 7264 | 9984005.091 | 0.15231 | 3.0511e-05 | EPA/CAMD | EPA/NEI | 2003
2021 | IL | Marion | 976 | 5 | GT | OP | CT | NG | 431 | 311875.4 | 0.097525 | 0.00062541 | EPA/CAMD | EPA/NEI | 2003
2021 | IL | Marion | 976 | 6 | GT | OP | CT | NG | 425 | 309290.5 | 0.095127 | 0.00061513 | EPA/CAMD | EPA/NEI | 2003
2021 | IN | Clifty Creek | 983 | 1 | ST | OP | WALL | BIT | 7112 | 10596699.937 | 31.0743 | 0.0058649 | EPA/CAMD | EPA/NEI | 1955
2021 | IN | Clifty Creek | 983 | 2 | ST | OP | WALL | BIT | 6595 | 9868622.913 | 29.1487 | 0.0059073 | EPA/CAMD | EPA/NEI | 1955
2021 | IN | Clifty Creek | 983 | 3 | ST | OP | WALL | BIT | 6820 | 9846796.055 | 28.19 | 0.0057257 | EPA/CAMD | EPA/NEI | 1955
2021 | IN | Clifty Creek | 983 | 4 | ST | OP | WALL | BIT | 6199 | 9383285.229 | 28.0004 | 0.0059681 | EPA/CAMD | EPA/NEI | 1955
2021 | IN | Clifty Creek | 983 | 5 | ST | OP | WALL | BIT | 6273 | 9878622.467 | 29.2542 | 0.0059227 | EPA/CAMD | EPA/NEI | 1955
2021 | IN | Clifty Creek | 983 | 6 | ST | OP | WALL | BIT | 4222 | 5841588.486 | 17.1577 | 0.0058743 | EPA/CAMD | EPA/NEI | 1956
2021 | IN | Elkhart | 986 | 1 | HY | OP | NA | WAT |  | 10005.882 |  |  | EIA Prime Mover-level Data
2021 | IN | Elkhart | 986 | 2 | HY | OP | NA | WAT |  | 7147.059 |  |  | EIA Prime Mover-level Data
2021 | IN | Elkhart | 986 | 3 | HY | OP | NA | WAT |  | 7147.059 |  |  | EIA Prime Mover-level Data
2021 | ID | Last Chance | 987 | 1 | HY | OP | NA | WAT |  | 4153.059 |  |  | EIA Prime Mover-level Data
2021 | ID | Last Chance | 987 | 2 | HY | OP | NA | WAT |  | 10382.647 |  |  | EIA Prime Mover-level Data
2021 | ID | Last Chance | 987 | 3 | HY | OP | NA | WAT |  | 20765.294 |  |  | EIA Prime Mover-level Data
2021 | IN | Twin Branch | 989 | H1E | HY | OP | NA | WAT |  | 27495.125 |  |  | EIA Prime Mover-level Data
2021 | IN | Twin Branch | 989 | H1W | HY | OP | NA | WAT |  | 27495.125 |  |  | EIA Prime Mover-level Data
2021 | IN | Twin Branch | 989 | H2W | HY | OP | NA | WAT |  | 27495.125 |  |  | EIA Prime Mover-level Data
2021 | IN | Twin Branch | 989 | H3W | HY | OP | NA | WAT |  | 27495.125 |  |  | EIA Prime Mover-level Data
2021 | IN | Twin Branch | 989 | H4W | HY | OP | NA | WAT |  | 27495.125 |  |  | EIA Prime Mover-level Data
2021 | IN | Twin Branch | 989 | H5W | HY | OP | NA | WAT |  | 27495.125 |  |  | EIA Prime Mover-level Data
2021 | IN | Twin Branch | 989 | H6E | HY | OP | NA | WAT |  | 27495.125 |  |  | EIA Prime Mover-level Data
2021 | IN | Twin Branch | 989 | H6W | HY | OP | NA | WAT |  | 27495.125 |  |  | EIA Prime Mover-level Data
2021 | IN | IPL - Harding Street Station (EW Stout) | 990 | 50 | ST | OP | TANGENTIAL | NG | 4213 | 2294920.569 | 8.3923 | 0.0073138 | EPA/CAMD | EPA/NEI | 1958
2021 | IN | IPL - Harding Street Station (EW Stout) | 990 | 60 | ST | OP | TANGENTIAL | NG | 4852 | 2605626.261 | 9.5312 | 0.0073158 | EPA/CAMD | EPA/NEI | 1961
2021 | IN | IPL - Harding Street Station (EW Stout) | 990 | 70 | ST | OP | TANGENTIAL | NG | 4261 | 10120097.293 | 37.0192 | 0.007316 | EPA/CAMD | EPA/NEI | 1973
2021 | IN | IPL - Harding Street Station (EW Stout) | 990 | GT4 | GT | OP | CT | NG | 1322 | 867768.417 | 2.8198 | 0.006499 | EPA/CAMD | EPA/NEI | 1994
2021 | IN | IPL - Harding Street Station (EW Stout) | 990 | GT5 | GT | OP | CT | NG | 1440 | 938520.917 | 3.0294 | 0.0064557 | EPA/CAMD | EPA/NEI | 1994
2021 | IN | IPL - Harding Street Station (EW Stout) | 990 | GT6 | GT | OP | CT | NG | 1312 | 1615656.427 | 5.2138 | 0.0064541 | EPA/CAMD | EPA/NEI | 2002
2021 | IN | IPL - Eagle Valley Generating Station | 991 | GT1 | CT | OP | CC | NG | 2379 | 4694730.075 | 8.006 | 0.0034106 | EPA/CAMD | EPA/NEI | 2017
2021 | IN | IPL - Eagle Valley Generating Station | 991 | GT2 | CT | OP | CC | NG | 2521 | 4853376.815 | 8.7636 | 0.0036113 | EPA/CAMD | EPA/NEI | 2017
2021 | IN | C. C. Perry K Steam Plant | 992 | 11 | ST | OP | WALL | NG | 5833 | 957855.536 | 3.9622 | 0.008273 | EPA/CAMD | EPA/NEI | 1938
2021 | IN | C. C. Perry K Steam Plant | 992 | 12 | ST | OP | WALL | NG | 7277 | 1448592.667 | 5.5829 | 0.0077081 | EPA/CAMD | EPA/NEI | 1938
2021 | IN | C. C. Perry K Steam Plant | 992 | 13 | ST | OP | WALL | NG | 4338 | 714609.577 | 2.6993 | 0.0075547 | EPA/CAMD | EPA/NEI | 1947
2021 | IN | C. C. Perry K Steam Plant | 992 | 14 | ST | OP | WALL | NG | 2260 | 378160.72 | 1.3985 | 0.0073966 | EPA/CAMD | EPA/NEI | 1947
2021 | IN | C. C. Perry K Steam Plant | 992 | 16 | ST | OP | STOKER | NG | 623 | 75843.373 | 0.3021 | 0.0079664 | EPA/CAMD | EPA/NEI | 1958
2021 | IN | IPL - Petersburg Generating Station | 994 | 1 | ST | OP | TANGENTIAL | BIT | 2563 | 6286548.62 | 14.7412 | 0.0046897 | EPA/CAMD | EPA/NEI | 1967
2021 | IN | IPL - Petersburg Generating Station | 994 | 2 | ST | OP | TANGENTIAL | BIT | 6655 | 25858032.932 | 8.9922 | 0.00069551 | EPA/CAMD | EPA/NEI | 1969
2021 | IN | IPL - Petersburg Generating Station | 994 | 3 | ST | OP | TANGENTIAL | BIT | 6460 | 26235304.413 | 140.8385 | 0.010737 | EPA/CAMD | EPA/NEI | 1977
2021 | IN | IPL - Petersburg Generating Station | 994 | 4 | ST | OP | TANGENTIAL | BIT | 7198 | 31058612.331 | 38.8692 | 0.002503 | EPA/CAMD | EPA/NEI | 1986
2021 | IN | Michigan City Generating Station | 997 | 12 | ST | OP | CYCLONE | SUB | 4552 | 15529440.326 | 165.3014 | 0.021289 | EPA/CAMD | EPA/NEI | 1974
2021 | IN | Norway (IN) | 998 | 1 | HY | OP | NA | WAT |  | 43364.658 |  |  | EIA Prime Mover-level Data
2021 | IN | Norway (IN) | 998 | 2 | HY | OP | NA | WAT |  | 43364.658 |  |  | EIA Prime Mover-level Data
2021 | IN | Norway (IN) | 998 | 3 | HY | OP | NA | WAT |  | 43364.658 |  |  | EIA Prime Mover-level Data
2021 | IN | Norway (IN) | 998 | 4 | HY | OP | NA | WAT |  | 28187.027 |  |  | EIA Prime Mover-level Data
2021 | IN | Oakdale | 999 | 1 | HY | OP | NA | WAT |  | 68261.407 |  |  | EIA Prime Mover-level Data
2021 | IN | Oakdale | 999 | 2 | HY | OP | NA | WAT |  | 50799.186 |  |  | EIA Prime Mover-level Data
2021 | IN | Oakdale | 999 | 3 | HY | OP | NA | WAT |  | 68261.407 |  |  | EIA Prime Mover-level Data
2021 | IN | Cayuga | 1001 | 1 | ST | OP | TANGENTIAL | BIT | 6585 | 25059793.222 | 312.3685 | 0.02493 | EPA/CAMD | EPA/NEI | 1970
2021 | IN | Cayuga | 1001 | 2 | ST | OP | TANGENTIAL | BIT | 5953 | 22528863.708 | 275.5942 | 0.024466 | EPA/CAMD | EPA/NEI | 1972
2021 | IN | Cayuga | 1001 | 4 | GT | OP | CT | NG | 325 | 264316.266 | 0.14439 | 0.0010925 | EPA/CAMD | EPA/NEI | 1993
2021 | IN | Edwardsport Generating Station | 1004 | CTG1 | ST | OP | IGC | SGC | 7990 | 14035001.273 | 15.2966 | 0.0021798 | EPA/CAMD | EPA/NEI | 2012
2021 | IN | Edwardsport Generating Station | 1004 | CTG2 | ST | OP | IGC | SGC | 8116 | 15097542.736 | 17.4701 | 0.0023143 | EPA/CAMD | EPA/NEI | 2012
2021 | IN | Markland | 1005 | 1 | HY | OP | NA | WAT |  | 944215 |  |  | EIA Prime Mover-level Data
2021 | IN | Markland | 1005 | 2 | HY | OP | NA | WAT |  | 944215 |  |  | EIA Prime Mover-level Data
2021 | IN | Markland | 1005 | 3 | HY | OP | NA | WAT |  | 944215 |  |  | EIA Prime Mover-level Data
2021 | IN | Noblesville | 1007 | CT3 | CT | OP | CC | NG | 6036 | 3748381.652 | 12.7829 | 0.0068205 | EPA/CAMD | EPA/NEI | 2003
2021 | IN | Noblesville | 1007 | CT4 | CT | OP | CC | NG | 4952 | 3133827.18 | 13.1283 | 0.0083785 | EPA/CAMD | EPA/NEI | 2003
2021 | IN | Noblesville | 1007 | CT5 | CT | OP | CC | NG | 4404 | 2723361.402 | 7.8842 | 0.0057901 | EPA/CAMD | EPA/NEI | 2003
2021 | IN | R Gallagher | 1008 | 2 | ST | OP | WALL | BIT | 274 | 154982.102 | 17.2495 | 0.2226 | EPA/CAMD | EPA/NEI | 1958
2021 | IN | R Gallagher | 1008 | 4 | ST | OP | WALL | BIT | 270 | 189737.864 | 21.1178 | 0.2226 | EPA/CAMD | EPA/NEI | 1961
2021 | IN | F B Culley Generating Station | 1012 | 2 | ST | OP | WALL | BIT | 3630 | 2938494.131 | 353.3555 | 0.2405 | EPA/CAMD | EPA/NEI | 1966
2021 | IN | F B Culley Generating Station | 1012 | 3 | ST | OP | WALL | BIT | 8471 | 23052147.536 | 35.4434 | 0.0030751 | EPA/CAMD | EPA/NEI | 1973
2021 | NC | Butler-Warner Generation Plant | 1016 | 10 | PV | OP | NA | SUN
2021 | NC | Butler-Warner Generation Plant | 1016 | GT-1 | CT | OP | CC | NG | 49 | 13929.6 | 0.1 | 0.014358 | EPA/CAMD | EPA/NEI | 1976
2021 | NC | Butler-Warner Generation Plant | 1016 | GT-2 | CT | OP | CC | NG | 28 | 7751.5 | 0.1 | 0.025801 | EPA/CAMD | EPA/NEI | 1976
2021 | NC | Butler-Warner Generation Plant | 1016 | GT-3 | CT | OP | CC | NG | 12 | 2462.3 | 0.1 | 0.081225 | EPA/CAMD | EPA/NEI | 1976
2021 | NC | Butler-Warner Generation Plant | 1016 | GT-4 | GT | OP | CT | NG | 7 | 1586.5 | 0.01666 | 0.021002 | EPA/CAMD | EPA/NEI | 1976
2021 | NC | Butler-Warner Generation Plant | 1016 | GT-5 | GT | OP | CT | NG | 9 | 2115.2 | 0.01666 | 0.015753 | EPA/CAMD | EPA/NEI | 1977
2021 | NC | Butler-Warner Generation Plant | 1016 | GT-6 | CT | OP | CC | NG | 17 | 4916.3 | 0.1 | 0.040681 | EPA/CAMD | EPA/NEI | 1978
2021 | NC | Butler-Warner Generation Plant | 1016 | GT-7 | CT | OP | CC | NG | 43 | 11289.4 | 0.1 | 0.017716 | EPA/CAMD | EPA/NEI | 1979
2021 | NC | Butler-Warner Generation Plant | 1016 | GT-8 | CT | OP | CC | NG | 31 | 9385.7 | 0.02666 | 0.005681 | EPA/CAMD | EPA/NEI | 1980
2021 | UT | Manti Lower | 1020 | 2 | HY | OP | NA | WAT |  | 3754 |  |  | EIA Prime Mover-level Data
2021 | UT | Manti Lower | 1020 | HC1 | HY | OP | NA | WAT |  | 3754 |  |  | EIA Prime Mover-level Data
2021 | IN | Crawfordsville Power Plant | 1024 | 5 | ST | OS | NA | BIT |  | 0 | 0 |  | EIA Unit-level Data | NEI avg EF - PM, fuel type
2021 | IN | Crawfordsville Power Plant | 1024 | 6 | ST | OS | NA | BIT |  | 0 | 0 |  | EIA Unit-level Data | NEI avg EF - PM, fuel type
2021 | IN | Crawfordsville Power Plant | 1024 | D1 | IC | SB | NA | DFO
2021 | IN | Peru (IN) | 1037 | D1 | IC | SB | NA | DFO
2021 | IN | Rensselaer City Light Plant | 1038 | 10 | IC | OS | NA | DFO
2021 | IN | Rensselaer City Light Plant | 1038 | 11 | IC | OS | NA | DFO
2021 | IN | Rensselaer City Light Plant | 1038 | 14 | IC | OS | NA | NG
2021 | IN | Rensselaer City Light Plant | 1038 | 15 | IC | OP | NA | NG
2021 | IN | Rensselaer City Light Plant | 1038 | 5 | IC | SB | NA | DFO
2021 | IN | Rensselaer City Light Plant | 1038 | 6 | IC | SB | NA | DFO
2021 | IN | Whitewater Valley | 1040 | 1 | ST | OP | WALL | BIT | 619 | 122829.162 | 8.1587 | 0.13285 | EPA/CAMD | EPA/NEI | 1955
2021 | IN | Whitewater Valley | 1040 | 2 | ST | OP | TANGENTIAL | BIT | 748 | 275113.539 | 17.3465 | 0.1261 | EPA/CAMD | EPA/NEI | 1973
2021 | IA | Lansing | 1047 | 4 | ST | OP | TURBO | SUB | 4090 | 7326894.854 | 80.8858 | 0.022079 | EPA/CAMD | EPA/NEI | 1977
2021 | IA | Iowa Hydro LLC | 1067 | 1 | HY | OP | NA | WAT |  | 27223 |  |  | EIA Prime Mover-level Data
2021 | IA | Iowa Hydro LLC | 1067 | 2 | HY | OP | NA | WAT |  | 27223 |  |  | EIA Prime Mover-level Data
2021 | IA | Marshalltown CTs | 1068 | 1A | GT | OP | CT | NG | 692 | 148795.048 | 0.45917 | 0.0061718 | EPA/CAMD | EPA/NEI | 1978
2021 | IA | Marshalltown CTs | 1068 | 1B | GT | OP | CT | NG | 689 | 162843.013 | 0.50252 | 0.0061718 | EPA/CAMD | EPA/NEI | 1978
2021 | IA | Marshalltown CTs | 1068 | 2A | GT | OP | CT | NG | 1026 | 229514.116 | 0.70757 | 0.0061658 | EPA/CAMD | EPA/NEI | 1978
2021 | IA | Marshalltown CTs | 1068 | 2B | GT | OP | CT | NG | 1019 | 226124.6 | 0.69717 | 0.0061662 | EPA/CAMD | EPA/NEI | 1978
2021 | IA | Marshalltown CTs | 1068 | 3A | GT | OP | CT | NG | 858 | 185983.562 | 0.57303 | 0.0061622 | EPA/CAMD | EPA/NEI | 1978
2021 | IA | Marshalltown CTs | 1068 | 3B | GT | OP | CT | NG | 840 | 182622.432 | 0.5626 | 0.0061614 | EPA/CAMD | EPA/NEI | 1978
2021 | IA | Prairie Creek | 1073 | 3 | ST | OP | WALL | SUB | 8274 | 3043396.47 | 36.3143 | 0.023864 | EPA/CAMD | EPA/NEI | 1958
2021 | IA | Prairie Creek | 1073 | 4 | ST | OP | WALL | NG | 1019 | 626892.71 | 2.3 | 0.0073379 | EPA/CAMD | EPA/NEI | 1967
2021 | IA | Coralville GT | 1079 | 1 | GT | OP | NA | NG |  | 16718 | 0.06701 | 0.0080165 | EIA Prime Mover-level Data | NEI avg EF - PM, fuel type
2021 | IA | Coralville GT | 1079 | 2 | GT | OP | NA | NG |  | 16718 | 0.06701 | 0.0080165 | EIA Prime Mover-level Data | NEI avg EF - PM, fuel type
2021 | IA | Coralville GT | 1079 | 3 | GT | OP | NA | NG |  | 16718 | 0.06701 | 0.0080165 | EIA Prime Mover-level Data | NEI avg EF - PM, fuel type
2021 | IA | Coralville GT | 1079 | 4 | GT | OP | NA | NG |  | 16718 | 0.06701 | 0.0080165 | EIA Prime Mover-level Data | NEI avg EF - PM, fuel type
2021 | IA | Riverside | 1081 | 9 | ST | OP | TANGENTIAL | NG |  | 0 | 0 |  | EIA Unit-level Data | EPA/NEI
2021 | IA | Walter Scott Jr. Energy Center | 1082 | 3 | ST | OP | WALL | RC | 6581 | 38440324.359 | 239.6556 | 0.012469 | EPA/CAMD | EPA/NEI | 1978
2021 | IA | Walter Scott Jr. Energy Center | 1082 | 4 | ST | OP | WALL | RC | 4508 | 28699265.966 | 113.0655 | 0.0078793 | EPA/CAMD | EPA/NEI | 2007
2021 | IA | River Hills | 1084 | 1 | GT | OP | NA | NG |  | 3453.625 | 0.013843 | 0.0080165 | EIA Prime Mover-level Data | NEI avg EF - PM, fuel type
2021 | IA | River Hills | 1084 | 2 | GT | OP | NA | NG |  | 3453.625 | 0.013843 | 0.0080165 | EIA Prime Mover-level Data | NEI avg EF - PM, fuel type
2021 | IA | River Hills | 1084 | 3 | GT | OP | NA | NG |  | 3453.625 | 0.013843 | 0.0080165 | EIA Prime Mover-level Data | NEI avg EF - PM, fuel type
2021 | IA | River Hills | 1084 | 4 | GT | OP | NA | NG |  | 3453.625 | 0.013843 | 0.0080165 | EIA Prime Mover-level Data | NEI avg EF - PM, fuel type
2021 | IA | River Hills | 1084 | 5 | GT | OP | NA | NG |  | 3453.625 | 0.013843 | 0.0080165 | EIA Prime Mover-level Data | NEI avg EF - PM, fuel type
2021 | IA | River Hills | 1084 | 6 | GT | OP | NA | NG |  | 3453.625 | 0.013843 | 0.0080165 | EIA Prime Mover-level Data | NEI avg EF - PM, fuel type
2021 | IA | River Hills | 1084 | 7 | GT | OP | NA | NG |  | 3453.625 | 0.013843 | 0.0080165 | EIA Prime Mover-level Data | NEI avg EF - PM, fuel type
2021 | IA | River Hills | 1084 | 8 | GT | OP | NA | NG |  | 3453.625 | 0.013843 | 0.0080165 | EIA Prime Mover-level Data | NEI avg EF - PM, fuel type
2021 | IA | George Neal North | 1091 | 3 | ST | OP | WALL | RC | 4702 | 19054410.321 | 127.6944 | 0.013403 | EPA/CAMD | EPA/NEI | 1975
2021 | IA | Merl Parr | 1097 | 1 | GT | OP | NA | NG |  | 9685.5 | 0.038822 | 0.0080165 | EIA Prime Mover-level Data | NEI avg EF - PM, fuel type
2021 | IA | Merl Parr | 1097 | 2 | GT | OP | NA | NG |  | 9685.5 | 0.038822 | 0.0080165 | EIA Prime Mover-level Data | NEI avg EF - PM, fuel type
2021 | IA | Burlington (IA) | 1104 | 1 | ST | OP | TANGENTIAL | SUB | 7585 | 11904710.534 | 189.8087 | 0.031888 | EPA/CAMD | EPA/NEI | 1968
2021 | IA | Keokuk | 1109 | 1 | HY | OP | NA | WAT |  | 497253.811 |  |  | EIA Prime Mover-level Data
2021 | IA | Keokuk | 1109 | 10 | HY | OP | NA | WAT |  | 575767.571 |  |  | EIA Prime Mover-level Data
2021 | IA | Keokuk | 1109 | 11 | HY | OP | NA | WAT |  | 575767.571 |  |  | EIA Prime Mover-level Data
2021 | IA | Keokuk | 1109 | 12 | HY | OP | NA | WAT |  | 575767.571 |  |  | EIA Prime Mover-level Data
2021 | IA | Keokuk | 1109 | 13 | HY | OP | NA | WAT |  | 575767.571 |  |  | EIA Prime Mover-level Data
2021 | IA | Keokuk | 1109 | 14 | HY | OP | NA | WAT |  | 575767.571 |  |  | EIA Prime Mover-level Data
2021 | IA | Keokuk | 1109 | 15 | HY | OP | NA | WAT |  | 575767.571 |  |  | EIA Prime Mover-level Data
2021 | IA | Keokuk | 1109 | 2 | HY | OP | NA | WAT |  | 497253.811 |  |  | EIA Prime Mover-level Data
2021 | IA | Keokuk | 1109 | 3 | HY | OP | NA | WAT |  | 497253.811 |  |  | EIA Prime Mover-level Data
2021 | IA | Keokuk | 1109 | 4 | HY | OP | NA | WAT |  | 497253.811 |  |  | EIA Prime Mover-level Data
2021 | IA | Keokuk | 1109 | 5 | HY | OP | NA | WAT |  | 497253.811 |  |  | EIA Prime Mover-level Data
2021 | IA | Keokuk | 1109 | 6 | HY | OP | NA | WAT |  | 497253.811 |  |  | EIA Prime Mover-level Data
2021 | IA | Keokuk | 1109 | 7 | HY | OP | NA | WAT |  | 575767.571 |  |  | EIA Prime Mover-level Data
2021 | IA | Keokuk | 1109 | 8 | HY | OP | NA | WAT |  | 575767.571 |  |  | EIA Prime Mover-level Data
2021 | IA | Keokuk | 1109 | 9 | HY | OP | NA | WAT |  | 575767.571 |  |  | EIA Prime Mover-level Data
2021 | IA | Algona | 1120 | 6 | IC | OP | NA | DFO |  | 2317.118 | 0.35915 | 0.31 | EIA Prime Mover-level Data | Estimated using an emission factor
2021 | IA | Algona | 1120 | 7 | IC | OP | NA | DFO |  | 2968.807 | 0.46017 | 0.31 | EIA Prime Mover-level Data | Estimated using an emission factor
2021 | IA | Algona | 1120 | 8 | IC | OP | NA | DFO |  | 3186.037 | 0.49384 | 0.31 | EIA Prime Mover-level Data | Estimated using an emission factor
2021 | IA | Algona | 1120 | 9 | IC | OP | NA | DFO |  | 3186.037 | 0.49384 | 0.31 | EIA Prime Mover-level Data | Estimated using an emission factor
2021 | IA | Alta Municipal Utilities | 1121 | 1 | IC | RE | NA | DFO |  | 308.4 | 0.047802 | 0.31 | EIA Prime Mover-level Data | Estimated using an emission factor
2021 | IA | Alta Municipal Utilities | 1121 | 2A | IC | SB | NA | DFO |  | 616.8 | 0.095604 | 0.31 | EIA Prime Mover-level Data | Estimated using an emission factor
2021 | IA | Alta Municipal Utilities | 1121 | 3A | IC | SB | NA | DFO |  | 616.8 | 0.095604 | 0.31 | EIA Prime Mover-level Data | Estimated using an emission factor
2021 | IA | Ames | 1122 | 7 | ST | OP | TANGENTIAL | NG | 7521 | 3338954.096 | 13.4525 | 0.0080579 | EPA/CAMD | EPA/NEI | 1968
2021 | IA | Ames | 1122 | 8 | ST | OP | WALL | NG | 1040 | 505757.856 | 1.8163 | 0.0071824 | EPA/CAMD | EPA/NEI | 1982
2021 | IA | Anita | 1123 | 2 | IC | OP | NA | DFO |  | 105.517 | 0.016355 | 0.31 | EIA Prime Mover-level Data | Estimated using an emission factor
2021 | IA | Anita | 1123 | 3 | IC | OP | NA | DFO |  | 158.276 | 0.024533 | 0.31 | EIA Prime Mover-level Data | Estimated using an emission factor
2021 | IA | Anita | 1123 | 4 | IC | OP | NA | DFO |  | 105.517 | 0.016355 | 0.31 | EIA Prime Mover-level Data | Estimated using an emission factor
2021 | IA | Anita | 1123 | 5 | IC | OP | NA | DFO |  | 105.517 | 0.016355 | 0.31 | EIA Prime Mover-level Data | Estimated using an emission factor
2021 | IA | Anita | 1123 | 6 | IC | OP | NA | DFO |  | 1055.172 | 0.16355 | 0.31 | EIA Prime Mover-level Data | Estimated using an emission factor
2021 | IA | Atlantic | 1124 | 6 | GT | OP | NA | NG |  | 2341 | 0.0093833 | 0.0080165 | EIA Prime Mover-level Data | NEI avg EF - PM, fuel type
2021 | IA | Bancroft | 1125 | 5 | IC | SB | NA | DFO |  | 148.571 | 0.023029 | 0.31 | EIA Prime Mover-level Data | Estimated using an emission factor
2021 | IA | Bancroft | 1125 | 6 | IC | OP | NA | DFO |  | 445.714 | 0.069086 | 0.31 | EIA Prime Mover-level Data | Estimated using an emission factor
2021 | IA | Bancroft | 1125 | 7 | IC | OP | NA | DFO |  | 445.714 | 0.069086 | 0.31 | EIA Prime Mover-level Data | Estimated using an emission factor
2021 | IA | Bellevue | 1126 | 1A | IC | SB | NA | DFO |  | 225.735 | 0.034989 | 0.31 | EIA Prime Mover-level Data | Estimated using an emission factor
2021 | IA | Bellevue | 1126 | 2 | IC | SB | NA | DFO |  | 200.653 | 0.031101 | 0.31 | EIA Prime Mover-level Data | Estimated using an emission factor
2021 | IA | Bellevue | 1126 | 3 | IC | SB | NA | DFO |  | 225.735 | 0.034989 | 0.31 | EIA Prime Mover-level Data | Estimated using an emission factor
2021 | IA | Bellevue | 1126 | 4 | IC | SB | NA | DFO |  | 87.786 | 0.013607 | 0.31 | EIA Prime Mover-level Data | Estimated using an emission factor
2021 | IA | Bellevue | 1126 | 5 | IC | SB | NA | DFO |  | 112.867 | 0.017494 | 0.31 | EIA Prime Mover-level Data | Estimated using an emission factor
2021 | IA | Bellevue | 1126 | 6 | IC | SB | NA | DFO |  | 376.224 | 0.058315 | 0.31 | EIA Prime Mover-level Data | Estimated using an emission factor
2021 | IA | Bloomfield | 1127 | 1 | IC | SB | NA | NG |  | 724.047 | 0.00015277 | 0.000422 | EIA Prime Mover-level Data | Estimated using an emission factor
2021 | IA | Bloomfield | 1127 | 2 | IC | SB | NA | DFO |  | 77.576 | 0.012024 | 0.31 | EIA Prime Mover-level Data | Estimated using an emission factor
2021 | IA | Bloomfield | 1127 | 3 | IC | SB | NA | NG |  | 698.188 | 0.00014732 | 0.000422 | EIA Prime Mover-level Data | Estimated using an emission factor
2021 | IA | Bloomfield | 1127 | 4 | IC | SB | NA | DFO |  | 77.576 | 0.012024 | 0.31 | EIA Prime Mover-level Data | Estimated using an emission factor
2021 | IA | Bloomfield | 1127 | 5 | IC | SB | NA | NG |  | 232.729 | 4.9106e-05 | 0.000422 | EIA Prime Mover-level Data | Estimated using an emission factor
2021 | IA | Bloomfield | 1127 | 6 | IC | SB | NA | NG |  | 387.882 | 8.1843e-05 | 0.000422 | EIA Prime Mover-level Data | Estimated using an emission factor
2021 | IA | Brooklyn | 1128 | 7 | IC | OP | NA | DFO |  | 101 | 0.015655 | 0.31 | EIA Prime Mover-level Data | Estimated using an emission factor
2021 | IA | Cascade | 1129 | 1 | IC | SB | NA | DFO |  | 75.153 | 0.011649 | 0.31 | EIA Prime Mover-level Data | Estimated using an emission factor
2021 | IA | Cascade | 1129 | 2 | IC | SB | NA | DFO |  | 214.722 | 0.033282 | 0.31 | EIA Prime Mover-level Data | Estimated using an emission factor
2021 | IA | Cascade | 1129 | 3A | IC | SB | NA | DFO |  | 193.25 | 0.029954 | 0.31 | EIA Prime Mover-level Data | Estimated using an emission factor
2021 | IA | Cascade | 1129 | 4 | IC | SB | NA | DFO |  | 75.153 | 0.011649 | 0.31 | EIA Prime Mover-level Data | Estimated using an emission factor
2021 | IA | Cascade | 1129 | 6 | IC | SB | NA | DFO |  | 214.722 | 0.033282 | 0.31 | EIA Prime Mover-level Data | Estimated using an emission factor
2021 | IA | Gas Turbine (IA) | 1130 | 1 | GT | OP | NA | NG |  | 7626.387 | 0.030568 | 0.0080165 | EIA Prime Mover-level Data | NEI avg EF - PM, fuel type
2021 | IA | Gas Turbine (IA) | 1130 | 2 | GT | OP | NA | NG |  | 9260.613 | 0.037119 | 0.0080165 | EIA Prime Mover-level Data | NEI avg EF - PM, fuel type
2021 | IA | Streeter Station | 1131 | 7 | ST | OP | WALL | BIT | 1621 | 223586.064 | 0.0075658 | 6.7677e-05 | EPA/CAMD | EPA/NEI | 1973
2021 | IA | Coggon | 1132 | IC5 | IC | OP | NA | DFO |  | 1302 | 0.20181 | 0.31 | EIA Prime Mover-level Data | Estimated using an emission factor
2021 | IA | Corning | 1134 | 5 | IC | SB | NA | DFO |  | 634.941 | 0.098416 | 0.31 | EIA Prime Mover-level Data | Estimated using an emission factor
2021 | IA | Corning | 1134 | 6 | IC | SB | NA | DFO |  | 453.529 | 0.070297 | 0.31 | EIA Prime Mover-level Data | Estimated using an emission factor
2021 | IA | Corning | 1134 | 7 | IC | SB | NA | DFO |  | 453.529 | 0.070297 | 0.31 | EIA Prime Mover-level Data | Estimated using an emission factor
2021 | IA | Dayton (IA) | 1135 | 5 | IC | OP | NA | DFO |  | 108 | 0.01674 | 0.31 | EIA Prime Mover-level Data | Estimated using an emission factor
2021 | IA | Estherville | 1137 | 2 | IC | OP | NA | DFO |  | 303.385 | 0.047025 | 0.31 | EIA Prime Mover-level Data | Estimated using an emission factor
2021 | IA | Estherville | 1137 | 3 | IC | OP | NA | NG |  | 568.846 | 0.00012003 | 0.000422 | EIA Prime Mover-level Data | Estimated using an emission factor
2021 | IA | Estherville | 1137 | 4 | IC | OP | NA | NG |  | 758.462 | 0.00016004 | 0.000422 | EIA Prime Mover-level Data | Estimated using an emission factor
2021 | IA | Estherville | 1137 | 5 | IC | OP | NA | NG |  | 758.462 | 0.00016004 | 0.000422 | EIA Prime Mover-level Data | Estimated using an emission factor
2021 | IA | Estherville | 1137 | 7 | IC | OP | NA | NG |  | 568.846 | 0.00012003 | 0.000422 | EIA Prime Mover-level Data | Estimated using an emission factor
2021 | IA | Forest City Light Plant | 1138 | 1 | IC | OP | NA | DFO |  | 182.291 | 0.028255 | 0.31 | EIA Prime Mover-level Data | Estimated using an emission factor
2021 | IA | Forest City Light Plant | 1138 | 2 | IC | OP | NA | DFO |  | 410.155 | 0.063574 | 0.31 | EIA Prime Mover-level Data | Estimated using an emission factor
2021 | IA | Forest City Light Plant | 1138 | 3 | IC | OP | NA | DFO |  | 531.682 | 0.082411 | 0.31 | EIA Prime Mover-level Data | Estimated using an emission factor
2021 | IA | Forest City Light Plant | 1138 | 4 | IC | OP | NA | DFO |  | 957.027 | 0.14834 | 0.31 | EIA Prime Mover-level Data | Estimated using an emission factor
2021 | IA | Forest City Light Plant | 1138 | 5 | IC | OP | NA | DFO |  | 106.336 | 0.016482 | 0.31 | EIA Prime Mover-level Data | Estimated using an emission factor
2021 | IA | Forest City Light Plant | 1138 | 6 | IC | OP | NA | DFO |  | 1154.509 | 0.17895 | 0.31 | EIA Prime Mover-level Data | Estimated using an emission factor
2021 | IA | Gowrie | 1141 | 3 | IC | OP | NA | DFO |  | 907 | 0.14058 | 0.31 | EIA Prime Mover-level Data | Estimated using an emission factor
2021 | IA | Graettinger | 1142 | 4 | IC | OP | NA | DFO |  | 42.222 | 0.0065444 | 0.31 | EIA Prime Mover-level Data | Estimated using an emission factor
2021 | IA | Graettinger | 1142 | 5 | IC | OP | NA | DFO |  | 92.889 | 0.014398 | 0.31 | EIA Prime Mover-level Data | Estimated using an emission factor
2021 | IA | Graettinger | 1142 | 6 | IC | OP | NA | DFO |  | 168.889 | 0.026178 | 0.31 | EIA Prime Mover-level Data | Estimated using an emission factor
2021 | IA | Grand Junction | 1143 | 2 | IC | OP | NA | DFO |  | 239 | 0.037045 | 0.31 | EIA Prime Mover-level Data | Estimated using an emission factor
2021 | IA | Grundy Center City Light Plant | 1145 | IC1 | IC | OP | NA | DFO |  | 1490.437 | 0.23102 | 0.31 | EIA Prime Mover-level Data | Estimated using an emission factor
2021 | IA | Grundy Center City Light Plant | 1145 | IC2 | IC | OP | NA | DFO |  | 2371.149 | 0.36753 | 0.31 | EIA Prime Mover-level Data | Estimated using an emission factor
2021 | IA | Grundy Center City Light Plant | 1145 | IC3 | IC | OP | NA | DFO |  | 2032.414 | 0.31502 | 0.31 | EIA Prime Mover-level Data | Estimated using an emission factor
2021 | IA | Harlan | 1146 | HMU1 | IC | SB | NA | DFO |  | 39 | 0.006045 | 0.31 | EIA Prime Mover-level Data | Estimated using an emission factor
2021 | IA | Harlan | 1146 | HMU2 | IC | SB | NA | DFO |  | 39 | 0.006045 | 0.31 | EIA Prime Mover-level Data | Estimated using an emission factor
2021 | IA | Indianola | 1150 | 5 | IC | RE | NA | DFO
2021 | IA | Indianola | 1150 | 6 | IC | RE | NA | DFO
2021 | IA | Indianola | 1150 | 7 | GT | OP | NA | DFO |  | 5986.592 | 0.04926 | 0.016457 | EIA Prime Mover-level Data | NEI avg EF - PM, fuel type, firing type
2021 | IA | Indianola | 1150 | 8 | GT | OP | NA | DFO |  | 5899.408 | 0.048543 | 0.016457 | EIA Prime Mover-level Data | NEI avg EF - PM, fuel type, firing type
2021 | IA | Lake Park | 1153 | 3 | IC | OP | NA | DFO |  | 847.5 | 0.13136 | 0.31 | EIA Prime Mover-level Data | Estimated using an emission factor
2021 | IA | Lake Park | 1153 | G2 | IC | OP | NA | DFO |  | 847.5 | 0.13136 | 0.31 | EIA Prime Mover-level Data | Estimated using an emission factor
2021 | IA | Lake Mills | 1154 | 4 | IC | OP | NA | DFO |  | 291.61 | 0.0452 | 0.31 | EIA Prime Mover-level Data | Estimated using an emission factor
2021 | IA | Lake Mills | 1154 | 6 | IC | OP | NA | DFO |  | 1278.596 | 0.19818 | 0.31 | EIA Prime Mover-level Data | Estimated using an emission factor
2021 | IA | Lake Mills | 1154 | 7 | IC | OP | NA | DFO |  | 1704.795 | 0.26424 | 0.31 | EIA Prime Mover-level Data | Estimated using an emission factor
2021 | IA | Lamoni Municipal Utilities | 1155 | 1 | IC | OP | NA | DFO |  | 364 | 0.05642 | 0.31 | EIA Prime Mover-level Data | Estimated using an emission factor
2021 | IA | Lamoni Municipal Utilities | 1155 | 2 | IC | OP | NA | DFO |  | 26 | 0.00403 | 0.31 | EIA Prime Mover-level Data | Estimated using an emission factor
2021 | IA | Lamoni Municipal Utilities | 1155 | 3 | IC | OP | NA | DFO |  | 39 | 0.006045 | 0.31 | EIA Prime Mover-level Data | Estimated using an emission factor
2021 | IA | Lamoni Municipal Utilities | 1155 | 4 | IC | OP | NA | DFO |  | 78 | 0.01209 | 0.31 | EIA Prime Mover-level Data | Estimated using an emission factor
2021 | IA | Lamoni Municipal Utilities | 1155 | 5 | IC | OP | NA | DFO |  | 143 | 0.022165 | 0.31 | EIA Prime Mover-level Data | Estimated using an emission factor
2021 | IA | Lamoni Municipal Utilities | 1155 | 6 | IC | OP | NA | DFO |  | 65 | 0.010075 | 0.31 | EIA Prime Mover-level Data | Estimated using an emission factor
2021 | IA | Lamoni Municipal Utilities | 1155 | 7 | IC | OP | NA | DFO |  | 325 | 0.050375 | 0.31 | EIA Prime Mover-level Data | Estimated using an emission factor
2021 | IA | Lamoni Municipal Utilities | 1155 | 8 | IC | OP | NA | DFO |  | 325 | 0.050375 | 0.31 | EIA Prime Mover-level Data | Estimated using an emission factor
2021 | IA | La Porte | 1156 | 3A | IC | SB | NA | DFO |  | 1062 | 0.16461 | 0.31 | EIA Prime Mover-level Data | Estimated using an emission factor
2021 | IA | La Porte | 1156 | 4A | IC | SB | NA | DFO |  | 1062 | 0.16461 | 0.31 | EIA Prime Mover-level Data | Estimated using an emission factor
2021 | IA | La Porte | 1156 | 6 | IC | SB | NA | DFO |  | 1062 | 0.16461 | 0.31 | EIA Prime Mover-level Data | Estimated using an emission factor
2021 | IA | Laurens | 1157 | 3 | IC | SB | NA | DFO |  | 721.582 | 0.11185 | 0.31 | EIA Prime Mover-level Data | Estimated using an emission factor
2021 | IA | Laurens | 1157 | 4 | IC | SB | NA | DFO |  | 721.582 | 0.11185 | 0.31 | EIA Prime Mover-level Data | Estimated using an emission factor
2021 | IA | Laurens | 1157 | 5 | IC | SB | NA | DFO |  | 2254.945 | 0.34952 | 0.31 | EIA Prime Mover-level Data | Estimated using an emission factor
2021 | IA | Laurens | 1157 | 6 | IC | SB | NA | DFO |  | 2254.945 | 0.34952 | 0.31 | EIA Prime Mover-level Data | Estimated using an emission factor
2021 | IA | Laurens | 1157 | 7 | IC | SB | NA | DFO |  | 2254.945 | 0.34952 | 0.31 | EIA Prime Mover-level Data | Estimated using an emission factor
2021 | IA | Lenox | 1158 | 1 | IC | SB | NA | DFO |  | 231.787 | 0.035927 | 0.31 | EIA Prime Mover-level Data | Estimated using an emission factor
2021 | IA | Lenox | 1158 | 2 | IC | SB | NA | DFO |  | 849.885 | 0.13173 | 0.31 | EIA Prime Mover-level Data | Estimated using an emission factor
2021 | IA | Lenox | 1158 | 3 | IC | SB | NA | DFO |  | 695.361 | 0.10778 | 0.31 | EIA Prime Mover-level Data | Estimated using an emission factor
2021 | IA | Lenox | 1158 | 4 | IC | SB | NA | DFO |  | 1390.721 | 0.21556 | 0.31 | EIA Prime Mover-level Data | Estimated using an emission factor
2021 | IA | Lenox | 1158 | 5 | IC | SB | NA | DFO |  | 1545.246 | 0.23951 | 0.31 | EIA Prime Mover-level Data | Estimated using an emission factor
2021 | IA | Manning | 1160 | 1 | IC | SB | NA | DFO |  | 204.253 | 0.031659 | 0.31 | EIA Prime Mover-level Data | Estimated using an emission factor
2021 | IA | Manning | 1160 | 2 | IC | SB | NA | DFO |  | 204.253 | 0.031659 | 0.31 | EIA Prime Mover-level Data | Estimated using an emission factor
2021 | IA | Manning | 1160 | 4 | IC | SB | NA | DFO |  | 612.759 | 0.094978 | 0.31 | EIA Prime Mover-level Data | Estimated using an emission factor
2021 | IA | Manning | 1160 | M1 | IC | OP | NA | DFO |  | 2348.911 | 0.36408 | 0.31 | EIA Prime Mover-level Data | Estimated using an emission factor
2021 | IA | Manning | 1160 | M2 | IC | OP | NA | DFO |  | 2348.911 | 0.36408 | 0.31 | EIA Prime Mover-level Data | Estimated using an emission factor
2021 | IA | Manning | 1160 | M3 | IC | OP | NA | DFO |  | 2348.911 | 0.36408 | 0.31 | EIA Prime Mover-level Data | Estimated using an emission factor
2021 | IA | Maquoketa 1 | 1162 | 1A | IC | SB | NA | NG |  | 7100.016 | 0.0014981 | 0.000422 | EIA Prime Mover-level Data | Estimated using an emission factor
2021 | IA | Maquoketa 1 | 1162 | 2A | IC | SB | NA | NG |  | 7100.016 | 0.0014981 | 0.000422 | EIA Prime Mover-level Data | Estimated using an emission factor
2021 | IA | Maquoketa 1 | 1162 | 3 | IC | SB | NA | NG |  | 4809.689 | 0.0010148 | 0.000422 | EIA Prime Mover-level Data | Estimated using an emission factor
2021 | IA | Maquoketa 1 | 1162 | 4A | IC | SB | NA | DFO |  | 4122.59 | 0.639 | 0.31 | EIA Prime Mover-level Data | Estimated using an emission factor
2021 | IA | Maquoketa 1 | 1162 | 5 | IC | SB | NA | NG |  | 3893.557 | 0.00082154 | 0.000422 | EIA Prime Mover-level Data | Estimated using an emission factor
2021 | IA | Maquoketa 1 | 1162 | 6 | IC | SB | NA | NG |  | 5725.82 | 0.0012081 | 0.000422 | EIA Prime Mover-level Data | Estimated using an emission factor
2021 | IA | Maquoketa 1 | 1162 | 7 | IC | SB | NA | NG |  | 14887.131 | 0.0031412 | 0.000422 | EIA Prime Mover-level Data | Estimated using an emission factor
2021 | IA | Maquoketa 1 | 1162 | 8 | IC | SB | NA | DFO |  | 4122.59 | 0.639 | 0.31 | EIA Prime Mover-level Data | Estimated using an emission factor
2021 | IA | Maquoketa 1 | 1162 | 9 | IC | SB | NA | DFO |  | 4122.59 | 0.639 | 0.31 | EIA Prime Mover-level Data | Estimated using an emission factor
2021 | IA | McGregor | 1163 | 1 | IC | OP | NA | DFO |  | 4402.4 | 0.68237 | 0.31 | EIA Prime Mover-level Data | Estimated using an emission factor
2021 | IA | McGregor | 1163 | 2 | IC | OP | NA | DFO |  | 1100.6 | 0.17059 | 0.31 | EIA Prime Mover-level Data | Estimated using an emission factor
2021 | IA | Milford | 1164 | 1 | IC | OP | NA | DFO |  | 531.692 | 0.082412 | 0.31 | EIA Prime Mover-level Data | Estimated using an emission factor
2021 | IA | Milford | 1164 | 4 | IC | OP | NA | DFO |  | 443.077 | 0.068677 | 0.31 | EIA Prime Mover-level Data | Estimated using an emission factor
2021 | IA | Milford | 1164 | 5 | IC | OP | NA | DFO |  | 1595.077 | 0.24724 | 0.31 | EIA Prime Mover-level Data | Estimated using an emission factor
2021 | IA | Milford | 1164 | 6 | IC | OP | NA | DFO |  | 1595.077 | 0.24724 | 0.31 | EIA Prime Mover-level Data | Estimated using an emission factor
2021 | IA | Milford | 1164 | 7 | IC | OP | NA | DFO |  | 1595.077 | 0.24724 | 0.31 | EIA Prime Mover-level Data | Estimated using an emission factor
2021 | IA | Montezuma | 1165 | 1 | IC | SB | NA | DFO |  | 49.898 | 0.0077342 | 0.31 | EIA Prime Mover-level Data | Estimated using an emission factor
2021 | IA | Montezuma | 1165 | 10 | IC | SB | NA | DFO |  | 49.898 | 0.0077342 | 0.31 | EIA Prime Mover-level Data | Estimated using an emission factor
2021 | IA | Montezuma | 1165 | 4 | IC | SB | NA | DFO |  | 124.745 | 0.019335 | 0.31 | EIA Prime Mover-level Data | Estimated using an emission factor
2021 | IA | Montezuma | 1165 | 5 | IC | SB | NA | DFO |  | 274.439 | 0.042538 | 0.31 | EIA Prime Mover-level Data | Estimated using an emission factor
2021 | IA | Montezuma | 1165 | 6 | IC | SB | NA | NG |  | 424.133 | 8.9492e-05 | 0.000422 | EIA Prime Mover-level Data | Estimated using an emission factor
2021 | IA | Montezuma | 1165 | 7 | IC | SB | NA | NG |  | 623.724 | 0.00013161 | 0.000422 | EIA Prime Mover-level Data | Estimated using an emission factor
2021 | IA | Montezuma | 1165 | 8 | IC | SB | NA | DFO |  | 449.082 | 0.069608 | 0.31 | EIA Prime Mover-level Data | Estimated using an emission factor
2021 | IA | Montezuma | 1165 | 9 | IC | SB | NA | DFO |  | 449.082 | 0.069608 | 0.31 | EIA Prime Mover-level Data | Estimated using an emission factor
2021 | IA | Mt Pleasant | 1166 | 1 | IC | SB | NA | DFO |  | 805.167 | 0.1248 | 0.31 | EIA Prime Mover-level Data | Estimated using an emission factor
2021 | IA | Mt Pleasant | 1166 | 10 | IC | SB | NA | DFO |  | 805.167 | 0.1248 | 0.31 | EIA Prime Mover-level Data | Estimated using an emission factor
2021 | IA | Mt Pleasant | 1166 | 11 | IC | SB | NA | DFO |  | 805.167 | 0.1248 | 0.31 | EIA Prime Mover-level Data | Estimated using an emission factor
2021 | IA | Mt Pleasant | 1166 | 12 | IC | SB | NA | DFO |  | 805.167 | 0.1248 | 0.31 | EIA Prime Mover-level Data | Estimated using an emission factor
2021 | IA | Mt Pleasant | 1166 | 2 | IC | SB | NA | DFO |  | 805.167 | 0.1248 | 0.31 | EIA Prime Mover-level Data | Estimated using an emission factor
2021 | IA | Mt Pleasant | 1166 | 3 | IC | SB | NA | DFO |  | 805.167 | 0.1248 | 0.31 | EIA Prime Mover-level Data | Estimated using an emission factor
2021 | IA | Mt Pleasant | 1166 | 4A | IC | SB | NA | DFO |  | 805.167 | 0.1248 | 0.31 | EIA Prime Mover-level Data | Estimated using an emission factor
2021 | IA | Mt Pleasant | 1166 | 5A | IC | SB | NA | DFO |  | 805.167 | 0.1248 | 0.31 | EIA Prime Mover-level Data | Estimated using an emission factor
2021 | IA | Mt Pleasant | 1166 | 6 | IC | SB | NA | DFO |  | 805.167 | 0.1248 | 0.31 | EIA Prime Mover-level Data | Estimated using an emission factor
2021 | IA | Mt Pleasant | 1166 | 7 | IC | SB | NA | DFO |  | 805.167 | 0.1248 | 0.31 | EIA Prime Mover-level Data | Estimated using an emission factor
2021 | IA | Mt Pleasant | 1166 | 8 | IC | SB | NA | DFO |  | 805.167 | 0.1248 | 0.31 | EIA Prime Mover-level Data | Estimated using an emission factor
2021 | IA | Mt Pleasant | 1166 | 9 | IC | SB | NA | DFO |  | 805.167 | 0.1248 | 0.31 | EIA Prime Mover-level Data | Estimated using an emission factor
2021 | IA | Muscatine | 1167 | 8 | ST | OP | CYCLONE | SUB | 7159 | 4804569.458 | 24.382 | 0.010149 | EPA/CAMD | EPA/NEI | 1969
2021 | IA | Muscatine | 1167 | 9 | ST | OP | TANGENTIAL | RC | 7640 | 9725780.722 | 31.493 | 0.0064762 | EPA/CAMD | EPA/NEI | 1983
2021 | IA | New Hampton | 1168 | 3 | IC | SB | NA | NG |  | 3102.717 | 0.00065467 | 0.000422 | EIA Prime Mover-level Data | Estimated using an emission factor
2021 | IA | New Hampton | 1168 | 4 | IC | SB | NA | NG |  | 5496.242 | 0.0011597 | 0.000422 | EIA Prime Mover-level Data | Estimated using an emission factor
2021 | IA | New Hampton | 1168 | 5 | IC | SB | NA | NG |  | 5496.242 | 0.0011597 | 0.000422 | EIA Prime Mover-level Data | Estimated using an emission factor
2021 | IA | New Hampton | 1168 | 7 | IC | OP | NA | DFO |  | 4698.4 | 0.72825 | 0.31 | EIA Prime Mover-level Data | Estimated using an emission factor
2021 | IA | New Hampton | 1168 | 8 | IC | OP | NA | DFO |  | 4698.4 | 0.72825 | 0.31 | EIA Prime Mover-level Data | Estimated using an emission factor
2021 | IA | Ogden | 1169 | 4 | IC | SB | NA | DFO |  | 239.795 | 0.037168 | 0.31 | EIA Prime Mover-level Data | Estimated using an emission factor
2021 | IA | Ogden | 1169 | 5 | IC | SB | NA | DFO |  | 599.487 | 0.09292 | 0.31 | EIA Prime Mover-level Data | Estimated using an emission factor
2021 | IA | Ogden | 1169 | 6 | IC | SB | NA | DFO |  | 1498.718 | 0.2323 | 0.31 | EIA Prime Mover-level Data | Estimated using an emission factor
2021 | IA | Osage (IA) | 1172 | 5 | IC | SB | NA | NG |  | 1239.518 | 0.00026154 | 0.000422 | EIA Prime Mover-level Data | Estimated using an emission factor
2021 | IA | Osage (IA) | 1172 | 6 | IC | SB | NA | NG |  | 2401.566 | 0.00050673 | 0.000422 | EIA Prime Mover-level Data | Estimated using an emission factor
2021 | IA | Osage (IA) | 1172 | 7 | IC | SB | NA | DFO |  | 1394.458 | 0.21614 | 0.31 | EIA Prime Mover-level Data | Estimated using an emission factor
2021 | IA | Osage (IA) | 1172 | 8 | IC | SB | NA | DFO |  | 1394.458 | 0.21614 | 0.31 | EIA Prime Mover-level Data | Estimated using an emission factor
2021 | IA | Osage (IA) | 1172 | SO | PV | OP | NA | SUN |  | 9365 |  |  | EIA Prime Mover-level Data
2021 | IA | Osage (IA) | 1172 | W1 | WT | OP | NA | WND |  | 37192 |  |  | EIA Prime Mover-level Data
2021 | IA | Ottumwa City of | 1173 | 1 | HY | OS | NA | WAT |  | 23204.688 |  |  | EIA Prime Mover-level Data
2021 | IA | Ottumwa City of | 1173 | 2 | HY | OP | NA | WAT |  | 27845.625 |  |  | EIA Prime Mover-level Data
2021 | IA | Ottumwa City of | 1173 | 3 | HY | OP | NA | WAT |  | 23204.688 |  |  | EIA Prime Mover-level Data
2021 | IA | Preston (IA) | 1176 | 4 | IC | OP | NA | NG |  | 342.5 | 7.2267e-05 | 0.000422 | EIA Prime Mover-level Data | Estimated using an emission factor
2021 | IA | Preston (IA) | 1176 | 5 | IC | OP | NA | DFO |  | 342.5 | 0.053088 | 0.31 | EIA Prime Mover-level Data | Estimated using an emission factor
2021 | IA | Primghar | 1177 | 4 | IC | OS | NA | DFO
2021 | IA | Primghar | 1177 | 5 | IC | OA | NA | DFO
2021 | IA | Rockford | 1180 | 1 | IC | SB | NA | DFO |  | 14.069 | 0.0021807 | 0.31 | EIA Prime Mover-level Data | Estimated using an emission factor
2021 | IA | Rockford | 1180 | 5 | IC | SB | NA | DFO |  | 31.655 | 0.0049065 | 0.31 | EIA Prime Mover-level Data | Estimated using an emission factor
2021 | IA | Rockford | 1180 | 6 | IC | SB | NA | DFO |  | 56.276 | 0.0087228 | 0.31 | EIA Prime Mover-level Data | Estimated using an emission factor
2021 | IA | Rock Rapids | 1181 | 1 | IC | OP | NA | DFO |  | 2140 | 0.3317 | 0.31 | EIA Prime Mover-level Data | Estimated using an emission factor
2021 | IA | Sibley One | 1184 | 2 | IC | OP | NA | DFO |  | 320 | 0.0496 | 0.31 | EIA Prime Mover-level Data | Estimated using an emission factor
2021 | IA | Sibley One | 1184 | 3 | IC | OP | NA | DFO |  | 192 | 0.02976 | 0.31 | EIA Prime Mover-level Data | Estimated using an emission factor
2021 | IA | Sibley One | 1184 | 5 | IC | OP | NA | DFO |  | 320 | 0.0496 | 0.31 | EIA Prime Mover-level Data | Estimated using an emission factor
2021 | IA | Spencer Gas Turbine | 1186 | GT1 | GT | OP | NA | KER
2021 | IA | State Center | 1187 | 1 | IC | OP | NA | DFO |  | 1291.048 | 0.20011 | 0.31 | EIA Prime Mover-level Data | Estimated using an emission factor
2021 | IA | State Center | 1187 | 2 | IC | OP | NA | DFO |  | 1291.048 | 0.20011 | 0.31 | EIA Prime Mover-level Data | Estimated using an emission factor
2021 | IA | State Center | 1187 | 3 | IC | OP | NA | DFO |  | 2797.27 | 0.43358 | 0.31 | EIA Prime Mover-level Data | Estimated using an emission factor
2021 | IA | State Center | 1187 | 4 | IC | OP | NA | DFO |  | 2797.27 | 0.43358 | 0.31 | EIA Prime Mover-level Data | Estimated using an emission factor
2021 | IA | State Center | 1187 | 6 | IC | OP | NA | NG |  | 5379.365 | 0.001135 | 0.000422 | EIA Prime Mover-level Data | Estimated using an emission factor
2021 | IA | Story City | 1188 | 1 | IC | OP | NA | DFO |  | 833.029 | 0.12912 | 0.31 | EIA Prime Mover-level Data | Estimated using an emission factor
2021 | IA | Story City | 1188 | 2 | IC | OP | NA | DFO |  | 1281.583 | 0.19865 | 0.31 | EIA Prime Mover-level Data | Estimated using an emission factor
2021 | IA | Story City | 1188 | 4A | IC | OP | NA | DFO |  | 2242.77 | 0.34763 | 0.31 | EIA Prime Mover-level Data | Estimated using an emission factor
2021 | IA | Story City | 1188 | 5A | IC | OP | NA | DFO |  | 1986.453 | 0.3079 | 0.31 | EIA Prime Mover-level Data | Estimated using an emission factor
2021 | IA | Story City | 1188 | 6 | IC | OP | NA | DFO |  | 1281.583 | 0.19865 | 0.31 | EIA Prime Mover-level Data | Estimated using an emission factor
2021 | IA | Story City | 1188 | 7 | IC | OP | NA | DFO |  | 1281.583 | 0.19865 | 0.31 | EIA Prime Mover-level Data | Estimated using an emission factor
2021 | IA | Stuart (IA) | 1190 | 1 | IC | OP | NA | DFO |  | 10.714 | 0.0016607 | 0.31 | EIA Prime Mover-level Data | Estimated using an emission factor
2021 | IA | Stuart (IA) | 1190 | 2 | IC | OP | NA | DFO |  | 19.643 | 0.0030447 | 0.31 | EIA Prime Mover-level Data | Estimated using an emission factor
2021 | IA | Stuart (IA) | 1190 | 4 | IC | OP | NA | DFO |  | 19.643 | 0.0030447 | 0.31 | EIA Prime Mover-level Data | Estimated using an emission factor
2021 | IA | Sumner | 1191 | 1 | IC | RE | NA | DFO |  | 1307.091 | 0.2026 | 0.31 | EIA Prime Mover-level Data | Estimated using an emission factor
2021 | IA | Sumner | 1191 | 2 | IC | RE | NA | DFO |  | 603.273 | 0.093507 | 0.31 | EIA Prime Mover-level Data | Estimated using an emission factor
2021 | IA | Sumner | 1191 | 6 | IC | RE | NA | DFO |  | 904.909 | 0.14026 | 0.31 | EIA Prime Mover-level Data | Estimated using an emission factor
2021 | IA | Sumner | 1191 | G1 | IC | OP | NA | DFO |  | 904.909 | 0.14026 | 0.31 | EIA Prime Mover-level Data | Estimated using an emission factor
2021 | IA | Sumner | 1191 | G2 | IC | OP | NA | DFO |  | 904.909 | 0.14026 | 0.31 | EIA Prime Mover-level Data | Estimated using an emission factor
2021 | IA | Sumner | 1191 | G3 | IC | OP | NA | DFO |  | 904.909 | 0.14026 | 0.31 | EIA Prime Mover-level Data | Estimated using an emission factor
2021 | IA | Traer Main | 1192 | 3 | IC | SB | NA | DFO |  | 592.743 | 0.091875 | 0.31 | EIA Prime Mover-level Data | Estimated using an emission factor
2021 | IA | Traer Main | 1192 | 4 | IC | SB | NA | DFO |  | 592.743 | 0.091875 | 0.31 | EIA Prime Mover-level Data | Estimated using an emission factor
2021 | IA | Traer Main | 1192 | 6 | IC | SB | NA | DFO |  | 700.514 | 0.10858 | 0.31 | EIA Prime Mover-level Data | Estimated using an emission factor
2021 | IA | Villisca Municipal Power Plant | 1193 | 5 | IC | SB | NA | DFO |  | 143 | 0.022165 | 0.31 | EIA Prime Mover-level Data | Estimated using an emission factor
2021 | IA | Villisca Municipal Power Plant | 1193 | 6 | IC | SB | NA | DFO |  | 143 | 0.022165 | 0.31 | EIA Prime Mover-level Data | Estimated using an emission factor
2021 | IA | Vinton | 1194 | 1 | IC | OP | NA | NG |  | 1323.474 | 0.00027925 | 0.000422 | EIA Prime Mover-level Data | Estimated using an emission factor
2021 | IA | Vinton | 1194 | 10 | IC | OP | NA | DFO |  | 814.446 | 0.12624 | 0.31 | EIA Prime Mover-level Data | Estimated using an emission factor
2021 | IA | Vinton | 1194 | 5 | IC | OS | NA | DFO |  | 610.834 | 0.094679 | 0.31 | EIA Prime Mover-level Data | Estimated using an emission factor
2021 | IA | Vinton | 1194 | 6 | IC | OP | NA | NG |  | 2545.143 | 0.00053703 | 0.000422 | EIA Prime Mover-level Data | Estimated using an emission factor
2021 | IA | Vinton | 1194 | 7 | IC | OP | NA | NG |  | 3766.811 | 0.0007948 | 0.000422 | EIA Prime Mover-level Data | Estimated using an emission factor
2021 | IA | Vinton | 1194 | 8 | IC | OP | NA | NG |  | 5701.12 | 0.0012029 | 0.000422 | EIA Prime Mover-level Data | Estimated using an emission factor
2021 | IA | Vinton | 1194 | 9 | IC | OP | NA | NG |  | 3054.171 | 0.00064443 | 0.000422 | EIA Prime Mover-level Data | Estimated using an emission factor
2021 | IA | Webster City | 1198 | 6 | GT | OP | NA | DFO |  | 43237 | 0.35577 | 0.016457 | EIA Prime Mover-level Data | NEI avg EF - PM, fuel type, firing type
2021 | IA | West Bend | 1199 | 1 | IC | SB | NA | DFO |  | 823.358 | 0.12762 | 0.31 | EIA Prime Mover-level Data | Estimated using an emission factor
2021 | IA | West Bend | 1199 | 3 | IC | SB | NA | DFO |  | 673.657 | 0.10442 | 0.31 | EIA Prime Mover-level Data | Estimated using an emission factor
2021 | IA | West Bend | 1199 | 4 | IC | SB | NA | DFO |  | 1646.716 | 0.25524 | 0.31 | EIA Prime Mover-level Data | Estimated using an emission factor
2021 | IA | West Bend | 1199 | 5 | IC | SB | NA | DFO |  | 1871.269 | 0.29005 | 0.31 | EIA Prime Mover-level Data | Estimated using an emission factor
2021 | IA | West Liberty | 1200 | 2 | IC | SB | NA | DFO |  | 221.818 | 0.034382 | 0.31 | EIA Prime Mover-level Data | Estimated using an emission factor
2021 | IA | West Liberty | 1200 | 3 | IC | SB | NA | DFO |  | 266.182 | 0.041258 | 0.31 | EIA Prime Mover-level Data | Estimated using an emission factor
2021 | IA | West Liberty | 1200 | 5 | GT | SB | NA | DFO |  | 3793 | 0.03121 | 0.016457 | EIA Prime Mover-level Data | NEI avg EF - PM, fuel type, firing type
2021 | IA | West Liberty | 1200 | 6 | GT | SB | NA | DFO |  | 3793 | 0.03121 | 0.016457 | EIA Prime Mover-level Data | NEI avg EF - PM, fuel type, firing type
2021 | IA | Wilton | 1202 | 5 | IC | OP | NA | DFO |  | 127.826 | 0.019813 | 0.31 | EIA Prime Mover-level Data | Estimated using an emission factor
2021 | IA | Wilton | 1202 | 6 | IC | OP | NA | DFO |  | 127.826 | 0.019813 | 0.31 | EIA Prime Mover-level Data | Estimated using an emission factor
2021 | IA | Wilton | 1202 | 7 | IC | OP | NA | DFO |  | 127.826 | 0.019813 | 0.31 | EIA Prime Mover-level Data | Estimated using an emission factor
2021 | IA | Wilton | 1202 | 8 | IC | OP | NA | DFO |  | 175.761 | 0.027243 | 0.31 | EIA Prime Mover-level Data | Estimated using an emission factor
2021 | IA | Wilton | 1202 | 9 | IC | OP | NA | DFO |  | 175.761 | 0.027243 | 0.31 | EIA Prime Mover-level Data | Estimated using an emission factor
2021 | IA | Winterset | 1203 | 2 | IC | OP | NA | DFO |  | 143.272 | 0.022207 | 0.31 | EIA Prime Mover-level Data | Estimated using an emission factor
2021 | IA | Winterset | 1203 | 3 | IC | OP | NA | DFO |  | 162.375 | 0.025168 | 0.31 | EIA Prime Mover-level Data | Estimated using an emission factor
2021 | IA | Winterset | 1203 | 4 | IC | OP | NA | DFO |  | 420.265 | 0.065141 | 0.31 | EIA Prime Mover-level Data | Estimated using an emission factor
2021 | IA | Winterset | 1203 | 5 | IC | OP | NA | DFO |  | 191.029 | 0.029609 | 0.31 | EIA Prime Mover-level Data | Estimated using an emission factor
2021 | IA | Winterset | 1203 | 6 | IC | OP | NA | DFO |  | 191.029 | 0.029609 | 0.31 | EIA Prime Mover-level Data | Estimated using an emission factor
2021 | IA | Winterset | 1203 | 7 | IC | OP | NA | DFO |  | 191.029 | 0.029609 | 0.31 | EIA Prime Mover-level Data | Estimated using an emission factor
2021 | IA | Summit Lake | 1206 | 1G | GT | OP | CT | NG | 13 | 2633.9 | 0.00070665 | 0.00053658 | EPA/CAMD | EPA/NEI | 1973
2021 | IA | Summit Lake | 1206 | 2G | GT | OP | CT | NG | 8 | 2648.3 | 0.0061854 | 0.0046712 | EPA/CAMD | EPA/NEI | 1975
2021 | IA | Earl F Wisdom | 1217 | 1 | ST | OP | WALL | NG | 97 | 12710.867 | 0.047118 | 0.0074137 | EPA/CAMD | EPA/NEI | 1960
2021 | IA | Earl F Wisdom | 1217 | 2 | GT | OP | CT | NG | 252 | 154752.546 | 8.11 | 0.10481 | EPA/CAMD | EPA/NEI | 2004
2021 | KS | Bird City | 1224 | 1 | IC | OP | NA | DFO |  | 980 | 0.1519 | 0.31 | EIA Prime Mover-level Data | Estimated using an emission factor
2021 | KS | Bird City | 1224 | 2 | IC | OS | NA | DFO |  | 980 | 0.1519 | 0.31 | EIA Prime Mover-level Data | Estimated using an emission factor
2021 | KS | Colby | 1225 | GT1 | GT | OP | NA | NG |  | 1926 | 0.0077199 | 0.0080165 | EIA Prime Mover-level Data | NEI avg EF - PM, fuel type
2021 | KS | Cimarron River | 1230 | 1 | ST | OP | WALL | NG | 31 | 7145.573 | 0.024624 | 0.0068921 | EPA/CAMD | EPA/NEI | 1963
2021 | KS | Fort Dodge aka Judson Large | 1233 | 4 | ST | OP | WALL | NG | 107 | 41287.325 | 0.17191 | 0.0083276 | EPA/CAMD | EPA/NEI | 1969
2021 | KS | Great Bend Station aka Arthur Mullergren | 1235 | 3 | ST | OP | WALL | NG | 81 | 10496.845 | 0.037248 | 0.007097 | EPA/CAMD | EPA/NEI | 1963
2021 | KS | Riverton | 1239 | 12 | CT | OP | CC | NG | 6700 | 9628162.739 | 19 | 0.0039468 | EPA/CAMD | EPA/NEI | 2007
2021 | KS | Gordon Evans Energy Center | 1240 | E1CT | GT | OP | CT | NG | 638 | 444997.369 | 1.5243 | 0.0068507 | EPA/CAMD | EPA/NEI | 2000
2021 | KS | Gordon Evans Energy Center | 1240 | E2CT | GT | OP | CT | NG | 561 | 366201.252 | 1.3174 | 0.0071951 | EPA/CAMD | EPA/NEI | 2000
2021 | KS | Gordon Evans Energy Center | 1240 | E3CT | GT | OP | CT | NG | 787 | 913828.824 | 3.0446 | 0.0066635 | EPA/CAMD | EPA/NEI | 2001
2021 | KS | La Cygne | 1241 | 1 | ST | OP | CYCLONE | SUB | 5499 | 30563661.922 | 29.5385 | 0.0019329 | EPA/CAMD | EPA/NEI | 1973
2021 | KS | La Cygne | 1241 | 2 | ST | OP | WALL | SUB | 7242 | 36355967.175 | 25.8113 | 0.0014199 | EPA/CAMD | EPA/NEI | 1977
2021 | KS | Hutchinson Energy Center | 1248 | CT-1 | GT | OP | CT | NG | 562 | 233628.3 | 1.134 | 0.0097074 | EPA/CAMD | EPA/NEI | 1974
2021 | KS | Hutchinson Energy Center | 1248 | CT-2 | GT | OP | CT | NG | 512 | 210268.4 | 1.0201 | 0.0097028 | EPA/CAMD | EPA/NEI | 1974
2021 | KS | Hutchinson Energy Center | 1248 | CT-3 | GT | OP | CT | NG | 351 | 173470.7 | 0.89963 | 0.010372 | EPA/CAMD | EPA/NEI | 1974
2021 | KS | Hutchinson Energy Center | 1248 | CT-4 | GT | OP | CT | DFO | 77 | 73020.2 | 0.45207 | 0.012382 | EPA/CAMD | EPA/NEI | 1975
2021 | KS | Lawrence Energy Center | 1250 | 4 | ST | OP | TANGENTIAL | SUB | 7135 | 5972343.129 | 13.6599 | 0.0045744 | EPA/CAMD | EPA/NEI | 1960
2021 | KS | Lawrence Energy Center | 1250 | 5 | ST | OP | TANGENTIAL | SUB | 6093 | 13918069.333 | 32.2101 | 0.0046285 | EPA/CAMD | EPA/NEI | 1971
2021 | KS | Anthony | 1258 | IC1 | IC | OP | NA | DFO |  | 1162.405 | 0.18017 | 0.31 | EIA Prime Mover-level Data | Estimated using an emission factor
2021 | KS | Anthony | 1258 | IC2 | IC | OP | NA | DFO |  | 850.541 | 0.13183 | 0.31 | EIA Prime Mover-level Data | Estimated using an emission factor
2021 | KS | Anthony | 1258 | IC3 | IC | OP | NA | DFO |  | 1134.054 | 0.17578 | 0.31 | EIA Prime Mover-level Data | Estimated using an emission factor
2021 | KS | Ashland | 1259 | 1 | IC | SB | NA | NG |  | 319.071 | 6.7324e-05 | 0.000422 | EIA Prime Mover-level Data | Estimated using an emission factor
2021 | KS | Ashland | 1259 | 2 | IC | SB | NA | NG |  | 478.607 | 0.00010099 | 0.000422 | EIA Prime Mover-level Data | Estimated using an emission factor
2021 | KS | Ashland | 1259 | 3 | IC | SB | NA | DFO |  | 638.143 | 0.098912 | 0.31 | EIA Prime Mover-level Data | Estimated using an emission factor
2021 | KS | Ashland | 1259 | 4B | IC | SB | NA | DFO |  | 1063.571 | 0.16485 | 0.31 | EIA Prime Mover-level Data | Estimated using an emission factor
2021 | KS | Ashland | 1259 | 5 | IC | SB | NA | DFO |  | 478.607 | 0.074184 | 0.31 | EIA Prime Mover-level Data | Estimated using an emission factor
2021 | KS | Augusta Electric Plant No 1 | 1261 | 1 | IC | SB | NA | NG |  | 23.339 | 4.9245e-06 | 0.000422 | EIA Prime Mover-level Data | Estimated using an emission factor
2021 | KS | Augusta Electric Plant No 1 | 1261 | 2 | IC | SB | NA | DFO |  | 6.365 | 0.00098657 | 0.31 | EIA Prime Mover-level Data | Estimated using an emission factor
2021 | KS | Augusta Electric Plant No 1 | 1261 | 3 | IC | SB | NA | NG |  | 21.217 | 4.4768e-06 | 0.000422 | EIA Prime Mover-level Data | Estimated using an emission factor
2021 | KS | Augusta Electric Plant No 1 | 1261 | 4 | IC | SB | NA | DFO |  | 14.852 | 0.0023021 | 0.31 | EIA Prime Mover-level Data | Estimated using an emission factor
2021 | KS | Augusta Electric Plant No 1 | 1261 | 5 | IC | SB | NA | NG |  | 46.678 | 9.8491e-06 | 0.000422 | EIA Prime Mover-level Data | Estimated using an emission factor
2021 | KS | Augusta Electric Plant No 1 | 1261 | 6 | IC | SB | NA | NG |  | 46.678 | 9.8491e-06 | 0.000422 | EIA Prime Mover-level Data | Estimated using an emission factor
2021 | KS | Augusta Electric Plant No 1 | 1261 | 7 | IC | SB | NA | NG |  | 42.435 | 8.9538e-06 | 0.000422 | EIA Prime Mover-level Data | Estimated using an emission factor
2021 | KS | Augusta Electric Plant No 1 | 1261 | 8 | IC | SB | NA | DFO |  | 42.435 | 0.0065774 | 0.31 | EIA Prime Mover-level Data | Estimated using an emission factor
2021 | KS | Baldwin City Plant No 1 | 1262 | 4 | IC | OP | NA | DFO |  | 146.19 | 0.022659 | 0.31 | EIA Prime Mover-level Data | Estimated using an emission factor
2021 | KS | Baldwin City Plant No 1 | 1262 | 5 | IC | OP | NA | DFO |  | 80.405 | 0.012463 | 0.31 | EIA Prime Mover-level Data | Estimated using an emission factor
2021 | KS | Baldwin City Plant No 1 | 1262 | 6 | IC | OP | NA | DFO |  | 80.405 | 0.012463 | 0.31 | EIA Prime Mover-level Data | Estimated using an emission factor
2021 | KS | Belleville | 1263 | 4 | IC | OP | NA | NG |  | 215.664 | 4.5505e-05 | 0.000422 | EIA Prime Mover-level Data | Estimated using an emission factor
2021 | KS | Belleville | 1263 | 5 | IC | OP | NA | NG |  | 366.629 | 7.7359e-05 | 0.000422 | EIA Prime Mover-level Data | Estimated using an emission factor
2021 | KS | Belleville | 1263 | 6 | IC | OP | NA | NG |  | 797.958 | 0.00016837 | 0.000422 | EIA Prime Mover-level Data | Estimated using an emission factor
2021 | KS | Belleville | 1263 | 7 | IC | OP | NA | NG |  | 1099.888 | 0.00023208 | 0.000422 | EIA Prime Mover-level Data | Estimated using an emission factor
2021 | KS | Belleville | 1263 | 8 | IC | OP | NA | DFO |  | 603.86 | 0.093598 | 0.31 | EIA Prime Mover-level Data | Estimated using an emission factor
2021 | KS | Beloit | 1264 | 1 | IC | OP | NA | DFO |  | 554.067 | 0.08588 | 0.31 | EIA Prime Mover-level Data | Estimated using an emission factor
2021 | KS | Beloit | 1264 | 2 | IC | OP | NA | DFO |  | 554.067 | 0.08588 | 0.31 | EIA Prime Mover-level Data | Estimated using an emission factor
2021 | KS | Beloit | 1264 | 3 | IC | OP | NA | DFO |  | 738.756 | 0.11451 | 0.31 | EIA Prime Mover-level Data | Estimated using an emission factor
2021 | KS | Beloit | 1264 | 4 | IC | OP | NA | DFO |  | 1292.824 | 0.20039 | 0.31 | EIA Prime Mover-level Data | Estimated using an emission factor
2021 | KS | Beloit | 1264 | 5 | IC | OP | NA | DFO |  | 258.565 | 0.040078 | 0.31 | EIA Prime Mover-level Data | Estimated using an emission factor
2021 | KS | Beloit | 1264 | 6 | IC | OP | NA | DFO |  | 1514.451 | 0.23474 | 0.31 | EIA Prime Mover-level Data | Estimated using an emission factor
2021 | KS | Beloit | 1264 | 7 | IC | OP | NA | DFO |  | 2216.269 | 0.34352 | 0.31 | EIA Prime Mover-level Data | Estimated using an emission factor
2021 | KS | Burlingame | 1265 | 1 | IC | OP | NA | NG |  | 183.425 | 3.8703e-05 | 0.000422 | EIA Prime Mover-level Data | Estimated using an emission factor
2021 | KS | Burlingame | 1265 | 3 | IC | OP | NA | NG |  | 150.075 | 3.1666e-05 | 0.000422 | EIA Prime Mover-level Data | Estimated using an emission factor
2021 | KS | Burlingame | 1265 | 4 | IC | OP | NA | NG |  | 183.425 | 3.8703e-05 | 0.000422 | EIA Prime Mover-level Data | Estimated using an emission factor
2021 | KS | Burlingame | 1265 | 5 | IC | OP | NA | NG |  | 150.075 | 3.1666e-05 | 0.000422 | EIA Prime Mover-level Data | Estimated using an emission factor
2021 | KS | Burlington (KS) | 1266 | 1A | IC | SB | NA | DFO |  | 693.86 | 0.10755 | 0.31 | EIA Prime Mover-level Data | Estimated using an emission factor
2021 | KS | Burlington (KS) | 1266 | 2 | IC | SB | NA | DFO |  | 451.009 | 0.069906 | 0.31 | EIA Prime Mover-level Data | Estimated using an emission factor
2021 | KS | Burlington (KS) | 1266 | 4A | IC | SB | NA | DFO |  | 797.939 | 0.12368 | 0.31 | EIA Prime Mover-level Data | Estimated using an emission factor
2021 | KS | Burlington (KS) | 1266 | 5 | IC | SB | NA | NG |  | 346.93 | 7.3202e-05 | 0.000422 | EIA Prime Mover-level Data | Estimated using an emission factor
2021 | KS | Burlington (KS) | 1266 | IC6 | IC | SB | NA | NG |  | 1665.263 | 0.00035137 | 0.000422 | EIA Prime Mover-level Data | Estimated using an emission factor
2021 | KS | Chanute 2 | 1268 | 14 | GT | OP | CT | NG | 4760 | 2481944.089 | 8.1904 | 0.0066 | EPA/CAMD | EPA/NEI | 2001
2021 | KS | Clay Center | 1270 | 5 | ST | OP | NA | NG
2021 | KS | Clay Center | 1270 | 6 | ST | OP | NA | NG
2021 | KS | Clay Center | 1270 | IC1 | IC | OP | NA | NG |  | 793.027 | 0.00016733 | 0.000422 | EIA Prime Mover-level Data | Estimated using an emission factor
2021 | KS | Clay Center | 1270 | IC2 | IC | OP | NA | NG |  | 1850.397 | 0.00039043 | 0.000422 | EIA Prime Mover-level Data | Estimated using an emission factor
2021 | KS | Clay Center | 1270 | IC3 | IC | OP | NA | NG |  | 4493.822 | 0.0009482 | 0.000422 | EIA Prime Mover-level Data | Estimated using an emission factor
2021 | KS | Clay Center | 1270 | IC4 | IC | OP | NA | NG |  | 3083.995 | 0.00065072 | 0.000422 | EIA Prime Mover-level Data | Estimated using an emission factor
2021 | KS | Clay Center | 1270 | IC5 | IC | OP | NA | NG |  | 3083.995 | 0.00065072 | 0.000422 | EIA Prime Mover-level Data | Estimated using an emission factor
2021 | KS | Clay Center | 1270 | IC6 | IC | OP | NA | NG |  | 5991.763 | 0.0012643 | 0.000422 | EIA Prime Mover-level Data | Estimated using an emission factor
2021 | KS | Coffeyville | 1271 | 4 | ST | OP | WALL | NG | 56 | 3504.434 | 0.013403 | 0.007649 | EPA/CAMD | EPA/NEI | 1973
2021 | KS | Colby City of | 1272 | 4 | IC | OP | NA | DFO |  | 830.311 | 0.1287 | 0.31 | EIA Prime Mover-level Data | Estimated using an emission factor
2021 | KS | Colby City of | 1272 | 5 | IC | OP | NA | DFO |  | 634.944 | 0.098416 | 0.31 | EIA Prime Mover-level Data | Estimated using an emission factor
2021 | KS | Colby City of | 1272 | 6 | IC | OA | NA | DFO |  | 2197.881 | 0.34067 | 0.31 | EIA Prime Mover-level Data | Estimated using an emission factor
2021 | KS | Colby City of | 1272 | 7 | IC | OP | NA | DFO |  | 2197.881 | 0.34067 | 0.31 | EIA Prime Mover-level Data | Estimated using an emission factor
2021 | KS | Colby City of | 1272 | 8 | IC | OP | NA | DFO |  | 1318.729 | 0.2044 | 0.31 | EIA Prime Mover-level Data | Estimated using an emission factor
2021 | KS | Colby City of | 1272 | 9 | IC | OP | NA | DFO |  | 1465.254 | 0.22711 | 0.31 | EIA Prime Mover-level Data | Estimated using an emission factor
2021 | KS | Ellinwood | 1274 | 1 | IC | OP | NA | DFO |  | 594.424 | 0.092136 | 0.31 | EIA Prime Mover-level Data | Estimated using an emission factor
2021 | KS | Ellinwood | 1274 | 2 | IC | OP | NA | DFO |  | 396.282 | 0.061424 | 0.31 | EIA Prime Mover-level Data | Estimated using an emission factor
2021 | KS | Ellinwood | 1274 | 3 | IC | SB | NA | DFO |  | 169.835 | 0.026324 | 0.31 | EIA Prime Mover-level Data | Estimated using an emission factor
2021 | KS | Ellinwood | 1274 | 4 | IC | OP | NA | DFO |  | 311.365 | 0.048262 | 0.31 | EIA Prime Mover-level Data | Estimated using an emission factor
2021 | KS | Ellinwood | 1274 | 5 | IC | OP | NA | DFO |  | 934.094 | 0.14478 | 0.31 | EIA Prime Mover-level Data | Estimated using an emission factor
2021 | KS | Erie | 1276 | 3 | IC | OP | NA | DFO |  | 30.698 | 0.0047582 | 0.31 | EIA Prime Mover-level Data | Estimated using an emission factor
2021 | KS | Erie | 1276 | 6 | IC | OP | NA | DFO |  | 33.767 | 0.0052339 | 0.31 | EIA Prime Mover-level Data | Estimated using an emission factor
2021 | KS | Erie | 1276 | 7 | IC | OP | NA | DFO |  | 33.767 | 0.0052339 | 0.31 | EIA Prime Mover-level Data | Estimated using an emission factor
2021 | KS | Erie | 1276 | 8 | IC | OP | NA | DFO |  | 33.767 | 0.0052339 | 0.31 | EIA Prime Mover-level Data | Estimated using an emission factor
2021 | KS | Garnett Municipal | 1278 | 1 | IC | OP | NA | DFO
2021 | KS | Garnett Municipal | 1278 | 2 | IC | OP | NA | DFO
2021 | KS | Garnett Municipal | 1278 | 3 | IC | OP | NA | DFO
2021 | KS | Garnett Municipal | 1278 | 4 | IC | OP | NA | DFO
2021 | KS | Garnett Municipal | 1278 | 7 | IC | OP | NA | DFO
2021 | KS | Garnett Municipal | 1278 | IC5 | IC | OP | NA | DFO
2021 | KS | Garnett Municipal | 1278 | IC6 | IC | OP | NA | DFO
2021 | KS | Girard | 1279 | 1 | IC | OP | NA | DFO |  | 912.981 | 0.14151 | 0.31 | EIA Prime Mover-level Data | Estimated using an emission factor
2021 | KS | Girard | 1279 | 4 | IC | OP | NA | DFO |  | 1434.685 | 0.22238 | 0.31 | EIA Prime Mover-level Data | Estimated using an emission factor
2021 | KS | Girard | 1279 | 6 | IC | OP | NA | DFO |  | 2282.454 | 0.35378 | 0.31 | EIA Prime Mover-level Data | Estimated using an emission factor
2021 | KS | Girard | 1279 | 7 | IC | OP | NA | DFO |  | 2412.88 | 0.374 | 0.31 | EIA Prime Mover-level Data | Estimated using an emission factor
2021 | KS | Goodland | 1280 | 10 | IC | OP | NA | NG |  | 1135.401 | 0.00023957 | 0.000422 | EIA Prime Mover-level Data | Estimated using an emission factor
2021 | KS | Goodland | 1280 | 11 | IC | OP | NA | NG |  | 2441.112 | 0.00051507 | 0.000422 | EIA Prime Mover-level Data | Estimated using an emission factor
2021 | KS | Goodland | 1280 | 12 | IC | OP | NA | NG |  | 567.701 | 0.00011978 | 0.000422 | EIA Prime Mover-level Data | Estimated using an emission factor
2021 | KS | Goodland | 1280 | 13 | IC | OP | NA | NG |  | 738.011 | 0.00015572 | 0.000422 | EIA Prime Mover-level Data | Estimated using an emission factor
2021 | KS | Goodland | 1280 | 3 | IC | OP | NA | DFO |  | 397.39 | 0.061595 | 0.31 | EIA Prime Mover-level Data | Estimated using an emission factor
2021 | KS | Goodland | 1280 | 6 | IC | OP | NA | NG |  | 1248.941 | 0.00026353 | 0.000422 | EIA Prime Mover-level Data | Estimated using an emission factor
2021 | KS | Goodland | 1280 | 7 | IC | OP | NA | NG |  | 1248.941 | 0.00026353 | 0.000422 | EIA Prime Mover-level Data | Estimated using an emission factor
2021 | KS | Goodland | 1280 | 8 | IC | OP | NA | NG |  | 2838.503 | 0.00059892 | 0.000422 | EIA Prime Mover-level Data | Estimated using an emission factor
2021 | KS | Herington | 1283 | 4B | IC | SB | NA | DFO
2021 | KS | Hill City | 1285 | 1 | IC | OP | NA | DFO |  | 2.261 | 0.00035046 | 0.31 | EIA Prime Mover-level Data | Estimated using an emission factor
2021 | KS | Hill City | 1285 | 2 | IC | OP | NA | DFO |  | 2.261 | 0.00035046 | 0.31 | EIA Prime Mover-level Data | Estimated using an emission factor
2021 | KS | Hill City | 1285 | 3 | IC | OP | NA | DFO |  | 1.043 | 0.00016166 | 0.31 | EIA Prime Mover-level Data | Estimated using an emission factor
2021 | KS | Hill City | 1285 | 4 | IC | OP | NA | DFO |  | 1.913 | 0.00029652 | 0.31 | EIA Prime Mover-level Data | Estimated using an emission factor
2021 | KS | Hill City | 1285 | 5 | IC | OP | NA | DFO |  | 2.261 | 0.00035046 | 0.31 | EIA Prime Mover-level Data | Estimated using an emission factor
2021 | KS | Hill City | 1285 | 6 | IC | OP | NA | DFO |  | 2.261 | 0.00035046 | 0.31 | EIA Prime Mover-level Data | Estimated using an emission factor
2021 | KS | Hoisington | 1286 | 2A | IC | OP | NA | DFO |  | 274.714 | 0.042581 | 0.31 | EIA Prime Mover-level Data | Estimated using an emission factor
2021 | KS | Hoisington | 1286 | 6 | IC | OP | NA | NG |  | 549.429 | 0.00011593 | 0.000422 | EIA Prime Mover-level Data | Estimated using an emission factor
2021 | KS | Hoisington | 1286 | 7 | IC | OP | NA | NG |  | 1098.857 | 0.00023186 | 0.000422 | EIA Prime Mover-level Data | Estimated using an emission factor
2021 | KS | Hoisington | 1286 | 8 | IC | RE | NA | NG |  | 1923 | 0.00040575 | 0.000422 | EIA Prime Mover-level Data | Estimated using an emission factor
2021 | KS | Holton | 1287 | 10 | IC | OP | NA | DFO |  | 2889.953 | 0.44794 | 0.31 | EIA Prime Mover-level Data | Estimated using an emission factor
2021 | KS | Holton | 1287 | 11 | IC | OP | NA | DFO |  | 3467.944 | 0.53753 | 0.31 | EIA Prime Mover-level Data | Estimated using an emission factor
2021 | KS | Holton | 1287 | 12 | IC | OP | NA | NG |  | 4479.428 | 0.00094516 | 0.000422 | EIA Prime Mover-level Data | Estimated using an emission factor
2021 | KS | Holton | 1287 | 13 | IC | OP | NA | NG |  | 4479.428 | 0.00094516 | 0.000422 | EIA Prime Mover-level Data | Estimated using an emission factor
2021 | KS | Holton | 1287 | 6 | IC | OP | NA | DFO |  | 2600.958 | 0.40315 | 0.31 | EIA Prime Mover-level Data | Estimated using an emission factor
2021 | KS | Holton | 1287 | 7 | IC | OP | NA | DFO |  | 4045.935 | 0.62712 | 0.31 | EIA Prime Mover-level Data | Estimated using an emission factor
2021 | KS | Holton | 1287 | 8 | IC | OP | NA | DFO |  | 6213.4 | 0.96308 | 0.31 | EIA Prime Mover-level Data | Estimated using an emission factor
2021 | KS | Holton | 1287 | 9 | IC | OP | NA | DFO |  | 2889.953 | 0.44794 | 0.31 | EIA Prime Mover-level Data | Estimated using an emission factor
2021 | KS | Iola | 1291 | 1 | IC | OP | NA | NG |  | 3097.952 | 0.00065367 | 0.000422 | EIA Prime Mover-level Data | Estimated using an emission factor
2021 | KS | Iola | 1291 | 10 | IC | OP | NA | DFO |  | 1672.894 | 0.2593 | 0.31 | EIA Prime Mover-level Data | Estimated using an emission factor
2021 | KS | Iola | 1291 | 14 | IC | OP | NA | DFO |  | 1239.181 | 0.19207 | 0.31 | EIA Prime Mover-level Data | Estimated using an emission factor
2021 | KS | Iola | 1291 | 15 | IC | OP | NA | DFO |  | 1239.181 | 0.19207 | 0.31 | EIA Prime Mover-level Data | Estimated using an emission factor
2021 | KS | Iola | 1291 | 16 | IC | OP | NA | DFO |  | 1115.263 | 0.17287 | 0.31 | EIA Prime Mover-level Data | Estimated using an emission factor
2021 | KS | Iola | 1291 | 2 | IC | OP | NA | NG |  | 3097.952 | 0.00065367 | 0.000422 | EIA Prime Mover-level Data | Estimated using an emission factor
2021 | KS | Iola | 1291 | 6 | IC | OP | NA | DFO |  | 1672.894 | 0.2593 | 0.31 | EIA Prime Mover-level Data | Estimated using an emission factor
2021 | KS | Iola | 1291 | 7 | IC | OP | NA | DFO |  | 1672.894 | 0.2593 | 0.31 | EIA Prime Mover-level Data | Estimated using an emission factor
2021 | KS | Iola | 1291 | 8 | IC | OP | NA | DFO |  | 1672.894 | 0.2593 | 0.31 | EIA Prime Mover-level Data | Estimated using an emission factor
2021 | KS | Iola | 1291 | 9 | IC | OP | NA | DFO |  | 1672.894 | 0.2593 | 0.31 | EIA Prime Mover-level Data | Estimated using an emission factor
2021 | KS | Jetmore | 1292 | 8 | IC | SB | NA | DFO |  | 2234 | 0.34627 | 0.31 | EIA Prime Mover-level Data | Estimated using an emission factor
2021 | KS | Kaw | 1294 | 1 | ST | OS | WALL | NG
2021 | KS | Kaw | 1294 | 2 | ST | OS | WALL | NG
2021 | KS | Kaw | 1294 | 3 | ST | OS | CYCLONE | NG
2021 | KS | Quindaro | 1295 | CT2 | GT | OP | CT | DFO | 219 | 113501 | 0.62823 | 0.01107 | EPA/CAMD | EPA/NEI | 1969
2021 | KS | Quindaro | 1295 | CT3 | GT | OP | CT | DFO | 229 | 112513.2 | 0.62277 | 0.01107 | EPA/CAMD | EPA/NEI | 1977
2021 | KS | Kingman Municipal Power and Light Plant | 1296 | 2 | IC | SB | NA | NG |  | 9219.152 | 0.0019452 | 0.000422 | EIA Prime Mover-level Data | Estimated using an emission factor
2021 | KS | Kingman Municipal Power and Light Plant | 1296 | 4 | IC | OP | NA | NG |  | 9219.152 | 0.0019452 | 0.000422 | EIA Prime Mover-level Data | Estimated using an emission factor
2021 | KS | Kingman Municipal Power and Light Plant | 1296 | 6 | IC | OP | NA | NG |  | 14666.832 | 0.0030947 | 0.000422 | EIA Prime Mover-level Data | Estimated using an emission factor
2021 | KS | Kingman Municipal Power and Light Plant | 1296 | 7 | IC | OP | NA | NG |  | 10057.257 | 0.0021221 | 0.000422 | EIA Prime Mover-level Data | Estimated using an emission factor
2021 | KS | Kingman Municipal Power and Light Plant | 1296 | 8 | IC | OP | NA | NG |  | 10476.309 | 0.0022105 | 0.000422 | EIA Prime Mover-level Data | Estimated using an emission factor
2021 | KS | Kingman Municipal Power and Light Plant | 1296 | 9 | IC | OP | NA | NG |  | 26400.298 | 0.0055705 | 0.000422 | EIA Prime Mover-level Data | Estimated using an emission factor
2021 | KS | La Crosse | 1297 | 1 | IC | OP | NA | DFO |  | 112 | 0.01736 | 0.31 | EIA Prime Mover-level Data | Estimated using an emission factor
2021 | KS | La Crosse | 1297 | 2 | IC | OP | NA | DFO |  | 112 | 0.01736 | 0.31 | EIA Prime Mover-level Data | Estimated using an emission factor
2021 | KS | La Crosse | 1297 | 5 | IC | OP | NA | DFO |  | 152.727 | 0.023673 | 0.31 | EIA Prime Mover-level Data | Estimated using an emission factor
2021 | KS | La Crosse | 1297 | 6 | IC | OP | NA | DFO |  | 183.273 | 0.028407 | 0.31 | EIA Prime Mover-level Data | Estimated using an emission factor
2021 | KS | Larned | 1299 | CAT | IC | OP | NA | DFO |  | 241.22 | 0.037389 | 0.31 | EIA Prime Mover-level Data | Estimated using an emission factor
2021 | KS | Larned | 1299 | CAT1 | IC | OP | NA | DFO |  | 241.22 | 0.037389 | 0.31 | EIA Prime Mover-level Data | Estimated using an emission factor
2021 | KS | Larned | 1299 | CAT2 | IC | OP | NA | DFO |  | 241.22 | 0.037389 | 0.31 | EIA Prime Mover-level Data | Estimated using an emission factor
2021 | KS | Larned | 1299 | CAT3 | IC | OP | NA | DFO |  | 241.22 | 0.037389 | 0.31 | EIA Prime Mover-level Data | Estimated using an emission factor
2021 | KS | Larned | 1299 | CAT4 | IC | OP | NA | DFO |  | 241.22 | 0.037389 | 0.31 | EIA Prime Mover-level Data | Estimated using an emission factor
2021 | KS | Larned | 1299 | IC5 | IC | OP | NA | DFO |  | 771.902 | 0.11964 | 0.31 | EIA Prime Mover-level Data | Estimated using an emission factor
2021 | KS | Lincoln | 1300 | 1 | IC | SB | NA | DFO |  | 179.683 | 0.027851 | 0.31 | EIA Prime Mover-level Data | Estimated using an emission factor
2021 | KS | Lincoln | 1300 | 2 | IC | SB | NA | DFO |  | 179.683 | 0.027851 | 0.31 | EIA Prime Mover-level Data | Estimated using an emission factor
2021 | KS | Lincoln | 1300 | 4 | IC | SB | NA | DFO |  | 96.752 | 0.014997 | 0.31 | EIA Prime Mover-level Data | Estimated using an emission factor
2021 | KS | Lincoln | 1300 | 5 | IC | RE | NA | DFO |  | 179.683 | 0.027851 | 0.31 | EIA Prime Mover-level Data | Estimated using an emission factor
2021 | KS | Lincoln | 1300 | 7 | IC | SB | NA | DFO |  | 483.762 | 0.074983 | 0.31 | EIA Prime Mover-level Data | Estimated using an emission factor
2021 | KS | Lincoln | 1300 | 8 | IC | SB | NA | DFO |  | 276.436 | 0.042848 | 0.31 | EIA Prime Mover-level Data | Estimated using an emission factor
2021 | KS | McPherson 2 | 1305 | GT1 | GT | OP | CT | NG | 488 | 218021.5 | 0.91324 | 0.0083775 | EPA/CAMD | EPA/NEI | 1973
2021 | KS | McPherson 2 | 1305 | GT2 | GT | OP | CT | DFO | 335 | 157821.9 | 0.83146 | 0.010537 | EPA/CAMD | EPA/NEI | 1976
2021 | KS | McPherson 2 | 1305 | GT3 | GT | OP | CT | NG | 522 | 227298.8 | 0.9529 | 0.0083846 | EPA/CAMD | EPA/NEI | 1979
2021 | KS | Meade | 1306 | 2 | IC | OP | NA | NG |  | 292.61 | 6.1741e-05 | 0.000422 | EIA Prime Mover-level Data | Estimated using an emission factor
2021 | KS | Meade | 1306 | 3 | IC | OP | NA | NG |  | 357.634 | 7.5461e-05 | 0.000422 | EIA Prime Mover-level Data | Estimated using an emission factor
2021 | KS | Meade | 1306 | 4 | IC | OP | NA | NG |  | 455.171 | 9.6041e-05 | 0.000422 | EIA Prime Mover-level Data | Estimated using an emission factor
2021 | KS | Meade | 1306 | 5 | IC | OP | NA | DFO |  | 682.756 | 0.10583 | 0.31 | EIA Prime Mover-level Data | Estimated using an emission factor
2021 | KS | Meade | 1306 | 6 | IC | OP | NA | NG |  | 877.829 | 0.00018522 | 0.000422 | EIA Prime Mover-level Data | Estimated using an emission factor
2021 | KS | Minneapolis City of | 1307 | 3 | IC | OP | NA | NG |  | 272 | 5.7392e-05 | 0.000422 | EIA Prime Mover-level Data | Estimated using an emission factor
2021 | KS | Minneapolis City of | 1307 | 4 | IC | OP | NA | NG |  | 146.462 | 3.0903e-05 | 0.000422 | EIA Prime Mover-level Data | Estimated using an emission factor
2021 | KS | Minneapolis City of | 1307 | 5 | IC | OP | NA | NG |  | 439.385 | 9.271e-05 | 0.000422 | EIA Prime Mover-level Data | Estimated using an emission factor
2021 | KS | Minneapolis City of | 1307 | 6 | IC | OP | NA | NG |  | 627.692 | 0.00013244 | 0.000422 | EIA Prime Mover-level Data | Estimated using an emission factor
2021 | KS | Minneapolis City of | 1307 | 7 | IC | OP | NA | DFO |  | 418.462 | 0.064862 | 0.31 | EIA Prime Mover-level Data | Estimated using an emission factor
2021 | KS | Oberlin (KS) | 1312 | 1 | IC | SB | NA | DFO |  | 185.725 | 0.028787 | 0.31 | EIA Prime Mover-level Data | Estimated using an emission factor
2021 | KS | Oberlin (KS) | 1312 | 2 | IC | SB | NA | DFO |  | 135.072 | 0.020936 | 0.31 | EIA Prime Mover-level Data | Estimated using an emission factor
2021 | KS | Oberlin (KS) | 1312 | 4 | IC | SB | NA | DFO |  | 253.261 | 0.039255 | 0.31 | EIA Prime Mover-level Data | Estimated using an emission factor
2021 | KS | Oberlin (KS) | 1312 | 5 | IC | SB | NA | DFO |  | 337.681 | 0.052341 | 0.31 | EIA Prime Mover-level Data | Estimated using an emission factor
2021 | KS | Oberlin (KS) | 1312 | 6 | IC | SB | NA | DFO |  | 253.261 | 0.039255 | 0.31 | EIA Prime Mover-level Data | Estimated using an emission factor
2021 | KS | Osage City | 1313 | 1 | IC | OP | NA | NG |  | 533.803 | 0.00011263 | 0.000422 | EIA Prime Mover-level Data | Estimated using an emission factor
2021 | KS | Osage City | 1313 | 10 | IC | RE | NA | DFO |  | 388.22 | 0.060174 | 0.31 | EIA Prime Mover-level Data | Estimated using an emission factor
2021 | KS | Osage City | 1313 | 2 | IC | OP | NA | NG |  | 582.331 | 0.00012287 | 0.000422 | EIA Prime Mover-level Data | Estimated using an emission factor
2021 | KS | Osage City | 1313 | 4 | IC | OP | NA | NG |  | 970.551 | 0.00020479 | 0.000422 | EIA Prime Mover-level Data | Estimated using an emission factor
2021 | KS | Osage City | 1313 | 5 | IC | OP | NA | NG |  | 970.551 | 0.00020479 | 0.000422 | EIA Prime Mover-level Data | Estimated using an emission factor
2021 | KS | Osage City | 1313 | 7 | IC | OP | NA | NG |  | 824.969 | 0.00017407 | 0.000422 | EIA Prime Mover-level Data | Estimated using an emission factor
2021 | KS | Osage City | 1313 | 8 | IC | RE | NA | DFO |  | 388.22 | 0.060174 | 0.31 | EIA Prime Mover-level Data | Estimated using an emission factor
2021 | KS | Osage City | 1313 | IC3 | IC | OP | NA | NG |  | 970.551 | 0.00020479 | 0.000422 | EIA Prime Mover-level Data | Estimated using an emission factor
2021 | KS | Osage City | 1313 | IC6 | IC | OP | NA | NG |  | 533.803 | 0.00011263 | 0.000422 | EIA Prime Mover-level Data | Estimated using an emission factor
2021 | KS | Osawatomie City of | 1314 | 2 | IC | SB | NA | DFO |  | 993.879 | 0.15405 | 0.31 | EIA Prime Mover-level Data | Estimated using an emission factor
2021 | KS | Osawatomie City of | 1314 | 4 | IC | SB | NA | DFO |  | 518.545 | 0.080374 | 0.31 | EIA Prime Mover-level Data | Estimated using an emission factor
2021 | KS | Osawatomie City of | 1314 | 5 | IC | SB | NA | DFO |  | 1339.576 | 0.20763 | 0.31 | EIA Prime Mover-level Data | Estimated using an emission factor
2021 | KS | Osborne | 1315 | 1 | IC | SB | NA | DFO |  | 274.704 | 0.042579 | 0.31 | EIA Prime Mover-level Data | Estimated using an emission factor
2021 | KS | Osborne | 1315 | 2 | IC | SB | NA | DFO |  | 238.873 | 0.037025 | 0.31 | EIA Prime Mover-level Data | Estimated using an emission factor
2021 | KS | Osborne | 1315 | 3 | IC | SB | NA | DFO |  | 131.38 | 0.020364 | 0.31 | EIA Prime Mover-level Data | Estimated using an emission factor
2021 | KS | Osborne | 1315 | 6 | IC | SB | NA | NG |  | 59.718 | 1.26e-05 | 0.000422 | EIA Prime Mover-level Data | Estimated using an emission factor
2021 | KS | Osborne | 1315 | 7 | IC | SB | NA | NG |  | 59.718 | 1.26e-05 | 0.000422 | EIA Prime Mover-level Data | Estimated using an emission factor
2021 | KS | Osborne | 1315 | 8 | IC | SB | NA | NG |  | 83.606 | 1.7641e-05 | 0.000422 | EIA Prime Mover-level Data | Estimated using an emission factor
2021 | KS | Ottawa | 1316 | IC3 | IC | OP | NA | NG |  | 6302.333 | 0.0013298 | 0.000422 | EIA Prime Mover-level Data | Estimated using an emission factor
2021 | KS | Ottawa | 1316 | IC4 | IC | OP | NA | NG |  | 5961.667 | 0.0012579 | 0.000422 | EIA Prime Mover-level Data | Estimated using an emission factor
2021 | KS | Ottawa | 1316 | IC6 | IC | OP | NA | NG |  | 10220 | 0.0021564 | 0.000422 | EIA Prime Mover-level Data | Estimated using an emission factor
2021 | KS | Ottawa | 1316 | IC7 | IC | OP | NA | NG |  | 10220 | 0.0021564 | 0.000422 | EIA Prime Mover-level Data | Estimated using an emission factor
2021 | KS | Pratt | 1317 | 5 | ST | OP | NA | NG |  | 7883 | 0.037483 | 0.0095098 | EIA Unit-level Data | NEI avg EF - PM, fuel type
2021 | KS | Pratt | 1317 | IC1 | IC | OP | NA | DFO |  | 47 | 0.007285 | 0.31 | EIA Prime Mover-level Data | Estimated using an emission factor
2021 | KS | Russell Downtown | 1319 | 11 | IC | OP | NA | NG |  | 1284.994 | 0.00027113 | 0.000422 | EIA Prime Mover-level Data | Estimated using an emission factor
2021 | KS | Russell Downtown | 1319 | 12 | IC | OP | NA | NG |  | 1284.994 | 0.00027113 | 0.000422 | EIA Prime Mover-level Data | Estimated using an emission factor
2021 | KS | Russell Downtown | 1319 | 7 | IC | OP | NA | NG |  | 1249.299 | 0.0002636 | 0.000422 | EIA Prime Mover-level Data | Estimated using an emission factor
2021 | KS | Russell Downtown | 1319 | 8 | IC | OP | NA | DFO |  | 892.357 | 0.13832 | 0.31 | EIA Prime Mover-level Data | Estimated using an emission factor
2021 | KS | Russell Downtown | 1319 | 9 | IC | OP | NA | DFO |  | 892.357 | 0.13832 | 0.31 | EIA Prime Mover-level Data | Estimated using an emission factor
2021 | KS | Sabetha Power Plant | 1320 | 11 | IC | OP | NA | DFO |  | 382.982 | 0.059362 | 0.31 | EIA Prime Mover-level Data | Estimated using an emission factor
2021 | KS | Sabetha Power Plant | 1320 | 12 | IC | OP | NA | NG |  | 561.706 | 0.00011852 | 0.000422 | EIA Prime Mover-level Data | Estimated using an emission factor
2021 | KS | Sabetha Power Plant | 1320 | 2 | IC | OP | NA | DFO |  | 191.491 | 0.029681 | 0.31 | EIA Prime Mover-level Data | Estimated using an emission factor
2021 | KS | Sabetha Power Plant | 1320 | 3 | IC | OP | NA | DFO |  | 102.128 | 0.01583 | 0.31 | EIA Prime Mover-level Data | Estimated using an emission factor
2021 | KS | Sabetha Power Plant | 1320 | 4 | IC | OP | NA | DFO |  | 127.661 | 0.019787 | 0.31 | EIA Prime Mover-level Data | Estimated using an emission factor
2021 | KS | Sabetha Power Plant | 1320 | 5 | IC | OP | NA | DFO |  | 178.725 | 0.027702 | 0.31 | EIA Prime Mover-level Data | Estimated using an emission factor
2021 | KS | Sabetha Power Plant | 1320 | 6 | IC | OP | NA | DFO |  | 178.725 | 0.027702 | 0.31 | EIA Prime Mover-level Data | Estimated using an emission factor
2021 | KS | Sabetha Power Plant | 1320 | 7 | IC | OP | NA | DFO |  | 280.853 | 0.043532 | 0.31 | EIA Prime Mover-level Data | Estimated using an emission factor
2021 | KS | Sabetha Power Plant | 1320 | 8 | IC | OP | NA | DFO |  | 319.151 | 0.049468 | 0.31 | EIA Prime Mover-level Data | Estimated using an emission factor
2021 | KS | Sabetha Power Plant | 1320 | IC10 | IC | OP | NA | DFO |  | 319.151 | 0.049468 | 0.31 | EIA Prime Mover-level Data | Estimated using an emission factor
2021 | KS | Sabetha Power Plant | 1320 | IC9 | IC | OP | NA | DFO |  | 140.427 | 0.021766 | 0.31 | EIA Prime Mover-level Data | Estimated using an emission factor
2021 | KS | St Francis | 1321 | 2 | IC | OP | NA | DFO
2021 | KS | St Francis | 1321 | 4 | IC | OP | NA | DFO
2021 | KS | St Francis | 1321 | 5 | IC | OP | NA | DFO
2021 | KS | St John | 1322 | 2 | IC | OP | NA | DFO |  | 223.6 | 0.034658 | 0.31 | EIA Prime Mover-level Data | Estimated using an emission factor
2021 | KS | St John | 1322 | 4 | IC | OP | NA | DFO |  | 292.4 | 0.045322 | 0.31 | EIA Prime Mover-level Data | Estimated using an emission factor
2021 | KS | St John | 1322 | 5 | IC | OP | NA | DFO |  | 344 | 0.05332 | 0.31 | EIA Prime Mover-level Data | Estimated using an emission factor
2021 | KS | Sharon Spring | 1324 | 1 | IC | OP | NA | NG |  | 776 | 0.00016374 | 0.000422 | EIA Prime Mover-level Data | Estimated using an emission factor
2021 | KS | Sharon Spring | 1324 | 2 | IC | OP | NA | NG |  | 776 | 0.00016374 | 0.000422 | EIA Prime Mover-level Data | Estimated using an emission factor
2021 | KS | Sharon Spring | 1324 | 3 | IC | OP | NA | NG |  | 310.4 | 6.5494e-05 | 0.000422 | EIA Prime Mover-level Data | Estimated using an emission factor
2021 | KS | Sharon Spring | 1324 | 4 | IC | OP | NA | NG |  | 465.6 | 9.8242e-05 | 0.000422 | EIA Prime Mover-level Data | Estimated using an emission factor
2021 | KS | Stafford | 1325 | 4 | IC | OP | NA | DFO
2021 | KS | Stafford | 1325 | 5 | IC | OP | NA | DFO
2021 | KS | Sterling | 1326 | 1 | IC | OP | NA | DFO |  | 477.816 | 0.074061 | 0.31 | EIA Prime Mover-level Data | Estimated using an emission factor
2021 | KS | Sterling | 1326 | 2 | IC | OP | NA | DFO |  | 159.272 | 0.024687 | 0.31 | EIA Prime Mover-level Data | Estimated using an emission factor
2021 | KS | Sterling | 1326 | 3 | IC | OP | NA | DFO |  | 955.631 | 0.14812 | 0.31 | EIA Prime Mover-level Data | Estimated using an emission factor
2021 | KS | Sterling | 1326 | 4 | IC | OP | NA | DFO |  | 350.398 | 0.054312 | 0.31 | EIA Prime Mover-level Data | Estimated using an emission factor
2021 | KS | Sterling | 1326 | 5 | IC | OP | NA | DFO |  | 445.961 | 0.069124 | 0.31 | EIA Prime Mover-level Data | Estimated using an emission factor
2021 | KS | Sterling | 1326 | 6 | IC | OP | NA | DFO |  | 445.961 | 0.069124 | 0.31 | EIA Prime Mover-level Data | Estimated using an emission factor
2021 | KS | Sterling | 1326 | 7 | IC | OP | NA | DFO |  | 445.961 | 0.069124 | 0.31 | EIA Prime Mover-level Data | Estimated using an emission factor
2021 | KS | Stockton | 1327 | 1 | IC | OP | NA | DFO |  | 301.6 | 0.046748 | 0.31 | EIA Prime Mover-level Data | Estimated using an emission factor
2021 | KS | Stockton | 1327 | 2 | IC | OP | NA | DFO |  | 301.6 | 0.046748 | 0.31 | EIA Prime Mover-level Data | Estimated using an emission factor
2021 | KS | Stockton | 1327 | 3 | IC | OP | NA | DFO |  | 548.364 | 0.084996 | 0.31 | EIA Prime Mover-level Data | Estimated using an emission factor
2021 | KS | Stockton | 1327 | 5 | IC | OP | NA | DFO |  | 356.436 | 0.055248 | 0.31 | EIA Prime Mover-level Data | Estimated using an emission factor
2021 | KS | Wamego | 1328 | 1 | IC | OP | NA | NG |  | 548.993 | 0.00011584 | 0.000422 | EIA Prime Mover-level Data | Estimated using an emission factor
2021 | KS | Wamego | 1328 | 10 | IC | OP | NA | NG |  | 1351.368 | 0.00028514 | 0.000422 | EIA Prime Mover-level Data | Estimated using an emission factor
2021 | KS | Wamego | 1328 | 3 | IC | OP | NA | NG |  | 548.993 | 0.00011584 | 0.000422 | EIA Prime Mover-level Data | Estimated using an emission factor
2021 | KS | Wamego | 1328 | 4 | IC | OP | NA | NG |  | 464.533 | 9.8016e-05 | 0.000422 | EIA Prime Mover-level Data | Estimated using an emission factor
2021 | KS | Wamego | 1328 | 5 | IC | OP | NA | NG |  | 844.605 | 0.00017821 | 0.000422 | EIA Prime Mover-level Data | Estimated using an emission factor
2021 | KS | Wamego | 1328 | 6 | IC | OP | NA | NG |  | 1013.526 | 0.00021385 | 0.000422 | EIA Prime Mover-level Data | Estimated using an emission factor
2021 | KS | Wamego | 1328 | 7 | IC | OP | NA | NG |  | 548.993 | 0.00011584 | 0.000422 | EIA Prime Mover-level Data | Estimated using an emission factor
2021 | KS | Wamego | 1328 | 8 | IC | OP | NA | NG |  | 548.993 | 0.00011584 | 0.000422 | EIA Prime Mover-level Data | Estimated using an emission factor
2021 | KS | Wamego | 1328 | 9 | IC | OP | NA | NG |  | 548.993 | 0.00011584 | 0.000422 | EIA Prime Mover-level Data | Estimated using an emission factor
2021 | KS | Washington | 1329 | 1 | IC | OP | NA | DFO |  | 148.584 | 0.023031 | 0.31 | EIA Prime Mover-level Data | Estimated using an emission factor
2021 | KS | Washington | 1329 | 2 | IC | OP | NA | DFO |  | 123.82 | 0.019192 | 0.31 | EIA Prime Mover-level Data | Estimated using an emission factor
2021 | KS | Washington | 1329 | 3 | IC | OP | NA | DFO |  | 111.438 | 0.017273 | 0.31 | EIA Prime Mover-level Data | Estimated using an emission factor
2021 | KS | Washington | 1329 | 5 | IC | OP | NA | DFO |  | 74.292 | 0.011515 | 0.31 | EIA Prime Mover-level Data | Estimated using an emission factor
2021 | KS | Washington | 1329 | 6 | IC | OP | NA | DFO |  | 185.73 | 0.028788 | 0.31 | EIA Prime Mover-level Data | Estimated using an emission factor
2021 | KS | Washington | 1329 | 7 | IC | OP | NA | DFO |  | 136.202 | 0.021111 | 0.31 | EIA Prime Mover-level Data | Estimated using an emission factor
2021 | KS | Washington | 1329 | IC4 | IC | OP | NA | DFO |  | 321.933 | 0.0499 | 0.31 | EIA Prime Mover-level Data | Estimated using an emission factor
2021 | KS | Wellington 1 | 1330 | 4 | ST | OP | NA | NG |  | 8479.685 | 0.04032 | 0.0095098 | EIA Unit-level Data | NEI avg EF - PM, fuel type
2021 | KS | Wellington 1 | 1330 | 7 | IC | OP | NA | DFO |  | 76.5 | 0.011857 | 0.31 | EIA Prime Mover-level Data | Estimated using an emission factor
2021 | KS | Wellington 1 | 1330 | 8 | IC | OP | NA | DFO |  | 76.5 | 0.011857 | 0.31 | EIA Prime Mover-level Data | Estimated using an emission factor
2021 | KS | West 14th Street | 1332 | GT1 | GT | OP | NA | NG |  | 22250 | 0.089184 | 0.0080165 | EIA Prime Mover-level Data | NEI avg EF - PM, fuel type
2021 | KS | Garden City | 1336 | S-2 | ST | OP | TANGENTIAL | NG | 113 | 32274.13 | 0.11085 | 0.006869 | EPA/CAMD | EPA/NEI | 1973
2021 | KS | Garden City | 1336 | S-4 | GT | OP | CT | NG | 325 | 91908.625 | 0.3033 | 0.0066 | EPA/CAMD | EPA/NEI | 1976
2021 | KS | Garden City | 1336 | S-5 | GT | OP | CT | NG | 323 | 101344.355 | 0.33444 | 0.0066001 | EPA/CAMD | EPA/NEI | 1979
2021 | KY | Big Sandy | 1353 | BSU1 | ST | OP | WALL | NG | 3694 | 5683037.488 | 86.8976 | 0.030581 | EPA/CAMD | EPA/NEI | 1963
2021 | KY | Dix Dam | 1354 | 1 | HY | OP | NA | WAT |  | 262271.333 |  |  | EIA Prime Mover-level Data
2021 | KY | Dix Dam | 1354 | 2 | HY | OP | NA | WAT |  | 262271.333 |  |  | EIA Prime Mover-level Data
2021 | KY | Dix Dam | 1354 | 3 | HY | OP | NA | WAT |  | 262271.333 |  |  | EIA Prime Mover-level Data
2021 | KY | E W Brown | 1355 | 10 | GT | OP | CT | NG | 151 | 123280.706 | 0.85234 | 0.013828 | EPA/CAMD | EPA/NEI | 1995
2021 | KY | E W Brown | 1355 | 11 | GT | OP | CT | NG | 117 | 108280.771 | 0.37552 | 0.0069361 | EPA/CAMD | EPA/NEI | 1996
2021 | KY | E W Brown | 1355 | 3 | ST | OP | TANGENTIAL | BIT | 5560 | 11659652.36 | 1319.8725 | 0.2264 | EPA/CAMD | EPA/NEI | 1971
2021 | KY | E W Brown | 1355 | 5 | GT | OP | CT | NG | 326 | 261309.69 | 1.2561 | 0.0096139 | EPA/CAMD | EPA/NEI | 2001
2021 | KY | E W Brown | 1355 | 6 | GT | OP | CT | NG | 647 | 760976.084 | 2.8556 | 0.007505 | EPA/CAMD | EPA/NEI | 1999
2021 | KY | E W Brown | 1355 | 7 | GT | OP | CT | NG | 498 | 570952.782 | 1.9872 | 0.0069611 | EPA/CAMD | EPA/NEI | 1999
2021 | KY | E W Brown | 1355 | 8 | GT | OP | CT | NG | 184 | 151171.104 | 0.50429 | 0.0066717 | EPA/CAMD | EPA/NEI | 1995
2021 | KY | E W Brown | 1355 | 9 | GT | OP | CT | NG | 171 | 126367.988 | 0.96339 | 0.015247 | EPA/CAMD | EPA/NEI | 1995
2021 | KY | E W Brown | 1355 | SOLAR | PV | OP | NA | SUN |  | 146150 |  |  | EIA Prime Mover-level Data
2021 | KY | Ghent | 1356 | 1 | ST | OP | TANGENTIAL | RC | 6706 | 27871685.19 | 437.5854 | 0.0314 | EPA/CAMD | EPA/NEI | 1974
2021 | KY | Ghent | 1356 | 2 | ST | OP | TANGENTIAL | RC | 7332 | 26183411.032 | 2963.962 | 0.2264 | EPA/CAMD | EPA/NEI | 1977
2021 | KY | Ghent | 1356 | 3 | ST | OP | WALL | RC | 7948 | 29476557.207 | 462.7819 | 0.0314 | EPA/CAMD | EPA/NEI | 1981
2021 | KY | Ghent | 1356 | 4 | ST | OP | WALL | RC | 7693 | 27153915.767 | 426.3165 | 0.0314 | EPA/CAMD | EPA/NEI | 1984
2021 | KY | Haefling | 1358 | 1 | GT | OP | NA | NG |  | 1072.5 | 0.0042988 | 0.0080165 | EIA Prime Mover-level Data | NEI avg EF - PM, fuel type
2021 | KY | Haefling | 1358 | 2 | GT | OP | NA | NG |  | 1072.5 | 0.0042988 | 0.0080165 | EIA Prime Mover-level Data | NEI avg EF - PM, fuel type
2021 | KY | Mother Ann Lee | 1359 | 1 | HY | OP | NA | WAT |  | 32518.667 |  |  | EIA Prime Mover-level Data
2021 | KY | Mother Ann Lee | 1359 | 2 | HY | OP | NA | WAT |  | 32518.667 |  |  | EIA Prime Mover-level Data
2021 | KY | Mother Ann Lee | 1359 | 3 | HY | OP | NA | WAT |  | 32518.667 |  |  | EIA Prime Mover-level Data
2021 | KY | Cane Run | 1363 | 7A | CT | OP | CC | NG | 7909 | 16307109.513 | 6.8901 | 0.00084505 | EPA/CAMD | EPA/NEI | 2015
2021 | KY | Cane Run | 1363 | 7B | CT | OP | CC | NG | 8018 | 16503079.973 | 6.8901 | 0.00083501 | EPA/CAMD | EPA/NEI | 2015
2021 | KY | Mill Creek | 1364 | 1 | ST | OP | TANGENTIAL | RC | 6055 | 13257899.604 | 147.6933 | 0.02228 | EPA/CAMD | EPA/NEI | 1972
2021 | KY | Mill Creek | 1364 | 2 | ST | OP | TANGENTIAL | RC | 5045 | 10979724.375 | 122.3105 | 0.022279 | EPA/CAMD | EPA/NEI | 1974
2021 | KY | Mill Creek | 1364 | 3 | ST | OP | WALL | RC | 7413 | 22689194.686 | 232.9089 | 0.02053 | EPA/CAMD | EPA/NEI | 1978
2021 | KY | Mill Creek | 1364 | 4 | ST | OP | WALL | RC | 7894 | 29863290.98 | 328.712 | 0.022014 | EPA/CAMD | EPA/NEI | 1982
2021 | KY | Ohio Falls | 1365 | 1 | HY | OP | NA | WAT |  | 290404.125 |  |  | EIA Prime Mover-level Data
2021 | KY | Ohio Falls | 1365 | 2 | HY | OP | NA | WAT |  | 290404.125 |  |  | EIA Prime Mover-level Data
2021 | KY | Ohio Falls | 1365 | 3 | HY | OP | NA | WAT |  | 290404.125 |  |  | EIA Prime Mover-level Data
2021 | KY | Ohio Falls | 1365 | 4 | HY | OP | NA | WAT |  | 290404.125 |  |  | EIA Prime Mover-level Data
2021 | KY | Ohio Falls | 1365 | 5 | HY | OP | NA | WAT |  | 290404.125 |  |  | EIA Prime Mover-level Data
2021 | KY | Ohio Falls | 1365 | 6 | HY | OP | NA | WAT |  | 290404.125 |  |  | EIA Prime Mover-level Data
2021 | KY | Ohio Falls | 1365 | 7 | HY | OP | NA | WAT |  | 290404.125 |  |  | EIA Prime Mover-level Data
2021 | KY | Ohio Falls | 1365 | 8 | HY | OP | NA | WAT |  | 290404.125 |  |  | EIA Prime Mover-level Data
2021 | KY | Paddy's Run | 1366 | 12 | GT | OP | CT | NG | 10 | 4380 | 0.00078095 | 0.0003566 | EPA/CAMD | EPA/NEI | 1968
2021 | KY | Paddy's Run | 1366 | 13 | GT | OP | CT | NG | 418 | 427276.625 | 0.16317 | 0.00076375 | EPA/CAMD | EPA/NEI | 2001
2021 | KY | Zorn | 1368 | 1 | GT | RE | NA | NG
2021 | KY | Barkley | 1371 | 1 | HY | OP | NA | WAT |  | 1368619.75 |  |  | EIA Prime Mover-level Data
2021 | KY | Barkley | 1371 | 2 | HY | OP | NA | WAT |  | 1368619.75 |  |  | EIA Prime Mover-level Data
2021 | KY | Barkley | 1371 | 3 | HY | OP | NA | WAT |  | 1368619.75 |  |  | EIA Prime Mover-level Data
2021 | KY | Barkley | 1371 | 4 | HY | OP | NA | WAT |  | 1368619.75 |  |  | EIA Prime Mover-level Data
2021 | KY | Paris (KY) | 1376 | 1 | IC | OP | NA | DFO |  | 58.33 | 0.0090411 | 0.31 | EIA Prime Mover-level Data | Estimated using an emission factor
2021 | KY | Paris (KY) | 1376 | 2 | IC | OP | NA | DFO |  | 58.33 | 0.0090411 | 0.31 | EIA Prime Mover-level Data | Estimated using an emission factor
2021 | KY | Paris (KY) | 1376 | 3 | IC | OP | NA | DFO |  | 31.409 | 0.0048684 | 0.31 | EIA Prime Mover-level Data | Estimated using an emission factor
2021 | KY | Paris (KY) | 1376 | 4 | IC | OP | NA | DFO |  | 40.383 | 0.0062594 | 0.31 | EIA Prime Mover-level Data | Estimated using an emission factor
2021 | KY | Paris (KY) | 1376 | 5 | IC | OP | NA | DFO |  | 49.357 | 0.0076503 | 0.31 | EIA Prime Mover-level Data | Estimated using an emission factor
2021 | KY | Paris (KY) | 1376 | 6 | IC | OP | NA | DFO |  | 139.096 | 0.02156 | 0.31 | EIA Prime Mover-level Data | Estimated using an emission factor
2021 | KY | Paris (KY) | 1376 | 7 | IC | OP | NA | DFO |  | 139.096 | 0.02156 | 0.31 | EIA Prime Mover-level Data | Estimated using an emission factor
2021 | KY | Kentucky Dam | 1377 | 1 | HY | OP | NA | WAT |  | 2391272.253 |  |  | EIA Prime Mover-level Data
2021 | KY | Kentucky Dam | 1377 | 2 | HY | OP | NA | WAT |  | 2273317.12 |  |  | EIA Prime Mover-level Data
2021 | KY | Kentucky Dam | 1377 | 3 | HY | OP | NA | WAT |  | 2273317.12 |  |  | EIA Prime Mover-level Data
2021 | KY | Kentucky Dam | 1377 | 4 | HY | OP | NA | WAT |  | 2391272.253 |  |  | EIA Prime Mover-level Data
2021 | KY | Kentucky Dam | 1377 | 5 | HY | OP | NA | WAT |  | 2391272.253 |  |  | EIA Prime Mover-level Data
2021 | KY | Paradise | 1378 | PCC1 | CT | OP | CC | NG | 7965 | 15291790.613 | 85.0797 | 0.011128 | EPA/CAMD | EPA/NEI | 2016
2021 | KY | Paradise | 1378 | PCC2 | CT | OP | CC | NG | 7963 | 15304778.826 | 83.985 | 0.010975 | EPA/CAMD | EPA/NEI | 2016
2021 | KY | Paradise | 1378 | PCC3 | CT | OP | CC | NG | 7953 | 15272359.685 | 84.7007 | 0.011092 | EPA/CAMD | EPA/NEI | 2016
2021 | KY | Shawnee | 1379 | 1 | ST | OP | WALL | SUB | 8515 | 8749462.45 | 944.5045 | 0.2159 | EPA/CAMD | EPA/NEI | 1953
2021 | KY | Shawnee | 1379 | 2 | ST | OP | WALL | SUB | 8474 | 8188764.958 | 883.977 | 0.2159 | EPA/CAMD | EPA/NEI | 1953
2021 | KY | Shawnee | 1379 | 3 | ST | OP | WALL | SUB | 6562 | 6485179.32 | 700.075 | 0.2159 | EPA/CAMD | EPA/NEI | 1953
2021 | KY | Shawnee | 1379 | 4 | ST | OP | WALL | SUB | 6340 | 6982535.436 | 753.7645 | 0.2159 | EPA/CAMD | EPA/NEI | 1954
2021 | KY | Shawnee | 1379 | 5 | ST | OP | WALL | SUB | 8422 | 8918118.318 | 962.711 | 0.2159 | EPA/CAMD | EPA/NEI | 1954
2021 | KY | Shawnee | 1379 | 6 | ST | OP | WALL | SUB | 6554 | 7229859.474 | 780.4635 | 0.2159 | EPA/CAMD | EPA/NEI | 1954
2021 | KY | Shawnee | 1379 | 7 | ST | OP | WALL | SUB | 7073 | 7716329.66 | 832.978 | 0.2159 | EPA/CAMD | EPA/NEI | 1954
2021 | KY | Shawnee | 1379 | 8 | ST | OP | WALL | SUB | 8182 | 8511478.775 | 918.814 | 0.2159 | EPA/CAMD | EPA/NEI | 1955
2021 | KY | Shawnee | 1379 | 9 | ST | OP | WALL | SUB | 8732 | 8714036.064 | 940.68 | 0.2159 | EPA/CAMD | EPA/NEI | 1955
2021 | KY | Wolf Creek | 1380 | 1 | HY | OP | NA | WAT |  | 1280335.167 |  |  | EIA Prime Mover-level Data
2021 | KY | Wolf Creek | 1380 | 2 | HY | OP | NA | WAT |  | 1280335.167 |  |  | EIA Prime Mover-level Data
2021 | KY | Wolf Creek | 1380 | 3 | HY | OP | NA | WAT |  | 1280335.167 |  |  | EIA Prime Mover-level Data
2021 | KY | Wolf Creek | 1380 | 4 | HY | OP | NA | WAT |  | 1280335.167 |  |  | EIA Prime Mover-level Data
2021 | KY | Wolf Creek | 1380 | 5 | HY | OP | NA | WAT |  | 1280335.167 |  |  | EIA Prime Mover-level Data
2021 | KY | Wolf Creek | 1380 | 6 | HY | OP | NA | WAT |  | 1280335.167 |  |  | EIA Prime Mover-level Data
2021 | KY | Robert Reid | 1383 | RT | GT | OP | CT | OG | 215 | 78405.6 | 0.45161 | 0.01152 | EPA/CAMD | EPA/NEI | 1976
2021 | KY | John S. Cooper | 1384 | 1 | ST | OP | WALL | BIT | 1908 | 1334739.682 | 151.0925 | 0.2264 | EPA/CAMD | EPA/NEI | 1965
2021 | KY | John S. Cooper | 1384 | 2 | ST | OP | WALL | BIT | 2556 | 3807477.273 | 431.0064 | 0.2264 | EPA/CAMD | EPA/NEI | 1969
2021 | LA | Louisiana 1 | 1391 | 1A | ST | OP | TANGENTIAL | PRG | 8691 | 3299158.552 | 12.2951 | 0.0074535 | EPA/CAMD | EPA/NEI | 1951
2021 | LA | Louisiana 1 | 1391 | 2A | ST | OP | TANGENTIAL | PRG | 8294 | 3399815.969 | 12.6674 | 0.0074518 | EPA/CAMD | EPA/NEI | 1951
2021 | LA | Louisiana 1 | 1391 | 3A | ST | OP | TANGENTIAL | PRG | 8366 | 3667329.996 | 13.6664 | 0.0074531 | EPA/CAMD | EPA/NEI | 1951
2021 | LA | Louisiana 1 | 1391 | 4A | CT | OP | CC | PRG | 8083 | 12047445.91 | 20.4937 | 0.0034022 | EPA/CAMD | EPA/NEI | 1988
2021 | LA | Louisiana 1 | 1391 | 5A | CT | OP | CC | PRG | 7392 | 15728775.506 | 51.9204 | 0.006602 | EPA/CAMD | EPA/NEI | 1999
2021 | LA | Louisiana 2 | 1392 | 10 | ST | OS | WALL | NG
2021 | LA | Louisiana 2 | 1392 | 11 | ST | OS | WALL | NG
2021 | LA | Louisiana 2 | 1392 | 12 | ST | OS | WALL | NG
2021 | LA | Coughlin Power Station | 1396 | 6-1 | CT | OP | CC | NG | 5379 | 7981205.589 | 21.4437 | 0.0053736 | EPA/CAMD | NEI avg EF - PM, fuel type, firing type | 2000
2021 | LA | Coughlin Power Station | 1396 | 7-1 | CT | OP | CC | NG | 4297 | 5991073.292 | 16.0967 | 0.0053736 | EPA/CAMD | NEI avg EF - PM, fuel type, firing type | 2000
2021 | LA | Coughlin Power Station | 1396 | 7-2 | CT | OP | CC | NG | 4218 | 5820000.513 | 15.637 | 0.0053736 | EPA/CAMD | NEI avg EF - PM, fuel type, firing type | 2000
2021 | LA | Teche Power Station | 1400 | 3 | ST | OP | WALL | NG | 1897 | 2664119.041 | 10.31 | 0.0077399 | EPA/CAMD | EPA/NEI | 1971
2021 | LA | Teche Power Station | 1400 | 4 | GT | OP | CT | NG | 250 | 88497.2 | 0.75 | 0.01695 | EPA/CAMD | EPA/NEI | 2011
2021 | LA | Little Gypsy | 1402 | 2 | ST | OP | WALL | NG | 2364 | 3105898.077 | 31.7958 | 0.020474 | EPA/CAMD | EPA/NEI | 1965
2021 | LA | Little Gypsy | 1402 | 3 | ST | OP | WALL | NG | 1624 | 4349346.708 | 22.9796 | 0.010567 | EPA/CAMD | EPA/NEI | 1969
2021 | LA | Ninemile Point | 1403 | 4 | ST | OP | TANGENTIAL | NG | 5528 | 23975707.718 | 87.75 | 0.0073199 | EPA/CAMD | EPA/NEI | 1971
2021 | LA | Ninemile Point | 1403 | 5 | ST | OP | TANGENTIAL | NG | 5350 | 21621126.198 | 78.93 | 0.0073012 | EPA/CAMD | EPA/NEI | 1973
2021 | LA | Ninemile Point | 1403 | 6A | CT | OP | CC | NG | 7171 | 13545844.946 | 102.49 | 0.015132 | EPA/CAMD | EPA/NEI | 2014
2021 | LA | Ninemile Point | 1403 | 6B | CT | OP | CC | NG | 7366 | 13612965.397 | 102.49 | 0.015058 | EPA/CAMD | EPA/NEI | 2014
2021 | LA | Sterlington | 1404 | 7AB | CT | OP | CC | NG | 189 | 100599.294 | 0.33 | 0.0065607 | EPA/CAMD | EPA/NEI | 1974
2021 | LA | Arsenal Hill Power Plant | 1416 | 5A | ST | OP | TANGENTIAL | NG | 1214 | 572730.443 | 1.4 | 0.0048889 | EPA/CAMD | EPA/NEI | 1960
2021 | LA | Arsenal Hill Power Plant | 1416 | CTG-6A | CT | OP | CC | NG | 6737 | 10233579.195 | 40.9 | 0.0079933 | EPA/CAMD | EPA/NEI | 2010
2021 | LA | Arsenal Hill Power Plant | 1416 | CTG-6B | CT | OP | CC | NG | 6498 | 9865022.504 | 34.5 | 0.0069944 | EPA/CAMD | EPA/NEI | 2010
2021 | LA | Lieberman Power Plant | 1417 | 3 | ST | OP | TANGENTIAL | NG | 1141 | 444276.47 | 0.44 | 0.0019807 | EPA/CAMD | EPA/NEI | 1957
2021 | LA | Lieberman Power Plant | 1417 | 4 | ST | OP | TANGENTIAL | NG | 1000 | 393488.519 | 0.26 | 0.0013215 | EPA/CAMD | EPA/NEI | 1959
2021 | LA | Houma | 1439 | 15 | ST | OP | WALL | NG | 1557 | 178039.547 | 0.647 | 0.007268 | EPA/CAMD | EPA/NEI | 1969
2021 | LA | Houma | 1439 | 16 | ST | OP | TANGENTIAL | NG | 673 | 94261.153 | 0.328 | 0.0069594 | EPA/CAMD | EPA/NEI | 1976
2021 | LA | New Roads | 1453 | 1 | IC | OP | NA | DFO |  | 39.638 | 0.0061439 | 0.31 | EIA Prime Mover-level Data | Estimated using an emission factor
2021 | LA | New Roads | 1453 | 2 | IC | OP | NA | DFO |  | 10.34 | 0.0016027 | 0.31 | EIA Prime Mover-level Data | Estimated using an emission factor
2021 | LA | New Roads | 1453 | 3 | IC | OP | NA | DFO |  | 18.957 | 0.0029383 | 0.31 | EIA Prime Mover-level Data | Estimated using an emission factor
2021 | LA | New Roads | 1453 | 4 | IC | OP | NA | DFO |  | 29.298 | 0.0045412 | 0.31 | EIA Prime Mover-level Data | Estimated using an emission factor
2021 | LA | New Roads | 1453 | 5 | IC | OP | NA | DFO |  | 29.298 | 0.0045412 | 0.31 | EIA Prime Mover-level Data | Estimated using an emission factor
2021 | LA | New Roads | 1453 | 6 | IC | OP | NA | DFO |  | 34.468 | 0.0053425 | 0.31 | EIA Prime Mover-level Data | Estimated using an emission factor
2021 | LA | Rayne | 1456 | 8 | IC | OS | NA | DFO
2021 | LA | Rayne | 1456 | 9 | IC | OS | NA | DFO
2021 | LA | Big Cajun 1 | 1464 | 1B1 | ST | OP | WALL | NG | 476 | 218800.172 | 0.78 | 0.0071298 | EPA/CAMD | EPA/NEI | 1972
2021 | LA | Big Cajun 1 | 1464 | 1B2 | ST | OP | WALL | NG | 320 | 135428.467 | 0.46 | 0.0067933 | EPA/CAMD | EPA/NEI | 1972
2021 | LA | Big Cajun 1 | 1464 | CTG1 | GT | OP | CT | NG | 332 | 289777.806 | 0.84 | 0.0057975 | EPA/CAMD | EPA/NEI | 2001
2021 | LA | Big Cajun 1 | 1464 | CTG2 | GT | OP | CT | NG | 351 | 284770.063 | 0.8 | 0.0056186 | EPA/CAMD | EPA/NEI | 2001
2021 | ME | Ellsworth Hydro Station | 1469 | EL01 | HY | OP | NA | WAT |  | 65388.202 |  |  | EIA Prime Mover-level Data
2021 | ME | Ellsworth Hydro Station | 1469 | EL02 | HY | OP | NA | WAT |  | 52310.562 |  |  | EIA Prime Mover-level Data
2021 | ME | Ellsworth Hydro Station | 1469 | EL03 | HY | OP | NA | WAT |  | 52310.562 |  |  | EIA Prime Mover-level Data
2021 | ME | Ellsworth Hydro Station | 1469 | EL04 | HY | OP | NA | WAT |  | 62772.674 |  |  | EIA Prime Mover-level Data
2021 | ME | Milford Hydro Station | 1475 | MF01 | HY | OP | NA | WAT |  | 35378.179 |  |  | EIA Prime Mover-level Data
2021 | ME | Milford Hydro Station | 1475 | MF02 | HY | OP | NA | WAT |  | 35378.179 |  |  | EIA Prime Mover-level Data
2021 | ME | Milford Hydro Station | 1475 | MF03 | HY | OP | NA | WAT |  | 80864.41 |  |  | EIA Prime Mover-level Data
2021 | ME | Milford Hydro Station | 1475 | MF04 | HY | OP | NA | WAT |  | 80864.41 |  |  | EIA Prime Mover-level Data
2021 | ME | Milford Hydro Station | 1475 | MF05 | HY | OP | NA | WAT |  | 80864.41 |  |  | EIA Prime Mover-level Data
2021 | ME | Milford Hydro Station | 1475 | MF06 | HY | OP | NA | WAT |  | 80864.41 |  |  | EIA Prime Mover-level Data
2021 | ME | Stillwater Hydro Station | 1478 | SW01 | HY | OP | NA | WAT |  | 14272.889 |  |  | EIA Prime Mover-level Data
2021 | ME | Stillwater Hydro Station | 1478 | SW02 | HY | OP | NA | WAT |  | 14272.889 |  |  | EIA Prime Mover-level Data
2021 | ME | Stillwater Hydro Station | 1478 | SW03 | HY | OP | NA | WAT |  | 14272.889 |  |  | EIA Prime Mover-level Data
2021 | ME | Stillwater Hydro Station | 1478 | SW04 | HY | OP | NA | WAT |  | 21409.333 |  |  | EIA Prime Mover-level Data
2021 | ME | Bar Mills | 1481 | 1 | HY | RE | NA | WAT
2021 | ME | Bar Mills | 1481 | 2 | HY | RE | NA | WAT
2021 | ME | Bonny Eagle | 1482 | 1 | HY | OP | NA | WAT |  | 47133.333 |  |  | EIA Prime Mover-level Data
2021 | ME | Bonny Eagle | 1482 | 2 | HY | OP | NA | WAT |  | 47133.333 |  |  | EIA Prime Mover-level Data
2021 | ME | Bonny Eagle | 1482 | 3 | HY | OP | NA | WAT |  | 47133.333 |  |  | EIA Prime Mover-level Data
2021 | ME | Bonny Eagle | 1482 | 4 | HY | OP | NA | WAT |  | 47133.333 |  |  | EIA Prime Mover-level Data
2021 | ME | Bonny Eagle | 1482 | 5 | HY | OP | NA | WAT |  | 47133.333 |  |  | EIA Prime Mover-level Data
2021 | ME | Bonny Eagle | 1482 | 6 | HY | OP | NA | WAT |  | 47133.333 |  |  | EIA Prime Mover-level Data
2021 | ME | Brunswick Hydro | 1483 | B1 | HY | OP | NA | WAT |  | 337773.857 |  |  | EIA Prime Mover-level Data
2021 | ME | Brunswick Hydro | 1483 | B2 | HY | OP | NA | WAT |  | 93826.071 |  |  | EIA Prime Mover-level Data
2021 | ME | Brunswick Hydro | 1483 | B3 | HY | OP | NA | WAT |  | 93826.071 |  |  | EIA Prime Mover-level Data
2021 | ME | Cape Gas Turbine | 1484 | GT4 | GT | OP | NA | DFO |  | 2542.5 | 0.020921 | 0.016457 | EIA Prime Mover-level Data | NEI avg EF - PM, fuel type, firing type
2021 | ME | Cape Gas Turbine | 1484 | GT5 | GT | OP | NA | DFO |  | 2542.5 | 0.020921 | 0.016457 | EIA Prime Mover-level Data | NEI avg EF - PM, fuel type, firing type
2021 | ME | Cataract Hydro | 1486 | 1 | HY | OP | NA | WAT
2021 | ME | Deer Rips | 1488 | DR1 | HY | OP | NA | WAT |  | 38705.631 |  |  | EIA Prime Mover-level Data
2021 | ME | Deer Rips | 1488 | DR2 | HY | OP | NA | WAT |  | 38705.631 |  |  | EIA Prime Mover-level Data
2021 | ME | Deer Rips | 1488 | DR3 | HY | OP | NA | WAT |  | 58058.446 |  |  | EIA Prime Mover-level Data
2021 | ME | Deer Rips | 1488 | DR4 | HY | OP | NA | WAT |  | 51607.508 |  |  | EIA Prime Mover-level Data
2021 | ME | Deer Rips | 1488 | DR5 | HY | OP | NA | WAT |  | 51607.508 |  |  | EIA Prime Mover-level Data
2021 | ME | Deer Rips | 1488 | DR6 | HY | OP | NA | WAT |  | 116116.892 |  |  | EIA Prime Mover-level Data
2021 | ME | Deer Rips | 1488 | DR7 | HY | OP | NA | WAT |  | 64509.385 |  |  | EIA Prime Mover-level Data
2021 | ME | Gulf Island | 1491 | GI1 | HY | OP | NA | WAT |  | 310247.667 |  |  | EIA Prime Mover-level Data
2021 | ME | Gulf Island | 1491 | GI2 | HY | OP | NA | WAT |  | 310247.667 |  |  | EIA Prime Mover-level Data
2021 | ME | Gulf Island | 1491 | GI3 | HY | OP | NA | WAT |  | 310247.667 |  |  | EIA Prime Mover-level Data
2021 | ME | Harris Hydro | 1492 | HA1 | HY | OP | NA | WAT |  | 219310.406 |  |  | EIA Prime Mover-level Data
2021 | ME | Harris Hydro | 1492 | HA2 | HY | OP | NA | WAT |  | 438620.812 |  |  | EIA Prime Mover-level Data
2021 | ME | Harris Hydro | 1492 | HA3 | HY | OP | NA | WAT |  | 438620.812 |  |  | EIA Prime Mover-level Data
2021 | ME | Harris Hydro | 1492 | HA4 | HY | OP | NA | WAT |  | 20468.971 |  |  | EIA Prime Mover-level Data
2021 | ME | Hiram | 1493 | 1 | HY | OP | NA | WAT |  | 79429.486 |  |  | EIA Prime Mover-level Data
2021 | ME | Hiram | 1493 | 2 | HY | OP | NA | WAT |  | 268074.514 |  |  | EIA Prime Mover-level Data
2021 | ME | Messalonskee 2 (Oakland) | 1497 | 1 | HY | OP | NA | WAT |  | 71398 |  |  | EIA Prime Mover-level Data
2021 | ME | Messalonskee 3 | 1498 | 1 | HY | OP | NA | WAT |  | 37167 |  |  | EIA Prime Mover-level Data
2021 | ME | Messalonskee 5 | 1500 | 1 | HY | OP | NA | WAT |  | 16995 |  |  | EIA Prime Mover-level Data
2021 | ME | North Gorham | 1501 | 1 | HY | OP | NA | WAT |  | 31003 |  |  | EIA Prime Mover-level Data
2021 | ME | North Gorham | 1501 | 2 | HY | OP | NA | WAT |  | 31003 |  |  | EIA Prime Mover-level Data
2021 | ME | Shawmut | 1504 | SH1 | HY | OP | NA | WAT |  | 22566.33 |  |  | EIA Prime Mover-level Data
2021 | ME | Shawmut | 1504 | SH2 | HY | OP | NA | WAT |  | 22566.33 |  |  | EIA Prime Mover-level Data
2021 | ME | Shawmut | 1504 | SH3 | HY | OP | NA | WAT |  | 22566.33 |  |  | EIA Prime Mover-level Data
2021 | ME | Shawmut | 1504 | SH4 | HY | OP | NA | WAT |  | 22566.33 |  |  | EIA Prime Mover-level Data
2021 | ME | Shawmut | 1504 | SH5 | HY | OP | NA | WAT |  | 22566.33 |  |  | EIA Prime Mover-level Data
2021 | ME | Shawmut | 1504 | SH6 | HY | OP | NA | WAT |  | 29013.852 |  |  | EIA Prime Mover-level Data
2021 | ME | Shawmut | 1504 | SH7 | HY | OP | NA | WAT |  | 70922.75 |  |  | EIA Prime Mover-level Data
2021 | ME | Shawmut | 1504 | SH8 | HY | OP | NA | WAT |  | 70922.75 |  |  | EIA Prime Mover-level Data
2021 | ME | Skelton | 1505 | 1 | HY | OP | NA | WAT |  | 415501.5 |  |  | EIA Prime Mover-level Data
2021 | ME | Skelton | 1505 | 2 | HY | OP | NA | WAT |  | 415501.5 |  |  | EIA Prime Mover-level Data
2021 | ME | William F Wyman | 1507 | 3 | ST | OP | TANGENTIAL | RFO | 212 | 43050.384 | 0.76536 | 0.035557 | EPA/CAMD | EPA/NEI | 1965
2021 | ME | William F Wyman | 1507 | 4 | ST | OP | WALL | RFO | 105 | 65113.753 | 0.12552 | 0.0038556 | EPA/CAMD | EPA/NEI | 1978
2021 | ME | West Buxton | 1508 | WB1 | HY | OP | NA | WAT |  | 13106.026 |  |  | EIA Prime Mover-level Data
2021 | ME | West Buxton | 1508 | WB2 | HY | OP | NA | WAT |  | 13106.026 |  |  | EIA Prime Mover-level Data
2021 | ME | West Buxton | 1508 | WB3 | HY | OP | NA | WAT |  | 24027.714 |  |  | EIA Prime Mover-level Data
2021 | ME | West Buxton | 1508 | WB4 | HY | OP | NA | WAT |  | 15290.364 |  |  | EIA Prime Mover-level Data
2021 | ME | West Buxton | 1508 | WB5 | HY | OP | NA | WAT |  | 15290.364 |  |  | EIA Prime Mover-level Data
2021 | ME | West Buxton | 1508 | WB6 | HY | OP | NA | WAT |  | 87373.506 |  |  | EIA Prime Mover-level Data
2021 | ME | Weston Hydro | 1509 | WE1 | HY | OP | NA | WAT |  | 125659 |  |  | EIA Prime Mover-level Data
2021 | ME | Weston Hydro | 1509 | WE2 | HY | OP | NA | WAT |  | 125659 |  |  | EIA Prime Mover-level Data
2021 | ME | Weston Hydro | 1509 | WE3 | HY | OP | NA | WAT |  | 125659 |  |  | EIA Prime Mover-level Data
2021 | ME | Weston Hydro | 1509 | WE4 | HY | OP | NA | WAT |  | 125659 |  |  | EIA Prime Mover-level Data
2021 | ME | Williams Hydro | 1510 | WI1 | HY | OP | NA | WAT |  | 291239.308 |  |  | EIA Prime Mover-level Data
2021 | ME | Williams Hydro | 1510 | WI2 | HY | OP | NA | WAT |  | 249633.692 |  |  | EIA Prime Mover-level Data
2021 | ME | Wyman Hydro | 1511 | WY1 | HY | OP | NA | WAT |  | 677211.667 |  |  | EIA Prime Mover-level Data
2021 | ME | Wyman Hydro | 1511 | WY2 | HY | OP | NA | WAT |  | 677211.667 |  |  | EIA Prime Mover-level Data
2021 | ME | Wyman Hydro | 1511 | WY3 | HY | OP | NA | WAT |  | 677211.667 |  |  | EIA Prime Mover-level Data
2021 | ME | Squa Pan Hydro Station | 1516 | SP1 | HY | SB | NA | WAT |  | 7359 |  |  | EIA Prime Mover-level Data
2021 | MD | Herbert A Wagner | 1554 | 1 | ST | OP | WALL | NG | 956 | 144996.353 | 0 | 0 | EPA/CAMD | EPA/NEI | 1955
2021 | MD | Herbert A Wagner | 1554 | 2 | ST | OP | WALL | NG | 851 | 35361.317 | 0.2268 | 0.012828 | EPA/CAMD | EPA/NEI | 1958
2021 | MD | Herbert A Wagner | 1554 | 3 | ST | OP | WALL | RC | 1100 | 1545789.888 | 23.3663 | 0.030232 | EPA/CAMD | EPA/NEI | 1966
2021 | MD | Herbert A Wagner | 1554 | 4 | ST | OP | WALL | RFO | 177 | 169812.47 | 0.459 | 0.005406 | EPA/CAMD | EPA/NEI | 1972
2021 | MD | Perryman | 1556 | **51 | GT | OP | CT | NG | 707 | 872212.343 | 2.2372 | 0.00513 | EPA/CAMD | EPA/NEI | 1995
2021 | MD | Perryman | 1556 | 6-1 | GT | OP | CT | NG | 1606 | 762743.958 | 3.0573 | 0.0080165 | EPA/CAMD | NEI avg EF - PM, fuel type, firing type | 2015
2021 | MD | Perryman | 1556 | 6-2 | GT | OP | CT | NG | 1927 | 883518.679 | 3.5414 | 0.0080165 | EPA/CAMD | NEI avg EF - PM, fuel type, firing type | 2015
2021 | MD | Perryman | 1556 | CT1 | GT | OP | CT | DFO | 101 | 41965.625 | 0.24111 | 0.011491 | EPA/CAMD | EPA/NEI | 1972
2021 | MD | Perryman | 1556 | CT3 | GT | OP | CT | DFO | 80 | 33528.74 | 0.1943 | 0.01159 | EPA/CAMD | EPA/NEI | 1972
2021 | MD | Perryman | 1556 | CT4 | GT | OP | CT | DFO | 68 | 26937.066 | 0.16118 | 0.011967 | EPA/CAMD | EPA/NEI | 1970
2021 | MD | Philadelphia | 1557 | GT1 | GT | OP | NA | DFO |  | 19066 | 0.15688 | 0.016457 | EIA Prime Mover-level Data | NEI avg EF - PM, fuel type, firing type
2021 | MD | Philadelphia | 1557 | GT2 | GT | OP | NA | DFO |  | 19066 | 0.15688 | 0.016457 | EIA Prime Mover-level Data | NEI avg EF - PM, fuel type, firing type
2021 | MD | Philadelphia | 1557 | GT3 | GT | OP | NA | DFO |  | 19066 | 0.15688 | 0.016457 | EIA Prime Mover-level Data | NEI avg EF - PM, fuel type, firing type
2021 | MD | Philadelphia | 1557 | GT4 | GT | OP | NA | DFO |  | 19066 | 0.15688 | 0.016457 | EIA Prime Mover-level Data | NEI avg EF - PM, fuel type, firing type
2021 | MD | Crisfield | 1563 | CRIS | IC | SB | NA | DFO |  | 3603.75 | 0.55858 | 0.31 | EIA Prime Mover-level Data | Estimated using an emission factor
2021 | MD | Crisfield | 1563 | CRS2 | IC | SB | NA | DFO |  | 3603.75 | 0.55858 | 0.31 | EIA Prime Mover-level Data | Estimated using an emission factor
2021 | MD | Crisfield | 1563 | CRS3 | IC | SB | NA | DFO |  | 3603.75 | 0.55858 | 0.31 | EIA Prime Mover-level Data | Estimated using an emission factor
2021 | MD | Crisfield | 1563 | CRS4 | IC | SB | NA | DFO |  | 3603.75 | 0.55858 | 0.31 | EIA Prime Mover-level Data | Estimated using an emission factor
2021 | MD | Vienna | 1564 | 8 | ST | OP | TANGENTIAL | RFO | 83 | 54646.219 | 0.66944 | 0.024501 | EPA/CAMD | EPA/NEI | 1971
2021 | MD | Deep Creek | 1567 | 1 | HY | OP | NA | WAT |  | 88395 |  |  | EIA Prime Mover-level Data
2021 | MD | Deep Creek | 1567 | 2 | HY | OP | NA | WAT |  | 88395 |  |  | EIA Prime Mover-level Data
2021 | MD | Chalk Point | 1571 | **GT3 | GT | OP | CT | NG | 60 | 27399.2 | 0.078768 | 0.0057497 | EPA/CAMD | EPA/NEI | 1991
2021 | MD | Chalk Point | 1571 | **GT4 | GT | OP | CT | NG | 58 | 28948.2 | 0.10042 | 0.0069379 | EPA/CAMD | EPA/NEI | 1991
2021 | MD | Chalk Point | 1571 | **GT5 | GT | OP | CT | NG | 73 | 66436.2 | 0.20096 | 0.0060497 | EPA/CAMD | EPA/NEI | 1991
2021 | MD | Chalk Point | 1571 | **GT6 | GT | OP | CT | NG | 80 | 60183.5 | 0.18318 | 0.0060875 | EPA/CAMD | EPA/NEI | 1991
2021 | MD | Chalk Point | 1571 | 1 | ST | OP | WALL | NG | 1935 | 5071257.936 | 13.7783 | 0.0054339 | EPA/CAMD | EPA/NEI | 1964
2021 | MD | Chalk Point | 1571 | 2 | ST | OP | WALL | NG | 1283 | 3368581.629 | 10.1768 | 0.0060422 | EPA/CAMD | EPA/NEI | 1965
2021 | MD | Chalk Point | 1571 | 3 | ST | OP | TANGENTIAL | NG | 264 | 760321.405 | 1.6331 | 0.0042958 | EPA/CAMD | EPA/NEI | 1975
2021 | MD | Chalk Point | 1571 | 4 | ST | OP | TANGENTIAL | NG | 245 | 855599.965 | 2.3587 | 0.0055135 | EPA/CAMD | EPA/NEI | 1981
2021 | MD | Chalk Point | 1571 | GT2 | GT | OP | CT | DFO | 26 | 4689.9 | 0.017991 | 0.0076721 | EPA/CAMD | EPA/NEI | 1974
2021 | MD | Chalk Point | 1571 | SMECO | GT | OP | CT | NG | 31 | 22921.8 | 0.22082 | 0.019267 | EPA/CAMD | EPA/NEI | 1990
2021 | MD | Dickerson | 1572 | GT2 | GT | OP | CT | NG | 938 | 1130071.305 | 14.3966 | 0.025479 | EPA/CAMD | EPA/NEI | 1992
2021 | MD | Dickerson | 1572 | GT3 | GT | OP | CT | NG | 1010 | 1202545.727 | 2.721 | 0.0045253 | EPA/CAMD | EPA/NEI | 1993
2021 | MD | Morgantown | 1573 | 1 | ST | OP | TANGENTIAL | BIT | 2823 | 10286939.664 | 43.1315 | 0.0083857 | EPA/CAMD | EPA/NEI | 1970
2021 | MD | Morgantown | 1573 | 2 | ST | OP | TANGENTIAL | BIT | 1686 | 5464362.95 | 19.1523 | 0.0070099 | EPA/CAMD | EPA/NEI | 1971
2021 | MD | Morgantown | 1573 | GT3 | GT | OP | CT | DFO | 15 | 4972 | 0.02325 | 0.0093525 | EPA/CAMD | EPA/NEI | 1973
2021 | MD | Morgantown | 1573 | GT4 | GT | OP | CT | DFO | 10 | 4278.2 | 0.020402 | 0.0095376 | EPA/CAMD | EPA/NEI | 1973
2021 | MD | Morgantown | 1573 | GT5 | GT | OP | CT | DFO | 8 | 3295 | 0.015655 | 0.0095021 | EPA/CAMD | EPA/NEI | 1973
2021 | MD | Morgantown | 1573 | GT6 | GT | OP | CT | DFO | 14 | 5781 | 0.027379 | 0.0094721 | EPA/CAMD | EPA/NEI | 1973
2021 | MD | Conowingo | 1574 | 1 | HY | OP | NA | WAT |  | 1572215.731 |  |  | EIA Prime Mover-level Data
2021 | MD | Conowingo | 1574 | 10 | HY | OP | NA | WAT |  | 1942559.881 |  |  | EIA Prime Mover-level Data
2021 | MD | Conowingo | 1574 | 11 | HY | OP | NA | WAT |  | 1942559.881 |  |  | EIA Prime Mover-level Data
2021 | MD | Conowingo | 1574 | 2 | HY | OP | NA | WAT |  | 1257772.585 |  |  | EIA Prime Mover-level Data
2021 | MD | Conowingo | 1574 | 3 | HY | OP | NA | WAT |  | 1677030.113 |  |  | EIA Prime Mover-level Data
2021 | MD | Conowingo | 1574 | 4 | HY | OP | NA | WAT |  | 1666548.675 |  |  | EIA Prime Mover-level Data
2021 | MD | Conowingo | 1574 | 5 | HY | OP | NA | WAT |  | 1257772.585 |  |  | EIA Prime Mover-level Data
2021 | MD | Conowingo | 1574 | 6 | HY | OP | NA | WAT |  | 1666548.675 |  |  | EIA Prime Mover-level Data
2021 | MD | Conowingo | 1574 | 7 | HY | OP | NA | WAT |  | 1677030.113 |  |  | EIA Prime Mover-level Data
2021 | MD | Conowingo | 1574 | 8 | HY | OP | NA | WAT |  | 1942559.881 |  |  | EIA Prime Mover-level Data
2021 | MD | Conowingo | 1574 | 9 | HY | OP | NA | WAT |  | 1942559.881 |  |  | EIA Prime Mover-level Data
2021 | MD | Easton | 1580 | 10 | IC | OP | NA | DFO |  | 1337.396 | 0.2073 | 0.31 | EIA Prime Mover-level Data | Estimated using an emission factor
2021 | MD | Easton | 1580 | 101 | IC | OP | NA | DFO |  | 573.17 | 0.088841 | 0.31 | EIA Prime Mover-level Data | Estimated using an emission factor
2021 | MD | Easton | 1580 | 102 | IC | OP | NA | DFO |  | 573.17 | 0.088841 | 0.31 | EIA Prime Mover-level Data | Estimated using an emission factor
2021 | MD | Easton | 1580 | 11 | IC | OP | NA | DFO |  | 1452.03 | 0.22506 | 0.31 | EIA Prime Mover-level Data | Estimated using an emission factor
2021 | MD | Easton | 1580 | 12 | IC | OP | NA | DFO |  | 1566.664 | 0.24283 | 0.31 | EIA Prime Mover-level Data | Estimated using an emission factor
2021 | MD | Easton | 1580 | 13 | IC | OP | NA | DFO |  | 2139.833 | 0.33167 | 0.31 | EIA Prime Mover-level Data | Estimated using an emission factor
2021 | MD | Easton | 1580 | 14 | IC | OP | NA | DFO |  | 2139.833 | 0.33167 | 0.31 | EIA Prime Mover-level Data | Estimated using an emission factor
2021 | MD | Easton | 1580 | 7 | IC | OP | NA | DFO |  | 955.283 | 0.14807 | 0.31 | EIA Prime Mover-level Data | Estimated using an emission factor
2021 | MD | Easton | 1580 | 8 | IC | OP | NA | DFO |  | 955.283 | 0.14807 | 0.31 | EIA Prime Mover-level Data | Estimated using an emission factor
2021 | MD | Easton | 1580 | 9 | IC | OP | NA | DFO |  | 1146.339 | 0.17768 | 0.31 | EIA Prime Mover-level Data | Estimated using an emission factor
2021 | MA | Framingham Station | 1586 | FJ-1 | GT | OP | CT | DFO | 44 | 10718.225 | 0.014639 | 0.0027315 | EIA non-ozone season distributed and EPA/CAMD ozone season | EPA/NEI | 1969
2021 | MA | Framingham Station | 1586 | FJ-2 | GT | OP | CT | DFO | 11 | 2278.764 | 0.005524 | 0.0048482 | EIA non-ozone season distributed and EPA/CAMD ozone season | EPA/NEI | 1969
2021 | MA | Framingham Station | 1586 | FJ-3 | GT | OP | CT | DFO | 44 | 10245.41 | 0.014224 | 0.0027767 | EIA non-ozone season distributed and EPA/CAMD ozone season | EPA/NEI | 1969
2021 | MA | Mystic | 1588 | 7 | ST | OP | TANGENTIAL | NG | 164 | 150792.823 | 0.1875 | 0.0024869 | EPA/CAMD | EPA/NEI | 1975
2021 | MA | Mystic | 1588 | 81 | CT | OP | CC | NG | 773 | 1524337.13 | 2.1816 | 0.0028624 | EPA/CAMD | EPA/NEI | 2002
2021 | MA | Mystic | 1588 | 82 | CT | OP | CC | NG | 1164 | 2358449.789 | 2.727 | 0.0023125 | EPA/CAMD | EPA/NEI | 2002
2021 | MA | Mystic | 1588 | 93 | CT | OP | CC | NG | 1273 | 2618246.463 | 3.2724 | 0.0024997 | EPA/CAMD | EPA/NEI | 2003
2021 | MA | Mystic | 1588 | 94 | CT | OP | CC | NG | 1185 | 2401890.993 | 3.9996 | 0.0033304 | EPA/CAMD | EPA/NEI | 2003
2021 | MA | Mystic | 1588 | MJ-1 | GT | OP | CT | DFO | 0 |  | 0.0005524 |  |  | EPA/NEI | 1969
2021 | MA | Medway Station | 1592 | J1T1 | GT | OP | CT | DFO | 36 | 8995.5 | 0.016434 | 0.0036538 | EPA/CAMD | EPA/NEI | 1970
2021 | MA | Medway Station | 1592 | J1T2 | GT | OP | CT | DFO | 28 | 6900.6 | 0.011877 | 0.0034422 | EPA/CAMD | EPA/NEI | 1970
2021 | MA | Medway Station | 1592 | J2T1 | GT | OP | CT | DFO | 31 | 6786.9 | 0.012153 | 0.0035813 | EPA/CAMD | EPA/NEI | 1970
2021 | MA | Medway Station | 1592 | J2T2 | GT | OP | CT | DFO | 27 | 6351.4 | 0.011462 | 0.0036094 | EPA/CAMD | EPA/NEI | 1970
2021 | MA | Medway Station | 1592 | J3T1 | GT | OP | CT | DFO | 36 | 10168.5 | 0.019058 | 0.0037484 | EPA/CAMD | EPA/NEI | 1970
2021 | MA | Medway Station | 1592 | J3T2 | GT | OP | CT | DFO | 31 | 8026.6 | 0.01381 | 0.0034411 | EPA/CAMD | EPA/NEI | 1970
2021 | MA | Kendall Green Energy LLC | 1595 | 2 | ST | OP | WALL | NG | 1801 | 80932.203 | 0.19328 | 0.0047764 | EPA/CAMD | EPA/NEI | 1949
2021 | MA | Kendall Green Energy LLC | 1595 | 3 | ST | OP | WALL | NG | 2555 | 273572.481 | 0.65375 | 0.0047794 | EPA/CAMD | EPA/NEI | 1954
2021 | MA | Kendall Green Energy LLC | 1595 | 4 | CT | OP | CC | NG | 7567 | 11830396.963 | 24.6001 | 0.0041588 | EPA/CAMD | EPA/NEI | 2002
2021 | MA | Kendall Green Energy LLC | 1595 | S6 | GT | OP | CT | DFO | 43 | 7277.8 | 0.16248 | 0.04465 | EPA/CAMD | EPA/NEI | 1970
2021 | MA | Oak Bluffs Diesel Generating Facility | 1597 | UN1 | IC | OP | NA | DFO |  | 6749 | 1.0461 | 0.31 | EIA Prime Mover-level Data | Estimated using an emission factor
2021 | MA | Oak Bluffs Diesel Generating Facility | 1597 | UN2 | IC | OP | NA | DFO |  | 6749 | 1.0461 | 0.31 | EIA Prime Mover-level Data | Estimated using an emission factor
2021 | MA | Oak Bluffs Diesel Generating Facility | 1597 | UN3 | IC | OP | NA | DFO |  | 6749 | 1.0461 | 0.31 | EIA Prime Mover-level Data | Estimated using an emission factor
2021 | MA | Canal Station | 1599 | 1 | ST | OP | WALL | RFO | 99 | 216465.349 | 0.78924 | 0.0072921 | EPA/CAMD | EPA/NEI | 1968
2021 | MA | Canal Station | 1599 | 2 | ST | OP | WALL | NG | 184 | 359441.822 | 5.9212 | 0.032947 | EPA/CAMD | EPA/NEI | 1976
2021 | MA | Canal Station | 1599 | 3 | GT | OP | CT | NG | 786 | 1927317.307 | 10.1174 | 0.010499 | EPA/CAMD | EPA/NEI | 2019
2021 | MA | Boatlock | 1603 | 1 | HY | OP | NA | WAT |  | 26116.548 |  |  | EIA Prime Mover-level Data
2021 | MA | Boatlock | 1603 | 2 | HY | OP | NA | WAT |  | 44771.226 |  |  | EIA Prime Mover-level Data
2021 | MA | Boatlock | 1603 | 3 | HY | OP | NA | WAT |  | 44771.226 |  |  | EIA Prime Mover-level Data
2021 | MA | Chemical | 1604 | 1 | HY | OP | NA | WAT |  | 13879 |  |  | EIA Prime Mover-level Data
2021 | MA | Chemical | 1604 | 2 | HY | OP | NA | WAT |  | 13879 |  |  | EIA Prime Mover-level Data
2021 | MA | Hadley Falls | 1605 | 1 | HY | OP | NA | WAT |  | 974457.725 |  |  | EIA Prime Mover-level Data
2021 | MA | Hadley Falls | 1605 | 2 | HY | OP | NA | WAT |  | 874797.275 |  |  | EIA Prime Mover-level Data
2021 | MA | Riverside Holyoke | 1607 | 4 | HY | OP | NA | WAT |  | 28832.812 |  |  | EIA Prime Mover-level Data
2021 | MA | Riverside Holyoke | 1607 | 5 | HY | OP | NA | WAT |  | 21624.609 |  |  | EIA Prime Mover-level Data
2021 | MA | Riverside Holyoke | 1607 | 7 | HY | OP | NA | WAT |  | 54061.522 |  |  | EIA Prime Mover-level Data
2021 | MA | Riverside Holyoke | 1607 | 8 | HY | OP | NA | WAT |  | 144164.058 |  |  | EIA Prime Mover-level Data
2021 | MA | Nantucket Hybrid | 1615 | 18 | GT | OP | NA | DFO |  | 1311 | 0.010787 | 0.016457 | EIA Prime Mover-level Data | NEI avg EF - PM, fuel type, firing type
2021 | MA | Nantucket Hybrid | 1615 | 19 | IC | OP | NA | DFO |  | 12 | 0.00186 | 0.31 | EIA Prime Mover-level Data | Estimated using an emission factor
2021 | MA | Nantucket Hybrid | 1615 | 20 | BA | OP | NA | MWH |  | 0 |  |  | EIA Prime Mover-level Data
2021 | MA | Deerfield 5 | 1620 | GEN1 | HY | OP | NA | WAT |  | 554464 |  |  | EIA Prime Mover-level Data
2021 | MA | Cabot | 1629 | 1 | HY | OP | NA | WAT |  | 484320.667 |  |  | EIA Prime Mover-level Data
2021 | MA | Cabot | 1629 | 2 | HY | OP | NA | WAT |  | 484320.667 |  |  | EIA Prime Mover-level Data
2021 | MA | Cabot | 1629 | 3 | HY | OP | NA | WAT |  | 484320.667 |  |  | EIA Prime Mover-level Data
2021 | MA | Cabot | 1629 | 4 | HY | OP | NA | WAT |  | 484320.667 |  |  | EIA Prime Mover-level Data
2021 | MA | Cabot | 1629 | 5 | HY | OP | NA | WAT |  | 484320.667 |  |  | EIA Prime Mover-level Data
2021 | MA | Cabot | 1629 | 6 | HY | OP | NA | WAT |  | 484320.667 |  |  | EIA Prime Mover-level Data
2021 | MA | Cobble Mountain | 1630 | 1 | HY | OP | NA | WAT |  | 72615.636 |  |  | EIA Prime Mover-level Data
2021 | MA | Cobble Mountain | 1630 | 2 | HY | OP | NA | WAT |  | 39100.727 |  |  | EIA Prime Mover-level Data
2021 | MA | Cobble Mountain | 1630 | 3 | HY | OP | NA | WAT |  | 72615.636 |  |  | EIA Prime Mover-level Data
2021 | MA | Doreen | 1631 | 10 | GT | OP | CT | DFO | 5 | 1540.1 | 0.00125 | 0.0016233 | EIA non-ozone season distributed and EPA/CAMD ozone season | EPA/NEI | 1969
2021 | MA | Gardners Falls | 1634 | GF2 | HY | OA | NA | WAT |  | 6150.629 |  |  | EIA Prime Mover-level Data
2021 | MA | Gardners Falls | 1634 | GF3 | HY | OP | NA | WAT |  | 13838.914 |  |  | EIA Prime Mover-level Data
2021 | MA | Gardners Falls | 1634 | GF4 | HY | OP | NA | WAT |  | 13838.914 |  |  | EIA Prime Mover-level Data
2021 | MA | Gardners Falls | 1634 | GF5 | HY | OP | NA | WAT |  | 19989.543 |  |  | EIA Prime Mover-level Data
2021 | MA | Putts Bridge | 1637 | PB2 | HY | OP | NA | WAT |  | 46483.5 |  |  | EIA Prime Mover-level Data
2021 | MA | Putts Bridge | 1637 | PB3 | HY | OA | NA | WAT |  | 46483.5 |  |  | EIA Prime Mover-level Data
2021 | MA | Redbridge | 1638 | RB3 | HY | OP | NA | WAT |  | 80170.5 |  |  | EIA Prime Mover-level Data
2021 | MA | Redbridge | 1638 | RB4 | HY | OP | NA | WAT |  | 80170.5 |  |  | EIA Prime Mover-level Data
2021 | MA | West Springfield | 1642 | 10 | GT | OP | CT | DFO | 20 | 4782.836 | 0.059253 | 0.024777 | EIA non-ozone season distributed and EPA/CAMD ozone season | NEI avg EF - PM, fuel type, firing type | 1968
2021 | MA | West Springfield | 1642 | 3 | ST | OP | TANGENTIAL | RFO | 82 | 47507.163 | 0.027061 | 0.0011392 | EPA/CAMD | EPA/NEI | 1957
2021 | MA | West Springfield | 1642 | CTG1 | GT | OP | CT | NG | 59 | 11861.925 | 0.057469 | 0.0096896 | EPA/CAMD | EPA/NEI | 2002
2021 | MA | West Springfield | 1642 | CTG2 | GT | OP | CT | NG | 64 | 13180.556 | 0.083258 | 0.012633 | EPA/CAMD | EPA/NEI | 2002
2021 | MA | Woodland Road | 1643 | 10 | GT | OP | CT | DFO | 9 | 3026.7 | 0.0025 | 0.001652 | EIA non-ozone season distributed and EPA/CAMD ozone season | EPA/NEI | 1969
2021 | MA | Potter | 1660 | 3 | CT | OP | CC | NG | 0 |  | 0 |  |  | EPA/NEI | 1977
2021 | MA | Potter | 1660 | 4 | GT | OP | CT | NG | 364 | 108584.249 | 0.35287 | 0.0064995 | EPA/CAMD | EPA/NEI | 2009
2021 | MA | Potter | 1660 | 5 | GT | OP | CT | NG | 384 | 112841.898 | 0.35538 | 0.0062988 | EPA/CAMD | EPA/NEI | 2009
2021 | MA | High Street Station | 1670 | 1 | IC | OP | NA | NG |  | 744.33 | 0.00015705 | 0.000422 | EIA Prime Mover-level Data | Estimated using an emission factor
2021 | MA | High Street Station | 1670 | 10 | IC | OP | NA | NG |  | 744.33 | 0.00015705 | 0.000422 | EIA Prime Mover-level Data | Estimated using an emission factor
2021 | MA | High Street Station | 1670 | 11 | IC | OP | NA | NG |  | 744.33 | 0.00015705 | 0.000422 | EIA Prime Mover-level Data | Estimated using an emission factor
2021 | MA | High Street Station | 1670 | 12 | IC | OP | NA | NG |  | 744.33 | 0.00015705 | 0.000422 | EIA Prime Mover-level Data | Estimated using an emission factor
2021 | MA | High Street Station | 1670 | 2 | IC | OP | NA | NG |  | 806.358 | 0.00017014 | 0.000422 | EIA Prime Mover-level Data | Estimated using an emission factor
2021 | MA | High Street Station | 1670 | 6 | IC | OP | NA | NG |  | 682.303 | 0.00014397 | 0.000422 | EIA Prime Mover-level Data | Estimated using an emission factor
2021 | MA | High Street Station | 1670 | 7 | IC | OP | NA | DFO |  | 806.358 | 0.12499 | 0.31 | EIA Prime Mover-level Data | Estimated using an emission factor
2021 | MA | High Street Station | 1670 | 8 | IC | SB | NA | DFO |  | 682.303 | 0.10576 | 0.31 | EIA Prime Mover-level Data | Estimated using an emission factor
2021 | MA | High Street Station | 1670 | 9 | IC | OP | NA | NG |  | 806.358 | 0.00017014 | 0.000422 | EIA Prime Mover-level Data | Estimated using an emission factor
2021 | MA | Waters River | 1678 | 1 | GT | OP | CT | NG | 105 | 14163 | 0.033564 | 0.0047396 | EPA/CAMD | EPA/NEI | 1971
2021 | MA | Waters River | 1678 | 2 | GT | OP | CT | NG | 117 | 26276.5 | 0.05269 | 0.0040104 | EPA/CAMD | EPA/NEI | 1990
2021 | MA | Cleary Flood | 1682 | 9 | ST | OP | WALL | NG | 287 | 121813.619 | 0.3624 | 0.00595 | EPA/CAMD | EPA/NEI | 1975
2021 | MI | Alcona | 1693 | 1 | HY | OP | NA | WAT |  | 120450 |  |  | EIA Prime Mover-level Data
2021 | MI | Alcona | 1693 | 2 | HY | OP | NA | WAT |  | 120450 |  |  | EIA Prime Mover-level Data
2021 | MI | Allegan Dam | 1694 | 1 | HY | OP | NA | WAT |  | 18334.038 |  |  | EIA Prime Mover-level Data
2021 | MI | Allegan Dam | 1694 | 2 | HY | OP | NA | WAT |  | 33001.269 |  |  | EIA Prime Mover-level Data
2021 | MI | Allegan Dam | 1694 | 3 | HY | OP | NA | WAT |  | 44001.692 |  |  | EIA Prime Mover-level Data
2021 | MI | C W Tippy | 1698 | 1 | HY | OP | NA | WAT |  | 170130.333 |  |  | EIA Prime Mover-level Data
2021 | MI | C W Tippy | 1698 | 2 | HY | OP | NA | WAT |  | 170130.333 |  |  | EIA Prime Mover-level Data
2021 | MI | C W Tippy | 1698 | 3 | HY | OP | NA | WAT |  | 170130.333 |  |  | EIA Prime Mover-level Data
2021 | MI | Cooke | 1700 | 1 | HY | OP | NA | WAT |  | 77675 |  |  | EIA Prime Mover-level Data
2021 | MI | Cooke | 1700 | 2 | HY | OP | NA | WAT |  | 77675 |  |  | EIA Prime Mover-level Data
2021 | MI | Cooke | 1700 | 3 | HY | OP | NA | WAT |  | 77675 |  |  | EIA Prime Mover-level Data
2021 | MI | Croton | 1701 | 1 | HY | OP | NA | WAT |  | 93280.787 |  |  | EIA Prime Mover-level Data
2021 | MI | Croton | 1701 | 2 | HY | OP | NA | WAT |  | 93280.787 |  |  | EIA Prime Mover-level Data
2021 | MI | Croton | 1701 | 3 | HY | OP | NA | WAT |  | 43531.034 |  |  | EIA Prime Mover-level Data
2021 | MI | Croton | 1701 | 4 | HY | OP | NA | WAT |  | 46640.393 |  |  | EIA Prime Mover-level Data
2021 | MI | Dan E Karn | 1702 | 1 | ST | OP | TANGENTIAL | SUB | 6854 | 16191136.569 | 388.1 | 0.04794 | EPA/CAMD | EPA/NEI | 1956
2021 | MI | Dan E Karn | 1702 | 2 | ST | OP | WALL | SUB | 7637 | 17777856.55 | 311.5 | 0.035044 | EPA/CAMD | EPA/NEI | 1956
2021 | MI | Dan E Karn | 1702 | 3 | ST | OP | WALL | NG | 1001 | 1208826.954 | 12.412 | 0.020536 | EPA/CAMD | EPA/NEI | 1974
2021 | MI | Dan E Karn | 1702 | 4 | ST | OP | WALL | NG | 1144 | 1616514.264 | 12.412 | 0.015356 | EPA/CAMD | EPA/NEI | 1977
2021 | MI | Dan E Karn | 1702 | A | ST | OP | WALL | NG | 1948 | 47216.761 | 0.4552 | 0.019281 | EPA/CAMD | EPA/NEI | 1975
2021 | MI | Dan E Karn | 1702 | B | ST | OP | WALL | NG | 1341 | 40125.587 | 0.4552 | 0.022689 | EPA/CAMD | EPA/NEI | 1975
2021 | MI | Five Channels | 1704 | 1 | HY | OP | NA | WAT |  | 94633 |  |  | EIA Prime Mover-level Data
2021 | MI | Five Channels | 1704 | 2 | HY | OP | NA | WAT |  | 94633 |  |  | EIA Prime Mover-level Data
2021 | MI | Foote | 1705 | 1 | HY | OP | NA | WAT |  | 82502 |  |  | EIA Prime Mover-level Data
2021 | MI | Foote | 1705 | 2 | HY | OP | NA | WAT |  | 82502 |  |  | EIA Prime Mover-level Data
2021 | MI | Foote | 1705 | 3 | HY | OP | NA | WAT |  | 82502 |  |  | EIA Prime Mover-level Data
2021 | MI | Hardy | 1707 | 1 | HY | OP | NA | WAT |  | 233362.857 |  |  | EIA Prime Mover-level Data
2021 | MI | Hardy | 1707 | 2 | HY | OP | NA | WAT |  | 233362.857 |  |  | EIA Prime Mover-level Data
2021 | MI | Hardy | 1707 | 3 | HY | OP | NA | WAT |  | 268367.286 |  |  | EIA Prime Mover-level Data
2021 | MI | Hodenpyl | 1708 | 1 | HY | OP | NA | WAT |  | 198154 |  |  | EIA Prime Mover-level Data
2021 | MI | Hodenpyl | 1708 | 2 | HY | OP | NA | WAT |  | 198154 |  |  | EIA Prime Mover-level Data
2021 | MI | J H Campbell | 1710 | 1 | ST | OP | TANGENTIAL | SUB | 8456 | 20090010.253 | 104.4 | 0.010393 | EPA/CAMD | EPA/NEI | 1962
2021 | MI | J H Campbell | 1710 | 2 | ST | OP | CELL | SUB | 5311 | 13961840.484 | 37.66 | 0.0053947 | EPA/CAMD | EPA/NEI | 1967
2021 | MI | J H Campbell | 1710 | 3 | ST | OP | WALL | SUB | 7225 | 53231576.457 | 94.74 | 0.0035595 | EPA/CAMD | EPA/NEI | 1980
2021 | MI | Loud | 1712 | 1 | HY | OP | NA | WAT |  | 58147 |  |  | EIA Prime Mover-level Data
2021 | MI | Loud | 1712 | 2 | HY | OP | NA | WAT |  | 58147 |  |  | EIA Prime Mover-level Data
2021 | MI | Ludington | 1713 | 1 | PS | OP | NA | WAT |  | 0 |  |  | EIA Prime Mover-level Data
2021 | MI | Ludington | 1713 | 2 | PS | OP | NA | WAT |  | 0 |  |  | EIA Prime Mover-level Data
2021 | MI | Ludington | 1713 | 3 | PS | OA | NA | WAT |  | 0 |  |  | EIA Prime Mover-level Data
2021 | MI | Ludington | 1713 | 4 | PS | OP | NA | WAT |  | 0 |  |  | EIA Prime Mover-level Data
2021 | MI | Ludington | 1713 | 5 | PS | OP | NA | WAT |  | 0 |  |  | EIA Prime Mover-level Data
2021 | MI | Ludington | 1713 | 6 | PS | OP | NA | WAT |  | 0 |  |  | EIA Prime Mover-level Data
2021 | MI | Mio | 1714 | 1 | HY | OP | NA | WAT |  | 66339.5 |  |  | EIA Prime Mover-level Data
2021 | MI | Mio | 1714 | 2 | HY | OP | NA | WAT |  | 66339.5 |  |  | EIA Prime Mover-level Data
2021 | MI | Palisades | 1715 | 1 | ST | OP | NA | NUC |  | 0 |  |  | EIA Prime Mover-level Data
2021 | MI | Rogers | 1716 | 1 | HY | OP | NA | WAT |  | 57501.75 |  |  | EIA Prime Mover-level Data
2021 | MI | Rogers | 1716 | 2 | HY | OP | NA | WAT |  | 57501.75 |  |  | EIA Prime Mover-level Data
2021 | MI | Rogers | 1716 | 3 | HY | OP | NA | WAT |  | 57501.75 |  |  | EIA Prime Mover-level Data
2021 | MI | Rogers | 1716 | 4 | HY | OP | NA | WAT |  | 57501.75 |  |  | EIA Prime Mover-level Data
2021 | MI | Webber | 1722 | 1 | HY | OP | NA | WAT |  | 88353.279 |  |  | EIA Prime Mover-level Data
2021 | MI | Webber | 1722 | 2 | HY | OP | NA | WAT |  | 26773.721 |  |  | EIA Prime Mover-level Data
2021 | MI | Colfax | 1725 | 1 | IC | OP | NA | DFO |  | 65154.6 | 10.099 | 0.31 | EIA Prime Mover-level Data | Estimated using an emission factor
2021 | MI | Colfax | 1725 | 2 | IC | OP | NA | DFO |  | 65154.6 | 10.099 | 0.31 | EIA Prime Mover-level Data | Estimated using an emission factor
2021 | MI | Colfax | 1725 | 3 | IC | OP | NA | DFO |  | 65154.6 | 10.099 | 0.31 | EIA Prime Mover-level Data | Estimated using an emission factor
2021 | MI | Colfax | 1725 | 4 | IC | OP | NA | DFO |  | 65154.6 | 10.099 | 0.31 | EIA Prime Mover-level Data | Estimated using an emission factor
2021 | MI | Colfax | 1725 | 5 | IC | OP | NA | DFO |  | 65154.6 | 10.099 | 0.31 | EIA Prime Mover-level Data | Estimated using an emission factor
2021 | MI | Delray | 1728 | CTG111 | GT | OP | CT | NG | 212 | 145554.919 | 0.4697 | 0.0064539 | EPA/CAMD | EPA/NEI | 1999
2021 | MI | Delray | 1728 | CTG121 | GT | OP | CT | NG | 214 | 145195.071 | 0.4687 | 0.0064561 | EPA/CAMD | EPA/NEI | 1999
2021 | MI | Fermi | 1729 | 2 | ST | OP | NA | NUC |  | 0 |  |  | EIA Prime Mover-level Data
2021 | MI | Fermi | 1729 | 3 | GT | OP | NA | DFO |  | 1639.25 | 0.013488 | 0.016457 | EIA Prime Mover-level Data | NEI avg EF - PM, fuel type, firing type
2021 | MI | Fermi | 1729 | 4 | GT | OP | NA | DFO |  | 1639.25 | 0.013488 | 0.016457 | EIA Prime Mover-level Data | NEI avg EF - PM, fuel type, firing type
2021 | MI | Fermi | 1729 | GT1 | GT | OP | NA | DFO |  | 1639.25 | 0.013488 | 0.016457 | EIA Prime Mover-level Data | NEI avg EF - PM, fuel type, firing type
2021 | MI | Fermi | 1729 | GT2 | GT | OP | NA | DFO |  | 1639.25 | 0.013488 | 0.016457 | EIA Prime Mover-level Data | NEI avg EF - PM, fuel type, firing type
2021 | MI | Hancock Peakers | 1730 | CTG121 | GT | OP | CT | NG | 172 | 84373.4 | 0.2783 | 0.0065969 | EPA/CAMD | EPA/NEI | 1970
2021 | MI | Hancock Peakers | 1730 | CTG122 | GT | OP | CT | NG | 147 | 71155.6 | 0.2329 | 0.0065462 | EPA/CAMD | EPA/NEI | 1966
2021 | MI | Monroe | 1733 | 1 | ST | OP | CELL | RC | 6868 | 36456193.649 | 13.1121 | 0.00071933 | EPA/CAMD | EPA/NEI | 1971
2021 | MI | Monroe | 1733 | 2 | ST | OP | CELL | RC | 7719 | 42219106.035 | 20.729 | 0.00098197 | EPA/CAMD | EPA/NEI | 1972
2021 | MI | Monroe | 1733 | 3 | ST | OP | CELL | RC | 7831 | 45261585.377 | 17.8094 | 0.00078695 | EPA/CAMD | EPA/NEI | 1973
2021 | MI | Monroe | 1733 | 4 | ST | OP | CELL | RC | 4776 | 25928217.092 | 11.2943 | 0.0008712 | EPA/CAMD | EPA/NEI | 1974
2021 | MI | Northeast (MI) | 1734 | 1 | GT | OP | NA | NG |  | 19541.818 | 0.078328 | 0.0080165 | EIA Prime Mover-level Data | NEI avg EF - PM, fuel type
2021 | MI | Northeast (MI) | 1734 | 2 | GT | OP | NA | NG |  | 19541.818 | 0.078328 | 0.0080165 | EIA Prime Mover-level Data | NEI avg EF - PM, fuel type
2021 | MI | Northeast (MI) | 1734 | 3 | GT | OP | NA | NG |  | 19541.818 | 0.078328 | 0.0080165 | EIA Prime Mover-level Data | NEI avg EF - PM, fuel type
2021 | MI | Northeast (MI) | 1734 | 4 | GT | OP | NA | NG |  | 19541.818 | 0.078328 | 0.0080165 | EIA Prime Mover-level Data | NEI avg EF - PM, fuel type
2021 | MI | Northeast (MI) | 1734 | 5 | GT | OP | NA | NG |  | 28579.909 | 0.11456 | 0.0080165 | EIA Prime Mover-level Data | NEI avg EF - PM, fuel type
2021 | MI | Northeast (MI) | 1734 | 6 | GT | OP | NA | DFO |  | 25892.909 | 0.21306 | 0.016457 | EIA Prime Mover-level Data | NEI avg EF - PM, fuel type, firing type
2021 | MI | Northeast (MI) | 1734 | 7 | GT | OP | NA | DFO |  | 25892.909 | 0.21306 | 0.016457 | EIA Prime Mover-level Data | NEI avg EF - PM, fuel type, firing type
2021 | MI | Oliver | 1735 | 1 | IC | OP | NA | DFO |  | 401.4 | 0.062217 | 0.31 | EIA Prime Mover-level Data | Estimated using an emission factor
2021 | MI | Oliver | 1735 | 2 | IC | OP | NA | DFO |  | 401.4 | 0.062217 | 0.31 | EIA Prime Mover-level Data | Estimated using an emission factor
2021 | MI | Oliver | 1735 | 3 | IC | OP | NA | DFO |  | 401.4 | 0.062217 | 0.31 | EIA Prime Mover-level Data | Estimated using an emission factor
2021 | MI | Oliver | 1735 | 4 | IC | OP | NA | DFO |  | 401.4 | 0.062217 | 0.31 | EIA Prime Mover-level Data | Estimated using an emission factor
2021 | MI | Oliver | 1735 | 5 | IC | OP | NA | DFO |  | 401.4 | 0.062217 | 0.31 | EIA Prime Mover-level Data | Estimated using an emission factor
2021 | MI | Placid 12 | 1737 | 1 | IC | OP | NA | DFO |  | 1995.8 | 0.30935 | 0.31 | EIA Prime Mover-level Data | Estimated using an emission factor
2021 | MI | Placid 12 | 1737 | 2 | IC | OP | NA | DFO |  | 1995.8 | 0.30935 | 0.31 | EIA Prime Mover-level Data | Estimated using an emission factor
2021 | MI | Placid 12 | 1737 | 3 | IC | OP | NA | DFO |  | 1995.8 | 0.30935 | 0.31 | EIA Prime Mover-level Data | Estimated using an emission factor
2021 | MI | Placid 12 | 1737 | 4 | IC | OP | NA | DFO |  | 1995.8 | 0.30935 | 0.31 | EIA Prime Mover-level Data | Estimated using an emission factor
2021 | MI | Placid 12 | 1737 | 5 | IC | OP | NA | DFO |  | 1995.8 | 0.30935 | 0.31 | EIA Prime Mover-level Data | Estimated using an emission factor
2021 | MI | Putnam (MI) | 1739 | 1 | IC | OP | NA | DFO |  | 3053.2 | 0.47325 | 0.31 | EIA Prime Mover-level Data | Estimated using an emission factor
2021 | MI | Putnam (MI) | 1739 | 2 | IC | OP | NA | DFO |  | 3053.2 | 0.47325 | 0.31 | EIA Prime Mover-level Data | Estimated using an emission factor
2021 | MI | Putnam (MI) | 1739 | 3 | IC | OP | NA | DFO |  | 3053.2 | 0.47325 | 0.31 | EIA Prime Mover-level Data | Estimated using an emission factor
2021 | MI | Putnam (MI) | 1739 | 4 | IC | OP | NA | DFO |  | 3053.2 | 0.47325 | 0.31 | EIA Prime Mover-level Data | Estimated using an emission factor
2021 | MI | Putnam (MI) | 1739 | 5 | IC | OP | NA | DFO |  | 3053.2 | 0.47325 | 0.31 | EIA Prime Mover-level Data | Estimated using an emission factor
2021 | MI | River Rouge | 1740 | 1 | ST | OP | WALL | NG | 0 |  | 0 |  |  | EPA/NEI | 1956
2021 | MI | River Rouge | 1740 | 3 | ST | OP | WALL | PRG | 994 | 586519.649 | 0.00044 | 1.5004e-06 | EPA/CAMD | EPA/NEI | 1958
2021 | MI | Slocum | 1741 | 1 | IC | OP | NA | DFO |  | 973.2 | 0.15085 | 0.31 | EIA Prime Mover-level Data | Estimated using an emission factor
2021 | MI | Slocum | 1741 | 2 | IC | OP | NA | DFO |  | 973.2 | 0.15085 | 0.31 | EIA Prime Mover-level Data | Estimated using an emission factor
2021 | MI | Slocum | 1741 | 3 | IC | OP | NA | DFO |  | 973.2 | 0.15085 | 0.31 | EIA Prime Mover-level Data | Estimated using an emission factor
2021 | MI | Slocum | 1741 | 4 | IC | OP | NA | DFO |  | 973.2 | 0.15085 | 0.31 | EIA Prime Mover-level Data | Estimated using an emission factor
2021 | MI | Slocum | 1741 | 5 | IC | OP | NA | DFO |  | 973.2 | 0.15085 | 0.31 | EIA Prime Mover-level Data | Estimated using an emission factor
2021 | MI | St. Clair | 1743 | 2 | ST | OP | WALL | RC | 6155 | 6270543.877 | 0.85676 | 0.00027327 | EPA/CAMD | EPA/NEI | 1953
2021 | MI | St. Clair | 1743 | 3 | ST | OP | WALL | RC | 5797 | 5832841.126 | 3.978 | 0.001364 | EPA/CAMD | EPA/NEI | 1954
2021 | MI | St. Clair | 1743 | 6 | ST | OP | TANGENTIAL | RC | 3661 | 7547312.724 | 2.3215 | 0.00061518 | EPA/CAMD | EPA/NEI | 1961
2021 | MI | St. Clair | 1743 | 7 | ST | OP | TANGENTIAL | RC | 6436 | 17268785.135 | 15.6944 | 0.0018177 | EPA/CAMD | EPA/NEI | 1969
2021 | MI | Superior | 1744 | 1 | GT | OP | NA | DFO |  | 10447.5 | 0.085966 | 0.016457 | EIA Prime Mover-level Data | NEI avg EF - PM, fuel type, firing type
2021 | MI | Superior | 1744 | 2 | GT | OP | NA | DFO |  | 10447.5 | 0.085966 | 0.016457 | EIA Prime Mover-level Data | NEI avg EF - PM, fuel type, firing type
2021 | MI | Superior | 1744 | 3 | GT | OP | NA | DFO |  | 10447.5 | 0.085966 | 0.016457 | EIA Prime Mover-level Data | NEI avg EF - PM, fuel type, firing type
2021 | MI | Superior | 1744 | 4 | GT | OP | NA | DFO |  | 10447.5 | 0.085966 | 0.016457 | EIA Prime Mover-level Data | NEI avg EF - PM, fuel type, firing type
2021 | MI | Trenton Channel | 1745 | 9A | ST | OP | TANGENTIAL | SUB | 4288 | 12578400.377 | 30.6212 | 0.0048689 | EPA/CAMD | EPA/NEI | 1967
2021 | MI | Wilmot | 1746 | 1 | IC | OP | NA | DFO |  | 2836 | 0.43958 | 0.31 | EIA Prime Mover-level Data | Estimated using an emission factor
2021 | MI | Wilmot | 1746 | 2 | IC | OP | NA | DFO |  | 2836 | 0.43958 | 0.31 | EIA Prime Mover-level Data | Estimated using an emission factor
2021 | MI | Wilmot | 1746 | 3 | IC | OP | NA | DFO |  | 2836 | 0.43958 | 0.31 | EIA Prime Mover-level Data | Estimated using an emission factor
2021 | MI | Wilmot | 1746 | 4 | IC | OP | NA | DFO |  | 2836 | 0.43958 | 0.31 | EIA Prime Mover-level Data | Estimated using an emission factor
2021 | MI | Wilmot | 1746 | 5 | IC | OP | NA | DFO |  | 2836 | 0.43958 | 0.31 | EIA Prime Mover-level Data | Estimated using an emission factor
2021 | MI | Manistique | 1750 | 1 | IC | OP | NA | DFO |  | 4378.75 | 0.67871 | 0.31 | EIA Prime Mover-level Data | Estimated using an emission factor
2021 | MI | Manistique | 1750 | 2 | IC | OP | NA | DFO |  | 6130.25 | 0.95019 | 0.31 | EIA Prime Mover-level Data | Estimated using an emission factor
2021 | MI | Edison Sault | 1751 | 10 | HY | OP | NA | WAT |  | 25922.9 |  |  | EIA Prime Mover-level Data
2021 | MI | Edison Sault | 1751 | 11 | HY | OP | NA | WAT |  | 25922.9 |  |  | EIA Prime Mover-level Data
2021 | MI | Edison Sault | 1751 | 12 | HY | OP | NA | WAT |  | 25922.9 |  |  | EIA Prime Mover-level Data
2021 | MI | Edison Sault | 1751 | 13 | HY | OP | NA | WAT |  | 25922.9 |  |  | EIA Prime Mover-level Data
2021 | MI | Edison Sault | 1751 | 14 | HY | OP | NA | WAT |  | 25922.9 |  |  | EIA Prime Mover-level Data
2021 | MI | Edison Sault | 1751 | 15 | HY | OP | NA | WAT |  | 25922.9 |  |  | EIA Prime Mover-level Data
2021 | MI | Edison Sault | 1751 | 16 | HY | OP | NA | WAT |  | 25922.9 |  |  | EIA Prime Mover-level Data
2021 | MI | Edison Sault | 1751 | 17 | HY | OP | NA | WAT |  | 25922.9 |  |  | EIA Prime Mover-level Data
2021 | MI | Edison Sault | 1751 | 18 | HY | OP | NA | WAT |  | 25922.9 |  |  | EIA Prime Mover-level Data
2021 | MI | Edison Sault | 1751 | 19 | HY | OP | NA | WAT |  | 25922.9 |  |  | EIA Prime Mover-level Data
2021 | MI | Edison Sault | 1751 | 20 | HY | OP | NA | WAT |  | 25922.9 |  |  | EIA Prime Mover-level Data
2021 | MI | Edison Sault | 1751 | 21 | HY | OP | NA | WAT |  | 25922.9 |  |  | EIA Prime Mover-level Data
2021 | MI | Edison Sault | 1751 | 22 | HY | OP | NA | WAT |  | 25922.9 |  |  | EIA Prime Mover-level Data
2021 | MI | Edison Sault | 1751 | 23 | HY | OP | NA | WAT |  | 25922.9 |  |  | EIA Prime Mover-level Data
2021 | MI | Edison Sault | 1751 | 24 | HY | OP | NA | WAT |  | 25922.9 |  |  | EIA Prime Mover-level Data
2021 | MI | Edison Sault | 1751 | 25 | HY | OP | NA | WAT |  | 25922.9 |  |  | EIA Prime Mover-level Data
2021 | MI | Edison Sault | 1751 | 26 | HY | OP | NA | WAT |  | 25922.9 |  |  | EIA Prime Mover-level Data
2021 | MI | Edison Sault | 1751 | 27 | HY | OP | NA | WAT |  | 25922.9 |  |  | EIA Prime Mover-level Data
2021 | MI | Edison Sault | 1751 | 28 | HY | OP | NA | WAT |  | 25922.9 |  |  | EIA Prime Mover-level Data
2021 | MI | Edison Sault | 1751 | 29 | HY | OP | NA | WAT |  | 25922.9 |  |  | EIA Prime Mover-level Data
2021 | MI | Edison Sault | 1751 | 30 | HY | OP | NA | WAT |  | 25922.9 |  |  | EIA Prime Mover-level Data
2021 | MI | Edison Sault | 1751 | 31 | HY | OP | NA | WAT |  | 25922.9 |  |  | EIA Prime Mover-level Data
2021 | MI | Edison Sault | 1751 | 32 | HY | OP | NA | WAT |  | 25922.9 |  |  | EIA Prime Mover-level Data
2021 | MI | Edison Sault | 1751 | 33 | HY | OP | NA | WAT |  | 25922.9 |  |  | EIA Prime Mover-level Data
2021 | MI | Edison Sault | 1751 | 34 | HY | OP | NA | WAT |  | 25922.9 |  |  | EIA Prime Mover-level Data
2021 | MI | Edison Sault | 1751 | 35 | HY | OP | NA | WAT |  | 25922.9 |  |  | EIA Prime Mover-level Data
2021 | MI | Edison Sault | 1751 | 36 | HY | OP | NA | WAT |  | 25922.9 |  |  | EIA Prime Mover-level Data
2021 | MI | Edison Sault | 1751 | 37 | HY | OP | NA | WAT |  | 25922.9 |  |  | EIA Prime Mover-level Data
2021 | MI | Edison Sault | 1751 | 38 | HY | OP | NA | WAT |  | 25922.9 |  |  | EIA Prime Mover-level Data
2021 | MI | Edison Sault | 1751 | 39 | HY | OP | NA | WAT |  | 25922.9 |  |  | EIA Prime Mover-level Data
2021 | MI | Edison Sault | 1751 | 40 | HY | OP | NA | WAT |  | 25922.9 |  |  | EIA Prime Mover-level Data
2021 | MI | Edison Sault | 1751 | 41 | HY | OP | NA | WAT |  | 25922.9 |  |  | EIA Prime Mover-level Data
2021 | MI | Edison Sault | 1751 | 42 | HY | OP | NA | WAT |  | 21602.416 |  |  | EIA Prime Mover-level Data
2021 | MI | Edison Sault | 1751 | 45 | HY | OP | NA | WAT |  | 25922.9 |  |  | EIA Prime Mover-level Data
2021 | MI | Edison Sault | 1751 | 46 | HY | OP | NA | WAT |  | 25922.9 |  |  | EIA Prime Mover-level Data
2021 | MI | Edison Sault | 1751 | 47 | HY | OP | NA | WAT |  | 25922.9 |  |  | EIA Prime Mover-level Data
2021 | MI | Edison Sault | 1751 | 48 | HY | OP | NA | WAT |  | 25922.9 |  |  | EIA Prime Mover-level Data
2021 | MI | Edison Sault | 1751 | 49 | HY | OP | NA | WAT |  | 25922.9 |  |  | EIA Prime Mover-level Data
2021 | MI | Edison Sault | 1751 | 50 | HY | OP | NA | WAT |  | 25922.9 |  |  | EIA Prime Mover-level Data
2021 | MI | Edison Sault | 1751 | 51 | HY | OP | NA | WAT |  | 25922.9 |  |  | EIA Prime Mover-level Data
2021 | MI | Edison Sault | 1751 | 52 | HY | OP | NA | WAT |  | 25922.9 |  |  | EIA Prime Mover-level Data
2021 | MI | Edison Sault | 1751 | 53 | HY | OP | NA | WAT |  | 25922.9 |  |  | EIA Prime Mover-level Data
2021 | MI | Edison Sault | 1751 | 54 | HY | OP | NA | WAT |  | 25922.9 |  |  | EIA Prime Mover-level Data
2021 | MI | Edison Sault | 1751 | 55 | HY | OP | NA | WAT |  | 25922.9 |  |  | EIA Prime Mover-level Data
2021 | MI | Edison Sault | 1751 | 56 | HY | OP | NA | WAT |  | 25922.9 |  |  | EIA Prime Mover-level Data
2021 | MI | Edison Sault | 1751 | 57 | HY | OP | NA | WAT |  | 25922.9 |  |  | EIA Prime Mover-level Data
2021 | MI | Edison Sault | 1751 | 58 | HY | OP | NA | WAT |  | 25922.9 |  |  | EIA Prime Mover-level Data
2021 | MI | Edison Sault | 1751 | 59 | HY | OP | NA | WAT |  | 25922.9 |  |  | EIA Prime Mover-level Data
2021 | MI | Edison Sault | 1751 | 6 | HY | OP | NA | WAT |  | 25922.9 |  |  | EIA Prime Mover-level Data
2021 | MI | Edison Sault | 1751 | 60 | HY | OP | NA | WAT |  | 25922.9 |  |  | EIA Prime Mover-level Data
2021 | MI | Edison Sault | 1751 | 61 | HY | OP | NA | WAT |  | 25922.9 |  |  | EIA Prime Mover-level Data
2021 | MI | Edison Sault | 1751 | 62 | HY | OP | NA | WAT |  | 21602.416 |  |  | EIA Prime Mover-level Data
2021 | MI | Edison Sault | 1751 | 63 | HY | OP | NA | WAT |  | 21602.416 |  |  | EIA Prime Mover-level Data
2021 | MI | Edison Sault | 1751 | 64 | HY | OP | NA | WAT |  | 21602.416 |  |  | EIA Prime Mover-level Data
2021 | MI | Edison Sault | 1751 | 65 | HY | OP | NA | WAT |  | 21602.416 |  |  | EIA Prime Mover-level Data
2021 | MI | Edison Sault | 1751 | 66 | HY | OP | NA | WAT |  | 21602.416 |  |  | EIA Prime Mover-level Data
2021 | MI | Edison Sault | 1751 | 67 | HY | OP | NA | WAT |  | 21602.416 |  |  | EIA Prime Mover-level Data
2021 | MI | Edison Sault | 1751 | 68 | HY | OP | NA | WAT |  | 21602.416 |  |  | EIA Prime Mover-level Data
2021 | MI | Edison Sault | 1751 | 69 | HY | OP | NA | WAT |  | 21602.416 |  |  | EIA Prime Mover-level Data
2021 | MI | Edison Sault | 1751 | 7 | HY | OP | NA | WAT |  | 25922.9 |  |  | EIA Prime Mover-level Data
2021 | MI | Edison Sault | 1751 | 70 | HY | OP | NA | WAT |  | 21602.416 |  |  | EIA Prime Mover-level Data
2021 | MI | Edison Sault | 1751 | 71 | HY | OP | NA | WAT |  | 21602.416 |  |  | EIA Prime Mover-level Data
2021 | MI | Edison Sault | 1751 | 72 | HY | OP | NA | WAT |  | 21602.416 |  |  | EIA Prime Mover-level Data
2021 | MI | Edison Sault | 1751 | 73 | HY | OP | NA | WAT |  | 21602.416 |  |  | EIA Prime Mover-level Data
2021 | MI | Edison Sault | 1751 | 74 | HY | OP | NA | WAT |  | 21602.416 |  |  | EIA Prime Mover-level Data
2021 | MI | Edison Sault | 1751 | 75 | HY | OP | NA | WAT |  | 21602.416 |  |  | EIA Prime Mover-level Data
2021 | MI | Edison Sault | 1751 | 76 | HY | OP | NA | WAT |  | 21602.416 |  |  | EIA Prime Mover-level Data
2021 | MI | Edison Sault | 1751 | 77 | HY | OP | NA | WAT |  | 21602.416 |  |  | EIA Prime Mover-level Data
2021 | MI | Edison Sault | 1751 | 78 | HY | OP | NA | WAT |  | 21602.416 |  |  | EIA Prime Mover-level Data
2021 | MI | Edison Sault | 1751 | 79 | HY | OP | NA | WAT |  | 21602.416 |  |  | EIA Prime Mover-level Data
2021 | MI | Edison Sault | 1751 | 8 | HY | OP | NA | WAT |  | 25922.9 |  |  | EIA Prime Mover-level Data
2021 | MI | Edison Sault | 1751 | 80 | HY | OP | NA | WAT |  | 21602.416 |  |  | EIA Prime Mover-level Data
2021 | MI | Edison Sault | 1751 | 9 | HY | OP | NA | WAT |  | 25922.9 |  |  | EIA Prime Mover-level Data
2021 | MI | Berrien Springs | 1753 | 10 | HY | OP | NA | WAT |  | 20330.75 |  |  | EIA Prime Mover-level Data
2021 | MI | Berrien Springs | 1753 | 11 | HY | OP | NA | WAT |  | 20330.75 |  |  | EIA Prime Mover-level Data
2021 | MI | Berrien Springs | 1753 | 12 | HY | OP | NA | WAT |  | 20330.75 |  |  | EIA Prime Mover-level Data
2021 | MI | Berrien Springs | 1753 | 1A | HY | OP | NA | WAT |  | 20330.75 |  |  | EIA Prime Mover-level Data
2021 | MI | Berrien Springs | 1753 | 2A | HY | OP | NA | WAT |  | 20330.75 |  |  | EIA Prime Mover-level Data
2021 | MI | Berrien Springs | 1753 | 3A | HY | OP | NA | WAT |  | 20330.75 |  |  | EIA Prime Mover-level Data
2021 | MI | Berrien Springs | 1753 | 4A | HY | OP | NA | WAT |  | 20330.75 |  |  | EIA Prime Mover-level Data
2021 | MI | Berrien Springs | 1753 | 5 | HY | OP | NA | WAT |  | 20330.75 |  |  | EIA Prime Mover-level Data
2021 | MI | Berrien Springs | 1753 | 6 | HY | OP | NA | WAT |  | 20330.75 |  |  | EIA Prime Mover-level Data
2021 | MI | Berrien Springs | 1753 | 7 | HY | OP | NA | WAT |  | 20330.75 |  |  | EIA Prime Mover-level Data
2021 | MI | Berrien Springs | 1753 | 8 | HY | OP | NA | WAT |  | 20330.75 |  |  | EIA Prime Mover-level Data
2021 | MI | Berrien Springs | 1753 | 9 | HY | OP | NA | WAT |  | 20330.75 |  |  | EIA Prime Mover-level Data
2021 | MI | Buchanan (MI) | 1754 | 1 | HY | OP | NA | WAT |  | 12451.727 |  |  | EIA Prime Mover-level Data
2021 | MI | Buchanan (MI) | 1754 | 10 | HY | OP | NA | WAT |  | 15564.659 |  |  | EIA Prime Mover-level Data
2021 | MI | Buchanan (MI) | 1754 | 2 | HY | OP | NA | WAT |  | 12451.727 |  |  | EIA Prime Mover-level Data
2021 | MI | Buchanan (MI) | 1754 | 3 | HY | OP | NA | WAT |  | 12451.727 |  |  | EIA Prime Mover-level Data
2021 | MI | Buchanan (MI) | 1754 | 4 | HY | OP | NA | WAT |  | 12451.727 |  |  | EIA Prime Mover-level Data
2021 | MI | Buchanan (MI) | 1754 | 5 | HY | OP | NA | WAT |  | 12451.727 |  |  | EIA Prime Mover-level Data
2021 | MI | Buchanan (MI) | 1754 | 6 | HY | OP | NA | WAT |  | 12451.727 |  |  | EIA Prime Mover-level Data
2021 | MI | Buchanan (MI) | 1754 | 7 | HY | OP | NA | WAT |  | 15564.659 |  |  | EIA Prime Mover-level Data
2021 | MI | Buchanan (MI) | 1754 | 8 | HY | OP | NA | WAT |  | 15564.659 |  |  | EIA Prime Mover-level Data
2021 | MI | Buchanan (MI) | 1754 | 9 | HY | OP | NA | WAT |  | 15564.659 |  |  | EIA Prime Mover-level Data
2021 | WI | Saxon Falls | 1756 | 1 | HY | OP | NA | WAT |  | 29146.5 |  |  | EIA Prime Mover-level Data
2021 | WI | Saxon Falls | 1756 | 2 | HY | OP | NA | WAT |  | 29146.5 |  |  | EIA Prime Mover-level Data
2021 | MI | Superior Falls | 1757 | 1 | HY | OP | NA | WAT |  | 33345.5 |  |  | EIA Prime Mover-level Data
2021 | MI | Superior Falls | 1757 | 2 | HY | OP | NA | WAT |  | 33345.5 |  |  | EIA Prime Mover-level Data
2021 | MI | Constantine | 1760 | 1 | HY | OP | NA | WAT |  | 10677.75 |  |  | EIA Prime Mover-level Data
2021 | MI | Constantine | 1760 | 2 | HY | OP | NA | WAT |  | 10677.75 |  |  | EIA Prime Mover-level Data
2021 | MI | Constantine | 1760 | 3 | HY | OP | NA | WAT |  | 10677.75 |  |  | EIA Prime Mover-level Data
2021 | MI | Constantine | 1760 | 4 | HY | OP | NA | WAT |  | 10677.75 |  |  | EIA Prime Mover-level Data
2021 | MI | Mottville | 1761 | 1 | HY | OP | NA | WAT |  | 14244.25 |  |  | EIA Prime Mover-level Data
2021 | MI | Mottville | 1761 | 2 | HY | OP | NA | WAT |  | 14244.25 |  |  | EIA Prime Mover-level Data
2021 | MI | Mottville | 1761 | 3 | HY | OP | NA | WAT |  | 14244.25 |  |  | EIA Prime Mover-level Data
2021 | MI | Mottville | 1761 | 4 | HY | OP | NA | WAT |  | 14244.25 |  |  | EIA Prime Mover-level Data
2021 | MI | John H Warden | 1772 | 1 | ST | OP | NA | WDS |  | 1716303.12 | 8.9071 | 0.010379 | EIA Unit-level Data | NEI avg EF - PM, fuel type
2021 | MI | Prickett | 1773 | 1 | HY | OP | NA | WAT |  | 29248 |  |  | EIA Prime Mover-level Data
2021 | MI | Prickett | 1773 | 2 | HY | OP | NA | WAT |  | 29248 |  |  | EIA Prime Mover-level Data
2021 | MI | Victoria Dam | 1774 | 1 | HY | OP | NA | WAT |  | 206170.5 |  |  | EIA Prime Mover-level Data
2021 | MI | Victoria Dam | 1774 | 2 | HY | OP | NA | WAT |  | 206170.5 |  |  | EIA Prime Mover-level Data
2021 | WI | Brule | 1775 | 1 | HY | OP | NA | WAT |  | 35734.792 |  |  | EIA Prime Mover-level Data
2021 | WI | Brule | 1775 | 2 | HY | OP | NA | WAT |  | 54976.604 |  |  | EIA Prime Mover-level Data
2021 | WI | Brule | 1775 | 3 | HY | OP | NA | WAT |  | 54976.604 |  |  | EIA Prime Mover-level Data
2021 | MI | Chalk Hill | 1776 | 1 | HY | OP | NA | WAT |  | 95714 |  |  | EIA Prime Mover-level Data
2021 | MI | Chalk Hill | 1776 | 2 | HY | OP | NA | WAT |  | 95714 |  |  | EIA Prime Mover-level Data
2021 | MI | Chalk Hill | 1776 | 3 | HY | OP | NA | WAT |  | 95714 |  |  | EIA Prime Mover-level Data
2021 | MI | Hemlock Falls | 1777 | 1 | HY | OP | NA | WAT |  | 58301 |  |  | EIA Prime Mover-level Data
2021 | MI | Kingsford | 1778 | 1 | HY | OP | NA | WAT |  | 73992.667 |  |  | EIA Prime Mover-level Data
2021 | MI | Kingsford | 1778 | 2 | HY | OP | NA | WAT |  | 73992.667 |  |  | EIA Prime Mover-level Data
2021 | MI | Kingsford | 1778 | 3 | HY | OP | NA | WAT |  | 73992.667 |  |  | EIA Prime Mover-level Data
2021 | MI | Michigamme Falls | 1780 | 1 | HY | OP | NA | WAT |  | 115839 |  |  | EIA Prime Mover-level Data
2021 | MI | Michigamme Falls | 1780 | 2 | HY | OP | NA | WAT |  | 115839 |  |  | EIA Prime Mover-level Data
2021 | MI | Peavy Falls | 1781 | 1 | HY | OP | NA | WAT |  | 203778.5 |  |  | EIA Prime Mover-level Data
2021 | MI | Peavy Falls | 1781 | 2 | HY | OP | NA | WAT |  | 203778.5 |  |  | EIA Prime Mover-level Data
2021 | MI | Way Dam | 1785 | 1 | HY | OP | NA | WAT |  | 42957 |  |  | EIA Prime Mover-level Data
2021 | MI | White Rapids | 1786 | 1 | HY | OP | NA | WAT |  | 93697.667 |  |  | EIA Prime Mover-level Data
2021 | MI | White Rapids | 1786 | 2 | HY | OP | NA | WAT |  | 93697.667 |  |  | EIA Prime Mover-level Data
2021 | MI | White Rapids | 1786 | 3 | HY | OP | NA | WAT |  | 93697.667 |  |  | EIA Prime Mover-level Data
2021 | MI | Grand Rapids | 1787 | 1 | HY | OP | NA | WAT |  | 48599.027 |  |  | EIA Prime Mover-level Data
2021 | MI | Grand Rapids | 1787 | 2 | HY | OP | NA | WAT |  | 48599.027 |  |  | EIA Prime Mover-level Data
2021 | MI | Grand Rapids | 1787 | 3 | HY | OP | NA | WAT |  | 66271.4 |  |  | EIA Prime Mover-level Data
2021 | MI | Grand Rapids | 1787 | 4 | HY | OP | NA | WAT |  | 83943.773 |  |  | EIA Prime Mover-level Data
2021 | MI | Grand Rapids | 1787 | 5 | HY | OP | NA | WAT |  | 83943.773 |  |  | EIA Prime Mover-level Data
2021 | MI | Crystal Falls | 1821 | 1 | HY | OP | NA | WAT |  | 15755.4 |  |  | EIA Prime Mover-level Data
2021 | MI | Crystal Falls | 1821 | 2 | HY | OP | NA | WAT |  | 15755.4 |  |  | EIA Prime Mover-level Data
2021 | MI | Crystal Falls | 1821 | 3 | HY | OP | NA | WAT |  | 21007.2 |  |  | EIA Prime Mover-level Data
2021 | MI | Hart | 1827 | 4 | IC | OP | NA | NG
2021 | MI | Hart | 1827 | IC1 | IC | OP | NA | DFO
2021 | MI | Hart | 1827 | IC3 | IC | OP | NA | DFO
2021 | MI | Hillsdale | 1829 | 5 | IC | OP | NA | NG |  | 6651.448 | 0.0014035 | 0.000422 | EIA Prime Mover-level Data | Estimated using an emission factor
2021 | MI | Hillsdale | 1829 | 6 | IC | OP | NA | NG |  | 7126.552 | 0.0015037 | 0.000422 | EIA Prime Mover-level Data | Estimated using an emission factor
2021 | MI | Eckert Station | 1831 | 4 | ST | OP | WALL | SUB | 0 | [5 empty] | 1964
2021 | MI | Erickson | 1832 | 1 | ST | OP | WALL | SUB | 5951 | 9284022.515 | 2.276 | 0.00049031 | EPA/CAMD | EPA/NEI | 1972
2021 | MI | Plant Four | 1840 | CT1 | GT | SB | NA | DFO |  | 1405 | 0.011561 | 0.016457 | EIA Prime Mover-level Data | NEI avg EF - PM, fuel type, firing type
2021 | MI | James R Smith | 1842 | 1 | HY | OP | NA | WAT |  | 35664 |  |  | EIA Prime Mover-level Data
2021 | MI | James R Smith | 1842 | 2 | HY | OP | NA | WAT |  | 35664 |  |  | EIA Prime Mover-level Data
2021 | MI | Marshall (MI) | 1844 | 1 | HY | OP | NA | WAT |  | 0 |  |  | EIA Prime Mover-level Data
2021 | MI | Marshall (MI) | 1844 | 3 | HY | OS | NA | WAT |  | 0 |  |  | EIA Prime Mover-level Data
2021 | MI | Marshall (MI) | 1844 | IC3 | IC | OP | NA | NG |  | 1142.4 | 0.00024105 | 0.000422 | EIA Prime Mover-level Data | Estimated using an emission factor
2021 | MI | Marshall (MI) | 1844 | IC5 | IC | OP | NA | NG |  | 924.8 | 0.00019513 | 0.000422 | EIA Prime Mover-level Data | Estimated using an emission factor
2021 | MI | Marshall (MI) | 1844 | IC6 | IC | OP | NA | NG |  | 3100.8 | 0.00065427 | 0.000422 | EIA Prime Mover-level Data | Estimated using an emission factor
2021 | MI | Newberry | 1846 | 1 | IC | OS | NA | DFO
2021 | MI | Newberry | 1846 | 2 | IC | OS | NA | DFO
2021 | MI | Newberry | 1846 | 4 | IC | OS | NA | DFO
2021 | MI | Norway (MI) | 1848 | 1 | HY | OP | NA | WAT |  | 113900.143 |  |  | EIA Prime Mover-level Data
2021 | MI | Norway (MI) | 1848 | 2 | HY | OP | NA | WAT |  | 50622.286 |  |  | EIA Prime Mover-level Data
2021 | MI | Norway (MI) | 1848 | 3 | HY | OP | NA | WAT |  | 50622.286 |  |  | EIA Prime Mover-level Data
2021 | MI | Norway (MI) | 1848 | 4 | HY | OP | NA | WAT |  | 50622.286 |  |  | EIA Prime Mover-level Data
2021 | MI | Frank Jenkins | 1851 | 4 | IC | SB | NA | DFO |  | 373.053 | 0.057823 | 0.31 | EIA Prime Mover-level Data | Estimated using an emission factor
2021 | MI | Frank Jenkins | 1851 | 5 | IC | SB | NA | DFO |  | 932.632 | 0.14456 | 0.31 | EIA Prime Mover-level Data | Estimated using an emission factor
2021 | MI | Frank Jenkins | 1851 | 6 | IC | SB | NA | DFO |  | 466.316 | 0.072279 | 0.31 | EIA Prime Mover-level Data | Estimated using an emission factor
2021 | MI | St Louis | 1852 | 1 | IC | SB | NA | DFO |  | 17.657 | 0.0027368 | 0.31 | EIA Prime Mover-level Data | Estimated using an emission factor
2021 | MI | St Louis | 1852 | 2 | IC | SB | NA | DFO |  | 8.149 | 0.0012631 | 0.31 | EIA Prime Mover-level Data | Estimated using an emission factor
2021 | MI | St Louis | 1852 | 3 | IC | SB | NA | DFO |  | 12.224 | 0.0018947 | 0.31 | EIA Prime Mover-level Data | Estimated using an emission factor
2021 | MI | St Louis | 1852 | 5 | HY | OP | NA | WAT |  | 1878.5 |  |  | EIA Prime Mover-level Data
2021 | MI | St Louis | 1852 | 6 | HY | OP | NA | WAT |  | 1878.5 |  |  | EIA Prime Mover-level Data
2021 | MI | St Louis | 1852 | 7 | IC | SB | NA | DFO |  | 14.94 | 0.0023157 | 0.31 | EIA Prime Mover-level Data | Estimated using an emission factor
2021 | MI | St Louis | 1852 | 8 | IC | OP | NA | DFO |  | 20.373 | 0.0031578 | 0.31 | EIA Prime Mover-level Data | Estimated using an emission factor
2021 | MI | St Louis | 1852 | 9 | IC | SB | NA | DFO |  | 17.657 | 0.0027368 | 0.31 | EIA Prime Mover-level Data | Estimated using an emission factor
2021 | MI | Main Street (MI) | 1853 | 1 | IC | SB | NA | DFO
2021 | MI | Main Street (MI) | 1853 | 2 | IC | SB | NA | DFO
2021 | MI | Main Street (MI) | 1853 | 3 | IC | SB | NA | DFO
2021 | MI | Main Street (MI) | 1853 | 4 | IC | SB | NA | DFO
2021 | MI | Main Street (MI) | 1853 | 5 | IC | SB | NA | DFO
2021 | MI | Main Street (MI) | 1853 | 6 | IC | SB | NA | DFO
2021 | MI | Sturgis City Diesel Plant | 1855 | 6 | IC | OP | NA | NG |  | 6056 | 0.0012778 | 0.000422 | EIA Prime Mover-level Data | Estimated using an emission factor
2021 | MI | Hydro Plant | 1856 | 1 | HY | OP | NA | WAT
2021 | MI | Hydro Plant | 1856 | 2 | HY | OP | NA | WAT
2021 | MI | Hydro Plant | 1856 | 3 | HY | OP | NA | WAT
2021 | MI | Hydro Plant | 1856 | 4 | HY | OP | NA | WAT
2021 | MI | Saint Marys Falls | 1865 | 1 | HY | OP | NA | WAT |  | 338633.797 |  |  | EIA Prime Mover-level Data
2021 | MI | Saint Marys Falls | 1865 | 10 | HY | OP | NA | WAT |  | 142007.722 |  |  | EIA Prime Mover-level Data
2021 | MI | Saint Marys Falls | 1865 | 2 | HY | OP | NA | WAT |  | 338633.797 |  |  | EIA Prime Mover-level Data
2021 | MI | Saint Marys Falls | 1865 | 3 | HY | OP | NA | WAT |  | 338633.797 |  |  | EIA Prime Mover-level Data
2021 | MI | Saint Marys Falls | 1865 | 3A | HY | OP | NA | WAT |  | 136545.886 |  |  | EIA Prime Mover-level Data
2021 | MI | Wyandotte | 1866 | 5 | ST | OP | STOKER | NG | 903 | 8557.508 | 0.03808 | 0.0088998 | EPA/CAMD | EPA/NEI | 1958
2021 | MI | Wyandotte | 1866 | 7 | ST | OP | WALL | NG | 1899 | 437724.621 | 1.447 | 0.0066115 | EPA/CAMD | EPA/NEI | 1982
2021 | MI | Zeeland | 1867 | 1 | IC | OP | NA | NG |  | 449.758 | 9.4899e-05 | 0.000422 | EIA Prime Mover-level Data | Estimated using an emission factor
2021 | MI | Zeeland | 1867 | 10 | IC | OP | NA | NG |  | 1799.031 | 0.0003796 | 0.000422 | EIA Prime Mover-level Data | Estimated using an emission factor
2021 | MI | Zeeland | 1867 | 11 | IC | OP | NA | NG |  | 1927.534 | 0.00040671 | 0.000422 | EIA Prime Mover-level Data | Estimated using an emission factor
2021 | MI | Zeeland | 1867 | 2 | IC | OP | NA | NG |  | 353.381 | 7.4563e-05 | 0.000422 | EIA Prime Mover-level Data | Estimated using an emission factor
2021 | MI | Zeeland | 1867 | 7 | IC | OP | NA | NG |  | 642.511 | 0.00013557 | 0.000422 | EIA Prime Mover-level Data | Estimated using an emission factor
2021 | MI | Zeeland | 1867 | 8 | IC | OP | NA | NG |  | 546.135 | 0.00011523 | 0.000422 | EIA Prime Mover-level Data | Estimated using an emission factor
2021 | MI | Zeeland | 1867 | 9 | IC | OP | NA | NG |  | 1445.65 | 0.00030503 | 0.000422 | EIA Prime Mover-level Data | Estimated using an emission factor
2021 | MI | Dafter | 1868 | 1 | IC | RE | NA | DFO |  | 334.375 | 0.051828 | 0.31 | EIA Prime Mover-level Data | Estimated using an emission factor
2021 | MI | Dafter | 1868 | 1C | IC | OP | NA | DFO |  | 668.75 | 0.10366 | 0.31 | EIA Prime Mover-level Data | Estimated using an emission factor
2021 | MI | Dafter | 1868 | 2C | IC | OP | NA | DFO |  | 668.75 | 0.10366 | 0.31 | EIA Prime Mover-level Data | Estimated using an emission factor
2021 | MI | Dafter | 1868 | 3 | IC | RE | NA | DFO |  | 334.375 | 0.051828 | 0.31 | EIA Prime Mover-level Data | Estimated using an emission factor
2021 | MI | Dafter | 1868 | 3C | IC | OP | NA | DFO |  | 668.75 | 0.10366 | 0.31 | EIA Prime Mover-level Data | Estimated using an emission factor
2021 | MI | Dafter | 1868 | 4 | IC | OP | NA | DFO |  | 1003.125 | 0.15548 | 0.31 | EIA Prime Mover-level Data | Estimated using an emission factor
2021 | MI | Dafter | 1868 | 4C | IC | OP | NA | DFO |  | 668.75 | 0.10366 | 0.31 | EIA Prime Mover-level Data | Estimated using an emission factor
2021 | MI | Dafter | 1868 | 5 | IC | RE | NA | DFO |  | 1003.125 | 0.15548 | 0.31 | EIA Prime Mover-level Data | Estimated using an emission factor
2021 | MI | Kleber | 1871 | K1 | HY | OP | NA | WAT |  | 14885.333 |  |  | EIA Prime Mover-level Data
2021 | MI | Kleber | 1871 | K2 | HY | OP | NA | WAT |  | 14885.333 |  |  | EIA Prime Mover-level Data
2021 | MI | Kleber | 1871 | T1 | HY | OP | NA | WAT |  | 7442.667 |  |  | EIA Prime Mover-level Data
2021 | MI | Kleber | 1871 | T2 | HY | OP | NA | WAT |  | 7442.667 |  |  | EIA Prime Mover-level Data
2021 | MI | Tower | 1873 | GT4 | GT | OP | NA | DFO |  | 3557 | 0.029268 | 0.016457 | EIA Prime Mover-level Data | NEI avg EF - PM, fuel type, firing type
2021 | MI | Caro | 1874 | 1 | IC | OP | NA | DFO
2021 | MI | Caro | 1874 | 2 | IC | OP | NA | DFO
2021 | MI | Caro | 1874 | 3 | IC | OP | NA | DFO
2021 | MI | Caro | 1874 | 4 | IC | OP | NA | DFO
2021 | MI | Caro | 1874 | 5 | IC | OP | NA | DFO
2021 | MI | Caro | 1874 | 6 | IC | OP | NA | DFO
2021 | MI | Ubly | 1875 | 1 | IC | OP | NA | DFO |  | 9.435 | 0.0014624 | 0.31 | EIA Prime Mover-level Data | Estimated using an emission factor
2021 | MI | Ubly | 1875 | 2 | IC | OP | NA | DFO |  | 11.008 | 0.0017062 | 0.31 | EIA Prime Mover-level Data | Estimated using an emission factor
2021 | MI | Ubly | 1875 | 3 | IC | OP | NA | DFO |  | 11.008 | 0.0017062 | 0.31 | EIA Prime Mover-level Data | Estimated using an emission factor
2021 | MI | Ubly | 1875 | 4 | IC | OP | NA | DFO |  | 14.153 | 0.0021937 | 0.31 | EIA Prime Mover-level Data | Estimated using an emission factor
2021 | MI | Ubly | 1875 | 5 | IC | OP | NA | DFO |  | 23.589 | 0.0036563 | 0.31 | EIA Prime Mover-level Data | Estimated using an emission factor
2021 | MI | Ubly | 1875 | 6 | IC | OP | NA | DFO |  | 23.589 | 0.0036563 | 0.31 | EIA Prime Mover-level Data | Estimated using an emission factor
2021 | MI | Ubly | 1875 | 7 | IC | OP | NA | DFO |  | 39.315 | 0.0060938 | 0.31 | EIA Prime Mover-level Data | Estimated using an emission factor
2021 | MI | Ubly | 1875 | 8 | IC | OP | NA | DFO |  | 39.315 | 0.0060938 | 0.31 | EIA Prime Mover-level Data | Estimated using an emission factor
2021 | MI | Ubly | 1875 | 9 | IC | OP | NA | DFO |  | 23.589 | 0.0036563 | 0.31 | EIA Prime Mover-level Data | Estimated using an emission factor
2021 | MI | George Johnson | 1877 | 10 | GT | OP | NA | NG |  | 204896.5 | 0.82128 | 0.0080165 | EIA Prime Mover-level Data | NEI avg EF - PM, fuel type
2021 | MI | George Johnson | 1877 | 11 | IC | SB | NA | DFO
2021 | MI | George Johnson | 1877 | 9 | GT | OP | NA | NG |  | 204896.5 | 0.82128 | 0.0080165 | EIA Prime Mover-level Data | NEI avg EF - PM, fuel type
2021 | MI | Claude Vandyke | 1880 | 8 | GT | OP | NA | NG |  | 74435 | 0.29835 | 0.0080165 | EIA Prime Mover-level Data | NEI avg EF - PM, fuel type
2021 | MI | Vestaburg | 1881 | 8 | GT | OP | NA | NG |  | 46347 | 0.18577 | 0.0080165 | EIA Prime Mover-level Data | NEI avg EF - PM, fuel type
2021 | MN | Laskin Energy Center | 1891 | 1 | ST | OP | TANGENTIAL | NG | 2508 | 659744.46 | 0.13381 | 0.00040564 | EPA/CAMD | EPA/NEI | 1953
2021 | MN | Laskin Energy Center | 1891 | 2 | ST | OP | TANGENTIAL | NG | 2261 | 640718.288 | 0.12997 | 0.0004057 | EPA/CAMD | EPA/NEI | 1953
2021 | MN | Blanchard | 1892 | 1 | HY | OP | NA | WAT |  | 193337.333 |  |  | EIA Prime Mover-level Data
2021 | MN | Blanchard | 1892 | 2 | HY | OP | NA | WAT |  | 193337.333 |  |  | EIA Prime Mover-level Data
2021 | MN | Blanchard | 1892 | 3 | HY | OP | NA | WAT |  | 193337.333 |  |  | EIA Prime Mover-level Data
2021 | MN | Boswell Energy Center | 1893 | 3 | ST | OP | TANGENTIAL | RC | 7619 | 24311388.769 | 68.7329 | 0.0056544 | EPA/CAMD | EPA/NEI | 1973
2021 | MN | Boswell Energy Center | 1893 | 4 | ST | OP | TANGENTIAL | RC | 6390 | 31545339.5 | 106.3327 | 0.0067416 | EPA/CAMD | EPA/NEI | 1980
2021 | MN | Fond Du Lac | 1894 | 1 | HY | OP | NA | WAT |  | 250036 |  |  | EIA Prime Mover-level Data
2021 | MN | Knife Falls | 1895 | 1 | HY | OP | NA | WAT |  | 23555.333 |  |  | EIA Prime Mover-level Data
2021 | MN | Knife Falls | 1895 | 2 | HY | OP | NA | WAT |  | 23555.333 |  |  | EIA Prime Mover-level Data
2021 | MN | Knife Falls | 1895 | 3 | HY | OP | NA | WAT |  | 23555.333 |  |  | EIA Prime Mover-level Data
2021 | MN | Little Falls (MN) | 1896 | 1 | HY | OP | NA | WAT |  | 41454.261 |  |  | EIA Prime Mover-level Data
2021 | MN | Little Falls (MN) | 1896 | 2 | HY | OP | NA | WAT |  | 41454.261 |  |  | EIA Prime Mover-level Data
2021 | MN | Little Falls (MN) | 1896 | 3 | HY | OP | NA | WAT |  | 51817.826 |  |  | EIA Prime Mover-level Data
2021 | MN | Little Falls (MN) | 1896 | 4 | HY | OP | NA | WAT |  | 62181.391 |  |  | EIA Prime Mover-level Data
2021 | MN | Little Falls (MN) | 1896 | 5 | HY | OP | NA | WAT |  | 20727.13 |  |  | EIA Prime Mover-level Data
2021 | MN | Little Falls (MN) | 1896 | 6 | HY | OP | NA | WAT |  | 20727.13 |  |  | EIA Prime Mover-level Data
2021 | MN | Hibbard Energy Center | 1897 | 3 | ST | OP | STOKER | WDS | 3287 | 1053068.12 | 10.3332 | 0.019625 | EPA/CAMD | EPA/NEI | 1949
2021 | MN | Hibbard Energy Center | 1897 | 4 | ST | OP | STOKER | WDS | 3272 | 1069238.602 | 10.2178 | 0.019112 | EPA/CAMD | EPA/NEI | 1951
2021 | MN | Pillager | 1898 | 1 | HY | OP | NA | WAT |  | 26162 |  |  | EIA Prime Mover-level Data
2021 | MN | Pillager | 1898 | 2 | HY | OP | NA | WAT |  | 26162 |  |  | EIA Prime Mover-level Data
2021 | MN | Scanlon | 1899 | 1 | HY | OP | NA | WAT |  | 10410.25 |  |  | EIA Prime Mover-level Data
2021 | MN | Scanlon | 1899 | 2 | HY | OP | NA | WAT |  | 10410.25 |  |  | EIA Prime Mover-level Data
2021 | MN | Scanlon | 1899 | 3 | HY | OP | NA | WAT |  | 10410.25 |  |  | EIA Prime Mover-level Data
2021 | MN | Scanlon | 1899 | 4 | HY | OP | NA | WAT |  | 10410.25 |  |  | EIA Prime Mover-level Data
2021 | MN | Sylvan | 1900 | 1 | HY | OP | NA | WAT |  | 26360.667 |  |  | EIA Prime Mover-level Data
2021 | MN | Sylvan | 1900 | 2 | HY | OP | NA | WAT |  | 26360.667 |  |  | EIA Prime Mover-level Data
2021 | MN | Sylvan | 1900 | 3 | HY | OP | NA | WAT |  | 26360.667 |  |  | EIA Prime Mover-level Data
2021 | MN | Thomson | 1901 | 1 | HY | OP | NA | WAT |  | 292401.694 |  |  | EIA Prime Mover-level Data
2021 | MN | Thomson | 1901 | 2 | HY | OP | NA | WAT |  | 292401.694 |  |  | EIA Prime Mover-level Data
2021 | MN | Thomson | 1901 | 3 | HY | OP | NA | WAT |  | 292401.694 |  |  | EIA Prime Mover-level Data
2021 | MN | Thomson | 1901 | 4 | HY | OP | NA | WAT |  | 242918.331 |  |  | EIA Prime Mover-level Data
2021 | MN | Thomson | 1901 | 5 | HY | OP | NA | WAT |  | 242918.331 |  |  | EIA Prime Mover-level Data
2021 | MN | Thomson | 1901 | 6 | HY | OP | NA | WAT |  | 269909.256 |  |  | EIA Prime Mover-level Data
2021 | MN | Winton | 1902 | 2 | HY | OP | NA | WAT |  | 42437 |  |  | EIA Prime Mover-level Data
2021 | MN | Winton | 1902 | 3 | HY | OP | NA | WAT |  | 42437 |  |  | EIA Prime Mover-level Data
2021 | MN | Black Dog | 1904 | 5 | CT | OP | CC | NG | 6669 | 12235259.163 | 8.798 | 0.0014381 | EPA/CAMD | EPA/NEI | 2002
2021 | MN | Black Dog | 1904 | 6 | GT | OP | CT | NG | 2055 | 3303121.704 | 1.9525 | 0.0011822 | EPA/CAMD | EPA/NEI | 2018
2021 | MN | Hennepin Island | 1911 | 1 | HY | OP | NA | WAT |  | 90010.803 |  |  | EIA Prime Mover-level Data
2021 | MN | Hennepin Island | 1911 | 2 | HY | OP | NA | WAT |  | 90010.803 |  |  | EIA Prime Mover-level Data
2021 | MN | Hennepin Island | 1911 | 3 | HY | OP | NA | WAT |  | 90010.803 |  |  | EIA Prime Mover-level Data
2021 | MN | Hennepin Island | 1911 | 4 | HY | OP | NA | WAT |  | 90010.803 |  |  | EIA Prime Mover-level Data
2021 | MN | Hennepin Island | 1911 | 5 | HY | OP | NA | WAT |  | 80366.788 |  |  | EIA Prime Mover-level Data
2021 | MN | High Bridge | 1912 | 7 | CT | OP | CC | NG | 6073 | 11332525.293 | 1.867 | 0.00032949 | EPA/CAMD | EPA/NEI | 2008
2021 | MN | High Bridge | 1912 | 8 | CT | OP | CC | NG | 6632 | 12250406.476 | 2.0172 | 0.00032933 | EPA/CAMD | EPA/NEI | 2008
2021 | MN | Inver Hills | 1913 | 1 | GT | OP | CT | NG | 687 | 260548.4 | 0.18061 | 0.0013864 | EPA/CAMD | EPA/NEI | 1972
2021 | MN | Inver Hills | 1913 | 2 | GT | OP | CT | NG | 481 | 182878.6 | 0.15997 | 0.0017494 | EPA/CAMD | EPA/NEI | 1972
2021 | MN | Inver Hills | 1913 | 3 | GT | OP | CT | NG | 461 | 163715.3 | 0.030683 | 0.00037483 | EPA/CAMD | EPA/NEI | 1972
2021 | MN | Inver Hills | 1913 | 4 | GT | OP | CT | NG | 668 | 255922.3 | 0.17974 | 0.0014047 | EPA/CAMD | EPA/NEI | 1972
2021 | MN | Inver Hills | 1913 | 5 | GT | OP | CT | NG | 608 | 232073.6 | 0.17412 | 0.0015006 | EPA/CAMD | EPA/NEI | 1972
2021 | MN | Inver Hills | 1913 | 6 | GT | OP | CT | NG | 579 | 219379.2 | 0.17231 | 0.0015709 | EPA/CAMD | EPA/NEI | 1972
2021 | MN | Allen S King | 1915 | 1 | ST | OP | CYCLONE | SUB | 3180 | 14704026.058 | 71.2382 | 0.0096896 | EPA/CAMD | EPA/NEI | 1968
2021 | MN | Monticello Nuclear Facility | 1922 | 1 | ST | OP | NA | NUC |  | 0 |  |  | EIA Prime Mover-level Data
2021 | MN | Prairie Island | 1925 | 1 | ST | OP | NA | NUC |  | 0 |  |  | EIA Prime Mover-level Data
2021 | MN | Prairie Island | 1925 | 2 | ST | OP | NA | NUC |  | 0 |  |  | EIA Prime Mover-level Data
2021 | MN | Red Wing | 1926 | 1 | ST | OP | NA | MSW |  | 1108167.977 |  |  | EIA Unit-level Data
2021 | MN | Red Wing | 1926 | 2 | ST | OP | NA | MSW |  | 1397118.381 |  |  | EIA Unit-level Data
2021 | MN | Riverside (1927) | 1927 | 10 | CT | OP | CC | NG | 3268 | 4798503.461 | 0.837 | 0.00034886 | EPA/CAMD | EPA/NEI | 2008
2021 | MN | Riverside (1927) | 1927 | 9 | CT | OP | CC | NG | 3407 | 5053259.652 | 0.8808 | 0.00034861 | EPA/CAMD | EPA/NEI | 2008
2021 | MN | St James | 1929 | 1 | IC | OP | NA | DFO |  | 147.5 | 0.022863 | 0.31 | EIA Prime Mover-level Data | Estimated using an emission factor
2021 | MN | St James | 1929 | 2 | IC | OP | NA | DFO |  | 147.5 | 0.022863 | 0.31 | EIA Prime Mover-level Data | Estimated using an emission factor
2021 | MN | St James | 1929 | 3 | IC | OP | NA | DFO |  | 147.5 | 0.022863 | 0.31 | EIA Prime Mover-level Data | Estimated using an emission factor
2021 | MN | St James | 1929 | 4 | IC | OP | NA | DFO |  | 147.5 | 0.022863 | 0.31 | EIA Prime Mover-level Data | Estimated using an emission factor
2021 | MN | St James | 1929 | 5 | IC | OP | NA | DFO |  | 147.5 | 0.022863 | 0.31 | EIA Prime Mover-level Data | Estimated using an emission factor
2021 | MN | St James | 1929 | 6 | IC | OP | NA | DFO |  | 147.5 | 0.022863 | 0.31 | EIA Prime Mover-level Data | Estimated using an emission factor
2021 | MN | Wilmarth | 1934 | 1 | ST | OP | NA | MSW |  | 778661.664 |  |  | EIA Unit-level Data
2021 | MN | Wilmarth | 1934 | 2 | ST | OP | NA | MSW |  | 941393.9 |  |  | EIA Unit-level Data
2021 | MN | Hoot Lake | 1943 | 2 | ST | OP | TANGENTIAL | SUB | 2047 | 911566.325 | 10.3463 | 0.0227 | EPA/CAMD | EPA/NEI | 1959
2021 | MN | Hoot Lake | 1943 | 3 | ST | OP | WALL | SUB | 1094 | 631588.125 | 7.1685 | 0.0227 | EPA/CAMD | EPA/NEI | 1964
2021 | MN | Hoot Lake | 1943 | H1 | HY | OP | NA | WAT |  | 24025 |  |  | EIA Prime Mover-level Data
2021 | MN | Adrian | 1956 | 5 | IC | OP | NA | DFO |  | 154 | 0.02387 | 0.31 | EIA Prime Mover-level Data | Estimated using an emission factor
2021 | MN | Alexandria | 1958 | IC1 | IC | SB | NA | DFO |  | 45.391 | 0.0070356 | 0.31 | EIA Prime Mover-level Data | Estimated using an emission factor
2021 | MN | Alexandria | 1958 | IC2 | IC | SB | NA | DFO |  | 151.304 | 0.023452 | 0.31 | EIA Prime Mover-level Data | Estimated using an emission factor
2021 | MN | Alexandria | 1958 | IC3 | IC | SB | NA | DFO |  | 151.304 | 0.023452 | 0.31 | EIA Prime Mover-level Data | Estimated using an emission factor
2021 | MN | Benson City of | 1964 | 10 | IC | OP | NA | DFO |  | 184.2 | 0.028551 | 0.31 | EIA Prime Mover-level Data | Estimated using an emission factor
2021 | MN | Benson City of | 1964 | 11 | IC | OP | NA | DFO |  | 184.2 | 0.028551 | 0.31 | EIA Prime Mover-level Data | Estimated using an emission factor
2021 | MN | Benson City of | 1964 | 7 | IC | OP | NA | DFO |  | 184.2 | 0.028551 | 0.31 | EIA Prime Mover-level Data | Estimated using an emission factor
2021 | MN | Benson City of | 1964 | 8 | IC | OP | NA | DFO |  | 184.2 | 0.028551 | 0.31 | EIA Prime Mover-level Data | Estimated using an emission factor
2021 | MN | Benson City of | 1964 | 9 | IC | OP | NA | DFO |  | 184.2 | 0.028551 | 0.31 | EIA Prime Mover-level Data | Estimated using an emission factor
2021 | MN | Blooming Prairie | 1966 | 4 | IC | SB | NA | DFO |  | 500.647 | 0.0776 | 0.31 | EIA Prime Mover-level Data | Estimated using an emission factor
2021 | MN | Blooming Prairie | 1966 | 5 | IC | SB | NA | DFO |  | 959.574 | 0.14873 | 0.31 | EIA Prime Mover-level Data | Estimated using an emission factor
2021 | MN | Blooming Prairie | 1966 | 6 | IC | SB | NA | DFO |  | 834.412 | 0.12933 | 0.31 | EIA Prime Mover-level Data | Estimated using an emission factor
2021 | MN | Blooming Prairie | 1966 | 7 | IC | SB | NA | DFO |  | 542.368 | 0.084067 | 0.31 | EIA Prime Mover-level Data | Estimated using an emission factor
2021 | MN | Blue Earth | 1967 | IC1 | IC | OP | NA | DFO |  | 49.909 | 0.0077359 | 0.31 | EIA Prime Mover-level Data | Estimated using an emission factor
2021 | MN | Blue Earth | 1967 | IC3 | IC | OP | NA | DFO |  | 53.236 | 0.0082516 | 0.31 | EIA Prime Mover-level Data | Estimated using an emission factor
2021 | MN | Blue Earth | 1967 | IC4 | IC | OP | NA | DFO |  | 53.236 | 0.0082516 | 0.31 | EIA Prime Mover-level Data | Estimated using an emission factor
2021 | MN | Blue Earth | 1967 | IC5 | IC | OP | NA | DFO |  | 53.236 | 0.0082516 | 0.31 | EIA Prime Mover-level Data | Estimated using an emission factor
2021 | MN | Blue Earth | 1967 | IC6 | IC | OP | NA | DFO |  | 59.891 | 0.0092831 | 0.31 | EIA Prime Mover-level Data | Estimated using an emission factor
2021 | MN | Blue Earth | 1967 | IC7 | IC | OP | NA | DFO |  | 36.6 | 0.005673 | 0.31 | EIA Prime Mover-level Data | Estimated using an emission factor
2021 | MN | Blue Earth | 1967 | IC8 | IC | OP | NA | DFO |  | 59.891 | 0.0092831 | 0.31 | EIA Prime Mover-level Data | Estimated using an emission factor
2021 | MN | Delano | 1969 | 2 | IC | OP | NA | NG |  | 96.8 | 2.0425e-05 | 0.000422 | EIA Prime Mover-level Data | Estimated using an emission factor
2021 | MN | Delano | 1969 | 3 | IC | OP | NA | NG |  | 114.4 | 2.4138e-05 | 0.000422 | EIA Prime Mover-level Data | Estimated using an emission factor
2021 | MN | Delano | 1969 | 5 | IC | OP | NA | DFO |  | 70.4 | 0.010912 | 0.31 | EIA Prime Mover-level Data | Estimated using an emission factor
2021 | MN | Delano | 1969 | 6 | IC | OP | NA | DFO |  | 105.6 | 0.016368 | 0.31 | EIA Prime Mover-level Data | Estimated using an emission factor
2021 | MN | Delano | 1969 | 7 | IC | OP | NA | DFO |  | 264 | 0.04092 | 0.31 | EIA Prime Mover-level Data | Estimated using an emission factor
2021 | MN | Delano | 1969 | 8 | IC | OP | NA | DFO |  | 272.8 | 0.042284 | 0.31 | EIA Prime Mover-level Data | Estimated using an emission factor
2021 | MN | Delano | 1969 | 9 | GT | RE | NA | DFO
2021 | MN | Detroit Lakes | 1970 | 1 | GT | OP | NA | DFO
2021 | MN | Elk River City of | 1971 | 1 | IC | SB | NA | DFO |  | 12288.566 | 1.9047 | 0.31 | EIA Prime Mover-level Data | Estimated using an emission factor
2021 | MN | Elk River City of | 1971 | 2 | IC | SB | NA | DFO |  | 12288.566 | 1.9047 | 0.31 | EIA Prime Mover-level Data | Estimated using an emission factor
2021 | MN | Elk River City of | 1971 | 3 | IC | SB | NA | DFO |  | 73731.393 | 11.4284 | 0.31 | EIA Prime Mover-level Data | Estimated using an emission factor
2021 | MN | Elk River City of | 1971 | 4 | IC | SB | NA | DFO |  | 122885.656 | 19.0473 | 0.31 | EIA Prime Mover-level Data | Estimated using an emission factor
2021 | MN | Elk River City of | 1971 | 5 | IC | OP | NA | LFG |  | 19661.705 | 0.14451 | 0.0147 | EIA Prime Mover-level Data | Estimated using an emission factor
2021 | MN | Elk River City of | 1971 | 6 | IC | OP | NA | LFG |  | 19661.705 | 0.14451 | 0.0147 | EIA Prime Mover-level Data | Estimated using an emission factor
2021 | MN | Elk River City of | 1971 | 7 | IC | OP | NA | LFG |  | 19661.705 | 0.14451 | 0.0147 | EIA Prime Mover-level Data | Estimated using an emission factor
2021 | MN | Elk River City of | 1971 | 8 | IC | OP | NA | LFG |  | 19661.705 | 0.14451 | 0.0147 | EIA Prime Mover-level Data | Estimated using an emission factor
2021 | MN | Fairfax | 1972 | 2A | IC | SB | NA | DFO |  | 55 | 0.008525 | 0.31 | EIA Prime Mover-level Data | Estimated using an emission factor
2021 | MN | Fairmont (MN) | 1973 | 10 | IC | OP | NA | NG |  | 28752.667 | 0.0060668 | 0.000422 | EIA Prime Mover-level Data | Estimated using an emission factor
2021 | MN | Fairmont (MN) | 1973 | 11 | IC | OP | NA | NG |  | 28752.667 | 0.0060668 | 0.000422 | EIA Prime Mover-level Data | Estimated using an emission factor
2021 | MN | Fairmont (MN) | 1973 | 12 | IC | OP | NA | NG |  | 28752.667 | 0.0060668 | 0.000422 | EIA Prime Mover-level Data | Estimated using an emission factor
2021 | MN | Fairmont (MN) | 1973 | 6 | IC | OP | NA | DFO |  | 28752.667 | 4.4567 | 0.31 | EIA Prime Mover-level Data | Estimated using an emission factor
2021 | MN | Fairmont (MN) | 1973 | 7 | IC | OP | NA | DFO |  | 28752.667 | 4.4567 | 0.31 | EIA Prime Mover-level Data | Estimated using an emission factor
2021 | MN | Fairmont (MN) | 1973 | 9 | IC | OP | NA | NG |  | 28752.667 | 0.0060668 | 0.000422 | EIA Prime Mover-level Data | Estimated using an emission factor
2021 | MN | Glencoe | 1975 | 10 | IC | OP | NA | DFO |  | 729.772 | 0.11311 | 0.31 | EIA Prime Mover-level Data | Estimated using an emission factor
2021 | MN | Glencoe | 1975 | 11 | IC | OP | NA | DFO |  | 500.415 | 0.077564 | 0.31 | EIA Prime Mover-level Data | Estimated using an emission factor
2021 | MN | Glencoe | 1975 | 12 | IC | OP | NA | DFO |  | 500.415 | 0.077564 | 0.31 | EIA Prime Mover-level Data | Estimated using an emission factor
2021 | MN | Glencoe | 1975 | 14 | IC | OP | NA | DFO |  | 500.415 | 0.077564 | 0.31 | EIA Prime Mover-level Data | Estimated using an emission factor
2021 | MN | Glencoe | 1975 | 5 | IC | OP | NA | DFO |  | 135.529 | 0.021007 | 0.31 | EIA Prime Mover-level Data | Estimated using an emission factor
2021 | MN | Glencoe | 1975 | 7 | IC | OP | NA | DFO |  | 427.438 | 0.066253 | 0.31 | EIA Prime Mover-level Data | Estimated using an emission factor
2021 | MN | Glencoe | 1975 | 8 | IC | OP | NA | DFO |  | 583.818 | 0.090492 | 0.31 | EIA Prime Mover-level Data | Estimated using an emission factor
2021 | MN | Glencoe | 1975 | 9 | IC | OP | NA | DFO |  | 740.197 | 0.11473 | 0.31 | EIA Prime Mover-level Data | Estimated using an emission factor
2021 | MN | Grand Marais | 1976 | 7 | IC | OP | NA | DFO |  | 1369.343 | 0.21225 | 0.31 | EIA Prime Mover-level Data | Estimated using an emission factor
2021 | MN | Grand Marais | 1976 | 8 | IC | OP | NA | DFO |  | 1014.328 | 0.15722 | 0.31 | EIA Prime Mover-level Data | Estimated using an emission factor
2021 | MN | Grand Marais | 1976 | 9 | IC | OP | NA | DFO |  | 1014.328 | 0.15722 | 0.31 | EIA Prime Mover-level Data | Estimated using an emission factor
2021 | MN | Granite Falls | 1977 | 1 | HY | OP | NA | WAT |  | 3822 |  |  | EIA Prime Mover-level Data
2021 | MN | Granite Falls | 1977 | 2 | HY | OP | NA | WAT |  | 2548 |  |  | EIA Prime Mover-level Data
2021 | MN | Granite Falls | 1977 | HC3 | HY | OS | NA | WAT |  | 10192 |  |  | EIA Prime Mover-level Data
2021 | MN | Hibbing | 1979 | 1 | ST | OP | NA | NG |  | 387355.007 | 1.8418 | 0.0095098 | EIA Unit-level Data | NEI avg EF - PM, fuel type
2021 | MN | Hibbing | 1979 | 2 | ST | SB | NA | NG |  | 3667.869 | 0.01744 | 0.0095098 | EIA Unit-level Data | NEI avg EF - PM, fuel type
2021 | MN | Hibbing | 1979 | 3 | ST | OP | NA | NG |  | 331791.086 | 1.5776 | 0.0095098 | EIA Unit-level Data | NEI avg EF - PM, fuel type
2021 | MN | Hibbing | 1979 | 4 | ST | SB | NA | WDS |  | 116589.587 | 0.60506 | 0.010379 | EIA Unit-level Data | NEI avg EF - PM, fuel type
2021 | MN | Hutchinson Plant #1 | 1980 | 10 | IC | OP | NA | NG |  | 78864.316 | 0.01664 | 0.000422 | EIA Prime Mover-level Data | Estimated using an emission factor
2021 | MN | Hutchinson Plant #1 | 1980 | 11 | IC | OP | NA | NG |  | 87826.17 | 0.018531 | 0.000422 | EIA Prime Mover-level Data | Estimated using an emission factor
2021 | MN | Hutchinson Plant #1 | 1980 | 12 | IC | OP | NA | NG |  | 87826.17 | 0.018531 | 0.000422 | EIA Prime Mover-level Data | Estimated using an emission factor
2021 | MN | Hutchinson Plant #1 | 1980 | 3 | IC | OP | NA | NG |  | 40328.343 | 0.0085093 | 0.000422 | EIA Prime Mover-level Data | Estimated using an emission factor
2021 | MN | Janesville | 1982 | 1 | IC | OP | NA | DFO |  | 551.122 | 0.085424 | 0.31 | EIA Prime Mover-level Data | Estimated using an emission factor
2021 | MN | Janesville | 1982 | 2 | IC | OP | NA | DFO |  | 651.327 | 0.10096 | 0.31 | EIA Prime Mover-level Data | Estimated using an emission factor
2021 | MN | Janesville | 1982 | 3 | IC | OP | NA | DFO |  | 350.714 | 0.054361 | 0.31 | EIA Prime Mover-level Data | Estimated using an emission factor
2021 | MN | Janesville | 1982 | 4 | IC | OP | NA | DFO |  | 901.837 | 0.13978 | 0.31 | EIA Prime Mover-level Data | Estimated using an emission factor
2021 | MN | Kenyon Municipal | 1983 | 5 | IC | SB | NA | DFO |  | 73 | 0.011315 | 0.31 | EIA Prime Mover-level Data | Estimated using an emission factor
2021 | MN | Kenyon Municipal | 1983 | 6 | IC | SB | NA | DFO |  | 73 | 0.011315 | 0.31 | EIA Prime Mover-level Data | Estimated using an emission factor
2021 | MN | Kenyon Municipal | 1983 | 7 | IC | SB | NA | DFO |  | 73 | 0.011315 | 0.31 | EIA Prime Mover-level Data | Estimated using an emission factor
2021 | MN | Lake Crystal | 1985 | 1 | IC | OP | NA | DFO |  | 7.448 | 0.0011544 | 0.31 | EIA Prime Mover-level Data | Estimated using an emission factor
2021 | MN | Lake Crystal | 1985 | 3 | IC | OP | NA | DFO |  | 24.828 | 0.0038483 | 0.31 | EIA Prime Mover-level Data | Estimated using an emission factor
2021 | MN | Lake Crystal | 1985 | 4 | IC | OP | NA | DFO |  | 14.897 | 0.002309 | 0.31 | EIA Prime Mover-level Data | Estimated using an emission factor
2021 | MN | Lake Crystal | 1985 | 5 | IC | OP | NA | DFO |  | 24.828 | 0.0038483 | 0.31 | EIA Prime Mover-level Data | Estimated using an emission factor
2021 | MN | Lanesboro | 1987 | 2 | HY | OP | NA | WAT |  | 1591 |  |  | EIA Prime Mover-level Data
2021 | MN | Lanesboro | 1987 | 4 | IC | OP | NA | DFO |  | 157 | 0.024335 | 0.31 | EIA Prime Mover-level Data | Estimated using an emission factor
2021 | MN | Litchfield | 1989 | 5 | IC | SB | NA | DFO |  | 460.082 | 0.071313 | 0.31 | EIA Prime Mover-level Data | Estimated using an emission factor
2021 | MN | Litchfield | 1989 | 6 | IC | SB | NA | DFO |  | 460.082 | 0.071313 | 0.31 | EIA Prime Mover-level Data | Estimated using an emission factor
2021 | MN | Litchfield | 1989 | QS 1 | IC | SB | NA | DFO |  | 503.9 | 0.078104 | 0.31 | EIA Prime Mover-level Data | Estimated using an emission factor
2021 | MN | Litchfield | 1989 | QS 2 | IC | SB | NA | DFO |  | 503.9 | 0.078104 | 0.31 | EIA Prime Mover-level Data | Estimated using an emission factor
2021 | MN | Litchfield | 1989 | QS 3 | IC | SB | NA | DFO |  | 503.9 | 0.078104 | 0.31 | EIA Prime Mover-level Data | Estimated using an emission factor
2021 | MN | Litchfield | 1989 | QS 4 | IC | SB | NA | DFO |  | 503.9 | 0.078104 | 0.31 | EIA Prime Mover-level Data | Estimated using an emission factor
2021 | MN | Litchfield | 1989 | QS 5 | IC | SB | NA | DFO |  | 503.9 | 0.078104 | 0.31 | EIA Prime Mover-level Data | Estimated using an emission factor
2021 | MN | Litchfield | 1989 | QS6 | IC | SB | NA | DFO |  | 679.169 | 0.10527 | 0.31 | EIA Prime Mover-level Data | Estimated using an emission factor
2021 | MN | Litchfield | 1989 | QS7 | IC | SB | NA | DFO |  | 679.169 | 0.10527 | 0.31 | EIA Prime Mover-level Data | Estimated using an emission factor
2021 | MN | Luverne | 1990 | 4C | IC | OP | NA | DFO |  | 3768 | 0.58404 | 0.31 | EIA Prime Mover-level Data | Estimated using an emission factor
2021 | MN | Marshall (MN) | 1993 | 6 | GT | OP | NA | DFO |  | 2065 | 0.016992 | 0.016457 | EIA Prime Mover-level Data | NEI avg EF - PM, fuel type, firing type
2021 | MN | Melrose | 1994 | 1 | IC | SB | NA | DFO |  | 155.732 | 0.024138 | 0.31 | EIA Prime Mover-level Data | Estimated using an emission factor
2021 | MN | Melrose | 1994 | 2 | IC | OP | NA | DFO |  | 171.305 | 0.026552 | 0.31 | EIA Prime Mover-level Data | Estimated using an emission factor
2021 | MN | Melrose | 1994 | 3 | IC | OP | NA | DFO |  | 482.768 | 0.074829 | 0.31 | EIA Prime Mover-level Data | Estimated using an emission factor
2021 | MN | Melrose | 1994 | 4 | IC | OP | NA | DFO |  | 467.195 | 0.072415 | 0.31 | EIA Prime Mover-level Data | Estimated using an emission factor
2021 | MN | Moose Lake | 1996 | 1 | IC | SB | NA | DFO |  | 665.422 | 0.10314 | 0.31 | EIA Prime Mover-level Data | Estimated using an emission factor
2021 | MN | Moose Lake | 1996 | 5 | IC | OP | NA | DFO |  | 1074.912 | 0.16661 | 0.31 | EIA Prime Mover-level Data | Estimated using an emission factor
2021 | MN | Moose Lake | 1996 | 6 | IC | OP | NA | DFO |  | 1074.912 | 0.16661 | 0.31 | EIA Prime Mover-level Data | Estimated using an emission factor
2021 | MN | Moose Lake | 1996 | 7 | IC | OP | NA | DFO |  | 1074.912 | 0.16661 | 0.31 | EIA Prime Mover-level Data | Estimated using an emission factor
2021 | MN | Moose Lake | 1996 | 8NG | IC | OP | NA | NG |  | 1330.843 | 0.00028081 | 0.000422 | EIA Prime Mover-level Data | Estimated using an emission factor
2021 | MN | Mora | 1997 | 2 | IC | OP | NA | NG |  | 825.797 | 0.00017424 | 0.000422 | EIA Prime Mover-level Data | Estimated using an emission factor
2021 | MN | Mora | 1997 | 5 | IC | OP | NA | NG |  | 4279.13 | 0.0009029 | 0.000422 | EIA Prime Mover-level Data | Estimated using an emission factor
2021 | MN | Mora | 1997 | 6 | IC | OP | NA | DFO |  | 5255.072 | 0.81454 | 0.31 | EIA Prime Mover-level Data | Estimated using an emission factor
2021 | MN | Mountain Lake | 1998 | 2 | IC | OP | NA | DFO |  | 41.662 | 0.0064576 | 0.31 | EIA Prime Mover-level Data | Estimated using an emission factor
2021 | MN | Mountain Lake | 1998 | 4 | IC | OP | NA | DFO |  | 75.75 | 0.011741 | 0.31 | EIA Prime Mover-level Data | Estimated using an emission factor
2021 | MN | Mountain Lake | 1998 | 5 | IC | OP | NA | DFO |  | 49.238 | 0.0076319 | 0.31 | EIA Prime Mover-level Data | Estimated using an emission factor
2021 | MN | Mountain Lake | 1998 | 6 | IC | OP | NA | DFO |  | 68.175 | 0.010567 | 0.31 | EIA Prime Mover-level Data | Estimated using an emission factor
2021 | MN | Mountain Lake | 1998 | 7 | IC | OP | NA | DFO |  | 68.175 | 0.010567 | 0.31 | EIA Prime Mover-level Data | Estimated using an emission factor
2021 | MN | Mountain Lake | 1998 | 8 | WT | OP | NA | WND |  | 23967 |  |  | EIA Prime Mover-level Data
2021 | MN | New Prague | 1999 | 2 | IC | OP | NA | NG |  | 3376.284 | 0.0007124 | 0.000422 | EIA Prime Mover-level Data | Estimated using an emission factor
2021 | MN | New Prague | 1999 | 3 | IC | OP | NA | NG |  | 1841.609 | 0.00038858 | 0.000422 | EIA Prime Mover-level Data | Estimated using an emission factor
2021 | MN | New Prague | 1999 | 4 | IC | OP | NA | NG |  | 2685.68 | 0.00056668 | 0.000422 | EIA Prime Mover-level Data | Estimated using an emission factor
2021 | MN | New Prague | 1999 | 5 | IC | OP | NA | NG |  | 460.402 | 9.7145e-05 | 0.000422 | EIA Prime Mover-level Data | Estimated using an emission factor
2021 | MN | New Prague | 1999 | 6 | IC | OP | NA | NG |  | 4604.024 | 0.00097145 | 0.000422 | EIA Prime Mover-level Data | Estimated using an emission factor
2021 | MN | New Ulm | 2001 | 7 | GT | OP | CT | DFO | 43 | 4088 | 0.001065 | 0.00052106 | EPA/CAMD | EPA/NEI | 2001
2021 | MN | North Branch (MN) | 2002 | 3 | IC | OP | NA | DFO |  | 1025.6 | 0.15897 | 0.31 | EIA Prime Mover-level Data | Estimated using an emission factor
2021 | MN | North Branch (MN) | 2002 | 4 | IC | OP | NA | DFO |  | 1025.6 | 0.15897 | 0.31 | EIA Prime Mover-level Data | Estimated using an emission factor
2021 | MN | North Branch (MN) | 2002 | 5 | IC | OP | NA | DFO |  | 1025.6 | 0.15897 | 0.31 | EIA Prime Mover-level Data | Estimated using an emission factor
2021 | MN | North Branch (MN) | 2002 | 6 | IC | OP | NA | DFO |  | 1025.6 | 0.15897 | 0.31 | EIA Prime Mover-level Data | Estimated using an emission factor
2021 | MN | North Branch (MN) | 2002 | 7 | IC | OP | NA | DFO |  | 1025.6 | 0.15897 | 0.31 | EIA Prime Mover-level Data | Estimated using an emission factor
2021 | MN | Owatonna | 2003 | 7 | GT | OP | NA | NG |  | 4232 | 0.016963 | 0.0080165 | EIA Prime Mover-level Data | NEI avg EF - PM, fuel type
2021 | MN | Preston (MN) | 2004 | 4 | IC | OP | NA | DFO |  | 360 | 0.0558 | 0.31 | EIA Prime Mover-level Data | Estimated using an emission factor
2021 | MN | Preston (MN) | 2004 | 5 | IC | OP | NA | NG |  | 660 | 0.00013926 | 0.000422 | EIA Prime Mover-level Data | Estimated using an emission factor
2021 | MN | Preston (MN) | 2004 | 6 | IC | OP | NA | NG |  | 1200 | 0.0002532 | 0.000422 | EIA Prime Mover-level Data | Estimated using an emission factor
2021 | MN | Princeton (MN) | 2005 | 3 | IC | OP | NA | DFO |  | 1799.22 | 0.27888 | 0.31 | EIA Prime Mover-level Data | Estimated using an emission factor
2021 | MN | Princeton (MN) | 2005 | 4 | IC | OP | NA | DFO |  | 899.61 | 0.13944 | 0.31 | EIA Prime Mover-level Data | Estimated using an emission factor
2021 | MN | Princeton (MN) | 2005 | 5 | IC | OP | NA | DFO |  | 749.675 | 0.1162 | 0.31 | EIA Prime Mover-level Data | Estimated using an emission factor
2021 | MN | Princeton (MN) | 2005 | 6 | IC | OP | NA | DFO |  | 2024.122 | 0.31374 | 0.31 | EIA Prime Mover-level Data | Estimated using an emission factor
2021 | MN | Princeton (MN) | 2005 | 7 | IC | OP | NA | DFO |  | 3748.374 | 0.581 | 0.31 | EIA Prime Mover-level Data | Estimated using an emission factor
2021 | MN | Rochester Hydro | 2007 | 1 | HY | OP | NA | WAT |  | 39551 |  |  | EIA Prime Mover-level Data
2021 | MN | Rochester Hydro | 2007 | 2 | HY | OP | NA | WAT |  | 39551 |  |  | EIA Prime Mover-level Data
2021 | MN | Redwood Falls | 2009 | 6 | IC | OP | NA | DFO |  | 1467.675 | 0.22749 | 0.31 | EIA Prime Mover-level Data | Estimated using an emission factor
2021 | MN | Redwood Falls | 2009 | 7 | IC | OP | NA | NG |  | 3869.325 | 0.00081643 | 0.000422 | EIA Prime Mover-level Data | Estimated using an emission factor
2021 | MN | Redwood Falls | 2009 | 8 | HY | OP | NA | WAT |  | 8639 |  |  | EIA Prime Mover-level Data
2021 | MN | Sleepy Eye | 2011 | 1A | IC | SB | NA | DFO |  | 155.684 | 0.024131 | 0.31 | EIA Prime Mover-level Data | Estimated using an emission factor
2021 | MN | Sleepy Eye | 2011 | 5 | IC | SB | NA | DFO |  | 155.684 | 0.024131 | 0.31 | EIA Prime Mover-level Data | Estimated using an emission factor
2021 | MN | Sleepy Eye | 2011 | 6 | IC | SB | NA | DFO |  | 172.982 | 0.026812 | 0.31 | EIA Prime Mover-level Data | Estimated using an emission factor
2021 | MN | Sleepy Eye | 2011 | 7 | IC | SB | NA | DFO |  | 172.982 | 0.026812 | 0.31 | EIA Prime Mover-level Data | Estimated using an emission factor
2021 | MN | Sleepy Eye | 2011 | IC4 | IC | SB | NA | DFO |  | 155.684 | 0.024131 | 0.31 | EIA Prime Mover-level Data | Estimated using an emission factor
2021 | MN | Sleepy Eye | 2011 | NEW | IC | SB | NA | DFO |  | 172.982 | 0.026812 | 0.31 | EIA Prime Mover-level Data | Estimated using an emission factor
2021 | MN | Springfield (MN) | 2012 | 5 | IC | OP | NA | DFO
2021 | MN | Springfield (MN) | 2012 | 6 | IC | OP | NA | DFO
2021 | MN | Springfield (MN) | 2012 | 7 | IC | OP | NA | DFO
2021 | MN | Springfield (MN) | 2012 | 8 | IC | OP | NA | DFO
2021 | MN | Springfield (MN) | 2012 | 9 | IC | OS | NA | DFO
2021 | MN | Spring Valley | 2013 | 2 | IC | OP | NA | DFO |  | 586.099 | 0.090845 | 0.31 | EIA Prime Mover-level Data | Estimated using an emission factor
2021 | MN | Spring Valley | 2013 | 3 | IC | OP | NA | DFO |  | 1065.634 | 0.16517 | 0.31 | EIA Prime Mover-level Data | Estimated using an emission factor
2021 | MN | Spring Valley | 2013 | 4 | IC | OP | NA | DFO |  | 1065.634 | 0.16517 | 0.31 | EIA Prime Mover-level Data | Estimated using an emission factor
2021 | MN | Spring Valley | 2013 | 5 | IC | OP | NA | DFO |  | 1065.634 | 0.16517 | 0.31 | EIA Prime Mover-level Data | Estimated using an emission factor
2021 | MN | Thief River Falls | 2014 | HY1 | HY | OP | NA | WAT |  | 6303.6 |  |  | EIA Prime Mover-level Data
2021 | MN | Thief River Falls | 2014 | HY2 | HY | OS | NA | WAT |  | 4202.4 |  |  | EIA Prime Mover-level Data
2021 | MN | Thief River Falls | 2014 | IC1 | IC | OP | NA | DFO |  | 34.467 | 0.0053424 | 0.31 | EIA Prime Mover-level Data | Estimated using an emission factor
2021 | MN | Thief River Falls | 2014 | IC2 | IC | OP | NA | DFO |  | 18.8 | 0.002914 | 0.31 | EIA Prime Mover-level Data | Estimated using an emission factor
2021 | MN | Thief River Falls | 2014 | IC3A | IC | OP | NA | DFO |  | 18.8 | 0.002914 | 0.31 | EIA Prime Mover-level Data | Estimated using an emission factor
2021 | MN | Thief River Falls | 2014 | IC4 | IC | OP | NA | DFO |  | 21.933 | 0.0033996 | 0.31 | EIA Prime Mover-level Data | Estimated using an emission factor
2021 | MN | Truman | 2015 | 3 | IC | SB | NA | DFO |  | 46.129 | 0.00715 | 0.31 | EIA Prime Mover-level Data | Estimated using an emission factor
2021 | MN | Truman | 2015 | 6 | IC | SB | NA | DFO |  | 37.742 | 0.00585 | 0.31 | EIA Prime Mover-level Data | Estimated using an emission factor
2021 | MN | Truman | 2015 | 7 | IC | SB | NA | DFO |  | 46.129 | 0.00715 | 0.31 | EIA Prime Mover-level Data | Estimated using an emission factor
2021 | MN | Virginia | 2018 | 10 | ST | OP | NA | NG |  | 197774 | 0.9404 | 0.0095098 | EIA Unit-level Data | NEI avg EF - PM, fuel type
2021 | MN | Virginia | 2018 | 11 | ST | OP | NA | WDS |  | 199727.88 | 1.0365 | 0.010379 | EIA Unit-level Data | NEI avg EF - PM, fuel type
2021 | MN | Virginia | 2018 | 7 | ST | OP | NA | SUB |  | 262305.34 | 1.8127 | 0.013821 | EIA Unit-level Data | NEI avg EF - PM, fuel type
2021 | MN | Virginia | 2018 | 9 | ST | OP | NA | NG |  | 0 | 0 |  | EIA Unit-level Data | NEI avg EF - PM, fuel type
2021 | MN | Wells IC | 2020 | 1 | IC | OP | NA | NG |  | 889.958 | 0.00018778 | 0.000422 | EIA Prime Mover-level Data | Estimated using an emission factor
2021 | MN | Wells IC | 2020 | 2 | IC | OP | NA | NG |  | 889.958 | 0.00018778 | 0.000422 | EIA Prime Mover-level Data | Estimated using an emission factor
2021 | MN | Wells IC | 2020 | 4 | IC | OP | NA | NG |  | 1574.542 | 0.00033223 | 0.000422 | EIA Prime Mover-level Data | Estimated using an emission factor
2021 | MN | Wells IC | 2020 | 5 | IC | OP | NA | NG |  | 1574.542 | 0.00033223 | 0.000422 | EIA Prime Mover-level Data | Estimated using an emission factor
2021 | MN | Westbrook | 2021 | 5 | IC | OP | NA | DFO |  | 192 | 0.02976 | 0.31 | EIA Prime Mover-level Data | Estimated using an emission factor
2021 | MN | Willmar | 2022 | WTG3 | WT | OP | NA | WND |  | 25786.5 |  |  | EIA Prime Mover-level Data
2021 | MN | Willmar | 2022 | WTG4 | WT | OP | NA | WND |  | 25786.5 |  |  | EIA Prime Mover-level Data
2021 | MN | Windom | 2023 | CAT2 | IC | SB | NA | DFO |  | 129.333 | 0.020047 | 0.31 | EIA Prime Mover-level Data | Estimated using an emission factor
2021 | MN | Windom | 2023 | CAT3 | IC | SB | NA | DFO |  | 129.333 | 0.020047 | 0.31 | EIA Prime Mover-level Data | Estimated using an emission factor
2021 | MN | Windom | 2023 | CAT4 | IC | SB | NA | DFO |  | 129.333 | 0.020047 | 0.31 | EIA Prime Mover-level Data | Estimated using an emission factor
2021 | MN | Windom | 2023 | GT1 | GT | SB | NA | DFO |  | 12 | 9.8741e-05 | 0.016457 | EIA Prime Mover-level Data | NEI avg EF - PM, fuel type, firing type
2021 | MN | Worthington | 2024 | 1 | IC | OP | NA | DFO |  | 235.857 | 0.036558 | 0.31 | EIA Prime Mover-level Data | Estimated using an emission factor
2021 | MN | Worthington | 2024 | 10 | WT | OP | NA | WND |  | 15258.054 |  |  | EIA Prime Mover-level Data
2021 | MN | Worthington | 2024 | 11 | WT | OP | NA | WND |  | 15258.054 |  |  | EIA Prime Mover-level Data
2021 | MN | Worthington | 2024 | 12 | WT | OP | NA | WND |  | 16953.393 |  |  | EIA Prime Mover-level Data
2021 | MN | Worthington | 2024 | 13 | WT | OP | NA | WND |  | 16953.393 |  |  | EIA Prime Mover-level Data
2021 | MN | Worthington | 2024 | 2 | IC | OP | NA | DFO |  | 235.857 | 0.036558 | 0.31 | EIA Prime Mover-level Data | Estimated using an emission factor
2021 | MN | Worthington | 2024 | 3 | IC | OP | NA | DFO |  | 235.857 | 0.036558 | 0.31 | EIA Prime Mover-level Data | Estimated using an emission factor
2021 | MN | Worthington | 2024 | 4 | IC | OP | NA | DFO |  | 235.857 | 0.036558 | 0.31 | EIA Prime Mover-level Data | Estimated using an emission factor
2021 | MN | Worthington | 2024 | 5 | IC | OP | NA | DFO |  | 235.857 | 0.036558 | 0.31 | EIA Prime Mover-level Data | Estimated using an emission factor
2021 | MN | Worthington | 2024 | 6 | IC | OP | NA | DFO |  | 235.857 | 0.036558 | 0.31 | EIA Prime Mover-level Data | Estimated using an emission factor
2021 | MN | Worthington | 2024 | 7 | IC | OP | NA | DFO |  | 235.857 | 0.036558 | 0.31 | EIA Prime Mover-level Data | Estimated using an emission factor
2021 | MN | Worthington | 2024 | 8 | WT | OP | NA | WND |  | 15258.054 |  |  | EIA Prime Mover-level Data
2021 | MN | Worthington | 2024 | 9 | WT | OP | NA | WND |  | 15258.054 |  |  | EIA Prime Mover-level Data
2021 | MN | Cambridge Station | 2038 | 1 | GT | OP | CT | DFO | 111 | 23279.9 | 0.040926 | 0.003516 | EPA/CAMD | EPA/NEI | 1978
2021 | MN | Cambridge Station | 2038 | 2 | GT | OP | CT | NG | 1158 | 1126102.921 | 0.20006 | 0.00035531 | EPA/CAMD | EPA/NEI | 2007
2021 | MN | Elk River | 2039 | ERPS11 | GT | OP | CT | NG | 743 | 969041.388 | 0.3184 | 0.00065714 | EPA/CAMD | EPA/NEI | 2009
2021 | MN | Maple Lake Station | 2042 | 1 | GT | OP | CT | DFO | 102 | 23634.8 | 0.041528 | 0.0035141 | EPA/CAMD | EPA/NEI | 1978
2021 | MS | Chevron Cogenerating Station | 2047 | 5 | GT | OP | CT | NG | 8347 | 6881854.249 | 0.65377 | 0.00019 | EPA/CAMD | EPA/NEI | 1994
2021 | MS | Sweatt Electric Generating Plant | 2048 | CTA | GT | OP | CT | NG | 95 | 19703.9 | 0.11 | 0.011165 | EPA/CAMD | EPA/NEI | 1971
2021 | MS | Sweatt Electric Generating Plant | 2048 | CTB | GT | OP | CT | NG | 96 | 26001.8 | 0.11 | 0.008461 | EPA/CAMD | EPA/NEI | 1971
2021 | MS | Watson Electric Generating Plant | 2049 | 4 | ST | OP | WALL | NG | 7052 | 6739876.39 | 36.06 | 0.0107 | EPA/CAMD | EPA/NEI | 1968
2021 | MS | Watson Electric Generating Plant | 2049 | 5 | ST | OP | WALL | NG | 7520 | 15724136.368 | 115.57 | 0.0147 | EPA/CAMD | EPA/NEI | 1973
2021 | MS | Watson Electric Generating Plant | 2049 | CTA | GT | OP | CT | NG | 143 | 20980.4 | 0.14 | 0.013346 | EPA/CAMD | EPA/NEI | 1970
2021 | MS | Watson Electric Generating Plant | 2049 | CTB | GT | OP | CT | NG | 148 | 20434.7 | 0.14 | 0.013702 | EPA/CAMD | EPA/NEI | 1970
2021 | MS | Baxter Wilson | 2050 | 1 | ST | OP | TANGENTIAL | NG | 2466 | 7783724.153 | 27.85 | 0.007156 | EPA/CAMD | EPA/NEI | 1966
2021 | MS | L L Wilkins | 2059 | 7 | ST | OP | NA | NG |  | 0 | 0 |  | EIA Unit-level Data | NEI avg EF - PM, fuel type
2021 | MS | L L Wilkins | 2059 | 8 | CT | OP | NA | NG |  | 450 | 0.0012091 | 0.0053736 | EIA Unit-level Data | NEI avg EF - PM, fuel type
2021 | MS | L L Wilkins | 2059 | 9 | CS | OP | NA | NG |  | 602 | 0.00012702 | 0.000422 | EIA Unit-level Data | Estimated using an emission factor
2021 | MS | Yazoo | 2067 | 3 | CA | SB | NA | NG |  | 0 | 0 |  | EIA Unit-level Data | Estimated using an emission factor
2021 | MS | Yazoo | 2067 | GT1 | CT | OP | NA | DFO |  | 0 | 0 |  | EIA Unit-level Data | NEI avg EF - PM, fuel type
2021 | MS | Yazoo | 2067 | HRSG1 | CA | OP | NA | NG |  | 0 | 0 |  | EIA Unit-level Data | Estimated using an emission factor
2021 | MS | Benndale | 2068 | BENU1 | IC | OP | NA | NG |  | 221290 | 0.046692 | 0.000422 | EIA Prime Mover-level Data | Estimated using an emission factor
2021 | MS | Benndale | 2068 | BENU2 | IC | OP | NA | NG |  | 221290 | 0.046692 | 0.000422 | EIA Prime Mover-level Data | Estimated using an emission factor
2021 | MS | Moselle Generation Complex | 2070 | **4 | GT | OP | CT | NG | 709 | 457443.92 | 5.0105 | 0.021907 | EPA/CAMD | EPA/NEI | 1997
2021 | MS | Moselle Generation Complex | 2070 | 3 | ST | OP | WALL | NG | 987 | 211246.62 | 1.0853 | 0.010275 | EPA/CAMD | EPA/NEI | 1970
2021 | MS | Moselle Generation Complex | 2070 | 5 | GT | OP | CT | NG | 727 | 522474.58 | 7.0891 | 0.027137 | EPA/CAMD | EPA/NEI | 2006
2021 | MS | Moselle Generation Complex | 2070 | 6 | CT | OP | CC | NG | 6568 | 6972665.865 | 18.734 | 0.0053736 | EPA/CAMD | NEI avg EF - PM, fuel type, firing type | 2011
2021 | MS | Moselle Generation Complex | 2070 | 7 | CT | OP | CC | NG | 3545 | 3674835.594 | 9.8735 | 0.0053736 | EPA/CAMD | NEI avg EF - PM, fuel type, firing type | 2011
2021 | MO | Hawthorn | 2079 | 5A | ST | OP | WALL | SUB | 6709 | 26575289.76 | 115.8035 | 0.0087151 | EPA/CAMD | EPA/NEI | 2001
2021 | MO | Hawthorn | 2079 | 6 | GT | OP | CT | NG | 0 | [5 empty] | 1997
2021 | MO | Hawthorn | 2079 | 7 | GT | OP | CT | NG | 774 | 450935.531 | 1.4881 | 0.0066001 | EPA/CAMD | EPA/NEI | 2000
2021 | MO | Hawthorn | 2079 | 8 | GT | OP | CT | NG | 844 | 546625.629 | 1.8039 | 0.0066001 | EPA/CAMD | EPA/NEI | 2000
2021 | MO | Hawthorn | 2079 | 9 | CT | OP | CC | NG | 1392 | 1415250.61 | 4.6703 | 0.0066 | EPA/CAMD | EPA/NEI | 2000
2021 | MO | Northeast Generating Station | 2081 | 11 | GT | OP | CT | DFO | 260 | 75850.4 | 0.4362 | 0.011502 | EPA/CAMD | EPA/NEI | 1972
2021 | MO | Northeast Generating Station | 2081 | 12 | GT | OP | CT | DFO | 228 | 71655.5 | 0.4121 | 0.011502 | EPA/CAMD | EPA/NEI | 1972
2021 | MO | Northeast Generating Station | 2081 | 13 | GT | OP | CT | DFO | 8 | 2517 | 0.0145 | 0.011522 | EPA/CAMD | EPA/NEI | 1976
2021 | MO | Northeast Generating Station | 2081 | 14 | GT | OP | CT | DFO | 10 | 2142.9 | 0.0123 | 0.01148 | EPA/CAMD | EPA/NEI | 1976
2021 | MO | Northeast Generating Station | 2081 | 15 | GT | OP | CT | DFO | 244 | 76521.9 | 0.44 | 0.0115 | EPA/CAMD | EPA/NEI | 1975
2021 | MO | Northeast Generating Station | 2081 | 16 | GT | OP | CT | DFO | 217 | 72698.4 | 0.418 | 0.0115 | EPA/CAMD | EPA/NEI | 1975
2021 | MO | Northeast Generating Station | 2081 | 17 | GT | OP | CT | DFO | 223 | 66998.3 | 0.3852 | 0.011499 | EPA/CAMD | EPA/NEI | 1977
2021 | MO | Northeast Generating Station | 2081 | 18 | GT | OP | CT | DFO | 254 | 83999.2 | 0.483 | 0.0115 | EPA/CAMD | EPA/NEI | 1977
2021 | MO | Fairgrounds | 2082 | CT01 | GT | OP | CT | DFO | 56 | 48666.4 | 0.2701 | 0.0111 | EPA/CAMD | EPA/NEI | 1974
2021 | MO | Nevada | 2090 | 1 | GT | OP | NA | DFO |  | 37782 | 0.31089 | 0.016457 | EIA Prime Mover-level Data | NEI avg EF - PM, fuel type, firing type
2021 | MO | Ralph Green Station | 2092 | 3 | GT | OP | CT | NG | 491 | 154366.233 | 0.5094 | 0.0065999 | EPA/CAMD | EPA/NEI | 1981
2021 | MO | Lake Road | 2098 | 6 | ST | OP | CYCLONE | NG | 193 | 100071.446 | 0.2061 | 0.0041191 | EPA/CAMD | EPA/NEI | 1966
2021 | MO | Lake Road | 2098 | GT5 | GT | OP | CT | NG | 676 | 246915.149 | 0.9313 | 0.0075435 | EPA/CAMD | EPA/NEI | 1973
2021 | MO | Niangua | 2099 | 1 | HY | OP | NA | WAT |  | 12000 |  |  | EIA Prime Mover-level Data
2021 | MO | Niangua | 2099 | 2 | HY | OP | NA | WAT |  | 12000 |  |  | EIA Prime Mover-level Data
2021 | MO | Labadie | 2103 | 1 | ST | OP | TANGENTIAL | RC | 8235 | 41912340.024 | 377.0851 | 0.017994 | EPA/CAMD | EPA/NEI | 1970
2021 | MO | Labadie | 2103 | 2 | ST | OP | TANGENTIAL | RC | 8370 | 43276842.988 | 389.1619 | 0.017985 | EPA/CAMD | EPA/NEI | 1971
2021 | MO | Labadie | 2103 | 3 | ST | OP | TANGENTIAL | RC | 7673 | 39539036.483 | 354.8699 | 0.01795 | EPA/CAMD | EPA/NEI | 1972
2021 | MO | Labadie | 2103 | 4 | ST | OP | TANGENTIAL | RC | 7635 | 39614360.228 | 355.0816 | 0.017927 | EPA/CAMD | EPA/NEI | 1973
2021 | MO | Meramec | 2104 | 1 | ST | OP | TANGENTIAL | NG | 925 | 287182.878 | 1.2053 | 0.008394 | EPA/CAMD | EPA/NEI | 1953
2021 | MO | Meramec | 2104 | 2 | ST | OP | TANGENTIAL | NG | 829 | 325130.774 | 1.3329 | 0.0081992 | EPA/CAMD | EPA/NEI | 1954
2021 | MO | Meramec | 2104 | 3 | ST | OP | WALL | SUB | 1360 | 1941472.021 | 6.2555 | 0.0064441 | EPA/CAMD | EPA/NEI | 1958
2021 | MO | Meramec | 2104 | 4 | ST | OP | WALL | SUB | 2431 | 3855053.431 | 12.7791 | 0.0066298 | EPA/CAMD | EPA/NEI | 1961
2021 | MO | Meramec | 2104 | CT2A | GT | OP | CT | NG | 0 | [5 empty] | 1974
2021 | MO | Meramec | 2104 | CT2B | GT | OP | CT | NG | 0 | [5 empty] | 1974
2021 | MO | Osage Dam | 2106 | 1 | HY | OP | NA | WAT |  | 1007335.445 |  |  | EIA Prime Mover-level Data
2021 | MO | Osage Dam | 2106 | 2 | HY | OP | NA | WAT |  | 1007335.445 |  |  | EIA Prime Mover-level Data
2021 | MO | Osage Dam | 2106 | 3 | HY | OP | NA | WAT |  | 1007335.445 |  |  | EIA Prime Mover-level Data
2021 | MO | Osage Dam | 2106 | 4 | HY | OP | NA | WAT |  | 1007335.445 |  |  | EIA Prime Mover-level Data
2021 | MO | Osage Dam | 2106 | 5 | HY | OP | NA | WAT |  | 1007335.445 |  |  | EIA Prime Mover-level Data
2021 | MO | Osage Dam | 2106 | 6 | HY | OP | NA | WAT |  | 1007335.445 |  |  | EIA Prime Mover-level Data
2021 | MO | Osage Dam | 2106 | 7 | HY | OP | NA | WAT |  | 787553.166 |  |  | EIA Prime Mover-level Data
2021 | MO | Osage Dam | 2106 | 8 | HY | OP | NA | WAT |  | 787553.166 |  |  | EIA Prime Mover-level Data
2021 | MO | Sioux | 2107 | 1 | ST | OP | CYCLONE | RC | 5763 | 19347361.912 | 161.1717 | 0.016661 | EPA/CAMD | EPA/NEI | 1967
2021 | MO | Sioux | 2107 | 2 | ST | OP | CYCLONE | RC | 5798 | 22422460.637 | 182.6915 | 0.016295 | EPA/CAMD | EPA/NEI | 1968
2021 | MO | Taum Sauk | 2108 | 1 | PS | OP | NA | WAT |  | 0 |  |  | EIA Prime Mover-level Data
2021 | MO | Taum Sauk | 2108 | 2 | PS | OP | NA | WAT |  | 0 |  |  | EIA Prime Mover-level Data
2021 | MO | Butler Municipal Power Plant | 2115 | 5 | IC | SB | NA | DFO |  | 133.835 | 0.020744 | 0.31 | EIA Prime Mover-level Data | Estimated using an emission factor
2021 | MO | Butler Municipal Power Plant | 2115 | IC6 | IC | SB | NA | DFO |  | 143.394 | 0.022226 | 0.31 | EIA Prime Mover-level Data | Estimated using an emission factor
2021 | MO | Butler Municipal Power Plant | 2115 | NG1 | IC | SB | NA | DFO |  | 191.193 | 0.029635 | 0.31 | EIA Prime Mover-level Data | Estimated using an emission factor
2021 | MO | Butler Municipal Power Plant | 2115 | NG2 | IC | SB | NA | DFO |  | 191.193 | 0.029635 | 0.31 | EIA Prime Mover-level Data | Estimated using an emission factor
2021 | MO | Butler Municipal Power Plant | 2115 | SG1 | IC | SB | NA | DFO |  | 191.193 | 0.029635 | 0.31 | EIA Prime Mover-level Data | Estimated using an emission factor
2021 | MO | Butler Municipal Power Plant | 2115 | SG2 | IC | SB | NA | DFO |  | 191.193 | 0.029635 | 0.31 | EIA Prime Mover-level Data | Estimated using an emission factor
2021 | MO | Carrollton | 2120 | 10 | IC | OP | NA | NG
2021 | MO | Carrollton | 2120 | 11 | IC | OP | NA | DFO
2021 | MO | Carrollton | 2120 | 3 | IC | OP | NA | NG
2021 | MO | Carrollton | 2120 | 7 | IC | OP | NA | NG
2021 | MO | Carrollton | 2120 | 8 | IC | OP | NA | NG
2021 | MO | Carrollton | 2120 | 9 | IC | OP | NA | NG
2021 | MO | Carthage | 2121 | 10 | IC | SB | NA | DFO |  | 6442.01 | 0.99851 | 0.31 | EIA Prime Mover-level Data | Estimated using an emission factor
2021 | MO | Carthage | 2121 | 11 | IC | OP | NA | DFO |  | 4141.292 | 0.6419 | 0.31 | EIA Prime Mover-level Data | Estimated using an emission factor
2021 | MO | Carthage | 2121 | 12 | IC | OP | NA | DFO |  | 4141.292 | 0.6419 | 0.31 | EIA Prime Mover-level Data | Estimated using an emission factor
2021 | MO | Carthage | 2121 | 13 | IC | OP | NA | DFO |  | 5521.722 | 0.85587 | 0.31 | EIA Prime Mover-level Data | Estimated using an emission factor
2021 | MO | Carthage | 2121 | 14 | IC | OP | NA | DFO |  | 5521.722 | 0.85587 | 0.31 | EIA Prime Mover-level Data | Estimated using an emission factor
2021 | MO | Carthage | 2121 | 6 | IC | SB | NA | DFO |  | 2300.718 | 0.35661 | 0.31 | EIA Prime Mover-level Data | Estimated using an emission factor
2021 | MO | Carthage | 2121 | 7 | IC | SB | NA | DFO |  | 2760.861 | 0.42793 | 0.31 | EIA Prime Mover-level Data | Estimated using an emission factor
2021 | MO | Carthage | 2121 | 8 | IC | SB | NA | DFO |  | 3036.947 | 0.47073 | 0.31 | EIA Prime Mover-level Data | Estimated using an emission factor
2021 | MO | Carthage | 2121 | 9 | IC | SB | NA | DFO |  | 4601.435 | 0.71322 | 0.31 | EIA Prime Mover-level Data | Estimated using an emission factor
2021 | MO | Chillicothe | 2122 | GT1A | GT | OP | CT | NG | 0 | [5 empty] | 1986
2021 | MO | Chillicothe | 2122 | GT1B | GT | OP | CT | NG | 0 | [5 empty] | 1986
2021 | MO | Chillicothe | 2122 | GT2A | GT | OP | CT | NG | 107 | 23099.1 | 0.092587 | 0.0080165 | EPA/CAMD | NEI avg EF - PM, fuel type, firing type | 1986
2021 | MO | Chillicothe | 2122 | GT2B | GT | OP | CT | NG | 107 | 23185.9 | 0.092935 | 0.0080165 | EPA/CAMD | NEI avg EF - PM, fuel type, firing type | 1986
2021 | MO | Columbia | 2123 | 6 | ST | OP | STOKER | NG | 0 | [5 empty] | 1957
2021 | MO | Columbia | 2123 | 7 | ST | OP | STOKER | NG | 0 | [5 empty] | 1965
2021 | MO | Columbia | 2123 | 8 | ST | OP | WALL | NG | 1724 | 285959.017 | 1.0488 | 0.0073353 | EPA/CAMD | EPA/NEI | 1970
2021 | MO | Stockton Hydro | 2124 | 1 | HY | OP | NA | WAT |  | 628250 |  |  | EIA Prime Mover-level Data
2021 | MO | Fayette | 2125 | GT1 | IC | OS | NA | DFO
2021 | MO | Fayette | 2125 | GT2 | IC | OS | NA | DFO
2021 | MO | Fayette | 2125 | GT3 | IC | OS | NA | DFO
2021 | MO | Fayette | 2125 | GT4 | IC | OS | NA | DFO
2021 | MO | Fulton (MO) | 2126 | GT4 | GT | OP | NA | NG |  | 6665 | 0.026715 | 0.0080165 | EIA Prime Mover-level Data | NEI avg EF - PM, fuel type
2021 | MO | Fulton (MO) | 2126 | IC1 | IC | OP | NA | DFO
2021 | MO | Fulton (MO) | 2126 | IC3 | IC | OP | NA | DFO
2021 | MO | Gallatin (MO) | 2127 | 2A | IC | SB | NA | DFO
2021 | MO | Gallatin (MO) | 2127 | 3A | IC | SB | NA | DFO
2021 | MO | Gallatin (MO) | 2127 | IC4 | IC | SB | NA | DFO
2021 | MO | Gallatin (MO) | 2127 | IC6 | IC | SB | NA | DFO
2021 | MO | Higginsville Municipal Power Plant | 2131 | 4A | GT | OP | CT | NG | 423 | 102674.6 | 0.3342 | 0.0065099 | EPA/CAMD | EPA/NEI | 1996
2021 | MO | Higginsville Municipal Power Plant | 2131 | 4B | GT | OP | CT | NG | 422 | 102688.7 | 0.3251 | 0.0063318 | EPA/CAMD | EPA/NEI | 1996
2021 | MO | Jackson Square | 2134 | 1 | GT | OP | NA | DFO |  | 22543.5 | 0.1855 | 0.016457 | EIA Prime Mover-level Data | NEI avg EF - PM, fuel type, firing type
2021 | MO | Jackson Square | 2134 | 2 | GT | OP | NA | DFO |  | 22543.5 | 0.1855 | 0.016457 | EIA Prime Mover-level Data | NEI avg EF - PM, fuel type, firing type
2021 | MO | Station H | 2135 | 1 | GT | OP | NA | NG |  | 82347.326 | 0.33007 | 0.0080165 | EIA Prime Mover-level Data | NEI avg EF - PM, fuel type
2021 | MO | Station H | 2135 | 2 | GT | OP | NA | NG |  | 104017.674 | 0.41693 | 0.0080165 | EIA Prime Mover-level Data | NEI avg EF - PM, fuel type
2021 | MO | Station I | 2136 | 1 | GT | OP | NA | DFO |  | 45294 | 0.3727 | 0.016457 | EIA Prime Mover-level Data | NEI avg EF - PM, fuel type, firing type
2021 | MO | Station I | 2136 | 2 | GT | OP | NA | DFO |  | 45294 | 0.3727 | 0.016457 | EIA Prime Mover-level Data | NEI avg EF - PM, fuel type, firing type
2021 | MO | Jackson (MO) | 2137 | 10 | IC | OP | NA | DFO |  | 589.049 | 0.091303 | 0.31 | EIA Prime Mover-level Data | Estimated using an emission factor
2021 | MO | Jackson (MO) | 2137 | 11 | IC | OP | NA | DFO |  | 589.049 | 0.091303 | 0.31 | EIA Prime Mover-level Data | Estimated using an emission factor
2021 | MO | Jackson (MO) | 2137 | 12 | IC | OP | NA | DFO |  | 589.049 | 0.091303 | 0.31 | EIA Prime Mover-level Data | Estimated using an emission factor
2021 | MO | Jackson (MO) | 2137 | 3 | IC | OP | NA | DFO |  | 294.525 | 0.045651 | 0.31 | EIA Prime Mover-level Data | Estimated using an emission factor
2021 | MO | Jackson (MO) | 2137 | 4 | IC | OP | NA | DFO |  | 294.525 | 0.045651 | 0.31 | EIA Prime Mover-level Data | Estimated using an emission factor
2021 | MO | Jackson (MO) | 2137 | 5 | IC | OP | NA | DFO |  | 206.167 | 0.031956 | 0.31 | EIA Prime Mover-level Data | Estimated using an emission factor
2021 | MO | Jackson (MO) | 2137 | 6 | IC | OP | NA | DFO |  | 294.525 | 0.045651 | 0.31 | EIA Prime Mover-level Data | Estimated using an emission factor
2021 | MO | Jackson (MO) | 2137 | 7 | IC | OP | NA | DFO |  | 2002.768 | 0.31043 | 0.31 | EIA Prime Mover-level Data | Estimated using an emission factor
2021 | MO | Jackson (MO) | 2137 | 8 | IC | OP | NA | DFO |  | 2002.768 | 0.31043 | 0.31 | EIA Prime Mover-level Data | Estimated using an emission factor
2021 | MO | Jackson (MO) | 2137 | 9 | IC | OP | NA | DFO |  | 883.574 | 0.13695 | 0.31 | EIA Prime Mover-level Data | Estimated using an emission factor
2021 | MO | Kahoka | 2138 | 10 | IC | OP | NA | DFO |  | 28.541 | 0.0044239 | 0.31 | EIA Prime Mover-level Data | Estimated using an emission factor
2021 | MO | Kahoka | 2138 | 11 | IC | OP | NA | DFO |  | 28.541 | 0.0044239 | 0.31 | EIA Prime Mover-level Data | Estimated using an emission factor
2021 | MO | Kahoka | 2138 | 12 | IC | OP | NA | DFO |  | 28.541 | 0.0044239 | 0.31 | EIA Prime Mover-level Data | Estimated using an emission factor
2021 | MO | Kahoka | 2138 | 3 | IC | OP | NA | DFO |  | 5.189 | 0.0008043 | 0.31 | EIA Prime Mover-level Data | Estimated using an emission factor
2021 | MO | Kahoka | 2138 | 6 | IC | OP | NA | DFO |  | 18.162 | 0.0028151 | 0.31 | EIA Prime Mover-level Data | Estimated using an emission factor
2021 | MO | Kahoka | 2138 | 7 | IC | SB | NA | NG |  | 20.757 | 4.3797e-06 | 0.000422 | EIA Prime Mover-level Data | Estimated using an emission factor
2021 | MO | Kahoka | 2138 | 8 | IC | SB | NA | NG |  | 38.919 | 8.2119e-06 | 0.000422 | EIA Prime Mover-level Data | Estimated using an emission factor
2021 | MO | Kahoka | 2138 | 9 | IC | SB | NA | NG |  | 23.351 | 4.9271e-06 | 0.000422 | EIA Prime Mover-level Data | Estimated using an emission factor
2021 | MO | Kennett | 2139 | 10 | IC | OP | NA | NG |  | 4470.516 | 0.00094328 | 0.000422 | EIA Prime Mover-level Data | Estimated using an emission factor
2021 | MO | Kennett | 2139 | 11 | IC | OP | NA | NG |  | 4470.516 | 0.00094328 | 0.000422 | EIA Prime Mover-level Data | Estimated using an emission factor
2021 | MO | Kennett | 2139 | 12 | IC | OP | NA | NG |  | 4614.726 | 0.00097371 | 0.000422 | EIA Prime Mover-level Data | Estimated using an emission factor
2021 | MO | Kennett | 2139 | 13 | IC | OP | NA | NG |  | 4614.726 | 0.00097371 | 0.000422 | EIA Prime Mover-level Data | Estimated using an emission factor
2021 | MO | Kennett | 2139 | 9 | IC | OP | NA | NG |  | 4470.516 | 0.00094328 | 0.000422 | EIA Prime Mover-level Data | Estimated using an emission factor
2021 | MO | La Plata | 2140 | 1 | IC | OP | NA | DFO |  | 45 | 0.006975 | 0.31 | EIA Prime Mover-level Data | Estimated using an emission factor
2021 | MO | La Plata | 2140 | 2 | IC | OP | NA | DFO |  | 45 | 0.006975 | 0.31 | EIA Prime Mover-level Data | Estimated using an emission factor
2021 | MO | Macon | 2141 | 4 | IC | SB | NA | DFO
2021 | MO | Malden | 2142 | 2A | IC | SB | NA | DFO |  | 302.491 | 0.046886 | 0.31 | EIA Prime Mover-level Data | Estimated using an emission factor
2021 | MO | Malden | 2142 | 3A | IC | SB | NA | DFO |  | 302.491 | 0.046886 | 0.31 | EIA Prime Mover-level Data | Estimated using an emission factor
2021 | MO | Malden | 2142 | 4A | IC | SB | NA | DFO |  | 302.491 | 0.046886 | 0.31 | EIA Prime Mover-level Data | Estimated using an emission factor
2021 | MO | Malden | 2142 | 5 | IC | SB | NA | DFO |  | 235.27 | 0.036467 | 0.31 | EIA Prime Mover-level Data | Estimated using an emission factor
2021 | MO | Malden | 2142 | 6 | IC | SB | NA | DFO |  | 336.101 | 0.052096 | 0.31 | EIA Prime Mover-level Data | Estimated using an emission factor
2021 | MO | Malden | 2142 | 7 | IC | SB | NA | DFO |  | 470.541 | 0.072934 | 0.31 | EIA Prime Mover-level Data | Estimated using an emission factor
2021 | MO | Malden | 2142 | 8 | IC | SB | NA | DFO |  | 722.616 | 0.11201 | 0.31 | EIA Prime Mover-level Data | Estimated using an emission factor
2021 | MO | Marshall (MO) | 2144 | 10 | IC | OP | NA | NG |  | 1989.75 | 0.00041984 | 0.000422 | EIA Prime Mover-level Data | Estimated using an emission factor
2021 | MO | Marshall (MO) | 2144 | 11 | IC | OP | NA | NG |  | 1989.75 | 0.00041984 | 0.000422 | EIA Prime Mover-level Data | Estimated using an emission factor
2021 | MO | Marshall (MO) | 2144 | 7 | IC | OP | NA | DFO |  | 315.833 | 0.048954 | 0.31 | EIA Prime Mover-level Data | Estimated using an emission factor
2021 | MO | Marshall (MO) | 2144 | 8 | IC | OP | NA | DFO |  | 315.833 | 0.048954 | 0.31 | EIA Prime Mover-level Data | Estimated using an emission factor
2021 | MO | Marshall (MO) | 2144 | 9 | IC | OP | NA | DFO |  | 315.833 | 0.048954 | 0.31 | EIA Prime Mover-level Data | Estimated using an emission factor
2021 | MO | Marshall (MO) | 2144 | GT1 | GT | OP | NA | NG |  | 146813 | 0.58846 | 0.0080165 | EIA Prime Mover-level Data | NEI avg EF - PM, fuel type
2021 | MO | Memphis | 2145 | 1 | IC | OP | NA | DFO
2021 | MO | Memphis | 2145 | 10 | IC | OP | NA | DFO
2021 | MO | Memphis | 2145 | 11 | IC | OP | NA | DFO
2021 | MO | Memphis | 2145 | 12 | IC | OP | NA | DFO
2021 | MO | Memphis | 2145 | 13 | IC | OP | NA | DFO
2021 | MO | Memphis | 2145 | 3 | IC | OP | NA | DFO
2021 | MO | Memphis | 2145 | 6 | IC | OP | NA | DFO
2021 | MO | Memphis | 2145 | 7 | IC | OP | NA | DFO
2021 | MO | Memphis | 2145 | 8 | IC | OP | NA | DFO
2021 | MO | Memphis | 2145 | 9 | IC | OP | NA | DFO
2021 | MO | James River | 2161 | **GT1 | GT | OP | CT | NG | 1424 | 819574.644 | 3.6159 | 0.0088238 | EPA/CAMD | EPA/NEI | 1989
2021 | MO | James River | 2161 | **GT2 | GT | OP | CT | NG | 965 | 574373.093 | 2.7184 | 0.0094656 | EPA/CAMD | EPA/NEI | 1992
2021 | MO | Unionville City of | 2164 | 1 | IC | OP | NA | DFO |  | 12.138 | 0.0018814 | 0.31 | EIA Prime Mover-level Data | Estimated using an emission factor
2021 | MO | Unionville City of | 2164 | 2 | IC | OP | NA | DFO |  | 25.793 | 0.0039979 | 0.31 | EIA Prime Mover-level Data | Estimated using an emission factor
2021 | MO | Unionville City of | 2164 | 3 | IC | OP | NA | DFO |  | 3.034 | 0.00047027 | 0.31 | EIA Prime Mover-level Data | Estimated using an emission factor
2021 | MO | Unionville City of | 2164 | 4 | IC | OP | NA | DFO |  | 15.172 | 0.0023517 | 0.31 | EIA Prime Mover-level Data | Estimated using an emission factor
2021 | MO | Unionville City of | 2164 | 5 | IC | OP | NA | DFO |  | 4.552 | 0.00070556 | 0.31 | EIA Prime Mover-level Data | Estimated using an emission factor
2021 | MO | Unionville City of | 2164 | 6 | IC | OP | NA | DFO |  | 4.552 | 0.00070556 | 0.31 | EIA Prime Mover-level Data | Estimated using an emission factor
2021 | MO | Unionville City of | 2164 | 7 | IC | OP | NA | DFO |  | 16.69 | 0.002587 | 0.31 | EIA Prime Mover-level Data | Estimated using an emission factor
2021 | MO | Unionville City of | 2164 | 8 | IC | OP | NA | DFO |  | 19.724 | 0.0030572 | 0.31 | EIA Prime Mover-level Data | Estimated using an emission factor
2021 | MO | Unionville City of | 2164 | 9 | IC | OP | NA | DFO |  | 30.345 | 0.0047035 | 0.31 | EIA Prime Mover-level Data | Estimated using an emission factor
2021 | MO | Table Rock | 2166 | 1 | HY | OP | NA | WAT |  | 1371615.5 |  |  | EIA Prime Mover-level Data
2021 | MO | Table Rock | 2166 | 2 | HY | OP | NA | WAT |  | 1371615.5 |  |  | EIA Prime Mover-level Data
2021 | MO | Table Rock | 2166 | 3 | HY | OP | NA | WAT |  | 1371615.5 |  |  | EIA Prime Mover-level Data
2021 | MO | Table Rock | 2166 | 4 | HY | OP | NA | WAT |  | 1371615.5 |  |  | EIA Prime Mover-level Data
2021 | MO | New Madrid Power Plant | 2167 | 1 | ST | OP | CYCLONE | RC | 4107 | 17657572.255 | 105.9693 | 0.012003 | EPA/CAMD | EPA/NEI | 1972
2021 | MO | New Madrid Power Plant | 2167 | 2 | ST | OP | CYCLONE | RC | 7924 | 34398383.819 | 272.9996 | 0.015873 | EPA/CAMD | EPA/NEI | 1977
2021 | MO | Thomas Hill Energy Center | 2168 | MB1 | ST | OP | CYCLONE | RC | 8150 | 13873264.222 | 68.4549 | 0.0098686 | EPA/CAMD | EPA/NEI | 1966
2021 | MO | Thomas Hill Energy Center | 2168 | MB2 | ST | OP | CYCLONE | RC | 7212 | 18849421.15 | 96.0407 | 0.01019 | EPA/CAMD | EPA/NEI | 1969
2021 | MO | Thomas Hill Energy Center | 2168 | MB3 | ST | OP | WALL | RC | 8280 | 53591755.753 | 317.1542 | 0.011836 | EPA/CAMD | EPA/NEI | 1982
2021 | MT | Glendive Generating Station | 2176 | GT-2 | GT | OP | CT | NG | 466 | 111970.173 | 0.3852 | 0.0068804 | EPA/CAMD | EPA/NEI | 2003
2021 | MT | Miles City GT | 2177 | 1 | GT | OP | NA | NG |  | 45403 | 0.18199 | 0.0080165 | EIA Prime Mover-level Data | NEI avg EF - PM, fuel type
2021 | MT | Black Eagle | 2181 | BLA1 | HY | OA | NA | WAT |  | 286850.85 |  |  | EIA Prime Mover-level Data
2021 | MT | Black Eagle | 2181 | BLA2 | HY | OP | NA | WAT |  | 286850.85 |  |  | EIA Prime Mover-level Data
2021 | MT | Black Eagle | 2181 | BLA3 | HY | OP | NA | WAT |  | 308916.3 |  |  | EIA Prime Mover-level Data
2021 | MT | Cochrane | 2182 | COC1 | HY | OP | NA | WAT |  | 920856.834 |  |  | EIA Prime Mover-level Data
2021 | MT | Cochrane | 2182 | COC2 | HY | OP | NA | WAT |  | 1037585.166 |  |  | EIA Prime Mover-level Data
2021 | MT | Hauser | 2185 | HAU1 | HY | OP | NA | WAT |  | 152787.511 |  |  | EIA Prime Mover-level Data
2021 | MT | Hauser | 2185 | HAU2 | HY | OP | NA | WAT |  | 212811.176 |  |  | EIA Prime Mover-level Data
2021 | MT | Hauser | 2185 | HAU3 | HY | OP | NA | WAT |  | 152787.511 |  |  | EIA Prime Mover-level Data
2021 | MT | Hauser | 2185 | HAU5 | HY | OA | NA | WAT |  | 152787.511 |  |  | EIA Prime Mover-level Data
2021 | MT | Hauser | 2185 | HAU6 | HY | OP | NA | WAT |  | 163700.904 |  |  | EIA Prime Mover-level Data
2021 | MT | Hauser | 2185 | HAU7 | HY | OP | NA | WAT |  | 190984.388 |  |  | EIA Prime Mover-level Data
2021 | MT | Holter | 2186 | HOL1 | HY | OP | NA | WAT |  | 443620.25 |  |  | EIA Prime Mover-level Data
2021 | MT | Holter | 2186 | HOL2 | HY | OP | NA | WAT |  | 443620.25 |  |  | EIA Prime Mover-level Data
2021 | MT | Holter | 2186 | HOL3 | HY | OA | NA | WAT |  | 443620.25 |  |  | EIA Prime Mover-level Data
2021 | MT | Holter | 2186 | HOL4 | HY | OP | NA | WAT |  | 443620.25 |  |  | EIA Prime Mover-level Data
2021 | MT | Selis Ksanka Qlispe | 2188 | KER1 | HY | OP | NA | WAT |  | 2706258.539 |  |  | EIA Prime Mover-level Data
2021 | MT | Selis Ksanka Qlispe | 2188 | KER2 | HY | OP | NA | WAT |  | 2706258.539 |  |  | EIA Prime Mover-level Data
2021 | MT | Selis Ksanka Qlispe | 2188 | KER3 | HY | OP | NA | WAT |  | 3319574.922 |  |  | EIA Prime Mover-level Data
2021 | MT | Morony | 2191 | MOR1 | HY | OP | NA | WAT |  | 1022415 |  |  | EIA Prime Mover-level Data
2021 | MT | Morony | 2191 | MOR2 | HY | OP | NA | WAT |  | 1022415 |  |  | EIA Prime Mover-level Data
2021 | MT | Mystic | 2192 | MYS1 | HY | OP | NA | WAT |  | 234114 |  |  | EIA Prime Mover-level Data
2021 | MT | Mystic | 2192 | MYS2 | HY | OP | NA | WAT |  | 234114 |  |  | EIA Prime Mover-level Data
2021 | MT | Rainbow (MT) | 2193 | RAI9 | HY | OP | NA | WAT |  | 2726908 |  |  | EIA Prime Mover-level Data
2021 | MT | Ryan | 2194 | RYA1 | HY | OP | NA | WAT |  | 515168.939 |  |  | EIA Prime Mover-level Data
2021 | MT | Ryan | 2194 | RYA2 | HY | OP | NA | WAT |  | 592444.28 |  |  | EIA Prime Mover-level Data
2021 | MT | Ryan | 2194 | RYA3 | HY | OP | NA | WAT |  | 592444.28 |  |  | EIA Prime Mover-level Data
2021 | MT | Ryan | 2194 | RYA4 | HY | OP | NA | WAT |  | 592444.28 |  |  | EIA Prime Mover-level Data
2021 | MT | Ryan | 2194 | RYA5 | HY | OP | NA | WAT |  | 592444.28 |  |  | EIA Prime Mover-level Data
2021 | MT | Ryan | 2194 | RYA6 | HY | OP | NA | WAT |  | 515168.939 |  |  | EIA Prime Mover-level Data
2021 | MT | Thompson Falls | 2195 | TF1 | HY | OP | NA | WAT |  | 296172.569 |  |  | EIA Prime Mover-level Data
2021 | MT | Thompson Falls | 2195 | TF2 | HY | OP | NA | WAT |  | 296172.569 |  |  | EIA Prime Mover-level Data
2021 | MT | Thompson Falls | 2195 | TF3 | HY | OP | NA | WAT |  | 296172.569 |  |  | EIA Prime Mover-level Data
2021 | MT | Thompson Falls | 2195 | TF4 | HY | OP | NA | WAT |  | 253862.202 |  |  | EIA Prime Mover-level Data
2021 | MT | Thompson Falls | 2195 | TF5 | HY | OP | NA | WAT |  | 296172.569 |  |  | EIA Prime Mover-level Data
2021 | MT | Thompson Falls | 2195 | TF6 | HY | OP | NA | WAT |  | 296172.569 |  |  | EIA Prime Mover-level Data
2021 | MT | Thompson Falls | 2195 | TF7 | HY | OP | NA | WAT |  | 2415921.954 |  |  | EIA Prime Mover-level Data
2021 | WY | Old Faithful | 2196 | 1 | IC | SB | NA | DFO |  | 1758 | 0.27249 | 0.31 | EIA Prime Mover-level Data | Estimated using an emission factor
2021 | WY | Old Faithful | 2196 | 2 | IC | SB | NA | DFO |  | 1758 | 0.27249 | 0.31 | EIA Prime Mover-level Data | Estimated using an emission factor
2021 | MT | Noxon Rapids | 2199 | 1 | HY | OP | NA | WAT |  | 2815846.568 |  |  | EIA Prime Mover-level Data
2021 | MT | Noxon Rapids | 2199 | 2 | HY | OP | NA | WAT |  | 2184414.308 |  |  | EIA Prime Mover-level Data
2021 | MT | Noxon Rapids | 2199 | 3 | HY | OP | NA | WAT |  | 2815846.568 |  |  | EIA Prime Mover-level Data
2021 | MT | Noxon Rapids | 2199 | 4 | HY | OP | NA | WAT |  | 2815846.568 |  |  | EIA Prime Mover-level Data
2021 | MT | Noxon Rapids | 2199 | 5 | HY | OP | NA | WAT |  | 3242489.988 |  |  | EIA Prime Mover-level Data
2021 | MT | Hungry Horse | 2203 | 1 | HY | OP | NA | WAT |  | 2107576.5 |  |  | EIA Prime Mover-level Data
2021 | MT | Hungry Horse | 2203 | 2 | HY | OP | NA | WAT |  | 2107576.5 |  |  | EIA Prime Mover-level Data
2021 | MT | Hungry Horse | 2203 | 3 | HY | OP | NA | WAT |  | 2107576.5 |  |  | EIA Prime Mover-level Data
2021 | MT | Hungry Horse | 2203 | 4 | HY | OP | NA | WAT |  | 2107576.5 |  |  | EIA Prime Mover-level Data
2021 | MT | Yellowtail | 2204 | 1 | HY | OP | NA | WAT |  | 1170576.97 |  |  | EIA Prime Mover-level Data
2021 | MT | Yellowtail | 2204 | 2 | HY | OP | NA | WAT |  | 1017539.091 |  |  | EIA Prime Mover-level Data
2021 | MT | Yellowtail | 2204 | 3 | HY | OP | NA | WAT |  | 1170576.97 |  |  | EIA Prime Mover-level Data
2021 | MT | Yellowtail | 2204 | 4 | HY | OP | NA | WAT |  | 1170576.97 |  |  | EIA Prime Mover-level Data
2021 | NE | Ansley | 2214 | 2 | IC | OP | NA | NG |  | 117.6 | 2.4814e-05 | 0.000422 | EIA Prime Mover-level Data | Estimated using an emission factor
2021 | NE | Ansley | 2214 | 3 | IC | OP | NA | DFO |  | 78.4 | 0.012152 | 0.31 | EIA Prime Mover-level Data | Estimated using an emission factor
2021 | NE | Auburn | 2215 | 1 | IC | OP | NA | NG |  | 472.941 | 9.9791e-05 | 0.000422 | EIA Prime Mover-level Data | Estimated using an emission factor
2021 | NE | Auburn | 2215 | 2 | IC | OP | NA | NG |  | 197.059 | 4.1579e-05 | 0.000422 | EIA Prime Mover-level Data | Estimated using an emission factor
2021 | NE | Auburn | 2215 | 4A | IC | OP | NA | NG |  | 729.118 | 0.00015384 | 0.000422 | EIA Prime Mover-level Data | Estimated using an emission factor
2021 | NE | Auburn | 2215 | 5 | IC | OP | NA | NG |  | 650.294 | 0.00013721 | 0.000422 | EIA Prime Mover-level Data | Estimated using an emission factor
2021 | NE | Auburn | 2215 | 6 | IC | OP | NA | NG |  | 532.059 | 0.00011226 | 0.000422 | EIA Prime Mover-level Data | Estimated using an emission factor
2021 | NE | Auburn | 2215 | 7 | IC | OP | NA | NG |  | 1103.529 | 0.00023284 | 0.000422 | EIA Prime Mover-level Data | Estimated using an emission factor
2021 | NE | Arnold | 2216 | 1 | IC | SB | NA | DFO
2021 | NE | Arnold | 2216 | 2A | IC | OS | NA | DFO
2021 | NE | Arnold | 2216 | 3 | IC | OS | NA | DFO
2021 | NE | Arnold | 2216 | 4 | IC | OS | NA | DFO
2021 | NE | Beaver City | 2217 | 1 | IC | OP | NA | DFO
2021 | NE | Beaver City | 2217 | 2 | IC | OP | NA | NG
2021 | NE | Beaver City | 2217 | 3 | IC | OP | NA | DFO
2021 | NE | Beaver City | 2217 | 4 | IC | OP | NA | NG
2021 | NE | Broken Bow | 2221 | 1 | IC | OP | NA | DFO |  | 79.655 | 0.012347 | 0.31 | EIA Prime Mover-level Data | Estimated using an emission factor
2021 | NE | Broken Bow | 2221 | 2 | IC | OP | NA | NG |  | 557.586 | 0.00011765 | 0.000422 | EIA Prime Mover-level Data | Estimated using an emission factor
2021 | NE | Broken Bow | 2221 | 3 | IC | OP | NA | DFO |  | 127.448 | 0.019754 | 0.31 | EIA Prime Mover-level Data | Estimated using an emission factor
2021 | NE | Broken Bow | 2221 | 4 | IC | OP | NA | NG |  | 127.448 | 2.6892e-05 | 0.000422 | EIA Prime Mover-level Data | Estimated using an emission factor
2021 | NE | Broken Bow | 2221 | 5 | IC | OP | NA | NG |  | 159.31 | 3.3614e-05 | 0.000422 | EIA Prime Mover-level Data | Estimated using an emission factor
2021 | NE | Broken Bow | 2221 | 6 | IC | OP | NA | NG |  | 334.552 | 7.059e-05 | 0.000422 | EIA Prime Mover-level Data | Estimated using an emission factor
2021 | NE | Burwell | 2222 | 1 | IC | OP | NA | DFO |  | 328.667 | 0.050943 | 0.31 | EIA Prime Mover-level Data | Estimated using an emission factor
2021 | NE | Burwell | 2222 | 2 | IC | OP | NA | DFO |  | 278.103 | 0.043106 | 0.31 | EIA Prime Mover-level Data | Estimated using an emission factor
2021 | NE | Burwell | 2222 | 3 | IC | OP | NA | DFO |  | 227.538 | 0.035268 | 0.31 | EIA Prime Mover-level Data | Estimated using an emission factor
2021 | NE | Burwell | 2222 | 4 | IC | SB | NA | DFO |  | 151.692 | 0.023512 | 0.31 | EIA Prime Mover-level Data | Estimated using an emission factor
2021 | NE | Cambridge | 2223 | CAT1 | IC | SB | NA | DFO |  | 440.5 | 0.068278 | 0.31 | EIA Prime Mover-level Data | Estimated using an emission factor
2021 | NE | Cambridge | 2223 | CAT2 | IC | OP | NA | DFO |  | 440.5 | 0.068278 | 0.31 | EIA Prime Mover-level Data | Estimated using an emission factor
2021 | NE | Campbell Village | 2225 | IC4 | IC | SB | NA | DFO
2021 | NE | Canaday | 2226 | 1 | ST | OP | TANGENTIAL | NG | 357 | 90486 | 0.3093 | 0.0068364 | EPA/CAMD | EPA/NEI | 1958
2021 | NE | Jeffrey | 2227 | 1 | HY | OP | NA | WAT |  | 376447 |  |  | EIA Prime Mover-level Data
2021 | NE | Jeffrey | 2227 | 2 | HY | OP | NA | WAT |  | 376447 |  |  | EIA Prime Mover-level Data
2021 | NE | Johnson 1 | 2228 | 1 | HY | OP | NA | WAT |  | 245720.5 |  |  | EIA Prime Mover-level Data
2021 | NE | Johnson 1 | 2228 | 2 | HY | OP | NA | WAT |  | 245720.5 |  |  | EIA Prime Mover-level Data
2021 | NE | Johnson 2 | 2229 | 1 | HY | OP | NA | WAT |  | 599343 |  |  | EIA Prime Mover-level Data
2021 | NE | Chappell | 2230 | 5 | IC | OP | NA | DFO |  | 52 | 0.00806 | 0.31 | EIA Prime Mover-level Data | Estimated using an emission factor
2021 | NE | Crete | 2231 | 7 | IC | OP | NA | DFO |  | 1839 | 0.28504 | 0.31 | EIA Prime Mover-level Data | Estimated using an emission factor
2021 | NE | Curtis | 2232 | 2 | IC | OP | NA | NG |  | 169.147 | 3.569e-05 | 0.000422 | EIA Prime Mover-level Data | Estimated using an emission factor
2021 | NE | Curtis | 2232 | 3 | IC | OP | NA | NG |  | 206.735 | 4.3621e-05 | 0.000422 | EIA Prime Mover-level Data | Estimated using an emission factor
2021 | NE | Curtis | 2232 | 4 | IC | OP | NA | NG |  | 263.118 | 5.5518e-05 | 0.000422 | EIA Prime Mover-level Data | Estimated using an emission factor
2021 | NE | David City | 2233 | 1 | IC | OP | NA | NG |  | 379.245 | 8.0021e-05 | 0.000422 | EIA Prime Mover-level Data | Estimated using an emission factor
2021 | NE | David City | 2233 | 2 | IC | OP | NA | DFO |  | 252.83 | 0.039189 | 0.31 | EIA Prime Mover-level Data | Estimated using an emission factor
2021 | NE | David City | 2233 | 3 | IC | OP | NA | NG |  | 252.83 | 5.3347e-05 | 0.000422 | EIA Prime Mover-level Data | Estimated using an emission factor
2021 | NE | David City | 2233 | 4 | IC | OP | NA | NG |  | 581.509 | 0.0001227 | 0.000422 | EIA Prime Mover-level Data | Estimated using an emission factor
2021 | NE | David City | 2233 | 5 | IC | OP | NA | DFO |  | 404.528 | 0.062702 | 0.31 | EIA Prime Mover-level Data | Estimated using an emission factor
2021 | NE | David City | 2233 | 6 | IC | OP | NA | DFO |  | 404.528 | 0.062702 | 0.31 | EIA Prime Mover-level Data | Estimated using an emission factor
2021 | NE | David City | 2233 | 7 | IC | OP | NA | DFO |  | 404.528 | 0.062702 | 0.31 | EIA Prime Mover-level Data | Estimated using an emission factor
2021 | NE | Deshler | 2234 | 4 | IC | OP | NA | DFO
2021 | NE | Deshler | 2234 | 5 | IC | OP | NA | DFO
2021 | NE | Emerson | 2235 | 2 | IC | OP | NA | NG |  | 224.125 | 4.729e-05 | 0.000422 | EIA Prime Mover-level Data | Estimated using an emission factor
2021 | NE | Emerson | 2235 | 3 | IC | OP | NA | DFO |  | 20.375 | 0.0031581 | 0.31 | EIA Prime Mover-level Data | Estimated using an emission factor
2021 | NE | Emerson | 2235 | 4 | IC | OP | NA | NG |  | 81.5 | 1.7197e-05 | 0.000422 | EIA Prime Mover-level Data | Estimated using an emission factor
2021 | NE | Falls City | 2237 | 1 | IC | OP | NA | DFO |  | 83.252 | 0.012904 | 0.31 | EIA Prime Mover-level Data | Estimated using an emission factor
2021 | NE | Falls City | 2237 | 2 | IC | OP | NA | DFO |  | 124.879 | 0.019356 | 0.31 | EIA Prime Mover-level Data | Estimated using an emission factor
2021 | NE | Falls City | 2237 | 3 | IC | OP | NA | NG |  | 374.636 | 7.9048e-05 | 0.000422 | EIA Prime Mover-level Data | Estimated using an emission factor
2021 | NE | Falls City | 2237 | 4 | IC | OP | NA | NG |  | 152.629 | 3.2205e-05 | 0.000422 | EIA Prime Mover-level Data | Estimated using an emission factor
2021 | NE | Falls City | 2237 | 5 | IC | OP | NA | NG |  | 277.508 | 5.8554e-05 | 0.000422 | EIA Prime Mover-level Data | Estimated using an emission factor
2021 | NE | Falls City | 2237 | 6 | IC | OP | NA | NG |  | 346.885 | 7.3193e-05 | 0.000422 | EIA Prime Mover-level Data | Estimated using an emission factor
2021 | NE | Falls City | 2237 | 7 | IC | OP | NA | NG |  | 860.275 | 0.00018152 | 0.000422 | EIA Prime Mover-level Data | Estimated using an emission factor
2021 | NE | Falls City | 2237 | 8 | IC | OP | NA | NG |  | 832.524 | 0.00017566 | 0.000422 | EIA Prime Mover-level Data | Estimated using an emission factor
2021 | NE | Falls City | 2237 | 9 | IC | OP | NA | NG |  | 1290.412 | 0.00027228 | 0.000422 | EIA Prime Mover-level Data | Estimated using an emission factor
2021 | NE | Franklin (NE) | 2238 | 1 | IC | OP | NA | DFO |  | 174.923 | 0.027113 | 0.31 | EIA Prime Mover-level Data | Estimated using an emission factor
2021 | NE | Franklin (NE) | 2238 | 2 | IC | OP | NA | DFO |  | 379 | 0.058745 | 0.31 | EIA Prime Mover-level Data | Estimated using an emission factor
2021 | NE | Franklin (NE) | 2238 | 3 | IC | OP | NA | DFO |  | 320.692 | 0.049707 | 0.31 | EIA Prime Mover-level Data | Estimated using an emission factor
2021 | NE | Franklin (NE) | 2238 | 4 | IC | OP | NA | DFO |  | 262.385 | 0.04067 | 0.31 | EIA Prime Mover-level Data | Estimated using an emission factor
2021 | NE | Lon D Wright Power Plant | 2240 | 50T | GT | OP | CT | NG | 158 | 74433.2 | 0.14295 | 0.003841 | EPA/CAMD | EPA/NEI | 2003
2021 | NE | Lon D Wright Power Plant | 2240 | 8 | ST | OP | WALL | SUB | 6882 | 4396539.972 | 22.5611 | 0.010263 | EPA/CAMD | EPA/NEI | 1976
2021 | NE | Lon D Wright Power Plant | 2240 | CTNWD | WT | OP | NA | WND
2021 | NE | Lon D Wright Power Plant | 2240 | SLR1 | PV | OP | NA | SUN |  | 21596.957 |  |  | EIA Prime Mover-level Data
2021 | NE | Lon D Wright Power Plant | 2240 | SLR2 | PV | OP | NA | SUN |  | 16613.043 |  |  | EIA Prime Mover-level Data
2021 | NE | C W Burdick | 2241 | GT-2 | GT | OP | CT | NG | 149 | 34693.28 | 0.13906 | 0.0080165 | EPA/CAMD | NEI avg EF - PM, fuel type, firing type | 2003
2021 | NE | C W Burdick | 2241 | GT-3 | GT | OP | CT | NG | 302 | 73947.993 | 0.2964 | 0.0080165 | EPA/CAMD | NEI avg EF - PM, fuel type, firing type | 2003
2021 | NE | Don Henry | 2243 | 1 | GT | SB | NA | NG |  | 33387 | 0.13382 | 0.0080165 | EIA Prime Mover-level Data | NEI avg EF - PM, fuel type
2021 | NE | North Denver | 2244 | 4 | ST | SB | NA | DFO |  | 0 | 0 |  | EIA Unit-level Data | NEI avg EF - PM, fuel type
2021 | NE | North Denver | 2244 | 5 | ST | SB | NA | NG |  | 0 | 0 |  | EIA Unit-level Data | NEI avg EF - PM, fuel type
2021 | NE | Kimball | 2248 | 1 | IC | OP | NA | DFO |  | 413.854 | 0.064147 | 0.31 | EIA Prime Mover-level Data | Estimated using an emission factor
2021 | NE | Kimball | 2248 | 2 | IC | OP | NA | DFO |  | 413.854 | 0.064147 | 0.31 | EIA Prime Mover-level Data | Estimated using an emission factor
2021 | NE | Kimball | 2248 | 3 | IC | OP | NA | DFO |  | 538.01 | 0.083392 | 0.31 | EIA Prime Mover-level Data | Estimated using an emission factor
2021 | NE | Kimball | 2248 | 4 | IC | OP | NA | DFO |  | 538.01 | 0.083392 | 0.31 | EIA Prime Mover-level Data | Estimated using an emission factor
2021 | NE | Kimball | 2248 | 5 | IC | OP | NA | DFO |  | 455.24 | 0.070562 | 0.31 | EIA Prime Mover-level Data | Estimated using an emission factor
2021 | NE | Kimball | 2248 | 6 | IC | OP | NA | DFO |  | 1614.031 | 0.25017 | 0.31 | EIA Prime Mover-level Data | Estimated using an emission factor
2021 | NE | Laurel | 2249 | 1 | IC | SB | NA | NG |  | 12.629 | 2.6647e-06 | 0.000422 | EIA Prime Mover-level Data | Estimated using an emission factor
2021 | NE | Laurel | 2249 | 2 | IC | SB | NA | NG |  | 8.743 | 1.8448e-06 | 0.000422 | EIA Prime Mover-level Data | Estimated using an emission factor
2021 | NE | Laurel | 2249 | 7 | IC | SB | NA | NG |  | 12.629 | 2.6647e-06 | 0.000422 | EIA Prime Mover-level Data | Estimated using an emission factor
2021 | NE | J Street | 2250 | 1 | GT | OP | CT | NG | 166 | 52569.3 | 0.21071 | 0.0080165 | EPA/CAMD | NEI avg EF - PM, fuel type, firing type | 1972
2021 | NE | Lyons | 2253 | 2 | IC | OP | NA | DFO
2021 | NE | Lyons | 2253 | 3 | IC | OP | NA | DFO
2021 | NE | Lyons | 2253 | 4A | IC | OP | NA | DFO
2021 | NE | Nebraska City # 1 | 2255 | 10 | IC | OP | NA | NG |  | 627.337 | 0.00013237 | 0.000422 | EIA Prime Mover-level Data | Estimated using an emission factor
2021 | NE | Nebraska City # 1 | 2255 | 2 | IC | OP | NA | DFO |  | 144.77 | 0.022439 | 0.31 | EIA Prime Mover-level Data | Estimated using an emission factor
2021 | NE | Nebraska City # 1 | 2255 | 3 | IC | OP | NA | NG |  | 241.284 | 5.0911e-05 | 0.000422 | EIA Prime Mover-level Data | Estimated using an emission factor
2021 | NE | Nebraska City # 1 | 2255 | 4 | IC | OP | NA | NG |  | 299.192 | 6.313e-05 | 0.000422 | EIA Prime Mover-level Data | Estimated using an emission factor
2021 | NE | Nebraska City # 1 | 2255 | 5 | IC | OP | NA | NG |  | 193.027 | 4.0729e-05 | 0.000422 | EIA Prime Mover-level Data | Estimated using an emission factor
2021 | NE | Nebraska City # 1 | 2255 | 8 | IC | OP | NA | NG |  | 395.705 | 8.3494e-05 | 0.000422 | EIA Prime Mover-level Data | Estimated using an emission factor
2021 | NE | Nebraska City # 1 | 2255 | 9 | IC | OP | NA | NG |  | 617.686 | 0.00013033 | 0.000422 | EIA Prime Mover-level Data | Estimated using an emission factor
2021 | NE | Syracuse # 2 | 2256 | 6 | IC | OP | NA | NG |  | 178 | 3.7558e-05 | 0.000422 | EIA Prime Mover-level Data | Estimated using an emission factor
2021 | NE | Syracuse # 2 | 2256 | 7 | IC | OP | NA | NG |  | 178 | 3.7558e-05 | 0.000422 | EIA Prime Mover-level Data | Estimated using an emission factor
2021 | NE | Columbus | 2260 | 1 | HY | OP | NA | WAT |  | 353791.667 |  |  | EIA Prime Mover-level Data
2021 | NE | Columbus | 2260 | 2 | HY | OP | NA | WAT |  | 353791.667 |  |  | EIA Prime Mover-level Data
2021 | NE | Columbus | 2260 | 3 | HY | OP | NA | WAT |  | 353791.667 |  |  | EIA Prime Mover-level Data
2021 | NE | Hallam Peaking | 2265 | 1A | GT | OP | CT | NG | 104 | 17162 | 0.06879 | 0.0080165 | EPA/CAMD | NEI avg EF - PM, fuel type, firing type | 1973
2021 | NE | Hallam Peaking | 2265 | 1B | GT | OP | CT | NG | 101 | 18711.9 | 0.075002 | 0.0080165 | EPA/CAMD | NEI avg EF - PM, fuel type, firing type | 1973
2021 | NE | Hebron Peaking | 2266 | 1A | GT | OP | CT | DFO | 113 | 18937.9 | 0.048757 | 0.0051491 | EPA/CAMD | EPA/NEI | 1973
2021 | NE | Hebron Peaking | 2266 | 1B | GT | OP | CT | DFO | 116 | 19769 | 0.048757 | 0.0049327 | EPA/CAMD | EPA/NEI | 1973
2021 | NE | Kearney | 2268 | 1 | HY | OP | NA | WAT |  | 3749 |  |  | EIA Prime Mover-level Data
2021 | NE | McCook Peaking | 2271 | 1A | GT | OP | CT | DFO | 75 | 11833.3 | 0.030416 | 0.0051408 | EPA/CAMD | EPA/NEI | 1973
2021 | NE | McCook Peaking | 2271 | 1B | GT | OP | CT | DFO | 85 | 14358.5 | 0.030416 | 0.0042367 | EPA/CAMD | EPA/NEI | 1973
2021 | NE | Monroe (NE) | 2273 | 1 | HY | OP | NA | WAT |  | 77694.333 |  |  | EIA Prime Mover-level Data
2021 | NE | Monroe (NE) | 2273 | 2 | HY | OP | NA | WAT |  | 77694.333 |  |  | EIA Prime Mover-level Data
2021 | NE | Monroe (NE) | 2273 | 3 | HY | OP | NA | WAT |  | 77694.333 |  |  | EIA Prime Mover-level Data
2021 | NE | North Platte | 2274 | 1 | HY | OP | NA | WAT |  | 224696 |  |  | EIA Prime Mover-level Data
2021 | NE | North Platte | 2274 | 2 | HY | OP | NA | WAT |  | 224696 |  |  | EIA Prime Mover-level Data
2021 | NE | Sheldon | 2277 | 1 | ST | OP | CYCLONE | SUB | 5540 | 4912175.439 | 0.54 | 0.00021986 | EPA/CAMD | EPA/NEI | 1968
2021 | NE | Sheldon | 2277 | 2 | ST | OP | CYCLONE | SUB | 5129 | 4864947.923 | 0.55 | 0.00022611 | EPA/CAMD | EPA/NEI | 1961
2021 | NE | Jones Street | 2290 | 1 | GT | OP | CT | DFO | 200 | 130134.7 | 0.27972 | 0.0042989 | EPA/CAMD | EPA/NEI | 1973
2021 | NE | Jones Street | 2290 | 2 | GT | OP | CT | DFO | 203 | 135048 | 0.28638 | 0.0042412 | EPA/CAMD | EPA/NEI | 1973
2021 | NE | North Omaha Station | 2291 | 1 | ST | OP | TANGENTIAL | NG | 90 | 18167.236 | 0.04995 | 0.0054989 | EPA/CAMD | EPA/NEI | 1954
2021 | NE | North Omaha Station | 2291 | 2 | ST | OP | TANGENTIAL | NG | 144 | 30428.683 | 0.13986 | 0.0091926 | EPA/CAMD | EPA/NEI | 1957
2021 | NE | North Omaha Station | 2291 | 3 | ST | OP | TANGENTIAL | NG | 1508 | 255620.76 | 0.77922 | 0.0060967 | EPA/CAMD | EPA/NEI | 1959
2021 | NE | North Omaha Station | 2291 | 4 | ST | OP | TANGENTIAL | SUB | 8022 | 7839134.438 | 68.6615 | 0.017518 | EPA/CAMD | EPA/NEI | 1963
2021 | NE | North Omaha Station | 2291 | 5 | ST | OP | WALL | SUB | 7829 | 10726330.303 | 95.2726 | 0.017764 | EPA/CAMD | EPA/NEI | 1968
2021 | NE | Sarpy County Station | 2292 | 1 | GT | OP | CT | DFO | 722 | 255705.857 | 0.53606 | 0.0041928 | EPA/CAMD | EPA/NEI | 1972
2021 | NE | Sarpy County Station | 2292 | 2 | GT | OP | CT | NG | 1029 | 380225.475 | 0.79778 | 0.0041963 | EPA/CAMD | EPA/NEI | 1972
2021 | NE | Sarpy County Station | 2292 | CT3 | GT | OP | CT | NG | 692 | 506104.928 | 2.0286 | 0.0080165 | EPA/CAMD | NEI avg EF - PM, fuel type, firing type | 1996
2021 | NE | Sarpy County Station | 2292 | CT4A | GT | OP | CT | NG | 808 | 151677.358 | 0.60796 | 0.0080165 | EPA/CAMD | NEI avg EF - PM, fuel type, firing type | 2000
2021 | NE | Sarpy County Station | 2292 | CT4B | GT | OP | CT | NG | 802 | 144828.346 | 0.58051 | 0.0080165 | EPA/CAMD | NEI avg EF - PM, fuel type, firing type | 2000
2021 | NE | Sarpy County Station | 2292 | CT5A | GT | OP | CT | NG | 639 | 112323.813 | 0.45022 | 0.0080165 | EPA/CAMD | NEI avg EF - PM, fuel type, firing type | 2000
2021 | NE | Sarpy County Station | 2292 | CT5B | GT | OP | CT | NG | 686 | 126158.311 | 0.50567 | 0.0080165 | EPA/CAMD | NEI avg EF - PM, fuel type, firing type | 2000
2021 | NE | Ord | 2294 | 1 | IC | OP | NA | DFO |  | 1220 | 0.1891 | 0.31 | EIA Prime Mover-level Data | Estimated using an emission factor
2021 | NE | Ord | 2294 | 2 | IC | OP | NA | DFO |  | 366 | 0.05673 | 0.31 | EIA Prime Mover-level Data | Estimated using an emission factor
2021 | NE | Ord | 2294 | 3 | IC | OP | NA | DFO |  | 610 | 0.09455 | 0.31 | EIA Prime Mover-level Data | Estimated using an emission factor
2021 | NE | Ord | 2294 | 4A | IC | OP | NA | DFO |  | 366 | 0.05673 | 0.31 | EIA Prime Mover-level Data | Estimated using an emission factor
2021 | NE | Ord | 2294 | 5A | IC | OP | NA | DFO |  | 366 | 0.05673 | 0.31 | EIA Prime Mover-level Data | Estimated using an emission factor
2021 | NE | Oxford (NE) | 2295 | 2 | IC | OP | NA | NG |  | 90.706 | 1.9139e-05 | 0.000422 | EIA Prime Mover-level Data | Estimated using an emission factor
2021 | NE | Oxford (NE) | 2295 | 3 | IC | OP | NA | NG |  | 136.059 | 2.8708e-05 | 0.000422 | EIA Prime Mover-level Data | Estimated using an emission factor
2021 | NE | Oxford (NE) | 2295 | 4 | IC | OP | NA | NG |  | 90.706 | 1.9139e-05 | 0.000422 | EIA Prime Mover-level Data | Estimated using an emission factor
2021 | NE | Oxford (NE) | 2295 | 5 | IC | OP | NA | NG |  | 196.529 | 4.1468e-05 | 0.000422 | EIA Prime Mover-level Data | Estimated using an emission factor
2021 | NE | Pender | 2296 | 1 | IC | OP | NA | DFO |  | 182.143 | 0.028232 | 0.31 | EIA Prime Mover-level Data | Estimated using an emission factor
2021 | NE | Pender | 2296 | 2 | IC | OP | NA | DFO |  | 242.857 | 0.037643 | 0.31 | EIA Prime Mover-level Data | Estimated using an emission factor
2021 | NE | Pender | 2296 | 3 | IC | OP | NA | DFO |  | 60.714 | 0.0094107 | 0.31 | EIA Prime Mover-level Data | Estimated using an emission factor
2021 | NE | Pender | 2296 | 4 | IC | OP | NA | DFO |  | 109.286 | 0.016939 | 0.31 | EIA Prime Mover-level Data | Estimated using an emission factor
2021 | NE | Plainview Muncipal Power | 2297 | 1 | IC | OP | NA | DFO
2021 | NE | Plainview Muncipal Power | 2297 | 3 | IC | OP | NA | DFO
2021 | NE | Plainview Muncipal Power | 2297 | 4 | IC | OP | NA | DFO
2021 | NE | Plainview Muncipal Power | 2297 | 5 | IC | OP | NA | DFO
2021 | NE | Red Cloud | 2299 | 2 | IC | OP | NA | DFO |  | 119.211 | 0.018478 | 0.31 | EIA Prime Mover-level Data | Estimated using an emission factor
2021 | NE | Red Cloud | 2299 | 3 | IC | OP | NA | DFO |  | 172.193 | 0.02669 | 0.31 | EIA Prime Mover-level Data | Estimated using an emission factor
2021 | NE | Red Cloud | 2299 | 4 | IC | OP | NA | DFO |  | 172.193 | 0.02669 | 0.31 | EIA Prime Mover-level Data | Estimated using an emission factor
2021 | NE | Red Cloud | 2299 | 5 | IC | OP | NA | DFO |  | 291.404 | 0.045168 | 0.31 | EIA Prime Mover-level Data | Estimated using an emission factor
2021 | NE | Sargent | 2300 | 1 | IC | OP | NA | DFO |  | 156.75 | 0.024296 | 0.31 | EIA Prime Mover-level Data | Estimated using an emission factor
2021 | NE | Sargent | 2300 | 3 | IC | OP | NA | DFO |  | 128.25 | 0.019879 | 0.31 | EIA Prime Mover-level Data | Estimated using an emission factor
2021 | NE | Sargent | 2300 | 4 | IC | OP | NA | DFO |  | 57 | 0.008835 | 0.31 | EIA Prime Mover-level Data | Estimated using an emission factor
2021 | NE | Sidney (NE) | 2302 | 1 | IC | OP | NA | NG |  | 5.412 | 1.1419e-06 | 0.000422 | EIA Prime Mover-level Data | Estimated using an emission factor
2021 | NE | Sidney (NE) | 2302 | 3 | IC | OP | NA | DFO |  | 3.608 | 0.00055924 | 0.31 | EIA Prime Mover-level Data | Estimated using an emission factor
2021 | NE | Sidney (NE) | 2302 | 5 | IC | OP | NA | NG |  | 13.98 | 2.9498e-06 | 0.000422 | EIA Prime Mover-level Data | Estimated using an emission factor
2021 | NE | Spalding | 2303 | 1 | HY | OP | NA | WAT
2021 | NE | Spalding | 2303 | 2 | HY | OP | NA | WAT
2021 | NE | Spalding | 2303 | 4 | IC | SB | NA | DFO |  | 10 | 0.00155 | 0.31 | EIA Prime Mover-level Data | Estimated using an emission factor
2021 | NE | Spalding | 2303 | 5 | IC | SB | NA | DFO |  | 20 | 0.0031 | 0.31 | EIA Prime Mover-level Data | Estimated using an emission factor
2021 | NE | Spalding | 2303 | 6 | IC | SB | NA | DFO |  | 65 | 0.010075 | 0.31 | EIA Prime Mover-level Data | Estimated using an emission factor
2021 | NE | Stuart (NE) | 2305 | 1 | IC | OP | NA | NG |  | 144.789 | 3.055e-05 | 0.000422 | EIA Prime Mover-level Data | Estimated using an emission factor
2021 | NE | Stuart (NE) | 2305 | 2 | IC | SB | NA | DFO |  | 41.368 | 0.006412 | 0.31 | EIA Prime Mover-level Data | Estimated using an emission factor
2021 | NE | Stuart (NE) | 2305 | 3 | IC | SB | NA | DFO |  | 41.368 | 0.006412 | 0.31 | EIA Prime Mover-level Data | Estimated using an emission factor
2021 | NE | Stuart (NE) | 2305 | 5 | IC | OP | NA | DFO |  | 165.474 | 0.025648 | 0.31 | EIA Prime Mover-level Data | Estimated using an emission factor
2021 | NE | Tecumseh | 2308 | 1 | IC | OP | NA | NG |  | 144.2 | 3.0426e-05 | 0.000422 | EIA Prime Mover-level Data | Estimated using an emission factor
2021 | NE | Tecumseh | 2308 | 2 | IC | OP | NA | NG |  | 309 | 6.5199e-05 | 0.000422 | EIA Prime Mover-level Data | Estimated using an emission factor
2021 | NE | Tecumseh | 2308 | 3 | IC | OP | NA | NG |  | 226.6 | 4.7813e-05 | 0.000422 | EIA Prime Mover-level Data | Estimated using an emission factor
2021 | NE | Tecumseh | 2308 | 4 | IC | OP | NA | NG |  | 267.8 | 5.6506e-05 | 0.000422 | EIA Prime Mover-level Data | Estimated using an emission factor
2021 | NE | Tecumseh | 2308 | 5A | IC | OP | NA | NG |  | 494.4 | 0.00010432 | 0.000422 | EIA Prime Mover-level Data | Estimated using an emission factor
2021 | NE | Wahoo | 2310 | 1 | IC | OP | NA | NG |  | 498.063 | 0.00010509 | 0.000422 | EIA Prime Mover-level Data | Estimated using an emission factor
2021 | NE | Wahoo | 2310 | 2 | IC | OP | NA | DFO |  | 99.613 | 0.01544 | 0.31 | EIA Prime Mover-level Data | Estimated using an emission factor
2021 | NE | Wahoo | 2310 | 3 | IC | OP | NA | NG |  | 876.592 | 0.00018496 | 0.000422 | EIA Prime Mover-level Data | Estimated using an emission factor
2021 | NE | Wahoo | 2310 | 4 | IC | OP | NA | NG |  | 239.07 | 5.0444e-05 | 0.000422 | EIA Prime Mover-level Data | Estimated using an emission factor
2021 | NE | Wahoo | 2310 | 5 | IC | OP | NA | NG |  | 418.373 | 8.8277e-05 | 0.000422 | EIA Prime Mover-level Data | Estimated using an emission factor
2021 | NE | Wahoo | 2310 | 6 | IC | OP | NA | NG |  | 697.289 | 0.00014713 | 0.000422 | EIA Prime Mover-level Data | Estimated using an emission factor
2021 | NE | Wakefield | 2311 | 2 | IC | OP | NA | DFO |  | 42.439 | 0.006578 | 0.31 | EIA Prime Mover-level Data | Estimated using an emission factor
2021 | NE | Wakefield | 2311 | 5 | IC | OP | NA | DFO |  | 91.951 | 0.014252 | 0.31 | EIA Prime Mover-level Data | Estimated using an emission factor
2021 | NE | Wakefield | 2311 | 6 | IC | OP | NA | DFO |  | 91.951 | 0.014252 | 0.31 | EIA Prime Mover-level Data | Estimated using an emission factor
2021 | NE | Wakefield | 2311 | IC4 | IC | OP | NA | DFO |  | 63.659 | 0.0098671 | 0.31 | EIA Prime Mover-level Data | Estimated using an emission factor
2021 | NE | Wayne IC | 2312 | 1 | IC | OP | NA | DFO |  | 598 | 0.09269 | 0.31 | EIA Prime Mover-level Data | Estimated using an emission factor
2021 | NE | Wayne IC | 2312 | 2 | IC | SB | NA | DFO |  | 460 | 0.0713 | 0.31 | EIA Prime Mover-level Data | Estimated using an emission factor
2021 | NE | Wayne IC | 2312 | 3 | IC | OP | NA | DFO |  | 874 | 0.13547 | 0.31 | EIA Prime Mover-level Data | Estimated using an emission factor
2021 | NE | Wayne IC | 2312 | 4 | IC | OP | NA | DFO |  | 920 | 0.1426 | 0.31 | EIA Prime Mover-level Data | Estimated using an emission factor
2021 | NE | Wayne IC | 2312 | 5 | IC | OP | NA | DFO |  | 1610 | 0.24955 | 0.31 | EIA Prime Mover-level Data | Estimated using an emission factor
2021 | NE | Wayne IC | 2312 | 6 | IC | OP | NA | DFO |  | 2346 | 0.36363 | 0.31 | EIA Prime Mover-level Data | Estimated using an emission factor
2021 | NE | Wayne IC | 2312 | 7 | IC | OP | NA | DFO |  | 1610 | 0.24955 | 0.31 | EIA Prime Mover-level Data | Estimated using an emission factor
2021 | NE | Wayne IC | 2312 | 8 | IC | OP | NA | DFO |  | 1610 | 0.24955 | 0.31 | EIA Prime Mover-level Data | Estimated using an emission factor
2021 | NE | West Point Municipal | 2313 | 2 | IC | OP | NA | DFO |  | 339.75 | 0.052661 | 0.31 | EIA Prime Mover-level Data | Estimated using an emission factor
2021 | NE | West Point Municipal | 2313 | 3 | IC | OP | NA | DFO |  | 453 | 0.070215 | 0.31 | EIA Prime Mover-level Data | Estimated using an emission factor
2021 | NE | West Point Municipal | 2313 | 4 | IC | OP | NA | DFO |  | 868.25 | 0.13458 | 0.31 | EIA Prime Mover-level Data | Estimated using an emission factor
2021 | NE | Wilber | 2315 | 4 | IC | OP | NA | DFO |  | 79.444 | 0.012314 | 0.31 | EIA Prime Mover-level Data | Estimated using an emission factor
2021 | NE | Wilber | 2315 | 5 | IC | OP | NA | DFO |  | 65 | 0.010075 | 0.31 | EIA Prime Mover-level Data | Estimated using an emission factor
2021 | NE | Wilber | 2315 | 6 | IC | OP | NA | DFO |  | 115.556 | 0.017911 | 0.31 | EIA Prime Mover-level Data | Estimated using an emission factor
2021 | NE | Wisner | 2316 | 3 | IC | OP | NA | DFO |  | 351.579 | 0.054495 | 0.31 | EIA Prime Mover-level Data | Estimated using an emission factor
2021 | NE | Wisner | 2316 | 4 | IC | OP | NA | DFO |  | 659.211 | 0.10218 | 0.31 | EIA Prime Mover-level Data | Estimated using an emission factor
2021 | NE | Wisner | 2316 | 5 | IC | OP | NA | DFO |  | 659.211 | 0.10218 | 0.31 | EIA Prime Mover-level Data | Estimated using an emission factor
2021 | NV | Clark | 2322 | 11A | GT | OP | CT | NG | 845 | 151038.886 | 1.64 | 0.021716 | EPA/CAMD | EPA/NEI | 2008
2021 | NV | Clark | 2322 | 11B | GT | OP | CT | NG | 829 | 154930.818 | 1.64 | 0.021171 | EPA/CAMD | EPA/NEI | 2008
2021 | NV | Clark | 2322 | 12A | GT | OP | CT | NG | 755 | 121152.311 | 1.33 | 0.021956 | EPA/CAMD | EPA/NEI | 2008
2021 | NV | Clark | 2322 | 12B | GT | OP | CT | NG | 749 | 123680.411 | 1.33 | 0.021507 | EPA/CAMD | EPA/NEI | 2008
2021 | NV | Clark | 2322 | 13A | GT | OP | CT | NG | 357 | 56938.89 | 0.64 | 0.02248 | EPA/CAMD | EPA/NEI | 2008
2021 | NV | Clark | 2322 | 13B | GT | OP | CT | NG | 358 | 57657.564 | 0.64 | 0.0222 | EPA/CAMD | EPA/NEI | 2008
2021 | NV | Clark | 2322 | 14A | GT | OP | CT | NG | 631 | 95708.582 | 1.09 | 0.022777 | EPA/CAMD | EPA/NEI | 2008
2021 | NV | Clark | 2322 | 14B | GT | OP | CT | NG | 630 | 98563.774 | 1.09 | 0.022118 | EPA/CAMD | EPA/NEI | 2008
2021 | NV | Clark | 2322 | 15A | GT | OP | CT | NG | 1007 | 177966.772 | 1.89 | 0.02124 | EPA/CAMD | EPA/NEI | 2008
2021 | NV | Clark | 2322 | 15B | GT | OP | CT | NG | 1005 | 180089.522 | 1.89 | 0.02099 | EPA/CAMD | EPA/NEI | 2008
2021 | NV | Clark | 2322 | 16A | GT | OP | CT | NG | 652 | 110991.125 | 1.2 | 0.021623 | EPA/CAMD | EPA/NEI | 2008
2021 | NV | Clark | 2322 | 16B | GT | OP | CT | NG | 631 | 112256.839 | 1.2 | 0.02138 | EPA/CAMD | EPA/NEI | 2008
2021 | NV | Clark | 2322 | 17A | GT | OP | CT | NG | 634 | 108280.794 | 1.18 | 0.021795 | EPA/CAMD | EPA/NEI | 2008
2021 | NV | Clark | 2322 | 17B | GT | OP | CT | NG | 633 | 108809.338 | 1.18 | 0.021689 | EPA/CAMD | EPA/NEI | 2008
2021 | NV | Clark | 2322 | 18A | GT | OP | CT | NG | 835 | 140819.233 | 1.54 | 0.021872 | EPA/CAMD | EPA/NEI | 2008
2021 | NV | Clark | 2322 | 18B | GT | OP | CT | NG | 818 | 135920.465 | 1.54 | 0.02266 | EPA/CAMD | EPA/NEI | 2008
2021 | NV | Clark | 2322 | 19A | GT | OP | CT | NG | 841 | 148422.715 | 1.59 | 0.021425 | EPA/CAMD | EPA/NEI | 2008
2021 | NV | Clark | 2322 | 19B | GT | OP | CT | NG | 835 | 143897.578 | 1.59 | 0.022099 | EPA/CAMD | EPA/NEI | 2008
2021 | NV | Clark | 2322 | 20A | GT | OP | CT | NG | 556 | 92451.174 | 1.02 | 0.022066 | EPA/CAMD | EPA/NEI | 2008
2021 | NV | Clark | 2322 | 20B | GT | OP | CT | NG | 559 | 94048.059 | 1.02 | 0.021691 | EPA/CAMD | EPA/NEI | 2008
2021 | NV | Clark | 2322 | 21A | GT | OP | CT | NG | 651 | 116134.258 | 1.26 | 0.021699 | EPA/CAMD | EPA/NEI | 2008
2021 | NV | Clark | 2322 | 21B | GT | OP | CT | NG | 644 | 114552.79 | 1.26 | 0.021999 | EPA/CAMD | EPA/NEI | 2008
2021 | NV | Clark | 2322 | 22A | GT | OP | CT | NG | 760 | 138215.729 | 1.48 | 0.021416 | EPA/CAMD | EPA/NEI | 2008
2021 | NV | Clark | 2322 | 22B | GT | OP | CT | NG | 770 | 141311.764 | 1.48 | 0.020947 | EPA/CAMD | EPA/NEI | 2008
2021 | NV | Fort Churchill | 2330 | 1 | ST | OP | WALL | NG | 5450 | 3036775.054 | 11.3879 | 0.0075 | EPA/CAMD | EPA/NEI | 1968
2021 | NV | Fort Churchill | 2330 | 2 | ST | OP | WALL | NG | 5153 | 2913316.146 | 10.9249 | 0.0075 | EPA/CAMD | EPA/NEI | 1971
2021 | NV | Tracy | 2336 | 3 | ST | OP | WALL | NG | 2062 | 1135952.995 | 4.0724 | 0.00717 | EPA/CAMD | EPA/NEI | 1974
2021 | NV | Tracy | 2336 | 4 | GT | OP | CT | NG | 1579 | 892943.96 | 2.8877 | 0.0064679 | EPA/CAMD | EPA/NEI | 1994
2021 | NV | Tracy | 2336 | 5 | GT | OP | CT | NG | 1819 | 984445.158 | 3.1833 | 0.0064673 | EPA/CAMD | EPA/NEI | 1994
2021 | NV | Tracy | 2336 | 6 | CT | OP | CC | NG | 6043 | 3515278.297 | 11.415 | 0.0064945 | EPA/CAMD | EPA/NEI | 1996
2021 | NV | Tracy | 2336 | 8 | CT | OP | CC | NG | 8372 | 13310479.49 | 43.2782 | 0.0065029 | EPA/CAMD | EPA/NEI | 2008
2021 | NV | Tracy | 2336 | 9 | CT | OP | CC | NG | 8435 | 13545927.767 | 44.3599 | 0.0065496 | EPA/CAMD | EPA/NEI | 2008
2021 | NH | Comerford | 2349 | GEN1 | HY | OP | NA | WAT |  | 266591.752 |  |  | EIA Prime Mover-level Data
2021 | NH | Comerford | 2349 | GEN2 | HY | OP | NA | WAT |  | 588925.416 |  |  | EIA Prime Mover-level Data
2021 | NH | Comerford | 2349 | GEN3 | HY | OP | NA | WAT |  | 588925.416 |  |  | EIA Prime Mover-level Data
2021 | NH | Comerford | 2349 | GEN4 | HY | OP | NA | WAT |  | 588925.416 |  |  | EIA Prime Mover-level Data
2021 | NH | S C Moore | 2351 | GEN1 | HY | OP | NA | WAT |  | 376862 |  |  | EIA Prime Mover-level Data
2021 | NH | S C Moore | 2351 | GEN2 | HY | OP | NA | WAT |  | 376862 |  |  | EIA Prime Mover-level Data
2021 | NH | S C Moore | 2351 | GEN3 | HY | OP | NA | WAT |  | 376862 |  |  | EIA Prime Mover-level Data
2021 | NH | S C Moore | 2351 | GEN4 | HY | OP | NA | WAT |  | 376862 |  |  | EIA Prime Mover-level Data
2021 | VT | Vernon Dam | 2352 | 1 | HY | OP | NA | WAT |  | 74735.933 |  |  | EIA Prime Mover-level Data
2021 | VT | Vernon Dam | 2352 | 10 | HY | OP | NA | WAT |  | 156945.46 |  |  | EIA Prime Mover-level Data
2021 | VT | Vernon Dam | 2352 | 2 | HY | OP | NA | WAT |  | 74735.933 |  |  | EIA Prime Mover-level Data
2021 | VT | Vernon Dam | 2352 | 3 | HY | OP | NA | WAT |  | 74735.933 |  |  | EIA Prime Mover-level Data
2021 | VT | Vernon Dam | 2352 | 4 | HY | OP | NA | WAT |  | 93419.916 |  |  | EIA Prime Mover-level Data
2021 | VT | Vernon Dam | 2352 | 5 | HY | OP | NA | WAT |  | 168155.85 |  |  | EIA Prime Mover-level Data
2021 | VT | Vernon Dam | 2352 | 6A | HY | OP | NA | WAT |  | 186839.833 |  |  | EIA Prime Mover-level Data
2021 | VT | Vernon Dam | 2352 | 7A | HY | OP | NA | WAT |  | 186839.833 |  |  | EIA Prime Mover-level Data
2021 | VT | Vernon Dam | 2352 | 8 | HY | OP | NA | WAT |  | 168155.85 |  |  | EIA Prime Mover-level Data
2021 | VT | Vernon Dam | 2352 | 9 | HY | OP | NA | WAT |  | 156945.46 |  |  | EIA Prime Mover-level Data
2021 | VT | Wilder | 2353 | GEN1 | HY | OP | NA | WAT |  | 493792.382 |  |  | EIA Prime Mover-level Data
2021 | VT | Wilder | 2353 | GEN2 | HY | OP | NA | WAT |  | 493792.382 |  |  | EIA Prime Mover-level Data
2021 | VT | Wilder | 2353 | GEN3 | HY | OP | NA | WAT |  | 97539.236 |  |  | EIA Prime Mover-level Data
2021 | NH | Amoskeag | 2354 | 1 | HY | OP | NA | WAT |  | 307470.375 |  |  | EIA Prime Mover-level Data
2021 | NH | Amoskeag | 2354 | 2 | HY | OP | NA | WAT |  | 256225.312 |  |  | EIA Prime Mover-level Data
2021 | NH | Amoskeag | 2354 | 3 | HY | OP | NA | WAT |  | 256225.312 |  |  | EIA Prime Mover-level Data
2021 | NH | Ayers Island | 2355 | 1 | HY | OP | NA | WAT |  | 122850.333 |  |  | EIA Prime Mover-level Data
2021 | NH | Ayers Island | 2355 | 2 | HY | OP | NA | WAT |  | 122850.333 |  |  | EIA Prime Mover-level Data
2021 | NH | Ayers Island | 2355 | 3 | HY | OP | NA | WAT |  | 122850.333 |  |  | EIA Prime Mover-level Data
2021 | NH | Eastman Falls | 2356 | 1 | HY | OP | NA | WAT |  | 62328.656 |  |  | EIA Prime Mover-level Data
2021 | NH | Eastman Falls | 2356 | 2 | HY | OP | NA | WAT |  | 159284.344 |  |  | EIA Prime Mover-level Data
2021 | NH | Garvins Falls | 2357 | 1 | HY | OP | NA | WAT |  | 107072.032 |  |  | EIA Prime Mover-level Data
2021 | NH | Garvins Falls | 2357 | 2 | HY | OP | NA | WAT |  | 107072.032 |  |  | EIA Prime Mover-level Data
2021 | NH | Garvins Falls | 2357 | 3 | HY | OP | NA | WAT |  | 75580.258 |  |  | EIA Prime Mover-level Data
2021 | NH | Garvins Falls | 2357 | 4 | HY | OP | NA | WAT |  | 100773.677 |  |  | EIA Prime Mover-level Data
2021 | NH | Gorham | 2358 | 1 | HY | OP | NA | WAT |  | 13700 |  |  | EIA Prime Mover-level Data
2021 | NH | Gorham | 2358 | 2 | HY | OP | NA | WAT |  | 13700 |  |  | EIA Prime Mover-level Data
2021 | NH | Gorham | 2358 | 3 | HY | OP | NA | WAT |  | 23975 |  |  | EIA Prime Mover-level Data
2021 | NH | Gorham | 2358 | 4 | HY | OP | NA | WAT |  | 23975 |  |  | EIA Prime Mover-level Data
2021 | NH | Hooksett | 2359 | 1 | HY | OP | NA | WAT |  | 58346 |  |  | EIA Prime Mover-level Data
2021 | NH | Jackman | 2360 | 1 | HY | OP | NA | WAT |  | 116180 |  |  | EIA Prime Mover-level Data
2021 | NH | Lost Nation | 2362 | CT1 | GT | OP | CT | DFO | 23 | 8921 | 0.11052 | 0.024777 | EIA non-ozone season distributed and EPA/CAMD ozone season | NEI avg EF - PM, fuel type, firing type | 1969
2021 | NH | Merrimack | 2364 | 1 | ST | OP | CYCLONE | BIT | 1397 | 1358471.803 | 13.5619 | 0.019966 | EPA/CAMD | EPA/NEI | 1960
2021 | NH | Merrimack | 2364 | 2 | ST | OP | CYCLONE | BIT | 758 | 1818872.176 | 19.8597 | 0.021837 | EPA/CAMD | EPA/NEI | 1968
2021 | NH | Merrimack | 2364 | CT1 | GT | OP | CT | JF | 20 | 6073.518 | 0.044928 | 0.014795 | EIA non-ozone season distributed and EPA/CAMD ozone season | EPA/NEI | 1969
2021 | NH | Merrimack | 2364 | CT2 | GT | OP | CT | JF | 42 | 12690.482 | 0.056264 | 0.0088671 | EIA non-ozone season distributed and EPA/CAMD ozone season | EPA/NEI | 1969
2021 | NH | Schiller | 2367 | 4 | ST | OP | WALL | BIT | 0 |  | 0 |  |  | EPA/NEI | 1952
2021 | NH | Schiller | 2367 | 5 | ST | OP | FLUIDIZED | WDS | 0 |  | 0 |  |  | EPA/NEI | 1955
2021 | NH | Schiller | 2367 | 6 | ST | OP | WALL | BIT | 0 |  | 0 |  |  | EPA/NEI | 1957
2021 | NH | Schiller | 2367 | CT1 | GT | OP | CT | JF | 37 | 10456.2 | 0.066834 | 0.012784 | EPA/CAMD | EPA/NEI | 1969
2021 | NH | Smith (NH) | 2368 | 1 | HY | OP | NA | WAT |  | 591810 |  |  | EIA Prime Mover-level Data
2021 | NH | White Lake | 2369 | CT1 | GT | OP | CT | JF | 50 | 21567 | 0.12402 | 0.011501 | EIA non-ozone season distributed and EPA/CAMD ozone season | NEI avg EF - PM, fuel type, firing type | 1969
2021 | NJ | Carlls Corner Energy Center | 2379 | 002001 | GT | OP | CT | NG | 97 | 58675.3 | 0.23519 | 0.0080165 | EPA/CAMD | NEI avg EF - PM, fuel type, firing type | 1973
2021 | NJ | Carlls Corner Energy Center | 2379 | 003001 | GT | OP | CT | NG | 126 | 81370.8 | 0.32615 | 0.0080165 | EPA/CAMD | NEI avg EF - PM, fuel type, firing type | 1973
2021 | NJ | Sayreville | 2390 | 012001 | GT | OP | CT | NG | 25 | 6594.2 | 0.026431 | 0.0080165 | EPA/CAMD | NEI avg EF - PM, fuel type, firing type | 1973
2021 | NJ | Sayreville | 2390 | 014001 | GT | OP | CT | NG | 20 | 6399.1 | 0.025649 | 0.0080165 | EPA/CAMD | NEI avg EF - PM, fuel type, firing type | 1972
2021 | NJ | Sayreville | 2390 | 015001 | GT | OP | CT | NG | 27 | 7328.7 | 0.029375 | 0.0080165 | EPA/CAMD | NEI avg EF - PM, fuel type, firing type | 1972
2021 | NJ | Sayreville | 2390 | 016001 | GT | OP | CT | NG | 17 | 5629 | 0.022562 | 0.0080165 | EPA/CAMD | NEI avg EF - PM, fuel type, firing type | 1972
2021 | NJ | Gilbert Generating Station | 2393 | 04 | CT | OP | CC | NG | 292 | 161393.33 | 0.43363 | 0.0053736 | EPA/CAMD | NEI avg EF - PM, fuel type, firing type | 1974
2021 | NJ | Gilbert Generating Station | 2393 | 05 | CT | OP | CC | NG | 242 | 130394.944 | 0.35034 | 0.0053736 | EPA/CAMD | NEI avg EF - PM, fuel type, firing type | 1974
2021 | NJ | Gilbert Generating Station | 2393 | 06 | CT | OP | CC | NG | 322 | 184195.443 | 0.49489 | 0.0053736 | EPA/CAMD | NEI avg EF - PM, fuel type, firing type | 1974
2021 | NJ | Gilbert Generating Station | 2393 | 07 | CT | OP | CC | NG | 294 | 167761.191 | 0.45074 | 0.0053736 | EPA/CAMD | NEI avg EF - PM, fuel type, firing type | 1974
2021 | NJ | Gilbert Generating Station | 2393 | 9 | GT | OP | CT | NG | 160 | 169128.351 | 0.69 | 0.0081595 | EPA/CAMD | EPA/NEI | 1996
2021 | NJ | Bergen Generating Station | 2398 | 1101 | CT | OP | CC | NG | 1102 | 912818.893 | 31.3061 | 0.068592 | EPA/CAMD | EPA/NEI | 1995
2021 | NJ | Bergen Generating Station | 2398 | 1201 | CT | OP | CC | NG | 912 | 799704.019 | 31.3061 | 0.078294 | EPA/CAMD | EPA/NEI | 1995
2021 | NJ | Bergen Generating Station | 2398 | 1301 | CT | OP | CC | NG | 1158 | 996888.341 | 31.3061 | 0.062808 | EPA/CAMD | EPA/NEI | 1995
2021 | NJ | Bergen Generating Station | 2398 | 1401 | CT | OP | CC | NG | 1866 | 1841938.776 | 31.3061 | 0.033993 | EPA/CAMD | EPA/NEI | 1995
2021 | NJ | Bergen Generating Station | 2398 | 2101 | CT | OP | CC | NG | 3152 | 4383837.375 | 31.3061 | 0.014283 | EPA/CAMD | EPA/NEI | 2002
2021 | NJ | Bergen Generating Station | 2398 | 2201 | CT | OP | CC | NG | 3301 | 4628356.11 | 31.3061 | 0.013528 | EPA/CAMD | EPA/NEI | 2002
2021 | NJ | Burlington Generating Station | 2399 | 121 | GT | OP | CT | NG | 228 | 45194.346 | 0.4077 | 0.018042 | EPA/CAMD | EPA/NEI | 2000
2021 | NJ | Burlington Generating Station | 2399 | 122 | GT | OP | CT | NG | 221 | 44528.716 | 0.4077 | 0.018312 | EPA/CAMD | EPA/NEI | 2000
2021 | NJ | Burlington Generating Station | 2399 | 123 | GT | OP | CT | NG | 205 | 41569.693 | 0.4077 | 0.019615 | EPA/CAMD | EPA/NEI | 2000
2021 | NJ | Burlington Generating Station | 2399 | 124 | GT | OP | CT | NG | 192 | 43287.544 | 0.4077 | 0.018837 | EPA/CAMD | EPA/NEI | 2000
2021 | NJ | Essex | 2401 | 35001 | GT | OP | CT | NG | 109 | 52654.317 | 0.0515 | 0.0019562 | EPA/CAMD | EPA/NEI | 1990
2021 | NJ | Kearny Generating Station | 2404 | 121 | GT | OP | CT | NG | 503 | 102234.25 | 0.6463 | 0.012644 | EPA/CAMD | EPA/NEI | 2001
2021 | NJ | Kearny Generating Station | 2404 | 122 | GT | OP | CT | NG | 452 | 90155.946 | 0.6463 | 0.014337 | EPA/CAMD | EPA/NEI | 2001
2021 | NJ | Kearny Generating Station | 2404 | 123 | GT | OP | CT | NG | 433 | 94223.167 | 0.6463 | 0.013718 | EPA/CAMD | EPA/NEI | 2001
2021 | NJ | Kearny Generating Station | 2404 | 124 | GT | OP | CT | NG | 432 | 96535.013 | 0.6463 | 0.01339 | EPA/CAMD | EPA/NEI | 2001
2021 | NJ | Kearny Generating Station | 2404 | 131 | GT | OP | CT | NG | 880 | 173284.994 | 1.2741 | 0.014705 | EPA/CAMD | EPA/NEI | 2012
2021 | NJ | Kearny Generating Station | 2404 | 132 | GT | OP | CT | NG | 823 | 142141.098 | 1.2741 | 0.017927 | EPA/CAMD | EPA/NEI | 2012
2021 | NJ | Kearny Generating Station | 2404 | 133 | GT | OP | CT | NG | 1065 | 193054.689 | 1.2741 | 0.013199 | EPA/CAMD | EPA/NEI | 2012
2021 | NJ | Kearny Generating Station | 2404 | 134 | GT | OP | CT | NG | 1074 | 196780.493 | 1.2741 | 0.012949 | EPA/CAMD | EPA/NEI | 2012
2021 | NJ | Kearny Generating Station | 2404 | 141 | GT | OP | CT | NG | 932 | 243980.921 | 1.2741 | 0.010444 | EPA/CAMD | EPA/NEI | 2012
2021 | NJ | Kearny Generating Station | 2404 | 142 | GT | OP | CT | NG | 923 | 240102.949 | 1.2741 | 0.010613 | EPA/CAMD | EPA/NEI | 2012
2021 | NJ | Linden Generating Station | 2406 | 1101 | CT | OP | CC | NG | 5719 | 8610115.956 | 31.9203 | 0.0074146 | EPA/CAMD | EPA/NEI | 2005
2021 | NJ | Linden Generating Station | 2406 | 1201 | CT | OP | CC | NG | 5280 | 8022044.752 | 31.9203 | 0.0079581 | EPA/CAMD | EPA/NEI | 2005
2021 | NJ | Linden Generating Station | 2406 | 2101 | CT | OP | CC | NG | 3298 | 4923966.63 | 31.9203 | 0.012965 | EPA/CAMD | EPA/NEI | 2005
2021 | NJ | Linden Generating Station | 2406 | 2201 | CT | OP | CC | NG | 3207 | 4794953.372 | 31.9203 | 0.013314 | EPA/CAMD | EPA/NEI | 2005
2021 | NJ | Linden Generating Station | 2406 | 5 | GT | OP | CT | NG | 192 | 84236.437 | 0.8443 | 0.020046 | EPA/CAMD | EPA/NEI | 1999
2021 | NJ | Linden Generating Station | 2406 | 6 | GT | OP | CT | NG | 176 | 82304.994 | 0.8443 | 0.020516 | EPA/CAMD | EPA/NEI | 2000
2021 | NJ | Linden Generating Station | 2406 | 7 | GT | OP | CT | NG | 190 | 87990.155 | 0.8443 | 0.019191 | EPA/CAMD | EPA/NEI | 1995
2021 | NJ | Linden Generating Station | 2406 | 8 | GT | OP | CT | NG | 188 | 89572.479 | 0.8443 | 0.018852 | EPA/CAMD | EPA/NEI | 1995
2021 | NJ | Salem Generating Station | 2410 | 1 | ST | OP | NA | NUC |  | 0 |  |  | EIA Prime Mover-level Data
2021 | NJ | Salem Generating Station | 2410 | 2 | ST | OP | NA | NUC |  | 0 |  |  | EIA Prime Mover-level Data
2021 | NJ | Salem Generating Station | 2410 | 2001 | GT | OP | CT | DFO | 0 | [5 empty] | 1971
2021 | NJ | Sewaren Generating Station | 2411 | 7 | CT | OP | CC | NG | 7999 | 23022601.301 | 34.4492 | 0.0029926 | EPA/CAMD | EPA/NEI | 2018
2021 | NJ | Howard M Down | 2434 | U11 | GT | OP | CT | NG | 954 | 440403.233 | 1.559 | 0.0070799 | EPA/CAMD | EPA/NEI | 2012
2021 | NM | Four Corners Steam Elec Station | 2442 | 4 | ST | OP | CELL | SUB | 5388 | 36102645.289 | 459.0451 | 0.02543 | EPA/CAMD | EPA/NEI | 1969
2021 | NM | Four Corners Steam Elec Station | 2442 | 5 | ST | OP | CELL | SUB | 7229 | 47506051.209 | 604.0395 | 0.02543 | EPA/CAMD | EPA/NEI | 1970
2021 | NM | Rio Grande | 2444 | 6 | ST | OP | WALL | NG | 1232 | 362404.459 | 0.254 | 0.0014017 | EPA/CAMD | EPA/NEI | 1957
2021 | NM | Rio Grande | 2444 | 7 | ST | OP | WALL | NG | 5899 | 1585401.747 | 0.872 | 0.0011 | EPA/CAMD | EPA/NEI | 1958
2021 | NM | Rio Grande | 2444 | 8 | ST | OP | WALL | NG | 6932 | 5836822.243 | 22.18 | 0.0076 | EPA/CAMD | EPA/NEI | 1968
2021 | NM | Rio Grande | 2444 | 9 | GT | OP | CT | NG | 1373 | 775509.149 | 0.543 | 0.0014004 | EPA/CAMD | EPA/NEI | 2013
2021 | NM | Maddox | 2446 | 051B | ST | OP | TANGENTIAL | NG | 7349 | 3666977.504 | 13.637 | 0.0074377 | EPA/CAMD | EPA/NEI | 1967
2021 | NM | Reeves Generating Station | 2450 | 1 | ST | OP | WALL | NG | 1284 | 351927.94 | 1.2958 | 0.0073638 | EPA/CAMD | EPA/NEI | 1960
2021 | NM | Reeves Generating Station | 2450 | 2 | ST | OP | WALL | NG | 1158 | 341055.036 | 1.2548 | 0.0073583 | EPA/CAMD | EPA/NEI | 1958
2021 | NM | Reeves Generating Station | 2450 | 3 | ST | OP | WALL | NG | 2242 | 912448.174 | 3.357 | 0.0073582 | EPA/CAMD | EPA/NEI | 1962
2021 | NM | San Juan | 2451 | 1 | ST | OP | WALL | RC | 7128 | 24100584.89 | 79.53 | 0.0065998 | EPA/CAMD | EPA/NEI | 1976
2021 | NM | San Juan | 2451 | 4 | ST | OP | WALL | RC | 6998 | 35701233.161 | 76.31 | 0.0042749 | EPA/CAMD | EPA/NEI | 1982
2021 | NM | Cunningham | 2454 | 121B | ST | OP | TANGENTIAL | NG | 1396 | 648898.917 | 2.42 | 0.0074588 | EPA/CAMD | EPA/NEI | 1957
2021 | NM | Cunningham | 2454 | 122B | ST | OP | TANGENTIAL | NG | 5608 | 4953066.187 | 18.415 | 0.0074358 | EPA/CAMD | EPA/NEI | 1965
2021 | NM | Cunningham | 2454 | 123T | GT | OP | CT | NG | 2152 | 2100469.28 | 5.008 | 0.0047685 | EPA/CAMD | EPA/NEI | 1998
2021 | NM | Cunningham | 2454 | 124T | GT | OP | CT | NG | 2268 | 2206237.836 | 5.3 | 0.0048046 | EPA/CAMD | EPA/NEI | 1998
2021 | NM | Algodones | 2475 | 1 | ST | OS | NA | NG
2021 | NM | Algodones | 2475 | 2 | ST | OS | NA | NG
2021 | NM | Algodones | 2475 | 3 | ST | OS | NA | NG
2021 | NY | Danskammer Generating Station | 2480 | 1 | ST | OP | TANGENTIAL | NG | 54 | 22676.618 | 0.086899 | 0.0076642 | EPA/CAMD | EPA/NEI | 1951
2021 | NY | Danskammer Generating Station | 2480 | 2 | ST | OP | TANGENTIAL | NG | 49 | 22486.923 | 0.075565 | 0.0067208 | EPA/CAMD | EPA/NEI | 1954
2021 | NY | Danskammer Generating Station | 2480 | 3 | ST | OP | TANGENTIAL | NG | 51 | 30333.165 | 0.041561 | 0.0027403 | EPA/CAMD | EPA/NEI | 1959
2021 | NY | Danskammer Generating Station | 2480 | 4 | ST | OP | TANGENTIAL | NG | 97 | 72488.749 | 0.23425 | 0.0064631 | EPA/CAMD | EPA/NEI | 1967
2021 | NY | Dashville | 2481 | 1 | HY | OP | NA | WAT |  | 83287.5 |  |  | EIA Prime Mover-level Data
2021 | NY | Dashville | 2481 | 2 | HY | OP | NA | WAT |  | 83287.5 |  |  | EIA Prime Mover-level Data
2021 | NY | Neversink | 2483 | H1 | HY | OP | NA | WAT |  | 261965 |  |  | EIA Prime Mover-level Data
2021 | NY | South Cairo | 2485 | GT1 | GT | OP | NA | KER |  | 4331 | 0.021378 | 0.0098719 | EIA Prime Mover-level Data | NEI avg EF - PM, fuel type
2021 | NY | Sturgeon | 2486 | H1 | HY | OP | NA | WAT |  | 167982 |  |  | EIA Prime Mover-level Data
2021 | NY | Sturgeon | 2486 | H2 | HY | OP | NA | WAT |  | 167982 |  |  | EIA Prime Mover-level Data
2021 | NY | Sturgeon | 2486 | H3 | HY | OP | NA | WAT |  | 167982 |  |  | EIA Prime Mover-level Data
2021 | NY | West Coxsackie | 2487 | GT1 | GT | OP | NA | NG |  | 9901 | 0.039686 | 0.0080165 | EIA Prime Mover-level Data | NEI avg EF - PM, fuel type
2021 | NY | Arthur Kill | 2490 | 20 | ST | OP | WALL | NG | 5594 | 7948068.964 | 35.4704 | 0.0089255 | EPA/CAMD | EPA/NEI | 1959
2021 | NY | Arthur Kill | 2490 | 30 | ST | OP | TANGENTIAL | NG | 978 | 1815954.783 | 35.4704 | 0.039065 | EPA/CAMD | EPA/NEI | 1969
2021 | NY | Arthur Kill | 2490 | CT0001 | GT | OP | CT | NG | 91 | 17832.8 | 0.045813 | 0.0051381 | EPA/CAMD | EPA/NEI | 1970
2021 | NY | East River | 2493 | 1 | CT | OP | CC | NG | 7750 | 13109622.825 | 42.6031 | 0.0064995 | EPA/CAMD | EPA/NEI | 2005
2021 | NY | East River | 2493 | 2 | CT | OP | CC | NG | 7991 | 13394356.65 | 41.1895 | 0.0061503 | EPA/CAMD | EPA/NEI | 2005
2021 | NY | East River | 2493 | 60 | ST | OP | WALL | NG | 7106 | 7299111 | 40.5833 | 0.01112 | EPA/CAMD | EPA/NEI | 1951
2021 | NY | East River | 2493 | 70 | ST | OP | WALL | NG | 3664 | 3509402.475 | 40.5833 | 0.023128 | EPA/CAMD | EPA/NEI | 1955
2021 | NY | Gowanus Generating Station | 2494 | CT01-1 | GT | OP | CT | DFO | 14 | 2743.5 | 0.7798 | 0.56847 | EPA/CAMD | EPA/NEI | 1971
2021 | NY | Gowanus Generating Station | 2494 | CT01-2 | GT | OP | CT | DFO | 14 | 2556.7 | 0.7798 | 0.61 | EPA/CAMD | EPA/NEI | 1971
2021 | NY | Gowanus Generating Station | 2494 | CT01-3 | GT | OP | CT | DFO | 11 | 1787.7 | 0.7798 | 0.8724 | EPA/CAMD | EPA/NEI | 1971
2021 | NY | Gowanus Generating Station | 2494 | CT01-4 | GT | OP | CT | DFO | 11 | 2090.9 | 0.7798 | 0.7459 | EPA/CAMD | EPA/NEI | 1971
2021 | NY | Gowanus Generating Station | 2494 | CT01-5 | GT | OP | CT | DFO | 21 | 2888.6 | 0.7798 | 0.53991 | EPA/CAMD | EPA/NEI | 1971
2021 | NY | Gowanus Generating Station | 2494 | CT01-6 | GT | OP | CT | DFO | 12 | 2129.5 | 0.7798 | 0.73238 | EPA/CAMD | EPA/NEI | 1971
2021 | NY | Gowanus Generating Station | 2494 | CT01-7 | GT | OP | CT | DFO | 12 | 2173.9 | 0.7798 | 0.71742 | EPA/CAMD | EPA/NEI | 1971
2021 | NY | Gowanus Generating Station | 2494 | CT01-8 | GT | OP | CT | DFO | 0 |  | 0.7798 |  |  | EPA/NEI | 1971
2021 | NY | Gowanus Generating Station | 2494 | CT02-1 | GT | OP | CT | DFO | 112 | 20496.5 | 0.7798 | 0.076091 | EPA/CAMD | EPA/NEI | 1971
2021 | NY | Gowanus Generating Station | 2494 | CT02-2 | GT | OP | CT | DFO | 118 | 22644.4 | 0.7798 | 0.068873 | EPA/CAMD | EPA/NEI | 1971
2021 | NY | Gowanus Generating Station | 2494 | CT02-3 | GT | OP | CT | DFO | 69 | 15471.3 | 0.7798 | 0.10081 | EPA/CAMD | EPA/NEI | 1971
2021 | NY | Gowanus Generating Station | 2494 | CT02-4 | GT | OP | CT | DFO | 159 | 31604.3 | 0.7798 | 0.049348 | EPA/CAMD | EPA/NEI | 1971
2021 | NY | Gowanus Generating Station | 2494 | CT02-5 | GT | OP | CT | DFO | 80 | 16168.4 | 0.7798 | 0.09646 | EPA/CAMD | EPA/NEI | 1971
2021 | NY | Gowanus Generating Station | 2494 | CT02-6 | GT | OP | CT | DFO | 66 | 14303 | 0.7798 | 0.10904 | EPA/CAMD | EPA/NEI | 1971
2021 | NY | Gowanus Generating Station | 2494 | CT02-7 | GT | OP | CT | DFO | 86 | 19148.9 | 0.7798 | 0.081446 | EPA/CAMD | EPA/NEI | 1971
2021 | NY | Gowanus Generating Station | 2494 | CT02-8 | GT | OP | CT | DFO | 47 | 8712.2 | 0.7798 | 0.17901 | EPA/CAMD | EPA/NEI | 1971
2021 | NY | Gowanus Generating Station | 2494 | CT03-1 | GT | OP | CT | DFO | 64 | 10527.8 | 0.7798 | 0.14814 | EPA/CAMD | EPA/NEI | 1971
2021 | NY | Gowanus Generating Station | 2494 | CT03-2 | GT | OP | CT | DFO | 67 | 10833.6 | 0.7798 | 0.14396 | EPA/CAMD | EPA/NEI | 1971
2021 | NY | Gowanus Generating Station | 2494 | CT03-3 | GT | OP | CT | DFO | 108 | 21475.7 | 0.7798 | 0.072622 | EPA/CAMD | EPA/NEI | 1971
2021 | NY | Gowanus Generating Station | 2494 | CT03-4 | GT | OP | CT | DFO | 65 | 11213.9 | 0.7798 | 0.13908 | EPA/CAMD | EPA/NEI | 1971
2021 | NY | Gowanus Generating Station | 2494 | CT03-5 | GT | OP | CT | DFO | 60 | 10280.8 | 0.7798 | 0.1517 | EPA/CAMD | EPA/NEI | 1971
2021 | NY | Gowanus Generating Station | 2494 | CT03-6 | GT | OP | CT | DFO | 54 | 9252 | 0.7798 | 0.16857 | EPA/CAMD | EPA/NEI | 1971
2021 | NY | Gowanus Generating Station | 2494 | CT03-7 | GT | OP | CT | DFO | 55 | 9785.1 | 0.7798 | 0.15938 | EPA/CAMD | EPA/NEI | 1971
2021 | NY | Gowanus Generating Station | 2494 | CT03-8 | GT | OP | CT | DFO | 60 | 10704.1 | 0.7798 | 0.1457 | EPA/CAMD | EPA/NEI | 1971
2021 | NY | Gowanus Generating Station | 2494 | CT04-1 | GT | OP | CT | DFO | 16 | 2680.6 | 0.7798 | 0.58181 | EPA/CAMD | EPA/NEI | 1971
2021 | NY | Gowanus Generating Station | 2494 | CT04-2 | GT | OP | CT | DFO | 13 | 2556.9 | 0.7798 | 0.60996 | EPA/CAMD | EPA/NEI | 1971
2021 | NY | Gowanus Generating Station | 2494 | CT04-3 | GT | OP | CT | DFO | 15 | 2520.9 | 0.7798 | 0.61867 | EPA/CAMD | EPA/NEI | 1971
2021 | NY | Gowanus Generating Station | 2494 | CT04-4 | GT | OP | CT | DFO | 16 | 2427.2 | 0.7798 | 0.64255 | EPA/CAMD | EPA/NEI | 1971
2021 | NY | Gowanus Generating Station | 2494 | CT04-5 | GT | OP | CT | DFO | 12 | 1911.9 | 0.7798 | 0.81573 | EPA/CAMD | EPA/NEI | 1971
2021 | NY | Gowanus Generating Station | 2494 | CT04-6 | GT | OP | CT | DFO | 11 | 2480.5 | 0.7798 | 0.62874 | EPA/CAMD | EPA/NEI | 1971
2021 | NY | Gowanus Generating Station | 2494 | CT04-7 | GT | OP | CT | DFO | 21 | 3622 | 0.7798 | 0.43059 | EPA/CAMD | EPA/NEI | 1971
2021 | NY | Gowanus Generating Station | 2494 | CT04-8 | GT | OP | CT | DFO | 15 | 2237.5 | 0.7798 | 0.69703 | EPA/CAMD | EPA/NEI | 1971
2021 | NY | Hudson Avenue | 2496 | CT0003 | GT | OP | CT | KER | 35 | 6683.8 | 0.030155 | 0.0090233 | EPA/CAMD | EPA/NEI | 1970
2021 | NY | Hudson Avenue | 2496 | CT0004 | GT | OP | CT | KER | 0 |  | 0.030155 |  |  | EPA/NEI | 1970
2021 | NY | Hudson Avenue | 2496 | CT0005 | GT | OP | CT | KER | 15 | 2484.2 | 0.030155 | 0.024277 | EPA/CAMD | EPA/NEI | 1970
2021 | NY | Narrows Generating Station | 2499 | CT01-1 | GT | OP | CT | NG | 182 | 42468 | 0.99193 | 0.046714 | EPA/CAMD | EPA/NEI | 1972
2021 | NY | Narrows Generating Station | 2499 | CT01-2 | GT | OP | CT | NG | 232 | 49015.7 | 0.99193 | 0.040474 | EPA/CAMD | EPA/NEI | 1972
2021 | NY | Narrows Generating Station | 2499 | CT01-3 | GT | OP | CT | NG | 161 | 35031.9 | 0.99193 | 0.05663 | EPA/CAMD | EPA/NEI | 1972
2021 | NY | Narrows Generating Station | 2499 | CT01-4 | GT | OP | CT | NG | 154 | 35407.3 | 0.99193 | 0.056029 | EPA/CAMD | EPA/NEI | 1972
2021 | NY | Narrows Generating Station | 2499 | CT01-5 | GT | OP | CT | NG | 218 | 55297.5 | 0.99193 | 0.035876 | EPA/CAMD | EPA/NEI | 1972
2021 | NY | Narrows Generating Station | 2499 | CT01-6 | GT | OP | CT | NG | 121 | 23515 | 0.99193 | 0.084365 | EPA/CAMD | EPA/NEI | 1972
2021 | NY | Narrows Generating Station | 2499 | CT01-7 | GT | OP | CT | NG | 132 | 30671.9 | 0.99193 | 0.06468 | EPA/CAMD | EPA/NEI | 1972
2021 | NY | Narrows Generating Station | 2499 | CT01-8 | GT | OP | CT | NG | 129 | 26391.2 | 0.99193 | 0.075171 | EPA/CAMD | EPA/NEI | 1972
2021 | NY | Narrows Generating Station | 2499 | CT02-1 | GT | OP | CT | NG | 261 | 64013.7 | 1.1956 | 0.037353 | EPA/CAMD | EPA/NEI | 1972
2021 | NY | Narrows Generating Station | 2499 | CT02-2 | GT | OP | CT | NG | 146 | 29304.3 | 1.1956 | 0.081596 | EPA/CAMD | EPA/NEI | 1972
2021 | NY | Narrows Generating Station | 2499 | CT02-3 | GT | OP | CT | NG | 161 | 35022.5 | 1.1956 | 0.068274 | EPA/CAMD | EPA/NEI | 1972
2021 | NY | Narrows Generating Station | 2499 | CT02-4 | GT | OP | CT | NG | 230 | 56237.3 | 1.1956 | 0.042518 | EPA/CAMD | EPA/NEI | 1972
2021 | NY | Narrows Generating Station | 2499 | CT02-5 | GT | OP | CT | NG | 260 | 68205.8 | 1.1956 | 0.035057 | EPA/CAMD | EPA/NEI | 1972
2021 | NY | Narrows Generating Station | 2499 | CT02-6 | GT | OP | CT | NG | 124 | 24095.3 | 1.1956 | 0.099236 | EPA/CAMD | EPA/NEI | 1972
2021 | NY | Narrows Generating Station | 2499 | CT02-7 | GT | OP | CT | NG | 223 | 52898.1 | 1.1956 | 0.045202 | EPA/CAMD | EPA/NEI | 1972
2021 | NY | Narrows Generating Station | 2499 | CT02-8 | GT | OP | CT | NG | 151 | 29611.3 | 1.1956 | 0.08075 | EPA/CAMD | EPA/NEI | 1972
2021 | NY | Ravenswood Generating Station | 2500 | 10 | ST | OP | TANGENTIAL | NG | 1237 | 1702537.236 | 6.3284 | 0.007434 | EPA/CAMD | EPA/NEI | 1963
2021 | NY | Ravenswood Generating Station | 2500 | 20 | ST | OP | TANGENTIAL | NG | 1968 | 2794375.141 | 10.4154 | 0.0074545 | EPA/CAMD | EPA/NEI | 1963
2021 | NY | Ravenswood Generating Station | 2500 | 30 | ST | OP | TANGENTIAL | NG | 423 | 1096942.005 | 4.1209 | 0.0075133 | EPA/CAMD | EPA/NEI | 1965
2021 | NY | Ravenswood Generating Station | 2500 | CT0001 | GT | OP | CT | NG | 6 | 525 | 0.0021043 | 0.0080165 | EPA/CAMD | NEI avg EF - PM, fuel type, firing type | 1967
2021 | NY | Ravenswood Generating Station | 2500 | CT0010 | GT | OP | CT | NG | 86 | 14793.2 | 0.059295 | 0.0080165 | EPA/CAMD | NEI avg EF - PM, fuel type, firing type | 1970
2021 | NY | Ravenswood Generating Station | 2500 | CT0011 | GT | OP | CT | NG | 46 | 7804.8 | 0.031284 | 0.0080165 | EPA/CAMD | NEI avg EF - PM, fuel type, firing type | 1970
2021 | NY | Ravenswood Generating Station | 2500 | CT02-1 | GT | OP | CT | NG | 0 | [5 empty] | 1970
2021 | NY | Ravenswood Generating Station | 2500 | CT02-2 | GT | OP | CT | NG | 0 | [5 empty] | 1970
2021 | NY | Ravenswood Generating Station | 2500 | CT02-3 | GT | OP | CT | NG | 0 | [5 empty] | 1970
2021 | NY | Ravenswood Generating Station | 2500 | CT02-4 | GT | OP | CT | NG | 0 | [5 empty] | 1970
2021 | NY | Ravenswood Generating Station | 2500 | CT03-1 | GT | OP | CT | NG | 0 | [5 empty] | 1970
2021 | NY | Ravenswood Generating Station | 2500 | CT03-2 | GT | OP | CT | NG | 0 | [5 empty] | 1970
2021 | NY | Ravenswood Generating Station | 2500 | CT03-4 | GT | OP | CT | NG | 0 | [5 empty] | 1970
2021 | NY | Ravenswood Generating Station | 2500 | UCC001 | CT | OP | CC | NG | 6711 | 11671965.588 | 31.36 | 0.0053736 | EPA/CAMD | NEI avg EF - PM, fuel type, firing type | 2004
2021 | NY | 59th Street | 2503 | CT0001 | GT | OP | CT | NG | 99 | 17308 | 0.056615 | 0.0065421 | EIA non-ozone season distributed and EPA/CAMD ozone season | EPA/NEI | 1969
2021 | NY | 74th Street | 2504 | CT0001 | GT | OP | CT | KER | 32 | 6268.6 | 0 | 0 | EPA/CAMD | EPA/NEI | 1968
2021 | NY | 74th Street | 2504 | CT0002 | GT | OP | CT | KER | 26 | 5062.2 | 0 | 0 | EPA/CAMD | EPA/NEI | 1968
2021 | NY | E F Barrett | 2511 | 10 | ST | OP | TANGENTIAL | NG | 6354 | 7949548.63 | 29.2984 | 0.0073711 | EPA/CAMD | EPA/NEI | 1956
2021 | NY | E F Barrett | 2511 | 20 | ST | OP | TANGENTIAL | NG | 4960 | 6454159.728 | 31.4338 | 0.0097406 | EPA/CAMD | EPA/NEI | 1963
2021 | NY | E F Barrett | 2511 | U00004 | GT | OP | CT | NG | 479 | 75422.1 | 1.6414 | 0.043526 | EPA/CAMD | EPA/NEI | 1970
2021 | NY | E F Barrett | 2511 | U00005 | GT | OP | CT | NG | 720 | 108582.5 | 1.6414 | 0.030234 | EPA/CAMD | EPA/NEI | 1970
2021 | NY | E F Barrett | 2511 | U00006 | GT | OP | CT | NG | 401 | 64122.6 | 1.6414 | 0.051196 | EPA/CAMD | EPA/NEI | 1970
2021 | NY | E F Barrett | 2511 | U00007 | GT | OP | CT | NG | 349 | 50985.4 | 1.6414 | 0.064388 | EPA/CAMD | EPA/NEI | 1970
2021 | NY | E F Barrett | 2511 | U00008 | GT | OP | CT | NG | 348 | 53488.6 | 1.6414 | 0.061375 | EPA/CAMD | EPA/NEI | 1970
2021 | NY | E F Barrett | 2511 | U00009 | GT | OP | CT | NG | 550 | 75185 | 1.6414 | 0.043664 | EPA/CAMD | EPA/NEI | 1970
2021 | NY | E F Barrett | 2511 | U00011 | GT | OP | CT | NG | 501 | 69142 | 1.6414 | 0.04748 | EPA/CAMD | EPA/NEI | 1970
2021 | NY | E F Barrett | 2511 | U00012 | GT | OP | CT | NG | 1089 | 208464.1 | 6.074 | 0.058274 | EPA/CAMD | EPA/NEI | 1970
2021 | NY | E F Barrett | 2511 | U00013 | GT | OP | CT | NG | 1089 | 208464.1 | 6.074 | 0.058274 | EPA/CAMD | EPA/NEI | 1970
2021 | NY | E F Barrett | 2511 | U00014 | GT | OP | CT | NG | 1127 | 204734.4 | 6.074 | 0.059336 | EPA/CAMD | EPA/NEI | 1970
2021 | NY | E F Barrett | 2511 | U00015 | GT | OP | CT | NG | 1127 | 204734.4 | 6.074 | 0.059336 | EPA/CAMD | EPA/NEI | 1970
2021 | NY | E F Barrett | 2511 | U00016 | GT | OP | CT | NG | 1463 | 305399.6 | 6.074 | 0.039778 | EPA/CAMD | EPA/NEI | 1970
2021 | NY | E F Barrett | 2511 | U00017 | GT | OP | CT | NG | 1463 | 305399.6 | 6.074 | 0.039778 | EPA/CAMD | EPA/NEI | 1970
2021 | NY | E F Barrett | 2511 | U00018 | GT | OP | CT | NG | 1040 | 200206.4 | 6.074 | 0.060678 | EPA/CAMD | EPA/NEI | 1970
2021 | NY | E F Barrett | 2511 | U00019 | GT | OP | CT | NG | 1040 | 200206.4 | 6.074 | 0.060678 | EPA/CAMD | EPA/NEI | 1970
2021 | NY | East Hampton Facility | 2512 | UGT001 | GT | OP | CT | DFO | 761 | 149827.988 | 0.82581 | 0.011023 | EPA/CAMD | EPA/NEI | 1970
2021 | NY | Glenwood | 2514 | U00020 | GT | OP | CT | DFO | 100 | 47115.6 | 0.2563 | 0.01088 | EPA/CAMD | EPA/NEI | 1972
2021 | NY | Glenwood | 2514 | U00021 | GT | OP | CT | DFO | 59 | 23694 | 0.12557 | 0.010599 | EPA/CAMD | EPA/NEI | 1972
2021 | NY | Northport | 2516 | 1 | ST | OP | TANGENTIAL | NG | 4237 | 9532462.487 | 243.7775 | 0.051147 | EPA/CAMD | EPA/NEI | 1967
2021 | NY | Northport | 2516 | 2 | ST | OP | TANGENTIAL | NG | 3917 | 9745906.233 | 243.7775 | 0.050027 | EPA/CAMD | EPA/NEI | 1968
2021 | NY | Northport | 2516 | 3 | ST | OP | TANGENTIAL | NG | 3976 | 8693610.935 | 243.7775 | 0.056082 | EPA/CAMD | EPA/NEI | 1972
2021 | NY | Northport | 2516 | 4 | ST | OP | TANGENTIAL | NG | 5256 | 14461360.043 | 243.7775 | 0.033714 | EPA/CAMD | EPA/NEI | 1977
2021 | NY | Northport | 2516 | UGT001 | GT | OP | CT | DFO | 65 | 12121.5 | 0.068123 | 0.01124 | EPA/CAMD | EPA/NEI | 1967
2021 | NY | Port Jefferson Energy Center | 2517 | 3 | ST | OP | TANGENTIAL | NG | 2673 | 3012151.879 | 18.9987 | 0.012615 | EPA/CAMD | EPA/NEI | 1958
2021 | NY | Port Jefferson Energy Center | 2517 | 4 | ST | OP | TANGENTIAL | NG | 1957 | 1987982.838 | 13.8985 | 0.013982 | EPA/CAMD | EPA/NEI | 1960
2021 | NY | Port Jefferson Energy Center | 2517 | UGT001 | GT | OP | CT | DFO | 59 | 10400.4 | 0.058091 | 0.011171 | EPA/CAMD | EPA/NEI | 1966
2021 | NY | Port Jefferson Energy Center | 2517 | UGT002 | GT | OP | CT | NG | 1728 | 610919.16 | 2.2951 | 0.0075134 | EPA/CAMD | EPA/NEI | 2002
2021 | NY | Port Jefferson Energy Center | 2517 | UGT003 | GT | OP | CT | NG | 963 | 347728.183 | 2.2951 | 0.0132 | EPA/CAMD | EPA/NEI | 2002
2021 | NY | South Hampton | 2519 | 1 | GT | OP | NA | DFO |  | 15594 | 0.12831 | 0.016457 | EIA Prime Mover-level Data | NEI avg EF - PM, fuel type, firing type
2021 | NY | Southold | 2520 | 1 | GT | OP | NA | DFO |  | 31470 | 0.25895 | 0.016457 | EIA Prime Mover-level Data | NEI avg EF - PM, fuel type, firing type
2021 | NY | West Babylon Facility | 2521 | UGT001 | GT | OP | CT | DFO | 35 | 9705.3 | 0.10065 | 0.020742 | EPA/CAMD | EPA/NEI | 1971
2021 | NY | Cadyville | 2522 | 1 | HY | OS | NA | WAT |  | 30700.145 |  |  | EIA Prime Mover-level Data
2021 | NY | Cadyville | 2522 | 2 | HY | OP | NA | WAT |  | 30700.145 |  |  | EIA Prime Mover-level Data
2021 | NY | Cadyville | 2522 | 3 | HY | OP | NA | WAT |  | 79308.709 |  |  | EIA Prime Mover-level Data
2021 | NY | Greenidge Generation LLC | 2527 | 6 | ST | OP | TANGENTIAL | NG | 8634 | 4703821.88 | 16.4287 | 0.0069853 | EPA/CAMD | EPA/NEI | 1953
2021 | NY | Harris Lake | 2528 | 1 | IC | OP | NA | DFO |  | 529.429 | 0.082061 | 0.31 | EIA Prime Mover-level Data | Estimated using an emission factor
2021 | NY | Harris Lake | 2528 | 2 | IC | OP | NA | DFO |  | 778.571 | 0.12068 | 0.31 | EIA Prime Mover-level Data | Estimated using an emission factor
2021 | NY | High Falls - Saranac NY | 2530 | 1 | HY | OP | NA | WAT |  | 100204.267 |  |  | EIA Prime Mover-level Data
2021 | NY | High Falls - Saranac NY | 2530 | 2 | HY | OS | NA | WAT |  | 100204.267 |  |  | EIA Prime Mover-level Data
2021 | NY | High Falls - Saranac NY | 2530 | 3 | HY | OA | NA | WAT |  | 175357.467 |  |  | EIA Prime Mover-level Data
2021 | NY | Kent Falls | 2532 | 1 | HY | OP | NA | WAT
2021 | NY | Kent Falls | 2532 | 2 | HY | OS | NA | WAT
2021 | NY | Kent Falls | 2532 | 3 | HY | OP | NA | WAT
2021 | NY | Bethlehem Energy Center (Albany) | 2539 | 10001 | CT | OP | CC | NG | 7656 | 12662505.972 | 48.1203 | 0.0076004 | EPA/CAMD | EPA/NEI | 2005
2021 | NY | Bethlehem Energy Center (Albany) | 2539 | 10002 | CT | OP | CC | NG | 7797 | 13018579.931 | 48.1203 | 0.0073926 | EPA/CAMD | EPA/NEI | 2005
2021 | NY | Bethlehem Energy Center (Albany) | 2539 | 10003 | CT | OP | CC | NG | 6529 | 10738493.006 | 48.1203 | 0.0089622 | EPA/CAMD | EPA/NEI | 2005
2021 | NY | Allens Falls | 2540 | 1 | HY | OP | NA | WAT |  | 190797 |  |  | EIA Prime Mover-level Data
2021 | NY | Beardslee | 2543 | 1 | HY | OP | NA | WAT |  | 226500.5 |  |  | EIA Prime Mover-level Data
2021 | NY | Beardslee | 2543 | 2 | HY | OP | NA | WAT |  | 226500.5 |  |  | EIA Prime Mover-level Data
2021 | NY | Belfort | 2544 | 1 | HY | OP | NA | WAT |  | 18448.6 |  |  | EIA Prime Mover-level Data
2021 | NY | Belfort | 2544 | 2 | HY | OP | NA | WAT |  | 27672.9 |  |  | EIA Prime Mover-level Data
2021 | NY | Belfort | 2544 | 3 | HY | OP | NA | WAT |  | 46121.5 |  |  | EIA Prime Mover-level Data
2021 | NY | Bennetts Bridge | 2545 | 1 | HY | OP | NA | WAT |  | 187473.5 |  |  | EIA Prime Mover-level Data
2021 | NY | Bennetts Bridge | 2545 | 2 | HY | OP | NA | WAT |  | 187473.5 |  |  | EIA Prime Mover-level Data
2021 | NY | Bennetts Bridge | 2545 | 3 | HY | OP | NA | WAT |  | 187473.5 |  |  | EIA Prime Mover-level Data
2021 | NY | Bennetts Bridge | 2545 | 4 | HY | OP | NA | WAT |  | 187473.5 |  |  | EIA Prime Mover-level Data
2021 | NY | Black River | 2546 | 1 | HY | OP | NA | WAT |  | 98022 |  |  | EIA Prime Mover-level Data
2021 | NY | Black River | 2546 | 2 | HY | OP | NA | WAT |  | 98022 |  |  | EIA Prime Mover-level Data
2021 | NY | Black River | 2546 | 3 | HY | OP | NA | WAT |  | 98022 |  |  | EIA Prime Mover-level Data
2021 | NY | Blake | 2547 | 1 | HY | OP | NA | WAT |  | 501946 |  |  | EIA Prime Mover-level Data
2021 | NY | Browns Falls | 2548 | 1 | HY | OP | NA | WAT |  | 187211.5 |  |  | EIA Prime Mover-level Data
2021 | NY | Browns Falls | 2548 | 2 | HY | OP | NA | WAT |  | 187211.5 |  |  | EIA Prime Mover-level Data
2021 | NY | Chasm | 2550 | 1 | HY | OP | NA | WAT |  | 51086 |  |  | EIA Prime Mover-level Data
2021 | NY | Chasm | 2550 | 2 | HY | OP | NA | WAT |  | 51086 |  |  | EIA Prime Mover-level Data
2021 | NY | Chasm | 2550 | 3 | HY | OP | NA | WAT |  | 51086 |  |  | EIA Prime Mover-level Data
2021 | NY | Colton | 2551 | 1 | HY | OP | NA | WAT |  | 550981.333 |  |  | EIA Prime Mover-level Data
2021 | NY | Colton | 2551 | 2 | HY | OP | NA | WAT |  | 550981.333 |  |  | EIA Prime Mover-level Data
2021 | NY | Colton | 2551 | 3 | HY | OP | NA | WAT |  | 550981.333 |  |  | EIA Prime Mover-level Data
2021 | NY | Deferiet | 2552 | 1 | HY | OP | NA | WAT |  | 153926.667 |  |  | EIA Prime Mover-level Data
2021 | NY | Deferiet | 2552 | 2 | HY | OP | NA | WAT |  | 153926.667 |  |  | EIA Prime Mover-level Data
2021 | NY | Deferiet | 2552 | 3 | HY | OP | NA | WAT |  | 153926.667 |  |  | EIA Prime Mover-level Data
2021 | NY | Dunkirk Generating Plant | 2554 | 1 | ST | OS | TANGENTIAL | SUB
2021 | NY | Dunkirk Generating Plant | 2554 | 3 | ST | OS | TANGENTIAL | SUB
2021 | NY | Dunkirk Generating Plant | 2554 | ST4 | ST | OS | NA | SUB
2021 | NY | Eagle | 2555 | 1 | HY | OP | NA | WAT |  | 88701 |  |  | EIA Prime Mover-level Data
2021 | NY | Eagle | 2555 | 2 | HY | OP | NA | WAT |  | 44350.5 |  |  | EIA Prime Mover-level Data
2021 | NY | Eagle | 2555 | 3 | HY | OP | NA | WAT |  | 44350.5 |  |  | EIA Prime Mover-level Data
2021 | NY | Eagle | 2555 | 4 | HY | OP | NA | WAT |  | 88701 |  |  | EIA Prime Mover-level Data
2021 | NY | Eel Weir | 2556 | 1 | HY | OP | NA | WAT |  | 13874.8 |  |  | EIA Prime Mover-level Data
2021 | NY | Eel Weir | 2556 | 2 | HY | OP | NA | WAT |  | 27749.6 |  |  | EIA Prime Mover-level Data
2021 | NY | Eel Weir | 2556 | 3 | HY | OP | NA | WAT |  | 27749.6 |  |  | EIA Prime Mover-level Data
2021 | NY | Effley | 2557 | 1 | HY | OP | NA | WAT |  | 16203.733 |  |  | EIA Prime Mover-level Data
2021 | NY | Effley | 2557 | 2 | HY | OP | NA | WAT |  | 16203.733 |  |  | EIA Prime Mover-level Data
2021 | NY | Effley | 2557 | 3 | HY | OP | NA | WAT |  | 24305.6 |  |  | EIA Prime Mover-level Data
2021 | NY | Effley | 2557 | 4 | HY | OP | NA | WAT |  | 64814.933 |  |  | EIA Prime Mover-level Data
2021 | NY | Elmer | 2559 | 1 | HY | OP | NA | WAT |  | 42455.5 |  |  | EIA Prime Mover-level Data
2021 | NY | Elmer | 2559 | 2 | HY | OP | NA | WAT |  | 42455.5 |  |  | EIA Prime Mover-level Data
2021 | NY | Ephratah | 2560 | 1 | HY | OP | NA | WAT |  | 28673.75 |  |  | EIA Prime Mover-level Data
2021 | NY | Ephratah | 2560 | 2 | HY | OP | NA | WAT |  | 28673.75 |  |  | EIA Prime Mover-level Data
2021 | NY | Ephratah | 2560 | 3 | HY | OP | NA | WAT |  | 28673.75 |  |  | EIA Prime Mover-level Data
2021 | NY | Ephratah | 2560 | 4 | HY | OP | NA | WAT |  | 28673.75 |  |  | EIA Prime Mover-level Data
2021 | NY | East Norfolk | 2561 | 1 | HY | OP | NA | WAT |  | 211171 |  |  | EIA Prime Mover-level Data
2021 | NY | Five Falls | 2562 | 1 | HY | OP | NA | WAT |  | 802972 |  |  | EIA Prime Mover-level Data
2021 | NY | Flat Rock | 2563 | 1 | HY | OP | NA | WAT |  | 51123.2 |  |  | EIA Prime Mover-level Data
2021 | NY | Flat Rock | 2563 | 2 | HY | OP | NA | WAT |  | 76684.8 |  |  | EIA Prime Mover-level Data
2021 | NY | Franklin (NY) | 2564 | 1 | HY | OP | NA | WAT |  | 34161 |  |  | EIA Prime Mover-level Data
2021 | NY | Franklin (NY) | 2564 | 2 | HY | OP | NA | WAT |  | 34161 |  |  | EIA Prime Mover-level Data
2021 | NY | Fulton Hydro | 2566 | 1 | HY | OP | NA | WAT |  | 31905.231 |  |  | EIA Prime Mover-level Data
2021 | NY | Fulton Hydro | 2566 | 2 | HY | OP | NA | WAT |  | 19940.769 |  |  | EIA Prime Mover-level Data
2021 | NY | Glenwood Hydro | 2568 | 1 | HY | OP | NA | WAT |  | 18502 |  |  | EIA Prime Mover-level Data
2021 | NY | Glenwood Hydro | 2568 | 2 | HY | OP | NA | WAT |  | 18502 |  |  | EIA Prime Mover-level Data
2021 | NY | Glenwood Hydro | 2568 | 3 | HY | OP | NA | WAT |  | 18502 |  |  | EIA Prime Mover-level Data
2021 | NY | Granby | 2569 | 1 | HY | OP | NA | WAT |  | 145034.5 |  |  | EIA Prime Mover-level Data
2021 | NY | Granby | 2569 | 2 | HY | OP | NA | WAT |  | 145034.5 |  |  | EIA Prime Mover-level Data
2021 | NY | Hannawa | 2571 | 1 | HY | OP | NA | WAT |  | 199197.5 |  |  | EIA Prime Mover-level Data
2021 | NY | Hannawa | 2571 | 2 | HY | OP | NA | WAT |  | 199197.5 |  |  | EIA Prime Mover-level Data
2021 | NY | Herrings | 2572 | 1 | HY | OP | NA | WAT |  | 73335 |  |  | EIA Prime Mover-level Data
2021 | NY | Herrings | 2572 | 2 | HY | OP | NA | WAT |  | 73335 |  |  | EIA Prime Mover-level Data
2021 | NY | Herrings | 2572 | 3 | HY | OP | NA | WAT |  | 73335 |  |  | EIA Prime Mover-level Data
2021 | NY | Heuvelton | 2573 | 1 | HY | OP | NA | WAT |  | 19852 |  |  | EIA Prime Mover-level Data
2021 | NY | Heuvelton | 2573 | 2 | HY | OP | NA | WAT |  | 19852 |  |  | EIA Prime Mover-level Data
2021 | NY | High Dam | 2574 | 1 | HY | OP | NA | WAT |  | 44531.294 |  |  | EIA Prime Mover-level Data
2021 | NY | High Dam | 2574 | 2 | HY | OP | NA | WAT |  | 44531.294 |  |  | EIA Prime Mover-level Data
2021 | NY | High Dam | 2574 | 3 | HY | OP | NA | WAT |  | 44531.294 |  |  | EIA Prime Mover-level Data
2021 | NY | High Dam | 2574 | 4 | HY | OP | NA | WAT |  | 55664.118 |  |  | EIA Prime Mover-level Data
2021 | NY | High Falls - Croghan NY | 2575 | 1 | HY | OP | NA | WAT |  | 79893.333 |  |  | EIA Prime Mover-level Data
2021 | NY | High Falls - Croghan NY | 2575 | 2 | HY | OP | NA | WAT |  | 79893.333 |  |  | EIA Prime Mover-level Data
2021 | NY | High Falls - Croghan NY | 2575 | 3 | HY | OP | NA | WAT |  | 79893.333 |  |  | EIA Prime Mover-level Data
2021 | NY | Higley | 2576 | 1N | HY | OP | NA | WAT |  | 79014 |  |  | EIA Prime Mover-level Data
2021 | NY | Higley | 2576 | 2N | HY | OP | NA | WAT |  | 79014 |  |  | EIA Prime Mover-level Data
2021 | NY | Higley | 2576 | 3N | HY | OP | NA | WAT |  | 79014 |  |  | EIA Prime Mover-level Data
2021 | NY | Higley | 2576 | 4N | HY | OP | NA | WAT |  | 79014 |  |  | EIA Prime Mover-level Data
2021 | NY | Hydraulic Race | 2578 | 1 | HY | OP | NA | WAT |  | 56400 |  |  | EIA Prime Mover-level Data
2021 | NY | Inghams | 2579 | 1 | HY | OP | NA | WAT |  | 125955.5 |  |  | EIA Prime Mover-level Data
2021 | NY | Inghams | 2579 | 2 | HY | OP | NA | WAT |  | 125955.5 |  |  | EIA Prime Mover-level Data
2021 | NY | Johnsonville Dam | 2580 | 1 | HY | OP | NA | WAT |  | 51992.5 |  |  | EIA Prime Mover-level Data
2021 | NY | Johnsonville Dam | 2580 | 2 | HY | OP | NA | WAT |  | 51992.5 |  |  | EIA Prime Mover-level Data
2021 | NY | Kamargo | 2581 | 1 | HY | OP | NA | WAT |  | 81214.333 |  |  | EIA Prime Mover-level Data
2021 | NY | Kamargo | 2581 | 2 | HY | OP | NA | WAT |  | 81214.333 |  |  | EIA Prime Mover-level Data
2021 | NY | Kamargo | 2581 | 3 | HY | OP | NA | WAT |  | 81214.333 |  |  | EIA Prime Mover-level Data
2021 | NY | Lighthouse Hill | 2582 | 1 | HY | OP | NA | WAT |  | 96013.5 |  |  | EIA Prime Mover-level Data
2021 | NY | Lighthouse Hill | 2582 | 2 | HY | OP | NA | WAT |  | 96013.5 |  |  | EIA Prime Mover-level Data
2021 | NY | Macomb | 2583 | 1 | HY | OP | NA | WAT |  | 49372 |  |  | EIA Prime Mover-level Data
2021 | NY | Minetto | 2586 | 1 | HY | OP | NA | WAT |  | 45136.2 |  |  | EIA Prime Mover-level Data
2021 | NY | Minetto | 2586 | 2 | HY | OP | NA | WAT |  | 45136.2 |  |  | EIA Prime Mover-level Data
2021 | NY | Minetto | 2586 | 3 | HY | OP | NA | WAT |  | 45136.2 |  |  | EIA Prime Mover-level Data
2021 | NY | Minetto | 2586 | 4 | HY | OP | NA | WAT |  | 45136.2 |  |  | EIA Prime Mover-level Data
2021 | NY | Minetto | 2586 | 5 | HY | OP | NA | WAT |  | 45136.2 |  |  | EIA Prime Mover-level Data
2021 | NY | Moshier | 2588 | 1 | HY | OP | NA | WAT |  | 146214.5 |  |  | EIA Prime Mover-level Data
2021 | NY | Moshier | 2588 | 2 | HY | OP | NA | WAT |  | 146214.5 |  |  | EIA Prime Mover-level Data
2021 | NY | Nine Mile Point Nuclear Station | 2589 | 1 | ST | OP | NA | NUC |  | 0 |  |  | EIA Prime Mover-level Data
2021 | NY | Nine Mile Point Nuclear Station | 2589 | 2 | ST | OP | NA | NUC |  | 0 |  |  | EIA Prime Mover-level Data
2021 | NY | Norfolk | 2590 | 1 | HY | OP | NA | WAT |  | 239027 |  |  | EIA Prime Mover-level Data
2021 | NY | Norwood | 2591 | 1 | HY | OP | NA | WAT |  | 116922 |  |  | EIA Prime Mover-level Data
2021 | NY | Oswego Harbor Power | 2594 | 5 | ST | OP | WALL | RFO | 120 | 235712.652 | 1.0818 | 0.0091787 | EPA/CAMD | EPA/NEI | 1977
2021 | NY | Oswego Harbor Power | 2594 | 6 | ST | OP | WALL | RFO | 103 | 211965.156 | 0.45505 | 0.0042936 | EPA/CAMD | EPA/NEI | 1980
2021 | NY | Oswego Falls East | 2595 | 1 | HY | OP | NA | WAT |  | 70066 |  |  | EIA Prime Mover-level Data
2021 | NY | Oswego Falls East | 2595 | 2 | HY | OP | NA | WAT |  | 70066 |  |  | EIA Prime Mover-level Data
2021 | NY | Oswego Falls East | 2595 | 3 | HY | OP | NA | WAT |  | 70066 |  |  | EIA Prime Mover-level Data
2021 | NY | Oswego Falls West | 2596 | 4 | HY | OP | NA | WAT |  | 11932 |  |  | EIA Prime Mover-level Data
2021 | NY | Oswego Falls West | 2596 | 5 | HY | OP | NA | WAT |  | 11932 |  |  | EIA Prime Mover-level Data
2021 | NY | Oswego Falls West | 2596 | 6 | HY | OP | NA | WAT |  | 5966 |  |  | EIA Prime Mover-level Data
2021 | NY | Oswego Falls West | 2596 | 7 | HY | OP | NA | WAT |  | 5966 |  |  | EIA Prime Mover-level Data
2021 | NY | Parishville | 2597 | 1 | HY | OP | NA | WAT |  | 108646 |  |  | EIA Prime Mover-level Data
2021 | NY | Piercefield | 2598 | 1 | HY | OP | NA | WAT |  | 80530.556 |  |  | EIA Prime Mover-level Data
2021 | NY | Piercefield | 2598 | 2 | HY | OP | NA | WAT |  | 32212.222 |  |  | EIA Prime Mover-level Data
2021 | NY | Piercefield | 2598 | 3 | HY | OP | NA | WAT |  | 32212.222 |  |  | EIA Prime Mover-level Data
2021 | NY | Prospect | 2599 | 1 | HY | OP | NA | WAT |  | 613546 |  |  | EIA Prime Mover-level Data
2021 | NY | Rainbow Falls Hydro | 2600 | 1 | HY | OP | NA | WAT |  | 833691 |  |  | EIA Prime Mover-level Data
2021 | NY | Raymondville | 2601 | 1 | HY | OP | NA | WAT |  | 108690 |  |  | EIA Prime Mover-level Data
2021 | NY | South Edwards | 2604 | 1 | HY | OP | NA | WAT |  | 22049.75 |  |  | EIA Prime Mover-level Data
2021 | NY | South Edwards | 2604 | 2 | HY | OP | NA | WAT |  | 22049.75 |  |  | EIA Prime Mover-level Data
2021 | NY | South Edwards | 2604 | 3 | HY | OP | NA | WAT |  | 22049.75 |  |  | EIA Prime Mover-level Data
2021 | NY | South Edwards | 2604 | 4 | HY | OP | NA | WAT |  | 22049.75 |  |  | EIA Prime Mover-level Data
2021 | NY | School Street | 2605 | 1 | HY | OP | NA | WAT |  | 288891.278 |  |  | EIA Prime Mover-level Data
2021 | NY | School Street | 2605 | 2 | HY | OP | NA | WAT |  | 288891.278 |  |  | EIA Prime Mover-level Data
2021 | NY | School Street | 2605 | 3 | HY | OP | NA | WAT |  | 288891.278 |  |  | EIA Prime Mover-level Data
2021 | NY | School Street | 2605 | 4 | HY | OP | NA | WAT |  | 288891.278 |  |  | EIA Prime Mover-level Data
2021 | NY | School Street | 2605 | 5 | HY | OP | NA | WAT |  | 401237.887 |  |  | EIA Prime Mover-level Data
2021 | NY | Schaghticoke | 2606 | 1 | HY | OP | NA | WAT |  | 174218.25 |  |  | EIA Prime Mover-level Data
2021 | NY | Schaghticoke | 2606 | 2 | HY | OP | NA | WAT |  | 174218.25 |  |  | EIA Prime Mover-level Data
2021 | NY | Schaghticoke | 2606 | 3 | HY | OP | NA | WAT |  | 174218.25 |  |  | EIA Prime Mover-level Data
2021 | NY | Schaghticoke | 2606 | 4 | HY | OP | NA | WAT |  | 174218.25 |  |  | EIA Prime Mover-level Data
2021 | NY | Schuylerville | 2607 | 1 | HY | OP | NA | WAT |  | 78597 |  |  | EIA Prime Mover-level Data
2021 | NY | Sewalls | 2608 | 1 | HY | OP | NA | WAT |  | 70850.5 |  |  | EIA Prime Mover-level Data
2021 | NY | Sewalls | 2608 | 2 | HY | OP | NA | WAT |  | 70850.5 |  |  | EIA Prime Mover-level Data
2021 | NY | Sherman Island | 2609 | 1 | HY | OP | NA | WAT |  | 301515.84 |  |  | EIA Prime Mover-level Data
2021 | NY | Sherman Island | 2609 | 2 | HY | OP | NA | WAT |  | 301515.84 |  |  | EIA Prime Mover-level Data
2021 | NY | Sherman Island | 2609 | 3 | HY | OP | NA | WAT |  | 301515.84 |  |  | EIA Prime Mover-level Data
2021 | NY | Sherman Island | 2609 | 4 | HY | OP | NA | WAT |  | 301515.84 |  |  | EIA Prime Mover-level Data
2021 | NY | Sherman Island | 2609 | 5 | HY | OP | NA | WAT |  | 301515.84 |  |  | EIA Prime Mover-level Data
2021 | NY | Sherman Island | 2609 | 6 | HY | OP | NA | WAT |  | 55995.799 |  |  | EIA Prime Mover-level Data
2021 | NY | Soft Maple | 2610 | 1 | HY | OP | NA | WAT |  | 127666 |  |  | EIA Prime Mover-level Data
2021 | NY | Soft Maple | 2610 | 2 | HY | OP | NA | WAT |  | 127666 |  |  | EIA Prime Mover-level Data
2021 | NY | South Colton | 2611 | 1 | HY | OP | NA | WAT |  | 679177 |  |  | EIA Prime Mover-level Data
2021 | NY | Spier Falls | 2612 | 8 | HY | OP | NA | WAT |  | 317605.982 |  |  | EIA Prime Mover-level Data
2021 | NY | Spier Falls | 2612 | 9 | HY | OP | NA | WAT |  | 1658609.018 |  |  | EIA Prime Mover-level Data
2021 | NY | Stark | 2613 | 1 | HY | OP | NA | WAT |  | 803918 |  |  | EIA Prime Mover-level Data
2021 | NY | Stewarts Bridge | 2614 | 1 | HY | OP | NA | WAT |  | 1077630.545 |  |  | EIA Prime Mover-level Data
2021 | NY | Stewarts Bridge | 2614 | 2 | HY | OP | NA | WAT |  | 74835.455 |  |  | EIA Prime Mover-level Data
2021 | NY | Sugar Island | 2616 | 1 | HY | OP | NA | WAT |  | 104095.5 |  |  | EIA Prime Mover-level Data
2021 | NY | Sugar Island | 2616 | 2 | HY | OP | NA | WAT |  | 104095.5 |  |  | EIA Prime Mover-level Data
2021 | NY | Taylorville | 2617 | 1 | HY | OP | NA | WAT |  | 47128.5 |  |  | EIA Prime Mover-level Data
2021 | NY | Taylorville | 2617 | 2 | HY | OP | NA | WAT |  | 47128.5 |  |  | EIA Prime Mover-level Data
2021 | NY | Taylorville | 2617 | 3 | HY | OP | NA | WAT |  | 47128.5 |  |  | EIA Prime Mover-level Data
2021 | NY | Taylorville | 2617 | 4 | HY | OP | NA | WAT |  | 47128.5 |  |  | EIA Prime Mover-level Data
2021 | NY | Trenton Falls | 2619 | 5 | HY | OP | NA | WAT |  | 387620.493 |  |  | EIA Prime Mover-level Data
2021 | NY | Trenton Falls | 2619 | 6 | HY | OP | NA | WAT |  | 364819.288 |  |  | EIA Prime Mover-level Data
2021 | NY | Trenton Falls | 2619 | 7 | HY | OP | NA | WAT |  | 495926.219 |  |  | EIA Prime Mover-level Data
2021 | NY | Varick | 2621 | 2 | HY | OP | NA | WAT |  | 44155.25 |  |  | EIA Prime Mover-level Data
2021 | NY | Varick | 2621 | 3 | HY | OP | NA | WAT |  | 44155.25 |  |  | EIA Prime Mover-level Data
2021 | NY | Varick | 2621 | 4 | HY | OP | NA | WAT |  | 44155.25 |  |  | EIA Prime Mover-level Data
2021 | NY | Varick | 2621 | 5 | HY | OP | NA | WAT |  | 44155.25 |  |  | EIA Prime Mover-level Data
2021 | NY | Waterport | 2623 | 1 | HY | OP | NA | WAT |  | 56983.5 |  |  | EIA Prime Mover-level Data
2021 | NY | Waterport | 2623 | 2 | HY | OP | NA | WAT |  | 56983.5 |  |  | EIA Prime Mover-level Data
2021 | NY | Yaleville | 2624 | 1 | HY | OP | NA | WAT |  | 15324.5 |  |  | EIA Prime Mover-level Data
2021 | NY | Yaleville | 2624 | 2 | HY | OP | NA | WAT |  | 15324.5 |  |  | EIA Prime Mover-level Data
2021 | NY | Bowline Generating Station | 2625 | 1 | ST | OP | TANGENTIAL | NG | 1959 | 6635090.901 | 24.4912 | 0.0073823 | EPA/CAMD | EPA/NEI | 1972
2021 | NY | Bowline Generating Station | 2625 | 2 | ST | OP | WALL | NG | 1104 | 3551428.018 | 12.5823 | 0.0070858 | EPA/CAMD | EPA/NEI | 1974
2021 | NY | Grahamsville | 2627 | GRHM | HY | OP | NA | WAT |  | 753716 |  |  | EIA Prime Mover-level Data
2021 | NY | Hillburn | 2628 | 001 | GT | OP | CT | NG | 28 | 3260.014 | 0.013067 | 0.0080165 | EPA/CAMD | NEI avg EF - PM, fuel type, firing type | 1971
2021 | NY | Mongaup Falls | 2630 | GEN1 | HY | OP | NA | WAT |  | 71528.767 |  |  | EIA Prime Mover-level Data
2021 | NY | Mongaup Falls | 2630 | GEN2 | HY | OP | NA | WAT |  | 19670.411 |  |  | EIA Prime Mover-level Data
2021 | NY | Mongaup Falls | 2630 | GEN3 | HY | OP | NA | WAT |  | 19670.411 |  |  | EIA Prime Mover-level Data
2021 | NY | Mongaup Falls | 2630 | GEN4 | HY | OP | NA | WAT |  | 19670.411 |  |  | EIA Prime Mover-level Data
2021 | NY | Rio | 2631 | RIO | HY | OP | NA | WAT |  | 270063.889 |  |  | EIA Prime Mover-level Data
2021 | NY | Rio | 2631 | RIO2 | HY | OP | NA | WAT |  | 21605.111 |  |  | EIA Prime Mover-level Data
2021 | NY | Shoemaker | 2632 | 1 | GT | OP | CT | NG | 34 | 3522.075 | 0.014137 | 0.0080278 | EPA/CAMD | EPA/NEI | 1971
2021 | NY | Swinging Bridge 2 | 2634 | SWI2 | HY | OP | NA | WAT |  | 132441.05 |  |  | EIA Prime Mover-level Data
2021 | NY | Swinging Bridge 2 | 2634 | SWI3 | HY | OP | NA | WAT |  | 23371.95 |  |  | EIA Prime Mover-level Data
2021 | NY | Rochester 26 | 2638 | 1 | HY | OA | NA | WAT |  | 64013 |  |  | EIA Prime Mover-level Data
2021 | NY | Rochester 2 | 2639 | 1 | HY | OS | NA | WAT
2021 | NY | Rochester 5 | 2641 | 2 | HY | OA | NA | WAT
2021 | NY | Rochester 5 | 2641 | HY1 | HY | OA | NA | WAT
2021 | NY | Rochester 5 | 2641 | HY3 | HY | OS | NA | WAT
2021 | NY | Wiscoy 170 | 2646 | 1 | HY | OS | NA | WAT
2021 | NY | Wiscoy 170 | 2646 | 2 | HY | OS | NA | WAT
2021 | NY | Plant No 1 Freeport | 2678 | 2 | IC | OP | NA | DFO |  | 76.288 | 0.011825 | 0.31 | EIA Prime Mover-level Data | Estimated using an emission factor
2021 | NY | Plant No 1 Freeport | 2678 | 3 | IC | OP | NA | DFO |  | 81.55 | 0.01264 | 0.31 | EIA Prime Mover-level Data | Estimated using an emission factor
2021 | NY | Plant No 1 Freeport | 2678 | 4 | IC | RE | NA | DFO |  | 134.162 | 0.020795 | 0.31 | EIA Prime Mover-level Data | Estimated using an emission factor
2021 | NY | Freeport Power Plant No. 2 | 2679 | 5 | GT | OP | CT | NG | 1922 | 633352.175 | 2.1454 | 0.0067749 | EPA/CAMD | EPA/NEI | 2004
2021 | NY | Freeport Power Plant No. 2 | 2679 | CT3 | GT | OP | CT | DFO | 37 | 8036 | 0.099555 | 0.024777 | EPA/CAMD | NEI avg EF - PM, fuel type, firing type | 1972
2021 | NY | Greenport | 2681 | 2 | IC | OS | NA | DFO |  | 20.703 | 0.003209 | 0.31 | EIA Prime Mover-level Data | Estimated using an emission factor
2021 | NY | Greenport | 2681 | 4 | IC | OP | NA | DFO |  | 14.614 | 0.0022652 | 0.31 | EIA Prime Mover-level Data | Estimated using an emission factor
2021 | NY | Greenport | 2681 | 5 | IC | OP | NA | DFO |  | 21.921 | 0.0033978 | 0.31 | EIA Prime Mover-level Data | Estimated using an emission factor
2021 | NY | Greenport | 2681 | 6 | IC | OP | NA | DFO |  | 46.277 | 0.0071729 | 0.31 | EIA Prime Mover-level Data | Estimated using an emission factor
2021 | NY | Greenport | 2681 | 7 | IC | OS | NA | DFO |  | 19.485 | 0.0030202 | 0.31 | EIA Prime Mover-level Data | Estimated using an emission factor
2021 | NY | S A Carlson | 2682 | 10 | ST | OP | WALL | NG | 99 | 7255.2 | 0.026448 | 0.0072907 | EPA/CAMD | EPA/NEI | 1950
2021 | NY | S A Carlson | 2682 | 20 | CT | OP | CC | NG | 1696 | 611880.5 | 0.28655 | 0.00093662 | EPA/CAMD | EPA/NEI | 2001
2021 | NY | S A Carlson | 2682 | 9 | ST | OP | WALL | NG | 39 | 2228.8 | 0.0083121 | 0.0074588 | EPA/CAMD | EPA/NEI | 1950
2021 | NY | Crescent | 2685 | 1 | HY | OP | NA | WAT |  | 148748.069 |  |  | EIA Prime Mover-level Data
2021 | NY | Crescent | 2685 | 2 | HY | OP | NA | WAT |  | 148748.069 |  |  | EIA Prime Mover-level Data
2021 | NY | Crescent | 2685 | 3 | HY | OP | NA | WAT |  | 159372.931 |  |  | EIA Prime Mover-level Data
2021 | NY | Crescent | 2685 | 4 | HY | OP | NA | WAT |  | 159372.931 |  |  | EIA Prime Mover-level Data
2021 | NY | Vischer Ferry | 2686 | 1 | HY | OP | NA | WAT |  | 142088.414 |  |  | EIA Prime Mover-level Data
2021 | NY | Vischer Ferry | 2686 | 2 | HY | OP | NA | WAT |  | 142088.414 |  |  | EIA Prime Mover-level Data
2021 | NY | Vischer Ferry | 2686 | 3 | HY | OP | NA | WAT |  | 152237.586 |  |  | EIA Prime Mover-level Data
2021 | NY | Vischer Ferry | 2686 | 4 | HY | OP | NA | WAT |  | 152237.586 |  |  | EIA Prime Mover-level Data
2021 | NY | Blenheim Gilboa | 2691 | 1 | PS | OP | NA | WAT |  | 0 |  |  | EIA Prime Mover-level Data
2021 | NY | Blenheim Gilboa | 2691 | 2 | PS | OP | NA | WAT |  | 0 |  |  | EIA Prime Mover-level Data
2021 | NY | Blenheim Gilboa | 2691 | 3 | PS | OP | NA | WAT |  | 0 |  |  | EIA Prime Mover-level Data
2021 | NY | Blenheim Gilboa | 2691 | 4 | PS | OP | NA | WAT |  | 0 |  |  | EIA Prime Mover-level Data
2021 | NY | Lewiston Niagara | 2692 | 1 | PS | OP | NA | WAT |  | 0 |  |  | EIA Prime Mover-level Data
2021 | NY | Lewiston Niagara | 2692 | 10 | PS | OP | NA | WAT |  | 0 |  |  | EIA Prime Mover-level Data
2021 | NY | Lewiston Niagara | 2692 | 11 | PS | OP | NA | WAT |  | 0 |  |  | EIA Prime Mover-level Data
2021 | NY | Lewiston Niagara | 2692 | 12 | PS | OP | NA | WAT |  | 0 |  |  | EIA Prime Mover-level Data
2021 | NY | Lewiston Niagara | 2692 | 2 | PS | OP | NA | WAT |  | 0 |  |  | EIA Prime Mover-level Data
2021 | NY | Lewiston Niagara | 2692 | 3 | PS | OP | NA | WAT |  | 0 |  |  | EIA Prime Mover-level Data
2021 | NY | Lewiston Niagara | 2692 | 4 | PS | OP | NA | WAT |  | 0 |  |  | EIA Prime Mover-level Data
2021 | NY | Lewiston Niagara | 2692 | 5 | PS | OP | NA | WAT |  | 0 |  |  | EIA Prime Mover-level Data
2021 | NY | Lewiston Niagara | 2692 | 6 | PS | OP | NA | WAT |  | 0 |  |  | EIA Prime Mover-level Data
2021 | NY | Lewiston Niagara | 2692 | 7 | PS | OP | NA | WAT |  | 0 |  |  | EIA Prime Mover-level Data
2021 | NY | Lewiston Niagara | 2692 | 8 | PS | OP | NA | WAT |  | 0 |  |  | EIA Prime Mover-level Data
2021 | NY | Lewiston Niagara | 2692 | 9 | PS | OP | NA | WAT |  | 0 |  |  | EIA Prime Mover-level Data
2021 | NY | Robert Moses Niagara | 2693 | 1 | HY | OP | NA | WAT |  | 11570579.005 |  |  | EIA Prime Mover-level Data
2021 | NY | Robert Moses Niagara | 2693 | 10 | HY | OP | NA | WAT |  | 11570579.005 |  |  | EIA Prime Mover-level Data
2021 | NY | Robert Moses Niagara | 2693 | 11 | HY | OP | NA | WAT |  | 11570579.005 |  |  | EIA Prime Mover-level Data
2021 | NY | Robert Moses Niagara | 2693 | 12 | HY | OP | NA | WAT |  | 11570579.005 |  |  | EIA Prime Mover-level Data
2021 | NY | Robert Moses Niagara | 2693 | 13 | HY | OP | NA | WAT |  | 11570579.005 |  |  | EIA Prime Mover-level Data
2021 | NY | Robert Moses Niagara | 2693 | 2 | HY | OP | NA | WAT |  | 11570579.005 |  |  | EIA Prime Mover-level Data
2021 | NY | Robert Moses Niagara | 2693 | 3 | HY | OP | NA | WAT |  | 11570579.005 |  |  | EIA Prime Mover-level Data
2021 | NY | Robert Moses Niagara | 2693 | 4 | HY | OP | NA | WAT |  | 11570579.005 |  |  | EIA Prime Mover-level Data
2021 | NY | Robert Moses Niagara | 2693 | 5 | HY | OP | NA | WAT |  | 11570579.005 |  |  | EIA Prime Mover-level Data
2021 | NY | Robert Moses Niagara | 2693 | 6 | HY | OP | NA | WAT |  | 11570579.005 |  |  | EIA Prime Mover-level Data
2021 | NY | Robert Moses Niagara | 2693 | 7 | HY | OP | NA | WAT |  | 11570579.005 |  |  | EIA Prime Mover-level Data
2021 | NY | Robert Moses Niagara | 2693 | 8 | HY | OP | NA | WAT |  | 8987379.971 |  |  | EIA Prime Mover-level Data
2021 | NY | Robert Moses Niagara | 2693 | 9 | HY | OP | NA | WAT |  | 8987379.971 |  |  | EIA Prime Mover-level Data
2021 | NY | Robert Moses Power Dam | 2694 | 17 | HY | OP | NA | WAT |  | 4042527.125 |  |  | EIA Prime Mover-level Data
2021 | NY | Robert Moses Power Dam | 2694 | 18 | HY | OP | NA | WAT |  | 4042527.125 |  |  | EIA Prime Mover-level Data
2021 | NY | Robert Moses Power Dam | 2694 | 19 | HY | OP | NA | WAT |  | 4042527.125 |  |  | EIA Prime Mover-level Data
2021 | NY | Robert Moses Power Dam | 2694 | 20 | HY | OP | NA | WAT |  | 4042527.125 |  |  | EIA Prime Mover-level Data
2021 | NY | Robert Moses Power Dam | 2694 | 21 | HY | OP | NA | WAT |  | 4042527.125 |  |  | EIA Prime Mover-level Data
2021 | NY | Robert Moses Power Dam | 2694 | 22 | HY | OP | NA | WAT |  | 4042527.125 |  |  | EIA Prime Mover-level Data
2021 | NY | Robert Moses Power Dam | 2694 | 23 | HY | OP | NA | WAT |  | 4042527.125 |  |  | EIA Prime Mover-level Data
2021 | NY | Robert Moses Power Dam | 2694 | 24 | HY | OP | NA | WAT |  | 4042527.125 |  |  | EIA Prime Mover-level Data
2021 | NY | Robert Moses Power Dam | 2694 | 25 | HY | OP | NA | WAT |  | 4042527.125 |  |  | EIA Prime Mover-level Data
2021 | NY | Robert Moses Power Dam | 2694 | 26 | HY | OP | NA | WAT |  | 4042527.125 |  |  | EIA Prime Mover-level Data
2021 | NY | Robert Moses Power Dam | 2694 | 27 | HY | OP | NA | WAT |  | 4042527.125 |  |  | EIA Prime Mover-level Data
2021 | NY | Robert Moses Power Dam | 2694 | 28 | HY | OP | NA | WAT |  | 4042527.125 |  |  | EIA Prime Mover-level Data
2021 | NY | Robert Moses Power Dam | 2694 | 29 | HY | OP | NA | WAT |  | 4042527.125 |  |  | EIA Prime Mover-level Data
2021 | NY | Robert Moses Power Dam | 2694 | 30 | HY | OP | NA | WAT |  | 4042527.125 |  |  | EIA Prime Mover-level Data
2021 | NY | Robert Moses Power Dam | 2694 | 31 | HY | OP | NA | WAT |  | 4042527.125 |  |  | EIA Prime Mover-level Data
2021 | NY | Robert Moses Power Dam | 2694 | 32 | HY | OP | NA | WAT |  | 4042527.125 |  |  | EIA Prime Mover-level Data
2021 | NY | Charles P Keller | 2695 | 10 | IC | OP | NA | DFO |  | 329.405 | 0.051058 | 0.31 | EIA Prime Mover-level Data | Estimated using an emission factor
2021 | NY | Charles P Keller | 2695 | 11 | IC | OP | NA | DFO |  | 489.401 | 0.075857 | 0.31 | EIA Prime Mover-level Data | Estimated using an emission factor
2021 | NY | Charles P Keller | 2695 | 12 | IC | OP | NA | DFO |  | 517.636 | 0.080234 | 0.31 | EIA Prime Mover-level Data | Estimated using an emission factor
2021 | NY | Charles P Keller | 2695 | 13 | IC | OP | NA | DFO |  | 517.636 | 0.080234 | 0.31 | EIA Prime Mover-level Data | Estimated using an emission factor
2021 | NY | Charles P Keller | 2695 | 14 | IC | OP | NA | DFO |  | 583.517 | 0.090445 | 0.31 | EIA Prime Mover-level Data | Estimated using an emission factor
2021 | NY | Charles P Keller | 2695 | 9 | IC | OP | NA | DFO |  | 329.405 | 0.051058 | 0.31 | EIA Prime Mover-level Data | Estimated using an emission factor
2021 | NY | Watertown | 2700 | 1 | HY | OP | NA | WAT |  | 75811 |  |  | EIA Prime Mover-level Data
2021 | NY | Watertown | 2700 | 2 | HY | OP | NA | WAT |  | 75811 |  |  | EIA Prime Mover-level Data
2021 | NY | Watertown | 2700 | 3 | HY | OP | NA | WAT |  | 75811 |  |  | EIA Prime Mover-level Data
2021 | NC | Asheville | 2706 | 3 | GT | OP | CT | NG | 1096 | 1467869.109 | 2.5753 | 0.0035088 | EPA/CAMD | EPA/NEI | 1999
2021 | NC | Asheville | 2706 | 4 | GT | OP | CT | NG | 706 | 889898.135 | 1.7164 | 0.0038575 | EPA/CAMD | EPA/NEI | 2000
2021 | NC | Asheville | 2706 | CT5 | CT | OP | CC | NG | 6547 | 11248779.879 | 13.469 | 0.0023947 | EPA/CAMD | EPA/NEI | 2019
2021 | NC | Asheville | 2706 | CT7 | CT | OP | CC | NG | 7653 | 13020823.37 | 0.108 | 1.6589e-05 | EPA/CAMD | EPA/NEI | 2019
2021 | NC | Blewett | 2707 | 1 | GT | OP | CT | DFO | 8 | 1169 | 0.014482 | 0.024777 | EPA/CAMD | NEI avg EF - PM, fuel type, firing type | 1971
2021 | NC | Blewett | 2707 | 1 | HY | OP | NA | WAT |  | 121333.593 |  |  | EIA Prime Mover-level Data
2021 | NC | Blewett | 2707 | 2 | GT | OP | CT | DFO | 12 | 1767.3 | 0.021894 | 0.024777 | EPA/CAMD | NEI avg EF - PM, fuel type, firing type | 1971
2021 | NC | Blewett | 2707 | 2 | HY | OP | NA | WAT |  | 121333.593 |  |  | EIA Prime Mover-level Data
2021 | NC | Blewett | 2707 | 3 | GT | OP | CT | DFO | 12 | 1662.2 | 0.020592 | 0.024777 | EPA/CAMD | NEI avg EF - PM, fuel type, firing type | 1971
2021 | NC | Blewett | 2707 | 3 | HY | OP | NA | WAT |  | 121333.593 |  |  | EIA Prime Mover-level Data
2021 | NC | Blewett | 2707 | 4 | GT | OP | CT | DFO | 11 | 1448.8 | 0.017949 | 0.024777 | EPA/CAMD | NEI avg EF - PM, fuel type, firing type | 1971
2021 | NC | Blewett | 2707 | 4 | HY | OP | NA | WAT |  | 189583.74 |  |  | EIA Prime Mover-level Data
2021 | NC | Blewett | 2707 | 5 | HY | OP | NA | WAT |  | 189583.74 |  |  | EIA Prime Mover-level Data
2021 | NC | Blewett | 2707 | 6 | HY | OP | NA | WAT |  | 189583.74 |  |  | EIA Prime Mover-level Data
2021 | NC | H F Lee Steam Electric Plant | 2709 | 01A | CT | OP | CC | NG | 7108 | 13564399.717 | 42.18 | 0.0062192 | EPA/CAMD | EPA/NEI | 2012
2021 | NC | H F Lee Steam Electric Plant | 2709 | 01B | CT | OP | CC | NG | 6284 | 11599115.947 | 36.02 | 0.0062108 | EPA/CAMD | EPA/NEI | 2012
2021 | NC | H F Lee Steam Electric Plant | 2709 | 01C | CT | OP | CC | NG | 7284 | 13596913.429 | 42.25 | 0.0062146 | EPA/CAMD | EPA/NEI | 2012
2021 | NC | H F Lee Steam Electric Plant | 2709 | 10 | GT | OP | CT | DFO | 145 | 169767.266 | 1.94 | 0.022855 | EPA/CAMD | EPA/NEI | 2000
2021 | NC | H F Lee Steam Electric Plant | 2709 | 11 | GT | OP | CT | DFO | 442 | 533944.614 | 1.94 | 0.0072667 | EPA/CAMD | EPA/NEI | 2000
2021 | NC | H F Lee Steam Electric Plant | 2709 | 12 | GT | OP | CT | NG | 540 | 658412.938 | 4.05 | 0.012302 | EPA/CAMD | EPA/NEI | 2000
2021 | NC | H F Lee Steam Electric Plant | 2709 | 13 | GT | OP | CT | NG | 626 | 760528.582 | 4.05 | 0.01065 | EPA/CAMD | EPA/NEI | 2000
2021 | NC | H F Lee Steam Electric Plant | 2709 | 14 | GT | OP | CT | NG | 745 | 976174.79 | 2.79 | 0.0057162 | EPA/CAMD | EPA/NEI | 2009
2021 | NC | Marshall Dam | 2710 | HC1 | HY | OP | NA | WAT |  | 4934.5 |  |  | EIA Prime Mover-level Data
2021 | NC | Marshall Dam | 2710 | HC2 | HY | OP | NA | WAT |  | 4934.5 |  |  | EIA Prime Mover-level Data
2021 | NC | Roxboro | 2712 | 1 | ST | OP | WALL | BIT | 2111 | 5828183.699 | 28.52 | 0.0097869 | EPA/CAMD | EPA/NEI | 1966
2021 | NC | Roxboro | 2712 | 2 | ST | OP | TANGENTIAL | BIT | 2773 | 12393309.903 | 27.95 | 0.0045105 | EPA/CAMD | EPA/NEI | 1968
2021 | NC | Roxboro | 2712 | 3A | ST | OP | WALL | BIT | 4709 | 10836637.006 | 77.82 | 0.014362 | EPA/CAMD | EPA/NEI | 1973
2021 | NC | Roxboro | 2712 | 3B | ST | OP | WALL | BIT | 5005 | 12304484.03 | 77.82 | 0.012649 | EPA/CAMD | EPA/NEI | 1973
2021 | NC | Roxboro | 2712 | 4A | ST | OP | WALL | BIT | 3223 | 9179060.188 | 123.91 | 0.026998 | EPA/CAMD | EPA/NEI | 1980
2021 | NC | Roxboro | 2712 | 4B | ST | OP | WALL | BIT | 2735 | 7216357.933 | 123.91 | 0.034341 | EPA/CAMD | EPA/NEI | 1980
2021 | NC | L V Sutton | 2713 | 01A | CT | OP | CC | NG | 7852 | 14560551.198 | 68.43 | 0.0093994 | EPA/CAMD | EPA/NEI | 2013
2021 | NC | L V Sutton | 2713 | 01B | CT | OP | CC | NG | 7954 | 14710907.597 | 69.14 | 0.0093998 | EPA/CAMD | EPA/NEI | 2013
2021 | NC | L V Sutton | 2713 | 4 | GT | OP | CT | NG | 481 | 155933.295 | 1.51 | 0.019367 | EPA/CAMD | EPA/NEI | 2017
2021 | NC | L V Sutton | 2713 | 5 | GT | OP | CT | NG | 470 | 147610.827 | 1.42 | 0.01924 | EPA/CAMD | EPA/NEI | 2017
2021 | NC | Tillery | 2714 | 1 | HY | OP | NA | WAT |  | 435776.262 |  |  | EIA Prime Mover-level Data
2021 | NC | Tillery | 2714 | 2 | HY | OP | NA | WAT |  | 356544.214 |  |  | EIA Prime Mover-level Data
2021 | NC | Tillery | 2714 | 3 | HY | OP | NA | WAT |  | 435776.262 |  |  | EIA Prime Mover-level Data
2021 | NC | Tillery | 2714 | 4 | HY | OP | NA | WAT |  | 435776.262 |  |  | EIA Prime Mover-level Data
2021 | NC | Walters | 2715 | 1 | HY | OP | NA | WAT |  | 1130353 |  |  | EIA Prime Mover-level Data
2021 | NC | Walters | 2715 | 2 | HY | OP | NA | WAT |  | 1130353 |  |  | EIA Prime Mover-level Data
2021 | NC | Walters | 2715 | 3 | HY | OP | NA | WAT |  | 1130353 |  |  | EIA Prime Mover-level Data
2021 | NC | W H Weatherspoon | 2716 | 4 | GT | OP | CT | DFO | 29 | 9712.5 | 0.04 | 0.0082368 | EPA/CAMD | EPA/NEI | 1970
2021 | NC | W H Weatherspoon | 2716 | 5 | GT | OP | CT | DFO | 30 | 10136.5 | 0.05 | 0.0098653 | EPA/CAMD | EPA/NEI | 1970
2021 | NC | W H Weatherspoon | 2716 | 6 | GT | OP | CT | DFO | 32 | 10365.8 | 0.05 | 0.0096471 | EPA/CAMD | EPA/NEI | 1971
2021 | NC | W H Weatherspoon | 2716 | 7 | GT | OP | CT | DFO | 31 | 11425.7 | 0.05 | 0.0087522 | EPA/CAMD | EPA/NEI | 1971
2021 | NC | G G Allen | 2718 | 1 | ST | OP | TANGENTIAL | BIT | 68 | 31596.93 | 5.66 | 0.35826 | EPA/CAMD | EPA/NEI | 1957
2021 | NC | G G Allen | 2718 | 2 | ST | OP | TANGENTIAL | BIT | 105 | 50278.015 | 5.66 | 0.22515 | EPA/CAMD | EPA/NEI | 1957
2021 | NC | G G Allen | 2718 | 3 | ST | OP | TANGENTIAL | BIT | 0 |  | 4.51 |  |  | EPA/NEI | 1959
2021 | NC | G G Allen | 2718 | 4 | ST | OP | TANGENTIAL | BIT | 592 | 803302.259 | 4.51 | 0.011229 | EPA/CAMD | EPA/NEI | 1960
2021 | NC | G G Allen | 2718 | 5 | ST | OP | TANGENTIAL | BIT | 730 | 1249400.831 | 5.66 | 0.0090603 | EPA/CAMD | EPA/NEI | 1961
2021 | NC | Bridgewater | 2719 | 1 | HY | OP | NA | WAT |  | 233744.693 |  |  | EIA Prime Mover-level Data
2021 | NC | Bridgewater | 2719 | 2 | HY | OP | NA | WAT |  | 233744.693 |  |  | EIA Prime Mover-level Data
2021 | NC | Bridgewater | 2719 | 3 | HY | OP | NA | WAT |  | 30566.614 |  |  | EIA Prime Mover-level Data
2021 | NC | Buck | 2720 | 11C | CT | OP | CC | NG | 7943 | 15808412.906 | 44.51 | 0.0056312 | EPA/CAMD | EPA/NEI | 2011
2021 | NC | Buck | 2720 | 12C | CT | OP | CC | NG | 8053 | 15645912.614 | 44.51 | 0.0056897 | EPA/CAMD | EPA/NEI | 2011
2021 | NC | Cliffside | 2721 | 5 | ST | OP | TANGENTIAL | BIT | 3216 | 8797565.017 | 77.99 | 0.01773 | EPA/CAMD | EPA/NEI | 1972
2021 | NC | Cliffside | 2721 | 6 | ST | OP | WALL | BIT | 6586 | 37592846.361 | 119.15 | 0.006339 | EPA/CAMD | EPA/NEI | 2012
2021 | NC | Cowans Ford | 2722 | 1 | HY | OP | NA | WAT |  | 396390.25 |  |  | EIA Prime Mover-level Data
2021 | NC | Cowans Ford | 2722 | 2 | HY | OP | NA | WAT |  | 396390.25 |  |  | EIA Prime Mover-level Data
2021 | NC | Cowans Ford | 2722 | 3 | HY | OP | NA | WAT |  | 396390.25 |  |  | EIA Prime Mover-level Data
2021 | NC | Cowans Ford | 2722 | 4 | HY | OP | NA | WAT |  | 396390.25 |  |  | EIA Prime Mover-level Data
2021 | NC | Dan River | 2723 | 8C | CT | OP | CC | NG | 7393 | 14809941.234 | 129.64 | 0.017507 | EPA/CAMD | EPA/NEI | 2012
2021 | NC | Dan River | 2723 | 9C | CT | OP | CC | NG | 7557 | 15109538.119 | 129.64 | 0.01716 | EPA/CAMD | EPA/NEI | 2012
2021 | NC | Lookout Shoals | 2726 | 1 | HY | OP | NA | WAT |  | 330165.667 |  |  | EIA Prime Mover-level Data
2021 | NC | Lookout Shoals | 2726 | 2 | HY | OP | NA | WAT |  | 330165.667 |  |  | EIA Prime Mover-level Data
2021 | NC | Lookout Shoals | 2726 | 3 | HY | OP | NA | WAT |  | 330165.667 |  |  | EIA Prime Mover-level Data
2021 | NC | Marshall | 2727 | 1 | ST | OP | TANGENTIAL | BIT | 3755 | 8898486.791 | 53.61 | 0.012049 | EPA/CAMD | EPA/NEI | 1965
2021 | NC | Marshall | 2727 | 2 | ST | OP | TANGENTIAL | BIT | 4130 | 9839651.151 | 53.61 | 0.010897 | EPA/CAMD | EPA/NEI | 1966
2021 | NC | Marshall | 2727 | 3 | ST | OP | TANGENTIAL | BIT | 3932 | 15945607.115 | 70.52 | 0.0088451 | EPA/CAMD | EPA/NEI | 1969
2021 | NC | Marshall | 2727 | 4 | ST | OP | TANGENTIAL | BIT | 7305 | 33070534.189 | 131.51 | 0.0079533 | EPA/CAMD | EPA/NEI | 1970
2021 | NC | Mountain Island | 2728 | 1 | HY | OP | NA | WAT |  | 281101.5 |  |  | EIA Prime Mover-level Data
2021 | NC | Mountain Island | 2728 | 2 | HY | OP | NA | WAT |  | 281101.5 |  |  | EIA Prime Mover-level Data
2021 | NC | Mountain Island | 2728 | 3 | HY | OP | NA | WAT |  | 281101.5 |  |  | EIA Prime Mover-level Data
2021 | NC | Mountain Island | 2728 | 4 | HY | OP | NA | WAT |  | 281101.5 |  |  | EIA Prime Mover-level Data
2021 | NC | Oxford Dam | 2729 | 1 | HY | OP | NA | WAT |  | 513893 |  |  | EIA Prime Mover-level Data
2021 | NC | Oxford Dam | 2729 | 2 | HY | OP | NA | WAT |  | 513893 |  |  | EIA Prime Mover-level Data
2021 | NC | Rhodhiss | 2730 | 1 | HY | OP | NA | WAT |  | 217889.333 |  |  | EIA Prime Mover-level Data
2021 | NC | Rhodhiss | 2730 | 2 | HY | OP | NA | WAT |  | 217889.333 |  |  | EIA Prime Mover-level Data
2021 | NC | Rhodhiss | 2730 | 3 | HY | OP | NA | WAT |  | 217889.333 |  |  | EIA Prime Mover-level Data
2021 | NC | Turner Shoals | 2735 | 1 | HY | OP | NA | WAT |  | 70134.5 |  |  | EIA Prime Mover-level Data
2021 | NC | Turner Shoals | 2735 | 2 | HY | OP | NA | WAT |  | 70134.5 |  |  | EIA Prime Mover-level Data
2021 | NC | Tuxedo | 2736 | 1 | HY | OP | NA | WAT |  | 96397.5 |  |  | EIA Prime Mover-level Data
2021 | NC | Tuxedo | 2736 | 2 | HY | OP | NA | WAT |  | 96397.5 |  |  | EIA Prime Mover-level Data
2021 | NC | Bear Creek Dam | 2741 | 1 | HY | OP | NA | WAT |  | 289449 |  |  | EIA Prime Mover-level Data
2021 | NC | Cedar Cliff | 2743 | 1 | HY | OP | NA | WAT |  | 151339 |  |  | EIA Prime Mover-level Data
2021 | NC | Franklin (NC) | 2745 | 1 | HY | OP | NA | WAT |  | 20994 |  |  | EIA Prime Mover-level Data
2021 | NC | Franklin (NC) | 2745 | 2 | HY | OP | NA | WAT |  | 20994 |  |  | EIA Prime Mover-level Data
2021 | NC | Mission | 2746 | 1 | HY | OP | NA | WAT |  | 30885.333 |  |  | EIA Prime Mover-level Data
2021 | NC | Mission | 2746 | 2 | HY | OP | NA | WAT |  | 30885.333 |  |  | EIA Prime Mover-level Data
2021 | NC | Mission | 2746 | 3 | HY | OP | NA | WAT |  | 30885.333 |  |  | EIA Prime Mover-level Data
2021 | NC | Nantahala | 2747 | 1 | HY | OP | NA | WAT |  | 1887094 |  |  | EIA Prime Mover-level Data
2021 | NC | Tennessee Creek | 2749 | 1 | HY | OP | NA | WAT |  | 212861 |  |  | EIA Prime Mover-level Data
2021 | NC | Thorpe | 2750 | 1 | HY | OP | NA | WAT |  | 771349 |  |  | EIA Prime Mover-level Data
2021 | NC | Tuckasegee | 2751 | 1 | HY | OP | NA | WAT |  | 71629 |  |  | EIA Prime Mover-level Data
2021 | NC | Gaston | 2756 | 1 | HY | OP | NA | WAT |  | 613706.25 |  |  | EIA Prime Mover-level Data
2021 | NC | Gaston | 2756 | 2 | HY | OP | NA | WAT |  | 613706.25 |  |  | EIA Prime Mover-level Data
2021 | NC | Gaston | 2756 | 3 | HY | OP | NA | WAT |  | 613706.25 |  |  | EIA Prime Mover-level Data
2021 | NC | Gaston | 2756 | 4 | HY | OP | NA | WAT |  | 613706.25 |  |  | EIA Prime Mover-level Data
2021 | NC | Roanoke Rapids | 2758 | 1 | HY | OP | NA | WAT |  | 628845.5 |  |  | EIA Prime Mover-level Data
2021 | NC | Roanoke Rapids | 2758 | 2 | HY | OP | NA | WAT |  | 628845.5 |  |  | EIA Prime Mover-level Data
2021 | NC | Roanoke Rapids | 2758 | 3 | HY | OP | NA | WAT |  | 628845.5 |  |  | EIA Prime Mover-level Data
2021 | NC | Roanoke Rapids | 2758 | 4 | HY | OP | NA | WAT |  | 628845.5 |  |  | EIA Prime Mover-level Data
2021 | NC | Lake Lure | 2773 | 1 | HY | OP | NA | WAT |  | 22107.333 |  |  | EIA Prime Mover-level Data
2021 | NC | Lake Lure | 2773 | 2 | HY | OP | NA | WAT |  | 44214.667 |  |  | EIA Prime Mover-level Data
2021 | NC | Chatuge | 2778 | 1 | HY | OP | NA | WAT |  | 443741 |  |  | EIA Prime Mover-level Data
2021 | NC | Fontana Dam | 2779 | 1 | HY | OP | NA | WAT |  | 3735723.816 |  |  | EIA Prime Mover-level Data
2021 | NC | Fontana Dam | 2779 | 2 | HY | OP | NA | WAT |  | 4275328.367 |  |  | EIA Prime Mover-level Data
2021 | NC | Fontana Dam | 2779 | 3 | HY | OP | NA | WAT |  | 3735723.816 |  |  | EIA Prime Mover-level Data
2021 | NC | Hiwassee Dam | 2780 | 1 | HY | OP | NA | WAT |  | 3381175 |  |  | EIA Prime Mover-level Data
2021 | NC | Hiwassee Dam | 2780 | 2 | PS | OP | NA | WAT
2021 | NC | Buxton | 2783 | 1A | IC | OP | NA | DFO |  | 1222.4 | 0.18947 | 0.31 | EIA Prime Mover-level Data | Estimated using an emission factor
2021 | NC | Buxton | 2783 | 2A | IC | OP | NA | DFO |  | 1222.4 | 0.18947 | 0.31 | EIA Prime Mover-level Data | Estimated using an emission factor
2021 | NC | Buxton | 2783 | 3A | IC | OP | NA | DFO |  | 1222.4 | 0.18947 | 0.31 | EIA Prime Mover-level Data | Estimated using an emission factor
2021 | NC | Buxton | 2783 | 4A | IC | OP | NA | DFO |  | 1222.4 | 0.18947 | 0.31 | EIA Prime Mover-level Data | Estimated using an emission factor
2021 | NC | Buxton | 2783 | 5A | IC | OP | NA | DFO |  | 1222.4 | 0.18947 | 0.31 | EIA Prime Mover-level Data | Estimated using an emission factor
2021 | ND | R M Heskett | 2790 | B2 | ST | OP | FLUIDIZED | LIG | 8033 | 5434231.131 | 238.25 | 0.087685 | EPA/CAMD | EPA/NEI | 1963
2021 | ND | R M Heskett | 2790 | CT6 | GT | OP | CT | NG | 306 | 136839.201 | 0.54849 | 0.0080165 | EPA/CAMD | NEI avg EF - PM, fuel type, firing type | 2014
2021 | ND | Jamestown | 2801 | 1 | GT | SB | NA | DFO |  | 16494 | 0.13572 | 0.016457 | EIA Prime Mover-level Data | NEI avg EF - PM, fuel type, firing type
2021 | ND | Jamestown | 2801 | 2 | GT | SB | NA | DFO |  | 16494 | 0.13572 | 0.016457 | EIA Prime Mover-level Data | NEI avg EF - PM, fuel type, firing type
2021 | ND | Grafton | 2811 | 1 | IC | SB | NA | DFO
2021 | ND | Grafton | 2811 | 2 | IC | SB | NA | DFO
2021 | ND | Grafton | 2811 | 3 | IC | SB | NA | DFO
2021 | ND | Grafton | 2811 | 4 | IC | SB | NA | DFO
2021 | ND | Garrison | 2815 | 1 | HY | OP | NA | WAT |  | 3666174.552 |  |  | EIA Prime Mover-level Data
2021 | ND | Garrison | 2815 | 2 | HY | OP | NA | WAT |  | 3666174.552 |  |  | EIA Prime Mover-level Data
2021 | ND | Garrison | 2815 | 3 | HY | OP | NA | WAT |  | 3666174.552 |  |  | EIA Prime Mover-level Data
2021 | ND | Garrison | 2815 | 4 | HY | OP | NA | WAT |  | 3295336.172 |  |  | EIA Prime Mover-level Data
2021 | ND | Garrison | 2815 | 5 | HY | OP | NA | WAT |  | 3295336.172 |  |  | EIA Prime Mover-level Data
2021 | ND | Leland Olds | 2817 | 1 | ST | OP | WALL | RC | 6659 | 11794436.868 | 121.2 | 0.020552 | EPA/CAMD | EPA/NEI | 1966
2021 | ND | Leland Olds | 2817 | 2 | ST | OP | CYCLONE | RC | 5359 | 18248445.593 | 186.9 | 0.020484 | EPA/CAMD | EPA/NEI | 1975
2021 | ND | Milton R Young | 2823 | B1 | ST | OP | CYCLONE | RC | 7335 | 16711496.077 | 113.97 | 0.01364 | EPA/CAMD | EPA/NEI | 1970
2021 | ND | Milton R Young | 2823 | B2 | ST | OP | CYCLONE | RC | 8111 | 32849766.672 | 240.96 | 0.01467 | EPA/CAMD | EPA/NEI | 1977
2021 | OH | Cardinal | 2828 | 1 | ST | OP | CELL | BIT | 5507 | 31081427.573 | 52.31 | 0.003366 | EPA/CAMD | EPA/NEI | 1967
2021 | OH | Cardinal | 2828 | 2 | ST | OP | CELL | BIT | 5948 | 33590218.979 | 25.86 | 0.0015397 | EPA/CAMD | EPA/NEI | 1967
2021 | OH | Cardinal | 2828 | 3 | ST | OP | WALL | BIT | 7118 | 39508275.049 | 443.36 | 0.022444 | EPA/CAMD | EPA/NEI | 1977
2021 | OH | Cardinal | 2828 | B008 | ST | OP | OTHER BOILER | DFO | 125 | 58853.6 | 0.68 | 0.023108 | EPA/CAMD | EPA/NEI | 1977
2021 | OH | Cardinal | 2828 | B010 | ST | OP | OTHER BOILER | DFO | 217 | 6872.8 | 0.48 | 0.13968 | EPA/CAMD | EPA/NEI | 2007
2021 | OH | Walter C Beckjord | 2830 | BECK1 | BA | OP | NA | MWH |  | 0 |  |  | EIA Prime Mover-level Data
2021 | OH | Walter C Beckjord | 2830 | BECK2 | BA | OP | NA | MWH |  | 0 |  |  | EIA Prime Mover-level Data
2021 | OH | Dicks Creek Power Company LLC | 2831 | 1 | GT | OP | CT | NG | 100 | 145510.2 | 0.2 | 0.0027489 | EPA/CAMD | EPA/NEI | 1965
2021 | OH | Miami Fort Power Station | 2832 | 6 | ST | OP | TANGENTIAL | BIT | 0 | [5 empty] | 1960
2021 | OH | Miami Fort Power Station | 2832 | 7 | ST | OP | CELL | BIT | 7223 | 33711397.715 | 357.3333 | 0.0212 | EPA/CAMD | EPA/NEI | 1975
2021 | OH | Miami Fort Power Station | 2832 | 8 | ST | OP | WALL | BIT | 7949 | 34898182.469 | 400.9168 | 0.022976 | EPA/CAMD | EPA/NEI | 1978
2021 | OH | Avon Lake Power Plant | 2836 | 12 | ST | OP | CELL | BIT | 2250 | 8201701.664 | 180.36 | 0.043981 | EPA/CAMD | EPA/NEI | 1970
2021 | OH | Avon Lake Power Plant | 2836 | CT10 | GT | OP | CT | DFO | 8 | 1495 | 0.018521 | 0.024777 | EPA/CAMD | NEI avg EF - PM, fuel type, firing type | 1973
2021 | OH | Tait Electric Generating Station | 2847 | 1 | GT | OP | CT | NG | 1038 | 648974.3 | 7.012 | 0.021609 | EPA/CAMD | EPA/NEI | 1995
2021 | OH | Tait Electric Generating Station | 2847 | 2 | GT | OP | CT | NG | 1110 | 651143.7 | 7.58 | 0.023282 | EPA/CAMD | EPA/NEI | 1997
2021 | OH | Tait Electric Generating Station | 2847 | 3 | GT | OP | CT | NG | 2813 | 1827846.4 | 19.664 | 0.021516 | EPA/CAMD | EPA/NEI | 1999
2021 | OH | Tait Electric Generating Station | 2847 | CT4 | GT | OP | CT | NG | 3037 | 2268765.3 | 9.0938 | 0.0080165 | EPA/CAMD | NEI avg EF - PM, fuel type, firing type | 2002
2021 | OH | Tait Electric Generating Station | 2847 | CT5 | GT | OP | CT | NG | 3029 | 2224272.7 | 8.9154 | 0.0080165 | EPA/CAMD | NEI avg EF - PM, fuel type, firing type | 2002
2021 | OH | Tait Electric Generating Station | 2847 | CT6 | GT | OP | CT | NG | 2960 | 2220915.1 | 8.902 | 0.0080165 | EPA/CAMD | NEI avg EF - PM, fuel type, firing type | 2002
2021 | OH | Tait Electric Generating Station | 2847 | CT7 | GT | OP | CT | NG | 2795 | 1808268.3 | 7.248 | 0.0080165 | EPA/CAMD | NEI avg EF - PM, fuel type, firing type | 2002
2021 | OH | O H Hutchings | 2848 | H-7 | GT | OP | CT | NG | 64 | 32034.7 | 0.1284 | 0.0080165 | EPA/CAMD | NEI avg EF - PM, fuel type, firing type | 1968
2021 | OH | Monument | 2851 | 1 | IC | OP | NA | DFO |  | 261.2 | 0.040486 | 0.31 | EIA Prime Mover-level Data | Estimated using an emission factor
2021 | OH | Monument | 2851 | 2 | IC | OP | NA | DFO |  | 261.2 | 0.040486 | 0.31 | EIA Prime Mover-level Data | Estimated using an emission factor
2021 | OH | Monument | 2851 | 3 | IC | OP | NA | DFO |  | 261.2 | 0.040486 | 0.31 | EIA Prime Mover-level Data | Estimated using an emission factor
2021 | OH | Monument | 2851 | 4 | IC | OP | NA | DFO |  | 261.2 | 0.040486 | 0.31 | EIA Prime Mover-level Data | Estimated using an emission factor
2021 | OH | Monument | 2851 | 5 | IC | OP | NA | DFO |  | 261.2 | 0.040486 | 0.31 | EIA Prime Mover-level Data | Estimated using an emission factor
2021 | OH | Sidney (OH) | 2852 | 1 | IC | OP | NA | DFO |  | 396.8 | 0.061504 | 0.31 | EIA Prime Mover-level Data | Estimated using an emission factor
2021 | OH | Sidney (OH) | 2852 | 2 | IC | OP | NA | DFO |  | 396.8 | 0.061504 | 0.31 | EIA Prime Mover-level Data | Estimated using an emission factor
2021 | OH | Sidney (OH) | 2852 | 3 | IC | OP | NA | DFO |  | 396.8 | 0.061504 | 0.31 | EIA Prime Mover-level Data | Estimated using an emission factor
2021 | OH | Sidney (OH) | 2852 | 4 | IC | OP | NA | DFO |  | 396.8 | 0.061504 | 0.31 | EIA Prime Mover-level Data | Estimated using an emission factor
2021 | OH | Sidney (OH) | 2852 | 5 | IC | OP | NA | DFO |  | 396.8 | 0.061504 | 0.31 | EIA Prime Mover-level Data | Estimated using an emission factor
2021 | OH | Yankee Street | 2854 | 1 | GT | OP | NA | NG |  | 29027.016 | 0.11635 | 0.0080165 | EIA Prime Mover-level Data | NEI avg EF - PM, fuel type
2021 | OH | Yankee Street | 2854 | 2 | GT | OP | NA | NG |  | 29027.016 | 0.11635 | 0.0080165 | EIA Prime Mover-level Data | NEI avg EF - PM, fuel type
2021 | OH | Yankee Street | 2854 | 3 | GT | OP | NA | NG |  | 29027.016 | 0.11635 | 0.0080165 | EIA Prime Mover-level Data | NEI avg EF - PM, fuel type
2021 | OH | Yankee Street | 2854 | 4 | GT | OP | NA | NG |  | 27457.988 | 0.11006 | 0.0080165 | EIA Prime Mover-level Data | NEI avg EF - PM, fuel type
2021 | OH | Yankee Street | 2854 | 5 | GT | OP | NA | NG |  | 27457.988 | 0.11006 | 0.0080165 | EIA Prime Mover-level Data | NEI avg EF - PM, fuel type
2021 | OH | Yankee Street | 2854 | 6 | GT | OP | NA | NG |  | 27457.988 | 0.11006 | 0.0080165 | EIA Prime Mover-level Data | NEI avg EF - PM, fuel type
2021 | OH | Yankee Street | 2854 | 7 | GT | OP | NA | NG |  | 27457.988 | 0.11006 | 0.0080165 | EIA Prime Mover-level Data | NEI avg EF - PM, fuel type
2021 | OH | Yankee Street | 2854 | YS1 | PV | OP | NA | SUN |  | 7773 |  |  | EIA Prime Mover-level Data
2021 | OH | Niles | 2861 | CTA | GT | OP | CT | DFO | 24 | 5246.2 | 0.03 | 0.011437 | EPA/CAMD | EPA/NEI | 1972
2021 | OH | W H Sammis | 2866 | 1 | ST | OP | WALL | BIT | 0 | [5 empty] | 1959
2021 | OH | W H Sammis | 2866 | 2 | ST | OP | WALL | BIT | 0 | [5 empty] | 1960
2021 | OH | W H Sammis | 2866 | 3 | ST | OP | WALL | BIT | 0 | [5 empty] | 1961
2021 | OH | W H Sammis | 2866 | 4 | ST | OP | WALL | BIT | 0 | [5 empty] | 1962
2021 | OH | W H Sammis | 2866 | 5 | ST | OP | WALL | BIT | 3941 | 7046327.69 | 35.3 | 0.010019 | EPA/CAMD | EPA/NEI | 1967
2021 | OH | W H Sammis | 2866 | 6 | ST | OP | WALL | BIT | 4170 | 20511503.102 | 103.8 | 0.010121 | EPA/CAMD | EPA/NEI | 1969
2021 | OH | W H Sammis | 2866 | 7 | ST | OP | CELL | BIT | 5602 | 26281492.835 | 131.4 | 0.0099994 | EPA/CAMD | EPA/NEI | 1971
2021 | OH | West Lorain | 2869 | 1A | GT | OP | CT | DFO | 10 | 10500 | 0.0203 | 0.0038667 | EPA/CAMD | EPA/NEI | 1973
2021 | OH | West Lorain | 2869 | 1B | GT | OP | CT | DFO | 9 | 9450 | 0.008 | 0.0016931 | EPA/CAMD | EPA/NEI | 1973
2021 | OH | West Lorain | 2869 | 2 | GT | OP | CT | DFO | 1049 | 740536.754 | 0.7843 | 0.0021182 | EPA/CAMD | EPA/NEI | 2001
2021 | OH | West Lorain | 2869 | 3 | GT | OP | CT | DFO | 1239 | 883490.9 | 0.928 | 0.0021008 | EPA/CAMD | EPA/NEI | 2001
2021 | OH | West Lorain | 2869 | 4 | GT | OP | CT | DFO | 1126 | 785516.582 | 0.8736 | 0.0022243 | EPA/CAMD | EPA/NEI | 2001
2021 | OH | West Lorain | 2869 | 5 | GT | OP | CT | DFO | 1102 | 766914.073 | 0.8541 | 0.0022274 | EPA/CAMD | EPA/NEI | 2001
2021 | OH | West Lorain | 2869 | 6 | GT | OP | CT | DFO | 1022 | 702410.004 | 0.7786 | 0.0022169 | EPA/CAMD | EPA/NEI | 2001
2021 | OH | Kyger Creek | 2876 | 1 | ST | OP | WALL | BIT | 6004 | 10410426.563 | 125.4734 | 0.024105 | EPA/CAMD | EPA/NEI | 1955
2021 | OH | Kyger Creek | 2876 | 2 | ST | OP | WALL | BIT | 5889 | 9680843.646 | 111.6134 | 0.023059 | EPA/CAMD | EPA/NEI | 1955
2021 | OH | Kyger Creek | 2876 | 3 | ST | OP | WALL | BIT | 7018 | 12239220.683 | 129.7534 | 0.021203 | EPA/CAMD | EPA/NEI | 1955
2021 | OH | Kyger Creek | 2876 | 4 | ST | OP | WALL | BIT | 6856 | 11809047.269 | 105.9434 | 0.017943 | EPA/CAMD | EPA/NEI | 1955
2021 | OH | Kyger Creek | 2876 | 5 | ST | OP | WALL | BIT | 6771 | 11470664.105 | 121.6734 | 0.021215 | EPA/CAMD | EPA/NEI | 1955
2021 | OH | Bay Shore | 2878 | 1 | ST | OP | FLUIDIZED | PC | 7883 | 13623150.576 | 143.76 | 0.021105 | EPA/CAMD | EPA/NEI | 1955
2021 | OH | Richland Peaking Station | 2880 | CTG4 | GT | OP | CT | NG | 1386 | 1638521.18 | 8.85 | 0.010802 | EPA/CAMD | EPA/NEI | 2000
2021 | OH | Richland Peaking Station | 2880 | CTG5 | GT | OP | CT | NG | 1416 | 1761265.411 | 9.418 | 0.010695 | EPA/CAMD | EPA/NEI | 2000
2021 | OH | Richland Peaking Station | 2880 | CTG6 | GT | OP | CT | NG | 1198 | 1356046.963 | 7.367 | 0.010865 | EPA/CAMD | EPA/NEI | 2000
2021 | OH | Stryker | 2881 | 1 | GT | OP | NA | DFO |  | 827 | 0.0068049 | 0.016457 | EIA Prime Mover-level Data | NEI avg EF - PM, fuel type, firing type
2021 | OH | Arcanum | 2902 | 1 | IC | OP | NA | DFO
2021 | OH | Arcanum | 2902 | 2 | IC | OP | NA | DFO
2021 | OH | Bryan (OH) | 2903 | 1 | GT | OP | NA | NG |  | 22454.462 | 0.090003 | 0.0080165 | EIA Prime Mover-level Data | NEI avg EF - PM, fuel type
2021 | OH | Bryan (OH) | 2903 | 2 | GT | OP | NA | NG |  | 22738.696 | 0.091142 | 0.0080165 | EIA Prime Mover-level Data | NEI avg EF - PM, fuel type
2021 | OH | Bryan (OH) | 2903 | 5 | IC | OP | NA | DFO |  | 1905 | 0.29528 | 0.31 | EIA Prime Mover-level Data | Estimated using an emission factor
2021 | OH | Bryan (OH) | 2903 | 6 | GT | OP | NA | NG |  | 7105.842 | 0.028482 | 0.0080165 | EIA Prime Mover-level Data | NEI avg EF - PM, fuel type
2021 | OH | Collinwood | 2906 | 3 | GT | OS | NA | DFO
2021 | OH | West 41st Street | 2909 | 1 | GT | OP | NA | NG
2021 | OH | West 41st Street | 2909 | 2 | GT | OP | NA | NG
2021 | OH | Dover | 2914 | 4 | ST | OP | NA | BIT |  | 945096.778 | 8.7903 | 0.018602 | EIA Unit-level Data | NEI avg EF - PM, fuel type
2021 | OH | Dover | 2914 | 5 | IC | OP | NA | DFO |  | 435 |  |  | EIA Prime Mover-level Data
2021 | OH | Dover | 2914 | 6 | GT | OP | NA | NG |  | 15550 | 0.062328 | 0.0080165 | EIA Prime Mover-level Data | NEI avg EF - PM, fuel type
2021 | OH | Hamilton Municipal Power Plant | 2917 | 9 | ST | OP | TANGENTIAL | NG | 0 | [5 empty] | 1974
2021 | OH | Oberlin (OH) | 2933 | 1 | IC | OP | NA | DFO |  | 688.005 | 0.10664 | 0.31 | EIA Prime Mover-level Data | Estimated using an emission factor
2021 | OH | Oberlin (OH) | 2933 | 10 | IC | OP | NA | NG |  | 312.73 | 6.5986e-05 | 0.000422 | EIA Prime Mover-level Data | Estimated using an emission factor
2021 | OH | Oberlin (OH) | 2933 | 2A | IC | OP | NA | NG |  | 1938.924 | 0.00040911 | 0.000422 | EIA Prime Mover-level Data | Estimated using an emission factor
2021 | OH | Oberlin (OH) | 2933 | 3A | IC | OP | NA | NG |  | 1938.924 | 0.00040911 | 0.000422 | EIA Prime Mover-level Data | Estimated using an emission factor
2021 | OH | Oberlin (OH) | 2933 | 6 | IC | OP | NA | NG |  | 1563.649 | 0.00032993 | 0.000422 | EIA Prime Mover-level Data | Estimated using an emission factor
2021 | OH | Oberlin (OH) | 2933 | 7 | IC | OP | NA | NG |  | 1688.741 | 0.00035632 | 0.000422 | EIA Prime Mover-level Data | Estimated using an emission factor
2021 | OH | Oberlin (OH) | 2933 | 8 | IC | OP | NA | NG |  | 1876.378 | 0.00039592 | 0.000422 | EIA Prime Mover-level Data | Estimated using an emission factor
2021 | OH | Oberlin (OH) | 2933 | 9 | IC | OP | NA | NG |  | 250.184 | 5.2789e-05 | 0.000422 | EIA Prime Mover-level Data | Estimated using an emission factor
2021 | OH | Oberlin (OH) | 2933 | IC4 | IC | OP | NA | NG |  | 1313.465 | 0.00027714 | 0.000422 | EIA Prime Mover-level Data | Estimated using an emission factor
2021 | OH | Orrville | 2935 | 10 | ST | OP | NA | BIT |  | 22658.3 | 0.21074 | 0.018602 | EIA Unit-level Data | NEI avg EF - PM, fuel type
2021 | OH | Orrville | 2935 | 11 | ST | OP | NA | BIT |  | 46790.8 | 0.4352 | 0.018602 | EIA Unit-level Data | NEI avg EF - PM, fuel type
2021 | OH | Orrville | 2935 | 12 | ST | OP | NA | BIT |  | 168044.758 | 1.563 | 0.018602 | EIA Unit-level Data | NEI avg EF - PM, fuel type
2021 | OH | Orrville | 2935 | 13 | ST | OP | NA | NG |  | 215805.55 | 1.0261 | 0.0095098 | EIA Unit-level Data | NEI avg EF - PM, fuel type
2021 | OH | Painesville | 2936 | 3 | ST | OP | NA | BIT |  | 0 | 0 |  | EIA Unit-level Data | NEI avg EF - PM, fuel type
2021 | OH | Painesville | 2936 | 4 | ST | OP | NA | NG |  | 2718.06 | 0.012924 | 0.0095098 | EIA Unit-level Data | NEI avg EF - PM, fuel type
2021 | OH | Painesville | 2936 | 5 | ST | OP | NA | BIT |  | 13391.88 | 0.12456 | 0.018602 | EIA Unit-level Data | NEI avg EF - PM, fuel type
2021 | OH | Painesville | 2936 | WPCP1 | IC | OP | NA | DFO |  | 790 |  |  | EIA Prime Mover-level Data
2021 | OH | Piqua Power Plant | 2937 | 11 | GT | OP | NA | DFO |  | 5818.157 | 0.047874 | 0.016457 | EIA Prime Mover-level Data | NEI avg EF - PM, fuel type, firing type
2021 | OH | Piqua Power Plant | 2937 | 8 | GT | OP | NA | DFO |  | 7138.843 | 0.058741 | 0.016457 | EIA Prime Mover-level Data | NEI avg EF - PM, fuel type, firing type
2021 | OH | St Marys | 2942 | 7 | GT | SB | NA | DFO |  | 71797.6 | 0.59078 | 0.016457 | EIA Prime Mover-level Data | NEI avg EF - PM, fuel type, firing type
2021 | OH | St Marys | 2942 | GT1 | GT | SB | NA | NG |  | 56412.4 | 0.22611 | 0.0080165 | EIA Prime Mover-level Data | NEI avg EF - PM, fuel type
2021 | OH | Anadarko | 2945 | 10 | IC | SB | NA | DFO |  | 6509.846 | 1.009 | 0.31 | EIA Prime Mover-level Data | Estimated using an emission factor
2021 | OH | Anadarko | 2945 | 11 | IC | SB | NA | DFO |  | 6509.846 | 1.009 | 0.31 | EIA Prime Mover-level Data | Estimated using an emission factor
2021 | OH | Anadarko | 2945 | 6 | IC | SB | NA | DFO |  | 3254.923 | 0.50451 | 0.31 | EIA Prime Mover-level Data | Estimated using an emission factor
2021 | OH | Anadarko | 2945 | 7 | IC | SB | NA | DFO |  | 6509.846 | 1.009 | 0.31 | EIA Prime Mover-level Data | Estimated using an emission factor
2021 | OH | Anadarko | 2945 | 8 | IC | SB | NA | DFO |  | 8137.308 | 1.2613 | 0.31 | EIA Prime Mover-level Data | Estimated using an emission factor
2021 | OH | Anadarko | 2945 | 9 | IC | SB | NA | DFO |  | 11392.231 | 1.7658 | 0.31 | EIA Prime Mover-level Data | Estimated using an emission factor
2021 | OK | Horseshoe Lake | 2951 | 10 | GT | OP | CT | NG | 2140 | 795335.42 | 2.784 | 0.0070008 | EPA/CAMD | EPA/NEI | 2000
2021 | OK | Horseshoe Lake | 2951 | 6 | ST | OP | WALL | NG | 1856 | 1929611.758 | 6.995 | 0.0072502 | EPA/CAMD | EPA/NEI | 1958
2021 | OK | Horseshoe Lake | 2951 | 7 | CT | OP | CC | NG | 1127 | 1346122.247 | 4.882 | 0.0072534 | EPA/CAMD | EPA/NEI | 1963
2021 | OK | Horseshoe Lake | 2951 | 8 | ST | OP | TANGENTIAL | NG | 2320 | 3946815.314 | 14.305 | 0.0072489 | EPA/CAMD | EPA/NEI | 1969
2021 | OK | Horseshoe Lake | 2951 | 9 | GT | OP | CT | NG | 2890 | 1124195.399 | 3.935 | 0.0070006 | EPA/CAMD | EPA/NEI | 2000
2021 | OK | Muskogee | 2952 | 4 | ST | OP | TANGENTIAL | NG | 1506 | 3543683.083 | 12.953 | 0.0073105 | EPA/CAMD | EPA/NEI | 1977
2021 | OK | Muskogee | 2952 | 5 | ST | OP | TANGENTIAL | NG | 1248 | 3038884.095 | 11.161 | 0.0073455 | EPA/CAMD | EPA/NEI | 1978
2021 | OK | Muskogee | 2952 | 6 | ST | OP | TANGENTIAL | SUB | 6913 | 31136356.073 | 405.4074 | 0.026041 | EPA/CAMD | EPA/NEI | 1984
2021 | OK | Mustang | 2953 | SLR1 | PV | OP | NA | SUN |  | 39545 |  |  | EIA Prime Mover-level Data
2021 | OK | Mustang | 2953 | T10 | GT | OP | CT | NG | 4264 | 1705326.152 | 3.155 | 0.0037002 | EPA/CAMD | EPA/NEI | 2017
2021 | OK | Mustang | 2953 | T11 | GT | OP | CT | NG | 4168 | 1662390.738 | 3.076 | 0.0037007 | EPA/CAMD | EPA/NEI | 2017
2021 | OK | Mustang | 2953 | T12 | GT | OP | CT | NG | 4150 | 1665417.501 | 3.081 | 0.0037 | EPA/CAMD | EPA/NEI | 2017
2021 | OK | Mustang | 2953 | T6 | GT | OP | CT | NG | 4016 | 1637224.05 | 3.0288 | 0.0036999 | EPA/CAMD | EPA/NEI | 2017
2021 | OK | Mustang | 2953 | T7 | GT | OP | CT | NG | 3676 | 1469699.82 | 2.72 | 0.0037014 | EPA/CAMD | EPA/NEI | 2017
2021 | OK | Mustang | 2953 | T8 | GT | OP | CT | NG | 4171 | 1670290.682 | 3.09 | 0.0037 | EPA/CAMD | EPA/NEI | 2017
2021 | OK | Mustang | 2953 | T9 | GT | OP | CT | NG | 4233 | 1704534.675 | 3.154 | 0.0037007 | EPA/CAMD | EPA/NEI | 2017
2021 | OK | Seminole (2956) | 2956 | 1 | ST | OP | WALL | NG | 2186 | 4124729.071 | 15.5014 | 0.0075163 | EPA/CAMD | EPA/NEI | 1971
2021 | OK | Seminole (2956) | 2956 | 2 | ST | OP | WALL | NG | 2491 | 5015540.754 | 18.9226 | 0.0075456 | EPA/CAMD | EPA/NEI | 1973
2021 | OK | Seminole (2956) | 2956 | 3 | ST | OP | WALL | NG | 3186 | 6250469.648 | 4.7109 | 0.0015074 | EPA/CAMD | EPA/NEI | 1975
2021 | OK | Northeastern | 2963 | 3301A | CT | OP | CC | NG | 6931 | 9301396.77 | 30.6946 | 0.0066 | EPA/CAMD | EPA/NEI | 2001
2021 | OK | Northeastern | 2963 | 3301B | CT | OP | CC | NG | 6791 | 9001457.063 | 29.7048 | 0.0066 | EPA/CAMD | EPA/NEI | 2001
2021 | OK | Northeastern | 2963 | 3302 | ST | OP | CELL | NG | 1375 | 3549330.459 | 13.31 | 0.0075 | EPA/CAMD | EPA/NEI | 1970
2021 | OK | Northeastern | 2963 | 3313 | ST | OP | TANGENTIAL | SUB | 6406 | 26816608.197 | 20.4204 | 0.001523 | EPA/CAMD | EPA/NEI | 1979
2021 | OK | Southwestern | 2964 | 8002 | ST | OP | WALL | NG | 3421 | 970516.804 | 3.6394 | 0.0075 | EPA/CAMD | EPA/NEI | 1954
2021 | OK | Southwestern | 2964 | 8003 | ST | OP | CELL | NG | 5286 | 5424873.32 | 0.019641 | 7.2412e-06 | EPA/CAMD | EPA/NEI | 1967
2021 | OK | Southwestern | 2964 | 8004 | GT | OP | CT | NG | 1051 | 867592.7 | 2.8631 | 0.0066 | EPA/CAMD | EPA/NEI | 2008
2021 | OK | Southwestern | 2964 | 8005 | GT | OP | CT | NG | 1112 | 887089.3 | 4.4355 | 0.01 | EPA/CAMD | EPA/NEI | 2008
2021 | OK | Southwestern | 2964 | 801N | ST | OP | WALL | NG | 833 | 133952.694 | 0.50232 | 0.0075 | EPA/CAMD | EPA/NEI | 1952
2021 | OK | Southwestern | 2964 | 801S | ST | OP | WALL | NG | 840 | 134017.593 | 0.49922 | 0.00745 | EPA/CAMD | EPA/NEI | 1952
2021 | OK | Tulsa | 2965 | 1402 | ST | OP | WALL | NG | 3194 | 1163842.566 | 4.3644 | 0.0075 | EPA/CAMD | EPA/NEI | 1956
2021 | OK | Tulsa | 2965 | 1404 | ST | OP | WALL | NG | 3527 | 1279118.425 | 4.7967 | 0.0075 | EPA/CAMD | EPA/NEI | 1958
2021 | OK | Weleetka | 2966 | 4 | GT | OP | CT | NG | 13 | 20213.668 | 0.055846 | 0.0055256 | EIA non-ozone season distributed and EPA/CAMD ozone season | EPA/NEI | 1975
2021 | OK | Weleetka | 2966 | 5 | GT | OP | CT | NG | 12 | 19553.932 | 0.061994 | 0.0063408 | EIA non-ozone season distributed and EPA/CAMD ozone season | EPA/NEI | 1976
2021 | OK | Cushing | 2975 | 1 | IC | OP | NA | DFO |  | 2049.39 | 0.31766 | 0.31 | EIA Prime Mover-level Data | Estimated using an emission factor
2021 | OK | Cushing | 2975 | 10 | IC | OP | NA | DFO |  | 3688.902 | 0.57178 | 0.31 | EIA Prime Mover-level Data | Estimated using an emission factor
2021 | OK | Cushing | 2975 | 11 | IC | OP | NA | DFO |  | 5164.463 | 0.80049 | 0.31 | EIA Prime Mover-level Data | Estimated using an emission factor
2021 | OK | Cushing | 2975 | 2 | IC | OP | NA | DFO |  | 819.756 | 0.12706 | 0.31 | EIA Prime Mover-level Data | Estimated using an emission factor
2021 | OK | Cushing | 2975 | 3 | IC | OP | NA | DFO |  | 409.878 | 0.063531 | 0.31 | EIA Prime Mover-level Data | Estimated using an emission factor
2021 | OK | Cushing | 2975 | 4 | IC | OP | NA | DFO |  | 409.878 | 0.063531 | 0.31 | EIA Prime Mover-level Data | Estimated using an emission factor
2021 | OK | Cushing | 2975 | 5 | IC | OP | NA | DFO |  | 409.878 | 0.063531 | 0.31 | EIA Prime Mover-level Data | Estimated using an emission factor
2021 | OK | Cushing | 2975 | 6 | IC | OP | NA | DFO |  | 655.805 | 0.10165 | 0.31 | EIA Prime Mover-level Data | Estimated using an emission factor
2021 | OK | Cushing | 2975 | 7 | IC | OP | NA | DFO |  | 2049.39 | 0.31766 | 0.31 | EIA Prime Mover-level Data | Estimated using an emission factor
2021 | OK | Cushing | 2975 | 8 | IC | OP | NA | DFO |  | 2049.39 | 0.31766 | 0.31 | EIA Prime Mover-level Data | Estimated using an emission factor
2021 | OK | Cushing | 2975 | 9 | IC | OP | NA | DFO |  | 2459.268 | 0.38119 | 0.31 | EIA Prime Mover-level Data | Estimated using an emission factor
2021 | OK | Markham | 2980 | 1 | HY | OP | NA | WAT |  | 636129.75 |  |  | EIA Prime Mover-level Data
2021 | OK | Markham | 2980 | 2 | HY | OP | NA | WAT |  | 636129.75 |  |  | EIA Prime Mover-level Data
2021 | OK | Markham | 2980 | 3 | HY | OP | NA | WAT |  | 636129.75 |  |  | EIA Prime Mover-level Data
2021 | OK | Markham | 2980 | 4 | HY | OP | NA | WAT |  | 636129.75 |  |  | EIA Prime Mover-level Data
2021 | OK | Pensacola | 2981 | 1 | HY | OP | NA | WAT |  | 758470.967 |  |  | EIA Prime Mover-level Data
2021 | OK | Pensacola | 2981 | 2 | HY | OP | NA | WAT |  | 758470.967 |  |  | EIA Prime Mover-level Data
2021 | OK | Pensacola | 2981 | 3 | HY | OP | NA | WAT |  | 758470.967 |  |  | EIA Prime Mover-level Data
2021 | OK | Pensacola | 2981 | 4 | HY | OP | NA | WAT |  | 758470.967 |  |  | EIA Prime Mover-level Data
2021 | OK | Pensacola | 2981 | 5 | HY | OP | NA | WAT |  | 758470.967 |  |  | EIA Prime Mover-level Data
2021 | OK | Pensacola | 2981 | 6 | HY | OP | NA | WAT |  | 758470.967 |  |  | EIA Prime Mover-level Data
2021 | OK | Pensacola | 2981 | A | HY | OS | NA | WAT |  | 17557.198 |  |  | EIA Prime Mover-level Data
2021 | OK | Salina | 2982 | 1 | PS | OP | NA | WAT |  | 0 |  |  | EIA Prime Mover-level Data
2021 | OK | Salina | 2982 | 2 | PS | OP | NA | WAT |  | 0 |  |  | EIA Prime Mover-level Data
2021 | OK | Salina | 2982 | 3 | PS | OP | NA | WAT |  | 0 |  |  | EIA Prime Mover-level Data
2021 | OK | Salina | 2982 | 4 | PS | OP | NA | WAT |  | 0 |  |  | EIA Prime Mover-level Data
2021 | OK | Salina | 2982 | 5 | PS | OP | NA | WAT |  | 0 |  |  | EIA Prime Mover-level Data
2021 | OK | Salina | 2982 | 6 | PS | OP | NA | WAT |  | 0 |  |  | EIA Prime Mover-level Data
2021 | OK | Keystone Dam | 2984 | 1 | HY | OA | NA | WAT |  | 892691.5 |  |  | EIA Prime Mover-level Data
2021 | OK | Keystone Dam | 2984 | 2 | HY | OP | NA | WAT |  | 892691.5 |  |  | EIA Prime Mover-level Data
2021 | OK | Robert S Kerr | 2985 | 1 | HY | OP | NA | WAT |  | 1067887.5 |  |  | EIA Prime Mover-level Data
2021 | OK | Robert S Kerr | 2985 | 2 | HY | OP | NA | WAT |  | 1067887.5 |  |  | EIA Prime Mover-level Data
2021 | OK | Robert S Kerr | 2985 | 3 | HY | OS | NA | WAT |  | 1067887.5 |  |  | EIA Prime Mover-level Data
2021 | OK | Robert S Kerr | 2985 | 4 | HY | OP | NA | WAT |  | 1067887.5 |  |  | EIA Prime Mover-level Data
2021 | OK | Kingfisher | 2986 | 3 | IC | OP | NA | NG |  | 269.231 | 5.6808e-05 | 0.000422 | EIA Prime Mover-level Data | Estimated using an emission factor
2021 | OK | Kingfisher | 2986 | 4 | IC | OP | NA | NG |  | 125 | 2.6375e-05 | 0.000422 | EIA Prime Mover-level Data | Estimated using an emission factor
2021 | OK | Kingfisher | 2986 | 5 | IC | OP | NA | NG |  | 298.077 | 6.2894e-05 | 0.000422 | EIA Prime Mover-level Data | Estimated using an emission factor
2021 | OK | Kingfisher | 2986 | IC1 | IC | OP | NA | NG |  | 105.769 | 2.2317e-05 | 0.000422 | EIA Prime Mover-level Data | Estimated using an emission factor
2021 | OK | Kingfisher | 2986 | IC2 | IC | OP | NA | NG |  | 76.923 | 1.6231e-05 | 0.000422 | EIA Prime Mover-level Data | Estimated using an emission factor
2021 | OK | Webbers Falls | 2987 | 1 | HY | OS | NA | WAT |  | 745346.667 |  |  | EIA Prime Mover-level Data
2021 | OK | Webbers Falls | 2987 | 2 | HY | OP | NA | WAT |  | 745346.667 |  |  | EIA Prime Mover-level Data
2021 | OK | Webbers Falls | 2987 | 3 | HY | OP | NA | WAT |  | 745346.667 |  |  | EIA Prime Mover-level Data
2021 | OK | Mangum | 2991 | 1 | IC | OS | NA | NG |  | 492.701 | 0.00010396 | 0.000422 | EIA Prime Mover-level Data | Estimated using an emission factor
2021 | OK | Mangum | 2991 | 4 | IC | OP | NA | NG |  | 671.866 | 0.00014176 | 0.000422 | EIA Prime Mover-level Data | Estimated using an emission factor
2021 | OK | Mangum | 2991 | 5 | IC | OP | NA | NG |  | 895.821 | 0.00018902 | 0.000422 | EIA Prime Mover-level Data | Estimated using an emission factor
2021 | OK | Mangum | 2991 | 6 | IC | OP | NA | NG |  | 940.612 | 0.00019847 | 0.000422 | EIA Prime Mover-level Data | Estimated using an emission factor
2021 | OK | Pawhuska | 2995 | 1 | IC | OS | NA | DFO |  | 458.267 | 0.071031 | 0.31 | EIA Prime Mover-level Data | Estimated using an emission factor
2021 | OK | Pawhuska | 2995 | 2 | IC | OP | NA | DFO |  | 654.667 | 0.10147 | 0.31 | EIA Prime Mover-level Data | Estimated using an emission factor
2021 | OK | Pawhuska | 2995 | 3 | IC | OP | NA | DFO |  | 1014.733 | 0.15728 | 0.31 | EIA Prime Mover-level Data | Estimated using an emission factor
2021 | OK | Pawhuska | 2995 | 5 | IC | OP | NA | DFO |  | 818.333 | 0.12684 | 0.31 | EIA Prime Mover-level Data | Estimated using an emission factor
2021 | OK | Boomer Lake Station | 3000 | 3 | IC | OP | NA | DFO |  | 102 | 0.01581 | 0.31 | EIA Prime Mover-level Data | Estimated using an emission factor
2021 | OK | Boomer Lake Station | 3000 | 4 | IC | OP | NA | DFO |  | 102 | 0.01581 | 0.31 | EIA Prime Mover-level Data | Estimated using an emission factor
2021 | OK | Boomer Lake Station | 3000 | 5 | IC | OP | NA | DFO |  | 102 | 0.01581 | 0.31 | EIA Prime Mover-level Data | Estimated using an emission factor
2021 | OK | Fort Gibson | 3003 | 1 | HY | OP | NA | WAT |  | 594305 |  |  | EIA Prime Mover-level Data
2021 | OK | Fort Gibson | 3003 | 2 | HY | OP | NA | WAT |  | 594305 |  |  | EIA Prime Mover-level Data
2021 | OK | Fort Gibson | 3003 | 3 | HY | OP | NA | WAT |  | 594305 |  |  | EIA Prime Mover-level Data
2021 | OK | Fort Gibson | 3003 | 4 | HY | OP | NA | WAT |  | 594305 |  |  | EIA Prime Mover-level Data
2021 | OK | Tenkiller Ferry | 3004 | 1 | HY | OP | NA | WAT |  | 688410.5 |  |  | EIA Prime Mover-level Data
2021 | OK | Tenkiller Ferry | 3004 | 2 | HY | OP | NA | WAT |  | 688410.5 |  |  | EIA Prime Mover-level Data
2021 | OK | Anadarko | 3006 | 10 | GT | OP | CT | NG | 2260 | 602106.955 | 0.686 | 0.0022787 | EPA/CAMD | EPA/NEI | 2009
2021 | OK | Anadarko | 3006 | 11 | GT | OP | CT | NG | 2475 | 704012.693 | 0.442 | 0.0012557 | EPA/CAMD | EPA/NEI | 2009
2021 | OK | Anadarko | 3006 | 3 | ST | OP | WALL | NG | 57 | 1247.65 | 0.004636 | 0.0074316 | EPA/CAMD | EPA/NEI | 1958
2021 | OK | Anadarko | 3006 | 4 | CT | OP | CC | NG | 398 | 243123.658 | 0.31606 | 0.0026 | EPA/CAMD | EPA/NEI | 1977
2021 | OK | Anadarko | 3006 | 5 | CT | OP | CC | NG | 1085 | 723776.735 | 0.47046 | 0.0013 | EPA/CAMD | EPA/NEI | 1977
2021 | OK | Anadarko | 3006 | 6 | CT | OP | CC | NG | 498 | 360375.656 | 0.73877 | 0.0041 | EPA/CAMD | EPA/NEI | 1977
2021 | OK | Anadarko | 3006 | 7 | GT | OP | CT | NG | 2099 | 585511.148 | 2.9175 | 0.0099657 | EPA/CAMD | EPA/NEI | 2001
2021 | OK | Anadarko | 3006 | 8 | GT | OP | CT | NG | 3114 | 925280.816 | 4.335 | 0.0093701 | EPA/CAMD | EPA/NEI | 2001
2021 | OK | Anadarko | 3006 | 9 | GT | OP | CT | NG | 2391 | 615000.159 | 0.392 | 0.0012748 | EPA/CAMD | EPA/NEI | 2009
2021 | OK | Mooreland | 3008 | 1 | ST | OP | WALL | NG | 159 | 50597.311 | 0.18852 | 0.0074517 | EPA/CAMD | EPA/NEI | 1964
2021 | OK | Mooreland | 3008 | 2 | ST | OP | WALL | NG | 790 | 222176.837 | 0.82772 | 0.007451 | EPA/CAMD | EPA/NEI | 1968
2021 | OK | Mooreland | 3008 | 3 | ST | OP | WALL | NG | 1470 | 446820.982 | 1.6646 | 0.007451 | EPA/CAMD | EPA/NEI | 1975
2021 | OR | Hells Canyon | 3013 | 1 | HY | OP | NA | WAT |  | 4152133.667 |  |  | EIA Prime Mover-level Data
2021 | OR | Hells Canyon | 3013 | 2 | HY | OP | NA | WAT |  | 4152133.667 |  |  | EIA Prime Mover-level Data
2021 | OR | Hells Canyon | 3013 | 3 | HY | OA | NA | WAT |  | 4152133.667 |  |  | EIA Prime Mover-level Data
2021 | OR | Oxbow (OR) | 3014 | 1 | HY | OP | NA | WAT |  | 1516565.75 |  |  | EIA Prime Mover-level Data
2021 | OR | Oxbow (OR) | 3014 | 2 | HY | OP | NA | WAT |  | 1516565.75 |  |  | EIA Prime Mover-level Data
2021 | OR | Oxbow (OR) | 3014 | 3 | HY | OP | NA | WAT |  | 1516565.75 |  |  | EIA Prime Mover-level Data
2021 | OR | Oxbow (OR) | 3014 | 4 | HY | OP | NA | WAT |  | 1516565.75 |  |  | EIA Prime Mover-level Data
2021 | OR | Clearwater 1 | 3020 | 1 | HY | OP | NA | WAT |  | 159049 |  |  | EIA Prime Mover-level Data
2021 | OR | Clearwater 2 | 3021 | 1 | HY | OP | NA | WAT |  | 135758 |  |  | EIA Prime Mover-level Data
2021 | OR | Eagle Point | 3024 | 1 | HY | OP | NA | WAT |  | 118655 |  |  | EIA Prime Mover-level Data
2021 | OR | East Side | 3025 | 1 | HY | OP | NA | WAT
2021 | OR | Fish Creek | 3026 | 1 | HY | OP | NA | WAT |  | 108238 |  |  | EIA Prime Mover-level Data
2021 | OR | John C Boyle | 3028 | 1 | HY | OP | NA | WAT |  | 695806.984 |  |  | EIA Prime Mover-level Data
2021 | OR | John C Boyle | 3028 | 2 | HY | OP | NA | WAT |  | 669524.016 |  |  | EIA Prime Mover-level Data
2021 | OR | Lemolo 1 | 3029 | 1 | HY | OP | NA | WAT |  | 736259 |  |  | EIA Prime Mover-level Data
2021 | OR | Prospect 1 | 3032 | 1 | HY | OP | NA | WAT |  | 41802 |  |  | EIA Prime Mover-level Data
2021 | OR | Prospect 2 | 3033 | 1 | HY | OP | NA | WAT |  | 677126 |  |  | EIA Prime Mover-level Data
2021 | OR | Prospect 2 | 3033 | 2 | HY | OP | NA | WAT |  | 677126 |  |  | EIA Prime Mover-level Data
2021 | OR | Prospect 3 | 3034 | 1 | HY | OP | NA | WAT |  | 94018 |  |  | EIA Prime Mover-level Data
2021 | OR | Prospect 4 | 3035 | 1 | HY | OP | NA | WAT |  | 8674 |  |  | EIA Prime Mover-level Data
2021 | OR | Slide Creek | 3036 | 1 | HY | OP | NA | WAT |  | 327623 |  |  | EIA Prime Mover-level Data
2021 | OR | Soda Springs | 3037 | 1 | HY | OP | NA | WAT |  | 279261 |  |  | EIA Prime Mover-level Data
2021 | OR | Toketee Falls | 3040 | 1 | HY | OP | NA | WAT |  | 425074 |  |  | EIA Prime Mover-level Data
2021 | OR | Toketee Falls | 3040 | 2 | HY | OP | NA | WAT |  | 425074 |  |  | EIA Prime Mover-level Data
2021 | OR | Toketee Falls | 3040 | 3 | HY | OP | NA | WAT |  | 425074 |  |  | EIA Prime Mover-level Data
2021 | OR | Wallowa Falls | 3041 | 1 | HY | OP | NA | WAT |  | 27236 |  |  | EIA Prime Mover-level Data
2021 | OR | Faraday | 3045 | 6 | HY | OA | NA | WAT |  | 0 |  |  | EIA Prime Mover-level Data
2021 | OR | North Fork | 3047 | 1 | HY | OP | NA | WAT |  | 695646.588 |  |  | EIA Prime Mover-level Data
2021 | OR | North Fork | 3047 | 2 | HY | OP | NA | WAT |  | 782602.412 |  |  | EIA Prime Mover-level Data
2021 | OR | Pelton | 3048 | 1 | HY | OP | NA | WAT |  | 1069923.361 |  |  | EIA Prime Mover-level Data
2021 | OR | Pelton | 3048 | 2 | HY | OP | NA | WAT |  | 770344.82 |  |  | EIA Prime Mover-level Data
2021 | OR | Pelton | 3048 | 3 | HY | OP | NA | WAT |  | 770344.82 |  |  | EIA Prime Mover-level Data
2021 | OR | River Mill | 3049 | 1 | HY | OP | NA | WAT |  | 123506.186 |  |  | EIA Prime Mover-level Data
2021 | OR | River Mill | 3049 | 2 | HY | OP | NA | WAT |  | 123506.186 |  |  | EIA Prime Mover-level Data
2021 | OR | River Mill | 3049 | 3 | HY | OP | NA | WAT |  | 123506.186 |  |  | EIA Prime Mover-level Data
2021 | OR | River Mill | 3049 | 4 | HY | OP | NA | WAT |  | 145961.856 |  |  | EIA Prime Mover-level Data
2021 | OR | River Mill | 3049 | 5 | HY | OP | NA | WAT |  | 187130.585 |  |  | EIA Prime Mover-level Data
2021 | OR | Round Butte | 3050 | 1 | HY | OP | NA | WAT |  | 1998173.054 |  |  | EIA Prime Mover-level Data
2021 | OR | Round Butte | 3050 | 2 | HY | OP | NA | WAT |  | 2308999.973 |  |  | EIA Prime Mover-level Data
2021 | OR | Round Butte | 3050 | 3 | HY | OP | NA | WAT |  | 2308999.973 |  |  | EIA Prime Mover-level Data
2021 | OR | Sullivan | 3053 | 1 | HY | OP | NA | WAT |  | 74833.091 |  |  | EIA Prime Mover-level Data
2021 | OR | Sullivan | 3053 | 10 | HY | OP | NA | WAT |  | 74833.091 |  |  | EIA Prime Mover-level Data
2021 | OR | Sullivan | 3053 | 11 | HY | OP | NA | WAT |  | 74833.091 |  |  | EIA Prime Mover-level Data
2021 | OR | Sullivan | 3053 | 12 | HY | OP | NA | WAT |  | 74833.091 |  |  | EIA Prime Mover-level Data
2021 | OR | Sullivan | 3053 | 13 | HY | OP | NA | WAT |  | 74833.091 |  |  | EIA Prime Mover-level Data
2021 | OR | Sullivan | 3053 | 2 | HY | OP | NA | WAT |  | 74833.091 |  |  | EIA Prime Mover-level Data
2021 | OR | Sullivan | 3053 | 3 | HY | OP | NA | WAT |  | 74833.091 |  |  | EIA Prime Mover-level Data
2021 | OR | Sullivan | 3053 | 4 | HY | OP | NA | WAT |  | 74833.091 |  |  | EIA Prime Mover-level Data
2021 | OR | Sullivan | 3053 | 5 | HY | OP | NA | WAT |  | 74833.091 |  |  | EIA Prime Mover-level Data
2021 | OR | Sullivan | 3053 | 6 | HY | OP | NA | WAT |  | 74833.091 |  |  | EIA Prime Mover-level Data
2021 | OR | Sullivan | 3053 | 7 | HY | OP | NA | WAT |  | 74833.091 |  |  | EIA Prime Mover-level Data
2021 | OR | Sullivan | 3053 | 8 | HY | OP | NA | WAT |  | 74833.091 |  |  | EIA Prime Mover-level Data
2021 | OR | Sullivan | 3053 | 9 | HY | OP | NA | WAT |  | 62360.909 |  |  | EIA Prime Mover-level Data
2021 | OR | Carmen Smith | 3067 | 1 | HY | OP | NA | WAT |  | 607642.709 |  |  | EIA Prime Mover-level Data
2021 | OR | Carmen Smith | 3067 | 2 | HY | OA | NA | WAT |  | 607642.709 |  |  | EIA Prime Mover-level Data
2021 | OR | Carmen Smith | 3067 | 3 | HY | OP | NA | WAT |  | 115242.583 |  |  | EIA Prime Mover-level Data
2021 | OR | Leaburg | 3068 | 1 | HY | OS | NA | WAT
2021 | OR | Leaburg | 3068 | 2 | HY | OS | NA | WAT
2021 | OR | Walterville | 3071 | 1 | HY | OP | NA | WAT |  | 451878 |  |  | EIA Prime Mover-level Data
2021 | OR | Big Cliff | 3074 | 1 | HY | OP | NA | WAT |  | 708263 |  |  | EIA Prime Mover-level Data
2021 | OR | Bonneville | 3075 | 1 | HY | OP | NA | WAT |  | 1632821.934 |  |  | EIA Prime Mover-level Data
2021 | OR | Bonneville | 3075 | 10 | HY | OP | NA | WAT |  | 1895294.245 |  |  | EIA Prime Mover-level Data
2021 | OR | Bonneville | 3075 | 11 | HY | OA | NA | WAT |  | 2029582.404 |  |  | EIA Prime Mover-level Data
2021 | OR | Bonneville | 3075 | 12 | HY | OP | NA | WAT |  | 2029582.404 |  |  | EIA Prime Mover-level Data
2021 | OR | Bonneville | 3075 | 13 | HY | OP | NA | WAT |  | 2029582.404 |  |  | EIA Prime Mover-level Data
2021 | OR | Bonneville | 3075 | 14 | HY | OP | NA | WAT |  | 2029582.404 |  |  | EIA Prime Mover-level Data
2021 | OR | Bonneville | 3075 | 15 | HY | OP | NA | WAT |  | 2029582.404 |  |  | EIA Prime Mover-level Data
2021 | OR | Bonneville | 3075 | 16 | HY | OP | NA | WAT |  | 2029582.404 |  |  | EIA Prime Mover-level Data
2021 | OR | Bonneville | 3075 | 17 | HY | OP | NA | WAT |  | 2029582.404 |  |  | EIA Prime Mover-level Data
2021 | OR | Bonneville | 3075 | 18 | HY | OP | NA | WAT |  | 2029582.404 |  |  | EIA Prime Mover-level Data
2021 | OR | Bonneville | 3075 | 2 | HY | OP | NA | WAT |  | 1632821.934 |  |  | EIA Prime Mover-level Data
2021 | OR | Bonneville | 3075 | 3 | HY | OP | NA | WAT |  | 1895294.245 |  |  | EIA Prime Mover-level Data
2021 | OR | Bonneville | 3075 | 4 | HY | OP | NA | WAT |  | 1895294.245 |  |  | EIA Prime Mover-level Data
2021 | OR | Bonneville | 3075 | 5 | HY | OP | NA | WAT |  | 1895294.245 |  |  | EIA Prime Mover-level Data
2021 | OR | Bonneville | 3075 | 6 | HY | OP | NA | WAT |  | 1895294.245 |  |  | EIA Prime Mover-level Data
2021 | OR | Bonneville | 3075 | 7 | HY | OP | NA | WAT |  | 1895294.245 |  |  | EIA Prime Mover-level Data
2021 | OR | Bonneville | 3075 | 8 | HY | OP | NA | WAT |  | 1895294.245 |  |  | EIA Prime Mover-level Data
2021 | OR | Bonneville | 3075 | 9 | HY | OP | NA | WAT |  | 1895294.245 |  |  | EIA Prime Mover-level Data
2021 | OR | Bonneville | 3075 | F1 | HY | OP | NA | WAT |  | 399812.473 |  |  | EIA Prime Mover-level Data
2021 | OR | Bonneville | 3075 | F2 | HY | OA | NA | WAT |  | 399812.473 |  |  | EIA Prime Mover-level Data
2021 | OR | Cougar | 3076 | 1 | HY | OP | NA | WAT |  | 354653 |  |  | EIA Prime Mover-level Data
2021 | OR | Cougar | 3076 | 2 | HY | OP | NA | WAT |  | 354653 |  |  | EIA Prime Mover-level Data
2021 | OR | Detroit | 3077 | 1 | HY | OS | NA | WAT |  | 852174 |  |  | EIA Prime Mover-level Data
2021 | OR | Detroit | 3077 | 2 | HY | OP | NA | WAT |  | 852174 |  |  | EIA Prime Mover-level Data
2021 | OR | Dexter | 3078 | 1 | HY | OP | NA | WAT |  | 499897 |  |  | EIA Prime Mover-level Data
2021 | OR | Green Peter | 3080 | 1 | HY | OP | NA | WAT |  | 884420.5 |  |  | EIA Prime Mover-level Data
2021 | OR | Green Peter | 3080 | 2 | HY | OP | NA | WAT |  | 884420.5 |  |  | EIA Prime Mover-level Data
2021 | OR | Hills Creek | 3081 | 1 | HY | OP | NA | WAT |  | 456900 |  |  | EIA Prime Mover-level Data
2021 | OR | Hills Creek | 3081 | 2 | HY | OP | NA | WAT |  | 456900 |  |  | EIA Prime Mover-level Data
2021 | OR | John Day | 3082 | 1 | HY | OP | NA | WAT |  | 4052646.938 |  |  | EIA Prime Mover-level Data
2021 | OR | John Day | 3082 | 10 | HY | OP | NA | WAT |  | 4052646.938 |  |  | EIA Prime Mover-level Data
2021 | OR | John Day | 3082 | 11 | HY | OP | NA | WAT |  | 4052646.938 |  |  | EIA Prime Mover-level Data
2021 | OR | John Day | 3082 | 12 | HY | OA | NA | WAT |  | 4052646.938 |  |  | EIA Prime Mover-level Data
2021 | OR | John Day | 3082 | 13 | HY | OA | NA | WAT |  | 4052646.938 |  |  | EIA Prime Mover-level Data
2021 | OR | John Day | 3082 | 14 | HY | OP | NA | WAT |  | 4052646.938 |  |  | EIA Prime Mover-level Data
2021 | OR | John Day | 3082 | 15 | HY | OP | NA | WAT |  | 4052646.938 |  |  | EIA Prime Mover-level Data
2021 | OR | John Day | 3082 | 16 | HY | OP | NA | WAT |  | 4052646.938 |  |  | EIA Prime Mover-level Data
2021 | OR | John Day | 3082 | 2 | HY | OP | NA | WAT |  | 4052646.938 |  |  | EIA Prime Mover-level Data
2021 | OR | John Day | 3082 | 3 | HY | OA | NA | WAT |  | 4052646.938 |  |  | EIA Prime Mover-level Data
2021 | OR | John Day | 3082 | 4 | HY | OP | NA | WAT |  | 4052646.938 |  |  | EIA Prime Mover-level Data
2021 | OR | John Day | 3082 | 5 | HY | OP | NA | WAT |  | 4052646.938 |  |  | EIA Prime Mover-level Data
2021 | OR | John Day | 3082 | 6 | HY | OP | NA | WAT |  | 4052646.938 |  |  | EIA Prime Mover-level Data
2021 | OR | John Day | 3082 | 7 | HY | OS | NA | WAT |  | 4052646.938 |  |  | EIA Prime Mover-level Data
2021 | OR | John Day | 3082 | 8 | HY | OA | NA | WAT |  | 4052646.938 |  |  | EIA Prime Mover-level Data
2021 | OR | John Day | 3082 | 9 | HY | OP | NA | WAT |  | 4052646.938 |  |  | EIA Prime Mover-level Data
2021 | OR | Lookout Point | 3083 | 1 | HY | OP | NA | WAT |  | 581029 |  |  | EIA Prime Mover-level Data
2021 | OR | Lookout Point | 3083 | 2 | HY | OA | NA | WAT |  | 581029 |  |  | EIA Prime Mover-level Data
2021 | OR | Lookout Point | 3083 | 3 | HY | OP | NA | WAT |  | 581029 |  |  | EIA Prime Mover-level Data
2021 | OR | McNary | 3084 | 1 | HY | OP | NA | WAT |  | 2710170.177 |  |  | EIA Prime Mover-level Data
2021 | OR | McNary | 3084 | 10 | HY | OP | NA | WAT |  | 2710170.177 |  |  | EIA Prime Mover-level Data
2021 | OR | McNary | 3084 | 11 | HY | OP | NA | WAT |  | 2710170.177 |  |  | EIA Prime Mover-level Data
2021 | OR | McNary | 3084 | 12 | HY | OP | NA | WAT |  | 2710170.177 |  |  | EIA Prime Mover-level Data
2021 | OR | McNary | 3084 | 13 | HY | OP | NA | WAT |  | 2710170.177 |  |  | EIA Prime Mover-level Data
2021 | OR | McNary | 3084 | 14 | HY | OP | NA | WAT |  | 3116695.703 |  |  | EIA Prime Mover-level Data
2021 | OR | McNary | 3084 | 2 | HY | OP | NA | WAT |  | 2710170.177 |  |  | EIA Prime Mover-level Data
2021 | OR | McNary | 3084 | 3 | HY | OP | NA | WAT |  | 2710170.177 |  |  | EIA Prime Mover-level Data
2021 | OR | McNary | 3084 | 4 | HY | OA | NA | WAT |  | 2710170.177 |  |  | EIA Prime Mover-level Data
2021 | OR | McNary | 3084 | 5 | HY | OP | NA | WAT |  | 2710170.177 |  |  | EIA Prime Mover-level Data
2021 | OR | McNary | 3084 | 6 | HY | OP | NA | WAT |  | 2710170.177 |  |  | EIA Prime Mover-level Data
2021 | OR | McNary | 3084 | 7 | HY | OA | NA | WAT |  | 2710170.177 |  |  | EIA Prime Mover-level Data
2021 | OR | McNary | 3084 | 8 | HY | OP | NA | WAT |  | 2710170.177 |  |  | EIA Prime Mover-level Data
2021 | OR | McNary | 3084 | 9 | HY | OP | NA | WAT |  | 2710170.177 |  |  | EIA Prime Mover-level Data
2021 | PA | Brunot Island Power Station | 3096 | 2A | CT | OP | CC | NG | 231 | 111941.169 | 3.315 | 0.059228 | EPA/CAMD | EPA/NEI | 1973
2021 | PA | Brunot Island Power Station | 3096 | 2B | CT | OP | CC | NG | 234 | 112617.335 | 3.7879 | 0.06727 | EPA/CAMD | EPA/NEI | 1973
2021 | PA | Brunot Island Power Station | 3096 | 3 | CT | OP | CC | NG | 207 | 95767.622 | 3.535 | 0.073825 | EPA/CAMD | EPA/NEI | 1973
2021 | PA | Hamilton (PA) | 3109 | 1 | GT | OP | NA | DFO |  | 5213 | 0.042895 | 0.016457 | EIA Prime Mover-level Data | NEI avg EF - PM, fuel type, firing type
2021 | PA | Hunterstown | 3110 | 1 | GT | OP | NA | NG |  | 151535.333 | 0.60739 | 0.0080165 | EIA Prime Mover-level Data | NEI avg EF - PM, fuel type
2021 | PA | Hunterstown | 3110 | 2 | GT | OP | NA | NG |  | 151535.333 | 0.60739 | 0.0080165 | EIA Prime Mover-level Data | NEI avg EF - PM, fuel type
2021 | PA | Hunterstown | 3110 | 3 | GT | OP | NA | NG |  | 151535.333 | 0.60739 | 0.0080165 | EIA Prime Mover-level Data | NEI avg EF - PM, fuel type
2021 | PA | Mountain | 3111 | 031 | GT | OP | CT | DFO | 207 | 55470.9 | 0.68721 | 0.024777 | EPA/CAMD | NEI avg EF - PM, fuel type, firing type | 1971
2021 | PA | Mountain | 3111 | 032 | GT | OP | CT | DFO | 60 | 15182.4 | 0.18809 | 0.024777 | EPA/CAMD | NEI avg EF - PM, fuel type, firing type | 1971
2021 | PA | Orrtanna | 3112 | 1 | GT | OP | NA | DFO |  | 4127 | 0.033959 | 0.016457 | EIA Prime Mover-level Data | NEI avg EF - PM, fuel type, firing type
2021 | PA | Portland | 3113 | 5 | GT | OP | CT | NG | 47 | 34564.989 | 0.22837 | 0.013214 | EPA/CAMD | EPA/NEI | 1995
2021 | PA | Shawnee (PA) | 3114 | 1 | GT | OP | NA | DFO |  | 5005 | 0.041183 | 0.016457 | EIA Prime Mover-level Data | NEI avg EF - PM, fuel type, firing type
2021 | PA | Titus | 3115 | 4 | GT | OP | NA | DFO |  | 2741.5 | 0.022558 | 0.016457 | EIA Prime Mover-level Data | NEI avg EF - PM, fuel type, firing type
2021 | PA | Titus | 3115 | 5 | GT | OP | NA | DFO |  | 2741.5 | 0.022558 | 0.016457 | EIA Prime Mover-level Data | NEI avg EF - PM, fuel type, firing type
2021 | PA | Tolna | 3116 | 031 | GT | OP | CT | DFO | 103 | 25043.7 | 0.31026 | 0.024777 | EPA/CAMD | NEI avg EF - PM, fuel type, firing type | 1971
2021 | PA | Tolna | 3116 | 032 | GT | OP | CT | DFO | 128 | 29115.5 | 0.3607 | 0.024777 | EPA/CAMD | NEI avg EF - PM, fuel type, firing type | 1971
2021 | PA | York Haven | 3117 | 1 | HY | OP | NA | WAT |  | 852058 |  |  | EIA Prime Mover-level Data
2021 | PA | Conemaugh | 3118 | 1 | ST | OP | TANGENTIAL | RC | 5613 | 36855090.17 | 437.8392 | 0.02376 | EPA/CAMD | EPA/NEI | 1970
2021 | PA | Conemaugh | 3118 | 2 | ST | OP | TANGENTIAL | RC | 6255 | 37302207.638 | 356.2363 | 0.0191 | EPA/CAMD | EPA/NEI | 1971
2021 | PA | Blossburg | 3120 | 1 | GT | OP | NA | NG |  | 11803 | 0.047309 | 0.0080165 | EIA Prime Mover-level Data | NEI avg EF - PM, fuel type
2021 | PA | Homer City | 3122 | 1 | ST | OP | WALL | BIT | 3625 | 14438054.885 | 179.9098 | 0.024922 | EPA/CAMD | EPA/NEI | 1969
2021 | PA | Homer City | 3122 | 2 | ST | OP | WALL | BIT | 3212 | 13305104.762 | 112.83 | 0.01696 | EPA/CAMD | EPA/NEI | 1969
2021 | PA | Homer City | 3122 | 3 | ST | OP | WALL | BIT | 4847 | 19616952.445 | 329.5598 | 0.033599 | EPA/CAMD | EPA/NEI | 1977
2021 | PA | Piney | 3124 | 1 | HY | OP | NA | WAT |  | 195583.333 |  |  | EIA Prime Mover-level Data
2021 | PA | Piney | 3124 | 2 | HY | OP | NA | WAT |  | 195583.333 |  |  | EIA Prime Mover-level Data
2021 | PA | Piney | 3124 | 3 | HY | OP | NA | WAT |  | 195583.333 |  |  | EIA Prime Mover-level Data
2021 | PA | Seward | 3130 | 1 | ST | OP | FLUIDIZED | WC | 6855 | 15198942.805 | 53.05 | 0.0069807 | EPA/CAMD | EPA/NEI | 2004
2021 | PA | Seward | 3130 | 2 | ST | OP | FLUIDIZED | WC | 6924 | 15365145.752 | 53.66 | 0.0069846 | EPA/CAMD | EPA/NEI | 2004
2021 | PA | Shawville | 3131 | 1 | ST | OP | WALL | NG | 1476 | 995738.891 | 2.4662 | 0.0049535 | EPA/CAMD | EPA/NEI | 1954
2021 | PA | Shawville | 3131 | 2 | ST | OP | WALL | NG | 1471 | 987354.792 | 5.3446 | 0.010826 | EPA/CAMD | EPA/NEI | 1954
2021 | PA | Shawville | 3131 | 3 | ST | OP | TANGENTIAL | NG | 2898 | 3202580.991 | 11.2055 | 0.0069978 | EPA/CAMD | EPA/NEI | 1959
2021 | PA | Shawville | 3131 | 4 | ST | OP | TANGENTIAL | NG | 2272 | 2410505.688 | 8.4375 | 0.0070006 | EPA/CAMD | EPA/NEI | 1960
2021 | PA | Warren | 3132 | 005 | GT | OP | CT | NG | 189 | 117581.186 | 0.47129 | 0.0080165 | EPA/CAMD | NEI avg EF - PM, fuel type, firing type | 1972
2021 | PA | Keystone | 3136 | 1 | ST | OP | TANGENTIAL | RC | 6492 | 42094320.406 | 162.0702 | 0.0077003 | EPA/CAMD | EPA/NEI | 1967
2021 | PA | Keystone | 3136 | 2 | ST | OP | TANGENTIAL | RC | 5518 | 35297250.505 | 261.1998 | 0.0148 | EPA/CAMD | EPA/NEI | 1968
2021 | PA | New Castle | 3138 | 3 | ST | OP | WALL | NG | 2049 | 920868.136 | 1.4587 | 0.0031682 | EPA/CAMD | EPA/NEI | 1952
2021 | PA | New Castle | 3138 | 4 | ST | OP | WALL | NG | 3240 | 1744559.226 | 2.5662 | 0.002942 | EPA/CAMD | EPA/NEI | 1958
2021 | PA | New Castle | 3138 | 5 | ST | OP | WALL | NG | 1750 | 993153.654 | 1.8483 | 0.003722 | EPA/CAMD | EPA/NEI | 1964
2021 | PA | TalenEnergy Martin Creek LLC Allentown | 3139 | CTG1 | GT | OP | NA | DFO |  | 1508.25 | 0.01241 | 0.016457 | EIA Prime Mover-level Data | NEI avg EF - PM, fuel type, firing type
2021 | PA | TalenEnergy Martin Creek LLC Allentown | 3139 | CTG2 | GT | OP | NA | DFO |  | 1508.25 | 0.01241 | 0.016457 | EIA Prime Mover-level Data | NEI avg EF - PM, fuel type, firing type
2021 | PA | TalenEnergy Martin Creek LLC Allentown | 3139 | CTG3 | GT | OP | NA | DFO |  | 1508.25 | 0.01241 | 0.016457 | EIA Prime Mover-level Data | NEI avg EF - PM, fuel type, firing type
2021 | PA | TalenEnergy Martin Creek LLC Allentown | 3139 | CTG4 | GT | OP | NA | DFO |  | 1508.25 | 0.01241 | 0.016457 | EIA Prime Mover-level Data | NEI avg EF - PM, fuel type, firing type
2021 | PA | Brunner Island, LLC | 3140 | 1 | ST | OP | TANGENTIAL | BIT | 3031 | 6017303.289 | 48.7585 | 0.016206 | EPA/CAMD | EPA/NEI | 1961
2021 | PA | Brunner Island, LLC | 3140 | 2 | ST | OP | TANGENTIAL | BIT | 3753 | 8269676.262 | 61.0994 | 0.014777 | EPA/CAMD | EPA/NEI | 1965
2021 | PA | Brunner Island, LLC | 3140 | 3 | ST | OP | TANGENTIAL | BIT | 2807 | 13095678.993 | 103.2883 | 0.015774 | EPA/CAMD | EPA/NEI | 1969
2021 | PA | TalenEnergy Martins Creek LLC Fishbach | 3142 | UNT1 | GT | OP | NA | DFO |  | 257 | 0.0021147 | 0.016457 | EIA Prime Mover-level Data | NEI avg EF - PM, fuel type, firing type
2021 | PA | TalenEnergy Martins Creek LLC Fishbach | 3142 | UNT2 | GT | OP | NA | DFO |  | 257 | 0.0021147 | 0.016457 | EIA Prime Mover-level Data | NEI avg EF - PM, fuel type, firing type
2021 | PA | TalenEnergy Martins Creek LLC Harrisburg | 3143 | CTG1 | GT | OP | NA | DFO |  | 4609.667 | 0.03793 | 0.016457 | EIA Prime Mover-level Data | NEI avg EF - PM, fuel type, firing type
2021 | PA | TalenEnergy Martins Creek LLC Harrisburg | 3143 | CTG2 | GT | OP | NA | DFO |  | 4609.667 | 0.03793 | 0.016457 | EIA Prime Mover-level Data | NEI avg EF - PM, fuel type, firing type
2021 | PA | TalenEnergy Martins Creek LLC Harrisburg | 3143 | CTG3 | GT | OP | NA | DFO |  | 4609.667 | 0.03793 | 0.016457 | EIA Prime Mover-level Data | NEI avg EF - PM, fuel type, firing type
2021 | PA | TalenEnergy Martins Creek LLC Harwood | 3144 | CTG1 | GT | OP | NA | DFO |  | 3415.5 | 0.028104 | 0.016457 | EIA Prime Mover-level Data | NEI avg EF - PM, fuel type, firing type
2021 | PA | TalenEnergy Martins Creek LLC Harwood | 3144 | CTG2 | GT | OP | NA | DFO |  | 3415.5 | 0.028104 | 0.016457 | EIA Prime Mover-level Data | NEI avg EF - PM, fuel type, firing type
2021 | PA | Holtwood | 3145 | HW1 | HY | OP | NA | WAT |  | 413589.875 |  |  | EIA Prime Mover-level Data
2021 | PA | Holtwood | 3145 | HW10 | HY | OP | NA | WAT |  | 477219.086 |  |  | EIA Prime Mover-level Data
2021 | PA | Holtwood | 3145 | HW11 | HY | OP | NA | WAT |  | 55675.56 |  |  | EIA Prime Mover-level Data
2021 | PA | Holtwood | 3145 | HW13 | HY | OP | NA | WAT |  | 55675.56 |  |  | EIA Prime Mover-level Data
2021 | PA | Holtwood | 3145 | HW18 | HY | OP | NA | WAT |  | 2624704.974 |  |  | EIA Prime Mover-level Data
2021 | PA | Holtwood | 3145 | HW19 | HY | OP | NA | WAT |  | 2624704.974 |  |  | EIA Prime Mover-level Data
2021 | PA | Holtwood | 3145 | HW2 | HY | OP | NA | WAT |  | 413589.875 |  |  | EIA Prime Mover-level Data
2021 | PA | Holtwood | 3145 | HW3 | HY | OP | NA | WAT |  | 536871.472 |  |  | EIA Prime Mover-level Data
2021 | PA | Holtwood | 3145 | HW4 | HY | OP | NA | WAT |  | 413589.875 |  |  | EIA Prime Mover-level Data
2021 | PA | Holtwood | 3145 | HW5 | HY | OP | NA | WAT |  | 413589.875 |  |  | EIA Prime Mover-level Data
2021 | PA | Holtwood | 3145 | HW6 | HY | OP | NA | WAT |  | 413589.875 |  |  | EIA Prime Mover-level Data
2021 | PA | Holtwood | 3145 | HW7 | HY | OP | NA | WAT |  | 413589.875 |  |  | EIA Prime Mover-level Data
2021 | PA | Holtwood | 3145 | HW8 | HY | OP | NA | WAT |  | 453358.132 |  |  | EIA Prime Mover-level Data
2021 | PA | Holtwood | 3145 | HW9 | HY | OP | NA | WAT |  | 524940.995 |  |  | EIA Prime Mover-level Data
2021 | PA | TalenEnergy Martins Creek LLC Jenkins | 3146 | CTG1 | GT | OP | NA | DFO |  | 578.5 | 0.0047601 | 0.016457 | EIA Prime Mover-level Data | NEI avg EF - PM, fuel type, firing type
2021 | PA | TalenEnergy Martins Creek LLC Jenkins | 3146 | CTG2 | GT | OP | NA | DFO |  | 578.5 | 0.0047601 | 0.016457 | EIA Prime Mover-level Data | NEI avg EF - PM, fuel type, firing type
2021 | PA | TalenEnergy Martins Creek LLC Lock Haven | 3147 | CTG | GT | OP | NA | DFO |  | 288 | 0.0023698 | 0.016457 | EIA Prime Mover-level Data | NEI avg EF - PM, fuel type, firing type
2021 | PA | Martins Creek, LLC | 3148 | 3 | ST | OP | TANGENTIAL | RFO | 743 | 2035837.292 | 7.6713 | 0.0075363 | EPA/CAMD | EPA/NEI | 1975
2021 | PA | Martins Creek, LLC | 3148 | 4 | ST | OP | TANGENTIAL | RFO | 1007 | 2558146.149 | 10.5945 | 0.008283 | EPA/CAMD | EPA/NEI | 1977
2021 | PA | Montour, LLC | 3149 | 1 | ST | OP | TANGENTIAL | BIT | 1309 | 5552985.291 | 61.4053 | 0.022116 | EPA/CAMD | EPA/NEI | 1971
2021 | PA | Montour, LLC | 3149 | 2 | ST | OP | TANGENTIAL | BIT | 1320 | 6259650.347 | 41.4016 | 0.013228 | EPA/CAMD | EPA/NEI | 1973
2021 | PA | Sunbury Generation LP | 3152 | CTG1 | GT | SB | NA | DFO |  | 2088.5 | 0.017185 | 0.016457 | EIA Prime Mover-level Data | NEI avg EF - PM, fuel type, firing type
2021 | PA | Sunbury Generation LP | 3152 | CTG2 | GT | SB | NA | DFO |  | 2088.5 | 0.017185 | 0.016457 | EIA Prime Mover-level Data | NEI avg EF - PM, fuel type, firing type
2021 | PA | Sunbury Generation LP | 3152 | DI2 | IC | SB | NA | DFO |  | 938 | 0.14539 | 0.31 | EIA Prime Mover-level Data | Estimated using an emission factor
2021 | PA | Wallenpaupack | 3153 | WP1 | HY | OP | NA | WAT |  | 516298.5 |  |  | EIA Prime Mover-level Data
2021 | PA | Wallenpaupack | 3153 | WP2 | HY | OP | NA | WAT |  | 516298.5 |  |  | EIA Prime Mover-level Data
2021 | PA | TalenEnergy Martins Creek LLC West Shore | 3154 | CTG1 | GT | OP | NA | DFO |  | 7886.5 | 0.064893 | 0.016457 | EIA Prime Mover-level Data | NEI avg EF - PM, fuel type, firing type
2021 | PA | TalenEnergy Martins Creek LLC West Shore | 3154 | CTG2 | GT | OP | NA | DFO |  | 7886.5 | 0.064893 | 0.016457 | EIA Prime Mover-level Data | NEI avg EF - PM, fuel type, firing type
2021 | PA | TalenEnergy Martins Creek LLC Williamsport | 3155 | CTG1 | GT | OP | NA | DFO |  | 947.5 | 0.0077964 | 0.016457 | EIA Prime Mover-level Data | NEI avg EF - PM, fuel type, firing type
2021 | PA | TalenEnergy Martins Creek LLC Williamsport | 3155 | CTG2 | GT | OP | NA | DFO |  | 947.5 | 0.0077964 | 0.016457 | EIA Prime Mover-level Data | NEI avg EF - PM, fuel type, firing type
2021 | PA | Chester Generating Station | 3157 | 7 | GT | OP | NA | DFO |  | 560.333 | 0.0046106 | 0.016457 | EIA Prime Mover-level Data | NEI avg EF - PM, fuel type, firing type
2021 | PA | Chester Generating Station | 3157 | 8 | GT | OP | NA | DFO |  | 560.333 | 0.0046106 | 0.016457 | EIA Prime Mover-level Data | NEI avg EF - PM, fuel type, firing type
2021 | PA | Chester Generating Station | 3157 | 9 | GT | OP | NA | DFO |  | 560.333 | 0.0046106 | 0.016457 | EIA Prime Mover-level Data | NEI avg EF - PM, fuel type, firing type
2021 | PA | Delaware Generating Station | 3160 | 10 | GT | OP | NA | DFO |  | 1538.727 | 0.012661 | 0.016457 | EIA Prime Mover-level Data | NEI avg EF - PM, fuel type, firing type
2021 | PA | Delaware Generating Station | 3160 | 11 | GT | OP | NA | DFO |  | 1538.727 | 0.012661 | 0.016457 | EIA Prime Mover-level Data | NEI avg EF - PM, fuel type, firing type
2021 | PA | Delaware Generating Station | 3160 | 12 | GT | OP | NA | DFO |  | 1538.727 | 0.012661 | 0.016457 | EIA Prime Mover-level Data | NEI avg EF - PM, fuel type, firing type
2021 | PA | Delaware Generating Station | 3160 | 9 | GT | OP | NA | DFO |  | 1753.818 | 0.014431 | 0.016457 | EIA Prime Mover-level Data | NEI avg EF - PM, fuel type, firing type
2021 | PA | Eddystone Generating Station | 3161 | 3 | ST | OP | TANGENTIAL | NG | 167 | 149774.885 | 1.062 | 0.014182 | EPA/CAMD | EPA/NEI | 1974
2021 | PA | Eddystone Generating Station | 3161 | 4 | ST | OP | TANGENTIAL | NG | 116 | 91819.628 | 0.67723 | 0.014751 | EPA/CAMD | EPA/NEI | 1976
2021 | PA | Falls | 3162 | 1 | GT | OP | NA | DFO |  | 1229.667 | 0.0084 | 0.013662 | EIA Prime Mover-level Data | EPA/NEI
2021 | PA | Falls | 3162 | 2 | GT | OP | NA | DFO |  | 1229.667 | 0.0087 | 0.01415 | EIA Prime Mover-level Data | EPA/NEI
2021 | PA | Falls | 3162 | 3 | GT | OP | NA | DFO |  | 1229.667 | 0.0132 | 0.021469 | EIA Prime Mover-level Data | EPA/NEI
2021 | PA | Moser Generating Station | 3163 | 1 | GT | OP | NA | DFO |  | 13171.667 | 0.1231 | 0.018692 | EIA Prime Mover-level Data | EPA/NEI
2021 | PA | Moser Generating Station | 3163 | 2 | GT | OP | NA | DFO |  | 13171.667 | 0.1035 | 0.015716 | EIA Prime Mover-level Data | EPA/NEI
2021 | PA | Moser Generating Station | 3163 | 3 | GT | OP | NA | DFO |  | 13171.667 | 0.0986 | 0.014972 | EIA Prime Mover-level Data | EPA/NEI
2021 | PA | Muddy Run | 3164 | 1 | PS | OP | NA | WAT |  | 0 |  |  | EIA Prime Mover-level Data
2021 | PA | Muddy Run | 3164 | 2 | PS | OP | NA | WAT |  | 0 |  |  | EIA Prime Mover-level Data
2021 | PA | Muddy Run | 3164 | 3 | PS | OP | NA | WAT |  | 0 |  |  | EIA Prime Mover-level Data
2021 | PA | Muddy Run | 3164 | 4 | PS | OP | NA | WAT |  | 0 |  |  | EIA Prime Mover-level Data
2021 | PA | Muddy Run | 3164 | 5 | PS | OP | NA | WAT |  | 0 |  |  | EIA Prime Mover-level Data
2021 | PA | Muddy Run | 3164 | 6 | PS | OP | NA | WAT |  | 0 |  |  | EIA Prime Mover-level Data
2021 | PA | Muddy Run | 3164 | 7 | PS | OP | NA | WAT |  | 0 |  |  | EIA Prime Mover-level Data
2021 | PA | Muddy Run | 3164 | 8 | PS | OP | NA | WAT |  | 0 |  |  | EIA Prime Mover-level Data
2021 | PA | Peach Bottom | 3166 | 2 | ST | OP | NA | NUC |  | 0 |  |  | EIA Prime Mover-level Data
2021 | PA | Peach Bottom | 3166 | 3 | ST | OP | NA | NUC |  | 0 |  |  | EIA Prime Mover-level Data
2021 | PA | Richmond | 3168 | 91 | GT | OP | CT | DFO | 14 | 3870.1 | 0.0342 | 0.017674 | EPA/CAMD | EPA/NEI | 1973
2021 | PA | Richmond | 3168 | 92 | GT | OP | CT | DFO | 19 | 5498.9 | 0.0509 | 0.018513 | EPA/CAMD | EPA/NEI | 1973
2021 | PA | Schuylkill Generating Station | 3169 | 10 | GT | OP | NA | DFO |  | 1339.854 | 0.011025 | 0.016457 | EIA Prime Mover-level Data | NEI avg EF - PM, fuel type, firing type
2021 | PA | Schuylkill Generating Station | 3169 | 11 | GT | OP | NA | DFO |  | 1527.146 | 0.012566 | 0.016457 | EIA Prime Mover-level Data | NEI avg EF - PM, fuel type, firing type
2021 | PA | Southwark | 3170 | 3 | GT | OP | NA | DFO |  | 1352 | 0.011125 | 0.016457 | EIA Prime Mover-level Data | NEI avg EF - PM, fuel type, firing type
2021 | PA | Southwark | 3170 | 4 | GT | OP | NA | DFO |  | 1352 | 0.011125 | 0.016457 | EIA Prime Mover-level Data | NEI avg EF - PM, fuel type, firing type
2021 | PA | Southwark | 3170 | 5 | GT | OP | NA | DFO |  | 1352 | 0.011125 | 0.016457 | EIA Prime Mover-level Data | NEI avg EF - PM, fuel type, firing type
2021 | PA | Southwark | 3170 | 6 | GT | OP | NA | DFO |  | 1352 | 0.011125 | 0.016457 | EIA Prime Mover-level Data | NEI avg EF - PM, fuel type, firing type
2021 | PA | Safe Harbor | 3175 | 1 | HY | OP | NA | WAT |  | 830265.298 |  |  | EIA Prime Mover-level Data
2021 | PA | Safe Harbor | 3175 | 10 | HY | OP | NA | WAT |  | 943483.293 |  |  | EIA Prime Mover-level Data
2021 | PA | Safe Harbor | 3175 | 11 | HY | OP | NA | WAT |  | 943483.293 |  |  | EIA Prime Mover-level Data
2021 | PA | Safe Harbor | 3175 | 12 | HY | OP | NA | WAT |  | 943483.293 |  |  | EIA Prime Mover-level Data
2021 | PA | Safe Harbor | 3175 | 2 | HY | OP | NA | WAT |  | 830265.298 |  |  | EIA Prime Mover-level Data
2021 | PA | Safe Harbor | 3175 | 3 | HY | OP | NA | WAT |  | 805105.744 |  |  | EIA Prime Mover-level Data
2021 | PA | Safe Harbor | 3175 | 4 | HY | OP | NA | WAT |  | 805105.744 |  |  | EIA Prime Mover-level Data
2021 | PA | Safe Harbor | 3175 | 41 | HY | OP | NA | WAT |  | 50319.109 |  |  | EIA Prime Mover-level Data
2021 | PA | Safe Harbor | 3175 | 42 | HY | OP | NA | WAT |  | 50319.109 |  |  | EIA Prime Mover-level Data
2021 | PA | Safe Harbor | 3175 | 5 | HY | OP | NA | WAT |  | 805105.744 |  |  | EIA Prime Mover-level Data
2021 | PA | Safe Harbor | 3175 | 6 | HY | OP | NA | WAT |  | 805105.744 |  |  | EIA Prime Mover-level Data
2021 | PA | Safe Harbor | 3175 | 7 | HY | OP | NA | WAT |  | 805105.744 |  |  | EIA Prime Mover-level Data
2021 | PA | Safe Harbor | 3175 | 8 | HY | OP | NA | WAT |  | 943483.293 |  |  | EIA Prime Mover-level Data
2021 | PA | Safe Harbor | 3175 | 9 | HY | OP | NA | WAT |  | 943483.293 |  |  | EIA Prime Mover-level Data
2021 | PA | Hunlock Creek Energy Center | 3176 | CT5 | CT | OP | CC | NG | 3021 | 1293250.638 | 4.04 | 0.0062478 | EPA/CAMD | EPA/NEI | 2011
2021 | PA | Hunlock Creek Energy Center | 3176 | CT6 | CT | OP | CC | NG | 2985 | 1253708.541 | 3.3137 | 0.0052862 | EPA/CAMD | EPA/NEI | 2011
2021 | RI | Manchester Street Station | 3236 | 10 | CT | OP | CC | NG | 2987 | 3307049.275 | 10.481 | 0.0063386 | EPA/CAMD | EPA/NEI | 1995
2021 | RI | Manchester Street Station | 3236 | 11 | CT | OP | CC | NG | 3747 | 4348824.425 | 10.481 | 0.0048202 | EPA/CAMD | EPA/NEI | 1995
2021 | RI | Manchester Street Station | 3236 | 9 | CT | OP | CC | NG | 3954 | 4236774.2 | 10.481 | 0.0049476 | EPA/CAMD | EPA/NEI | 1995
2021 | SC | Darlington County | 3250 | 12 | GT | OP | CT | NG | 56 | 44153.082 | 0.18423 | 0.0083451 | EPA/CAMD | EPA/NEI | 1997
2021 | SC | Darlington County | 3250 | 13 | GT | OP | CT | NG | 47 | 29410.282 | 0.11944 | 0.0081226 | EPA/CAMD | EPA/NEI | 1997
2021 | SC | H B Robinson | 3251 | 2 | ST | OP | NA | NUC |  | 0 |  |  | EIA Prime Mover-level Data
2021 | SC | Boyds Mill Hydro | 3253 | 1 | HY | OP | NA | WAT |  | 19154.5 |  |  | EIA Prime Mover-level Data
2021 | SC | Boyds Mill Hydro | 3253 | 2 | HY | OP | NA | WAT |  | 19154.5 |  |  | EIA Prime Mover-level Data
2021 | SC | Buzzard Roost | 3254 | HC1 | HY | OP | NA | WAT |  | 107276.667 |  |  | EIA Prime Mover-level Data
2021 | SC | Buzzard Roost | 3254 | HC2 | HY | OP | NA | WAT |  | 107276.667 |  |  | EIA Prime Mover-level Data
2021 | SC | Buzzard Roost | 3254 | HC3 | HY | OP | NA | WAT |  | 107276.667 |  |  | EIA Prime Mover-level Data
2021 | SC | Cedar Creek | 3255 | 1 | HY | OP | NA | WAT |  | 392499.333 |  |  | EIA Prime Mover-level Data
2021 | SC | Cedar Creek | 3255 | 2 | HY | OP | NA | WAT |  | 392499.333 |  |  | EIA Prime Mover-level Data
2021 | SC | Cedar Creek | 3255 | 3 | HY | OP | NA | WAT |  | 392499.333 |  |  | EIA Prime Mover-level Data
2021 | SC | Dearborn | 3256 | 1 | HY | OP | NA | WAT |  | 315273.333 |  |  | EIA Prime Mover-level Data
2021 | SC | Dearborn | 3256 | 2 | HY | OP | NA | WAT |  | 315273.333 |  |  | EIA Prime Mover-level Data
2021 | SC | Dearborn | 3256 | 3 | HY | OP | NA | WAT |  | 315273.333 |  |  | EIA Prime Mover-level Data
2021 | SC | Fishing Creek | 3257 | 1 | HY | OP | NA | WAT |  | 299164.511 |  |  | EIA Prime Mover-level Data
2021 | SC | Fishing Creek | 3257 | 2 | HY | OP | NA | WAT |  | 283080.397 |  |  | EIA Prime Mover-level Data
2021 | SC | Fishing Creek | 3257 | 3 | HY | OP | NA | WAT |  | 283080.397 |  |  | EIA Prime Mover-level Data
2021 | SC | Fishing Creek | 3257 | 4 | HY | OP | NA | WAT |  | 302381.333 |  |  | EIA Prime Mover-level Data
2021 | SC | Fishing Creek | 3257 | 5 | HY | OP | NA | WAT |  | 193009.362 |  |  | EIA Prime Mover-level Data
2021 | SC | Gaston Shoals | 3258 | 3 | HY | OP | NA | WAT |  | 49171.552 |  |  | EIA Prime Mover-level Data
2021 | SC | Gaston Shoals | 3258 | 4 | HY | OP | NA | WAT |  | 49171.552 |  |  | EIA Prime Mover-level Data
2021 | SC | Gaston Shoals | 3258 | 5 | HY | OP | NA | WAT |  | 49171.552 |  |  | EIA Prime Mover-level Data
2021 | SC | Gaston Shoals | 3258 | 6 | HY | OP | NA | WAT |  | 87806.343 |  |  | EIA Prime Mover-level Data
2021 | SC | Great Falls (SC) | 3259 | 1 | HY | OP | NA | WAT
2021 | SC | Great Falls (SC) | 3259 | 2 | HY | OP | NA | WAT
2021 | SC | Great Falls (SC) | 3259 | 5 | HY | OP | NA | WAT
2021 | SC | Great Falls (SC) | 3259 | 6 | HY | OP | NA | WAT
2021 | SC | Hollidays Bridge Hydro | 3261 | 1 | HY | OP | NA | WAT |  | 27596.75 |  |  | EIA Prime Mover-level Data
2021 | SC | Hollidays Bridge Hydro | 3261 | 2 | HY | OP | NA | WAT |  | 27596.75 |  |  | EIA Prime Mover-level Data
2021 | SC | Hollidays Bridge Hydro | 3261 | 3 | HY | OP | NA | WAT |  | 27596.75 |  |  | EIA Prime Mover-level Data
2021 | SC | Hollidays Bridge Hydro | 3261 | 4 | HY | OP | NA | WAT |  | 27596.75 |  |  | EIA Prime Mover-level Data
2021 | SC | Jocassee | 3262 | 1 | PS | OP | NA | WAT |  | 0 |  |  | EIA Prime Mover-level Data
2021 | SC | Jocassee | 3262 | 2 | PS | OP | NA | WAT |  | 0 |  |  | EIA Prime Mover-level Data
2021 | SC | Jocassee | 3262 | 3 | PS | OP | NA | WAT |  | 0 |  |  | EIA Prime Mover-level Data
2021 | SC | Jocassee | 3262 | 4 | PS | OP | NA | WAT |  | 0 |  |  | EIA Prime Mover-level Data
2021 | SC | W S Lee | 3264 | 11 | CT | OP | CC | NG | 7920 | 21205806.817 | 69.9791 | 0.0066 | EPA/CAMD | EPA/NEI | 2017
2021 | SC | W S Lee | 3264 | 12 | CT | OP | CC | NG | 7767 | 20791867.684 | 68.6132 | 0.0066 | EPA/CAMD | EPA/NEI | 2017
2021 | SC | W S Lee | 3264 | 3 | ST | OP | TANGENTIAL | NG | 0 | 1088.425 | 0.0066896 | 0.012292 | EIA Unit-level Data | NEI avg EF - PM, fuel type, firing type | 1958
2021 | SC | W S Lee | 3264 | 7C | GT | OP | CT | NG | 178 | 39163.387 | 0.14118 | 0.0072096 | EPA/CAMD | EPA/NEI | 2006
2021 | SC | W S Lee | 3264 | 8C | GT | OP | CT | NG | 294 | 51611.559 | 0.20967 | 0.0081248 | EPA/CAMD | EPA/NEI | 2006
2021 | SC | Oconee | 3265 | 1 | ST | OP | NA | NUC |  | 0 |  |  | EIA Prime Mover-level Data
2021 | SC | Oconee | 3265 | 2 | ST | OP | NA | NUC |  | 0 |  |  | EIA Prime Mover-level Data
2021 | SC | Oconee | 3265 | 3 | ST | OP | NA | NUC |  | 0 |  |  | EIA Prime Mover-level Data
2021 | SC | Saluda Dam | 3267 | 1 | HY | OP | NA | WAT |  | 21166.25 |  |  | EIA Prime Mover-level Data
2021 | SC | Saluda Dam | 3267 | 2 | HY | OP | NA | WAT |  | 21166.25 |  |  | EIA Prime Mover-level Data
2021 | SC | Saluda Dam | 3267 | 3 | HY | OP | NA | WAT |  | 21166.25 |  |  | EIA Prime Mover-level Data
2021 | SC | Saluda Dam | 3267 | 4 | HY | OP | NA | WAT |  | 21166.25 |  |  | EIA Prime Mover-level Data
2021 | SC | Wateree Hydro | 3270 | 1 | HY | OP | NA | WAT |  | 403932.6 |  |  | EIA Prime Mover-level Data
2021 | SC | Wateree Hydro | 3270 | 2 | HY | OP | NA | WAT |  | 403932.6 |  |  | EIA Prime Mover-level Data
2021 | SC | Wateree Hydro | 3270 | 3 | HY | OP | NA | WAT |  | 403932.6 |  |  | EIA Prime Mover-level Data
2021 | SC | Wateree Hydro | 3270 | 4 | HY | OP | NA | WAT |  | 403932.6 |  |  | EIA Prime Mover-level Data
2021 | SC | Wateree Hydro | 3270 | 5 | HY | OP | NA | WAT |  | 403932.6 |  |  | EIA Prime Mover-level Data
2021 | SC | Wylie | 3271 | 1 | HY | OP | NA | WAT |  | 298929 |  |  | EIA Prime Mover-level Data
2021 | SC | Wylie | 3271 | 2 | HY | OP | NA | WAT |  | 298929 |  |  | EIA Prime Mover-level Data
2021 | SC | Wylie | 3271 | 3 | HY | OP | NA | WAT |  | 298929 |  |  | EIA Prime Mover-level Data
2021 | SC | Wylie | 3271 | 4 | HY | OP | NA | WAT |  | 298929 |  |  | EIA Prime Mover-level Data
2021 | SC | 99 Islands | 3272 | 1 | HY | OP | NA | WAT |  | 135277.5 |  |  | EIA Prime Mover-level Data
2021 | SC | 99 Islands | 3272 | 2 | HY | OP | NA | WAT |  | 135277.5 |  |  | EIA Prime Mover-level Data
2021 | SC | 99 Islands | 3272 | 3 | HY | OP | NA | WAT |  | 135277.5 |  |  | EIA Prime Mover-level Data
2021 | SC | 99 Islands | 3272 | 4 | HY | OP | NA | WAT |  | 135277.5 |  |  | EIA Prime Mover-level Data
2021 | SC | Lockhart | 3275 | 2 | HY | OP | NA | WAT |  | 171604.067 |  |  | EIA Prime Mover-level Data
2021 | SC | Lockhart | 3275 | HY1 | HY | OP | NA | WAT |  | 171604.067 |  |  | EIA Prime Mover-level Data
2021 | SC | Lockhart | 3275 | HY3 | HY | OP | NA | WAT |  | 171604.067 |  |  | EIA Prime Mover-level Data
2021 | SC | Lockhart | 3275 | HY4 | HY | OP | NA | WAT |  | 171604.067 |  |  | EIA Prime Mover-level Data
2021 | SC | Lockhart | 3275 | HY5 | HY | OP | NA | WAT |  | 49029.733 |  |  | EIA Prime Mover-level Data
2021 | SC | Coit GT | 3281 | 1 | GT | OP | NA | NG |  | 1401 | 0.0056156 | 0.0080165 | EIA Prime Mover-level Data | NEI avg EF - PM, fuel type
2021 | SC | Coit GT | 3281 | 2 | GT | OP | NA | NG |  | 1401 | 0.0056156 | 0.0080165 | EIA Prime Mover-level Data | NEI avg EF - PM, fuel type
2021 | SC | Columbia Canal Hydro | 3283 | 1 | HY | OS | NA | WAT
2021 | SC | Columbia Canal Hydro | 3283 | 2 | HY | OS | NA | WAT
2021 | SC | Columbia Canal Hydro | 3283 | 3 | HY | OS | NA | WAT
2021 | SC | Columbia Canal Hydro | 3283 | 4 | HY | OS | NA | WAT
2021 | SC | Columbia Canal Hydro | 3283 | 5 | HY | OS | NA | WAT
2021 | SC | Columbia Canal Hydro | 3283 | 6 | HY | OS | NA | WAT
2021 | SC | Columbia Canal Hydro | 3283 | 7 | HY | OS | NA | WAT
2021 | SC | Hagood | 3285 | HAG4 | GT | OP | CT | NG | 320 | 244222.905 | 0.8594 | 0.0070378 | EPA/CAMD | EPA/NEI | 1991
2021 | SC | Hardeeville | 3286 | 1 | GT | OS | NA | DFO
2021 | SC | McMeekin | 3287 | MCM1 | ST | OP | TANGENTIAL | NG | 5431 | 4059673.146 | 16.9299 | 0.0083405 | EPA/CAMD | EPA/NEI | 1958
2021 | SC | McMeekin | 3287 | MCM2 | ST | OP | TANGENTIAL | NG | 5599 | 4224920.422 | 18.1772 | 0.0086048 | EPA/CAMD | EPA/NEI | 1958
2021 | SC | Neal Shoals | 3289 | 1 | HY | OP | NA | WAT |  | 39048.75 |  |  | EIA Prime Mover-level Data
2021 | SC | Neal Shoals | 3289 | 2 | HY | OP | NA | WAT |  | 39048.75 |  |  | EIA Prime Mover-level Data
2021 | SC | Neal Shoals | 3289 | 3 | HY | OP | NA | WAT |  | 39048.75 |  |  | EIA Prime Mover-level Data
2021 | SC | Neal Shoals | 3289 | 4 | HY | OP | NA | WAT |  | 39048.75 |  |  | EIA Prime Mover-level Data
2021 | SC | Parr Hydro | 3290 | 1 | HY | OP | NA | WAT |  | 65992.333 |  |  | EIA Prime Mover-level Data
2021 | SC | Parr Hydro | 3290 | 2 | HY | OP | NA | WAT |  | 65992.333 |  |  | EIA Prime Mover-level Data
2021 | SC | Parr Hydro | 3290 | 3 | HY | OA | NA | WAT |  | 65992.333 |  |  | EIA Prime Mover-level Data
2021 | SC | Parr Hydro | 3290 | 4 | HY | OP | NA | WAT |  | 65992.333 |  |  | EIA Prime Mover-level Data
2021 | SC | Parr Hydro | 3290 | 5 | HY | OP | NA | WAT |  | 65992.333 |  |  | EIA Prime Mover-level Data
2021 | SC | Parr Hydro | 3290 | 6 | HY | OP | NA | WAT |  | 65992.333 |  |  | EIA Prime Mover-level Data
2021 | SC | Parr GT | 3291 | GT1 | GT | OS | NA | NG |  | 10078.797 | 0.040398 | 0.0080165 | EIA Prime Mover-level Data | NEI avg EF - PM, fuel type
2021 | SC | Parr GT | 3291 | GT2 | GT | OP | NA | NG |  | 10078.797 | 0.040398 | 0.0080165 | EIA Prime Mover-level Data | NEI avg EF - PM, fuel type
2021 | SC | Parr GT | 3291 | GT3 | GT | OP | NA | NG |  | 11467.203 | 0.045963 | 0.0080165 | EIA Prime Mover-level Data | NEI avg EF - PM, fuel type
2021 | SC | Parr GT | 3291 | GT4 | GT | OP | NA | NG |  | 11467.203 | 0.045963 | 0.0080165 | EIA Prime Mover-level Data | NEI avg EF - PM, fuel type
2021 | SC | Saluda Lexington | 3293 | 1 | HY | OP | NA | WAT |  | 185871.31 |  |  | EIA Prime Mover-level Data
2021 | SC | Saluda Lexington | 3293 | 2 | HY | OP | NA | WAT |  | 185871.31 |  |  | EIA Prime Mover-level Data
2021 | SC | Saluda Lexington | 3293 | 3 | HY | OP | NA | WAT |  | 241918.658 |  |  | EIA Prime Mover-level Data
2021 | SC | Saluda Lexington | 3293 | 4 | HY | OP | NA | WAT |  | 185871.31 |  |  | EIA Prime Mover-level Data
2021 | SC | Saluda Lexington | 3293 | 5 | HY | OP | NA | WAT |  | 386040.412 |  |  | EIA Prime Mover-level Data
2021 | SC | Urquhart | 3295 | URQ3 | ST | OP | TANGENTIAL | NG | 1884 | 1065980.335 | 3.8752 | 0.0072706 | EPA/CAMD | EPA/NEI | 1955
2021 | SC | Urquhart | 3295 | URQ4 | GT | OP | CT | NG | 811 | 338210.705 | 1.1086 | 0.0065559 | EPA/CAMD | EPA/NEI | 1999
2021 | SC | Urquhart | 3295 | URQ5 | CT | OP | CC | NG | 6295 | 8738681.087 | 55.5827 | 0.012721 | EPA/CAMD | EPA/NEI | 2002
2021 | SC | Urquhart | 3295 | URQ6 | CT | OP | CC | NG | 5277 | 7478847.452 | 55.5827 | 0.014864 | EPA/CAMD | EPA/NEI | 2002
2021 | SC | Wateree | 3297 | WAT1 | ST | OP | WALL | BIT | 6395 | 15435984.287 | 16.1124 | 0.0020876 | EPA/CAMD | EPA/NEI | 1970
2021 | SC | Wateree | 3297 | WAT2 | ST | OP | WALL | BIT | 0 |  | 0 |  |  | EPA/NEI | 1971
2021 | SC | Williams | 3298 | WIL1 | ST | OP | TANGENTIAL | BIT | 5865 | 24331550.085 | 15.852 | 0.001303 | EPA/CAMD | EPA/NEI | 1973
2021 | SC | Williams | 3298 | WIL4 | GT | OP | CT | DFO | 0 |  | 0 |  |  | EPA/NEI | 1972
2021 | SC | Williams | 3298 | WIL5 | GT | OP | CT | DFO | 26 | 4153.6 | 0.010647 | 0.0051266 | EPA/CAMD | EPA/NEI | 1972
2021 | SC | Rocky River (SC) | 3305 | 1 | HY | OA | NA | WAT
2021 | SC | Rocky River (SC) | 3305 | 2 | HY | OA | NA | WAT
2021 | SC | Rocky River (SC) | 3305 | IC2 | IC | OP | NA | DFO
2021 | SC | Hilton Head Gas Turbine Site | 3318 | CT1 | GT | OP | CT | DFO | 7 | 1541.2 | 0.0092407 | 0.011992 | EPA/CAMD | EPA/NEI | 1973
2021 | SC | Hilton Head Gas Turbine Site | 3318 | CT2 | GT | OP | CT | DFO | 17 | 2034.3 | 0.010391 | 0.010216 | EPA/CAMD | EPA/NEI | 1974
2021 | SC | Hilton Head Gas Turbine Site | 3318 | CT3 | GT | OP | CT | DFO | 22 | 7819.5 | 0.043431 | 0.011108 | EPA/CAMD | EPA/NEI | 1979
2021 | SC | Jefferies | 3319 | H1 | HY | OP | NA | WAT |  | 459370.066 |  |  | EIA Prime Mover-level Data
2021 | SC | Jefferies | 3319 | H2 | HY | OP | NA | WAT |  | 553946.256 |  |  | EIA Prime Mover-level Data
2021 | SC | Jefferies | 3319 | H3 | HY | OP | NA | WAT |  | 459370.066 |  |  | EIA Prime Mover-level Data
2021 | SC | Jefferies | 3319 | H4 | HY | OP | NA | WAT |  | 553946.256 |  |  | EIA Prime Mover-level Data
2021 | SC | Jefferies | 3319 | H6 | HY | OP | NA | WAT |  | 153123.355 |  |  | EIA Prime Mover-level Data
2021 | SC | Myrtle Beach Gas Turbine Site | 3320 | CT3 | GT | OP | CT | DFO | 45 | 5747.9 | 0.033746 | 0.011742 | EPA/CAMD | EPA/NEI | 1972
2021 | SC | Myrtle Beach Gas Turbine Site | 3320 | CT4 | GT | OP | CT | DFO | 0 |  | 0 |  |  | EPA/NEI | 1972
2021 | SC | Myrtle Beach Gas Turbine Site | 3320 | CT5 | GT | OP | CT | DFO | 9 | 2034.1 | 0.0093261 | 0.0091697 | EPA/CAMD | EPA/NEI | 1976
2021 | SC | Spillway | 3321 | 1 | HY | OP | NA | WAT |  | 116966 |  |  | EIA Prime Mover-level Data
2021 | SC | J Strom Thurmond | 3323 | 1 | HY | OP | NA | WAT |  | 929871.429 |  |  | EIA Prime Mover-level Data
2021 | SC | J Strom Thurmond | 3323 | 2 | HY | OP | NA | WAT |  | 929871.429 |  |  | EIA Prime Mover-level Data
2021 | SC | J Strom Thurmond | 3323 | 3 | HY | OP | NA | WAT |  | 929871.429 |  |  | EIA Prime Mover-level Data
2021 | SC | J Strom Thurmond | 3323 | 4 | HY | OP | NA | WAT |  | 929871.429 |  |  | EIA Prime Mover-level Data
2021 | SC | J Strom Thurmond | 3323 | 5 | HY | OP | NA | WAT |  | 929871.429 |  |  | EIA Prime Mover-level Data
2021 | SC | J Strom Thurmond | 3323 | 6 | HY | OP | NA | WAT |  | 929871.429 |  |  | EIA Prime Mover-level Data
2021 | SC | J Strom Thurmond | 3323 | 7 | HY | OP | NA | WAT |  | 929871.429 |  |  | EIA Prime Mover-level Data
2021 | SD | Ben French | 3325 | 1 | IC | OP | NA | DFO |  | 31.8 | 0.004929 | 0.31 | EIA Prime Mover-level Data | Estimated using an emission factor
2021 | SD | Ben French | 3325 | 2 | IC | OP | NA | DFO |  | 31.8 | 0.004929 | 0.31 | EIA Prime Mover-level Data | Estimated using an emission factor
2021 | SD | Ben French | 3325 | 3 | IC | OP | NA | DFO |  | 31.8 | 0.004929 | 0.31 | EIA Prime Mover-level Data | Estimated using an emission factor
2021 | SD | Ben French | 3325 | 4 | IC | OP | NA | DFO |  | 31.8 | 0.004929 | 0.31 | EIA Prime Mover-level Data | Estimated using an emission factor
2021 | SD | Ben French | 3325 | 5 | IC | OP | NA | DFO |  | 31.8 | 0.004929 | 0.31 | EIA Prime Mover-level Data | Estimated using an emission factor
2021 | SD | Ben French | 3325 | GT1 | GT | OP | NA | NG |  | 29748.25 | 0.11924 | 0.0080165 | EIA Prime Mover-level Data | NEI avg EF - PM, fuel type
2021 | SD | Ben French | 3325 | GT2 | GT | OP | NA | NG |  | 29748.25 | 0.11924 | 0.0080165 | EIA Prime Mover-level Data | NEI avg EF - PM, fuel type
2021 | SD | Ben French | 3325 | GT3 | GT | OP | NA | NG |  | 29748.25 | 0.11924 | 0.0080165 | EIA Prime Mover-level Data | NEI avg EF - PM, fuel type
2021 | SD | Ben French | 3325 | GT4 | GT | OP | NA | NG |  | 29748.25 | 0.11924 | 0.0080165 | EIA Prime Mover-level Data | NEI avg EF - PM, fuel type
2021 | SD | Aberdeen Generating Station | 3338 | 2A | GT | OP | CT | NG | 1014 | 280996.8 | 1.1263 | 0.0080165 | EPA/CAMD | NEI avg EF - PM, fuel type, firing type | 2012
2021 | SD | Aberdeen Generating Station | 3338 | 2B | GT | OP | CT | NG | 1123 | 315672.3 | 1.2653 | 0.0080165 | EPA/CAMD | NEI avg EF - PM, fuel type, firing type | 2012
2021 | SD | Clark (SD) | 3341 | 1 | IC | SB | NA | DFO |  | 625 | 0.096875 | 0.31 | EIA Prime Mover-level Data | Estimated using an emission factor
2021 | SD | Faulkton | 3342 | 1 | IC | SB | NA | DFO |  | 962 | 0.14911 | 0.31 | EIA Prime Mover-level Data | Estimated using an emission factor
2021 | SD | Huron | 3344 | **2A | GT | OP | CT | NG | 0 | [5 empty] | 1993
2021 | SD | Huron | 3344 | **2B | GT | OP | CT | NG | 0 | [5 empty] | 1993
2021 | SD | Lake Preston | 3352 | 1A | GT | SB | NA | DFO |  | 25434 | 0.20928 | 0.016457 | EIA Prime Mover-level Data | NEI avg EF - PM, fuel type, firing type
2021 | SD | Oahe | 3356 | 1 | HY | OP | NA | WAT |  | 3043936.143 |  |  | EIA Prime Mover-level Data
2021 | SD | Oahe | 3356 | 2 | HY | OP | NA | WAT |  | 3043936.143 |  |  | EIA Prime Mover-level Data
2021 | SD | Oahe | 3356 | 3 | HY | OP | NA | WAT |  | 3043936.143 |  |  | EIA Prime Mover-level Data
2021 | SD | Oahe | 3356 | 4 | HY | OP | NA | WAT |  | 3043936.143 |  |  | EIA Prime Mover-level Data
2021 | SD | Oahe | 3356 | 5 | HY | OP | NA | WAT |  | 3043936.143 |  |  | EIA Prime Mover-level Data
2021 | SD | Oahe | 3356 | 6 | HY | OP | NA | WAT |  | 3043936.143 |  |  | EIA Prime Mover-level Data
2021 | SD | Oahe | 3356 | 7 | HY | OP | NA | WAT |  | 3043936.143 |  |  | EIA Prime Mover-level Data
2021 | SD | Fort Randall | 3373 | 1 | HY | OP | NA | WAT |  | 1859332.5 |  |  | EIA Prime Mover-level Data
2021 | SD | Fort Randall | 3373 | 2 | HY | OP | NA | WAT |  | 1859332.5 |  |  | EIA Prime Mover-level Data
2021 | SD | Fort Randall | 3373 | 3 | HY | OP | NA | WAT |  | 1859332.5 |  |  | EIA Prime Mover-level Data
2021 | SD | Fort Randall | 3373 | 4 | HY | OP | NA | WAT |  | 1859332.5 |  |  | EIA Prime Mover-level Data
2021 | SD | Fort Randall | 3373 | 5 | HY | OP | NA | WAT |  | 1859332.5 |  |  | EIA Prime Mover-level Data
2021 | SD | Fort Randall | 3373 | 6 | HY | OP | NA | WAT |  | 1859332.5 |  |  | EIA Prime Mover-level Data
2021 | SD | Fort Randall | 3373 | 7 | HY | OP | NA | WAT |  | 1859332.5 |  |  | EIA Prime Mover-level Data
2021 | SD | Fort Randall | 3373 | 8 | HY | OP | NA | WAT |  | 1859332.5 |  |  | EIA Prime Mover-level Data
2021 | SD | Big Bend Dam | 3375 | 1 | HY | OP | NA | WAT |  | 981510.801 |  |  | EIA Prime Mover-level Data
2021 | SD | Big Bend Dam | 3375 | 2 | HY | OP | NA | WAT |  | 981510.801 |  |  | EIA Prime Mover-level Data
2021 | SD | Big Bend Dam | 3375 | 3 | HY | OP | NA | WAT |  | 980052.39 |  |  | EIA Prime Mover-level Data
2021 | SD | Big Bend Dam | 3375 | 4 | HY | OP | NA | WAT |  | 981510.801 |  |  | EIA Prime Mover-level Data
2021 | SD | Big Bend Dam | 3375 | 5 | HY | OP | NA | WAT |  | 981510.801 |  |  | EIA Prime Mover-level Data
2021 | SD | Big Bend Dam | 3375 | 6 | HY | OP | NA | WAT |  | 981510.801 |  |  | EIA Prime Mover-level Data
2021 | SD | Big Bend Dam | 3375 | 7 | HY | OP | NA | WAT |  | 981510.801 |  |  | EIA Prime Mover-level Data
2021 | SD | Big Bend Dam | 3375 | 8 | HY | OP | NA | WAT |  | 981510.801 |  |  | EIA Prime Mover-level Data
2021 | TN | Allen | 3393 | ACC1 | CT | OP | CC | NG | 5107 | 12523888.967 | 17.1027 | 0.0027312 | EPA/CAMD | EPA/NEI | 2017
2021 | TN | Allen | 3393 | ACC2 | CT | OP | CC | NG | 5950 | 14940617.289 | 46.056 | 0.0061652 | EPA/CAMD | EPA/NEI | 2017
2021 | TN | Allen | 3393 | ACT17 | GT | OP | CT | NG | 0 |  | 0 |  |  | EPA/NEI | 1972
2021 | TN | Allen | 3393 | ACT18 | GT | OP | CT | NG | 0 |  | 0 |  |  | EPA/NEI | 1972
2021 | TN | Allen | 3393 | ACT19 | GT | OP | CT | NG | 7 | 1701 | 0.033298 | 0.039152 | EPA/CAMD | EPA/NEI | 1972
2021 | TN | Allen | 3393 | ACT20 | GT | OP | CT | NG | 7 | 486 | 0.016198 | 0.066658 | EPA/CAMD | EPA/NEI | 1972
2021 | TN | Apalachia | 3394 | 1 | HY | OP | NA | WAT |  | 2943463.75 |  |  | EIA Prime Mover-level Data
2021 | TN | Apalachia | 3394 | 2 | HY | OP | NA | WAT |  | 2334471.25 |  |  | EIA Prime Mover-level Data
2021 | TN | Boone Dam | 3395 | 1 | HY | OP | NA | WAT |  | 576721.586 |  |  | EIA Prime Mover-level Data
2021 | TN | Boone Dam | 3395 | 2 | HY | OP | NA | WAT |  | 581274.652 |  |  | EIA Prime Mover-level Data
2021 | TN | Boone Dam | 3395 | 3 | HY | OP | NA | WAT |  | 449235.762 |  |  | EIA Prime Mover-level Data
2021 | TN | Bull Run | 3396 | 1 | ST | OP | TANGENTIAL | BIT | 1884 | 9608556.401 | 50.3037 | 0.010471 | EPA/CAMD | EPA/NEI | 1967
2021 | TN | Cherokee Dam | 3397 | 1 | HY | OP | NA | WAT |  | 844084.058 |  |  | EIA Prime Mover-level Data
2021 | TN | Cherokee Dam | 3397 | 2 | HY | OP | NA | WAT |  | 874410.431 |  |  | EIA Prime Mover-level Data
2021 | TN | Cherokee Dam | 3397 | 3 | HY | OP | NA | WAT |  | 874410.431 |  |  | EIA Prime Mover-level Data
2021 | TN | Cherokee Dam | 3397 | 4 | HY | OP | NA | WAT |  | 818812.08 |  |  | EIA Prime Mover-level Data
2021 | TN | Chickamauga | 3398 | 1 | HY | OP | NA | WAT |  | 1528869 |  |  | EIA Prime Mover-level Data
2021 | TN | Chickamauga | 3398 | 2 | HY | OP | NA | WAT |  | 1528869 |  |  | EIA Prime Mover-level Data
2021 | TN | Chickamauga | 3398 | 3 | HY | OP | NA | WAT |  | 1528869 |  |  | EIA Prime Mover-level Data
2021 | TN | Chickamauga | 3398 | 4 | HY | OP | NA | WAT |  | 1528869 |  |  | EIA Prime Mover-level Data
2021 | TN | Cumberland | 3399 | 1 | ST | OP | CELL | BIT | 5122 | 46415225.271 | 579.7941 | 0.024983 | EPA/CAMD | EPA/NEI | 1972
2021 | TN | Cumberland | 3399 | 2 | ST | OP | CELL | BIT | 7217 | 67713747.363 | 834.0082 | 0.024633 | EPA/CAMD | EPA/NEI | 1973
2021 | TN | Cumberland | 3399 | A1 | ST | OP | WALL | DFO | 220 | 65415.8 | 1.219 | 0.037268 | EPA/CAMD | NEI avg EF - PM, fuel type | 2007
2021 | TN | Cumberland | 3399 | B1 | ST | OP | WALL | DFO | 283 | 89046 | 1.6593 | 0.037268 | EPA/CAMD | NEI avg EF - PM, fuel type | 2008
2021 | TN | Douglas Dam | 3400 | 1 | HY | OP | NA | WAT |  | 1189673.206 |  |  | EIA Prime Mover-level Data
2021 | TN | Douglas Dam | 3400 | 2 | HY | OP | NA | WAT |  | 1349382.76 |  |  | EIA Prime Mover-level Data
2021 | TN | Douglas Dam | 3400 | 3 | HY | OP | NA | WAT |  | 1026704.274 |  |  | EIA Prime Mover-level Data
2021 | TN | Douglas Dam | 3400 | 4 | HY | OP | NA | WAT |  | 1349382.76 |  |  | EIA Prime Mover-level Data
2021 | TN | Fort Patrick Henry | 3401 | 1 | HY | OP | NA | WAT |  | 551989.5 |  |  | EIA Prime Mover-level Data
2021 | TN | Fort Patrick Henry | 3401 | 2 | HY | OP | NA | WAT |  | 551989.5 |  |  | EIA Prime Mover-level Data
2021 | TN | Fort Loudoun | 3402 | 1 | HY | OP | NA | WAT |  | 1925651.301 |  |  | EIA Prime Mover-level Data
2021 | TN | Fort Loudoun | 3402 | 2 | HY | OP | NA | WAT |  | 1855134.493 |  |  | EIA Prime Mover-level Data
2021 | TN | Fort Loudoun | 3402 | 3 | HY | OP | NA | WAT |  | 2332479.041 |  |  | EIA Prime Mover-level Data
2021 | TN | Fort Loudoun | 3402 | 4 | HY | OP | NA | WAT |  | 2202294.164 |  |  | EIA Prime Mover-level Data
2021 | TN | Gallatin | 3403 | 1 | ST | OP | TANGENTIAL | BIT | 5922 | 10106762.031 | 29.6799 | 0.0058733 | EPA/CAMD | EPA/NEI | 1956
2021 | TN | Gallatin | 3403 | 2 | ST | OP | TANGENTIAL | BIT | 5479 | 9496596.917 | 41.196 | 0.008676 | EPA/CAMD | EPA/NEI | 1957
2021 | TN | Gallatin | 3403 | 3 | ST | OP | TANGENTIAL | BIT | 7397 | 13846212.803 | 37.7522 | 0.0054531 | EPA/CAMD | EPA/NEI | 1959
2021 | TN | Gallatin | 3403 | 4 | ST | OP | TANGENTIAL | BIT | 5210 | 10650363.271 | 35.6755 | 0.0066994 | EPA/CAMD | EPA/NEI | 1959
2021 | TN | Gallatin | 3403 | GCT1 | GT | OP | CT | NG | 19 | 4908.9 | 0.3563 | 0.14517 | EPA/CAMD | EPA/NEI | 1975
2021 | TN | Gallatin | 3403 | GCT2 | GT | OP | CT | NG | 0 |  | 0.3563 |  |  | EPA/NEI | 1975
2021 | TN | Gallatin | 3403 | GCT3 | GT | OP | CT | NG | 94 | 44520.7 | 0.3563 | 0.016006 | EPA/CAMD | EPA/NEI | 1975
2021 | TN | Gallatin | 3403 | GCT4 | GT | OP | CT | NG | 73 | 40904.7 | 0.3563 | 0.017421 | EPA/CAMD | EPA/NEI | 1975
2021 | TN | Gallatin | 3403 | GCT5 | GT | OP | CT | NG | 252 | 209707.344 | 4.5775 | 0.043656 | EPA/CAMD | EPA/NEI | 2000
2021 | TN | Gallatin | 3403 | GCT6 | GT | OP | CT | NG | 233 | 183182.892 | 4.5775 | 0.049978 | EPA/CAMD | EPA/NEI | 2000
2021 | TN | Gallatin | 3403 | GCT7 | GT | OP | CT | NG | 220 | 186533.893 | 4.5775 | 0.04908 | EPA/CAMD | EPA/NEI | 2000
2021 | TN | Gallatin | 3403 | GCT8 | GT | OP | CT | NG | 198 | 152295.955 | 4.5775 | 0.060113 | EPA/CAMD | EPA/NEI | 2000
2021 | TN | Great Falls (TN) | 3404 | 1 | HY | OP | NA | WAT |  | 511486.264 |  |  | EIA Prime Mover-level Data
2021 | TN | Great Falls (TN) | 3404 | 2 | HY | OP | NA | WAT |  | 615120.736 |  |  | EIA Prime Mover-level Data
2021 | TN | John Sevier | 3405 | JCC1 | CT | OP | CC | NG | 5997 | 9737378.982 | 19.5147 | 0.0040082 | EPA/CAMD | EPA/NEI | 2011
2021 | TN | John Sevier | 3405 | JCC2 | CT | OP | CC | NG | 6163 | 9941873.454 | 20.1385 | 0.0040513 | EPA/CAMD | EPA/NEI | 2012
2021 | TN | John Sevier | 3405 | JCC3 | CT | OP | CC | NG | 6369 | 10266171.705 | 20.5982 | 0.0040128 | EPA/CAMD | EPA/NEI | 2012
2021 | TN | Johnsonville | 3406 | AUX1 | ST | OP | WALL | NG | 1387 | 293753.53 | 1.1397 | 0.0077594 | EPA/CAMD | NEI avg EF - PM, fuel type, firing type | 2017
2021 | TN | Johnsonville | 3406 | AUX2 | ST | OP | WALL | NG | 1329 | 279090.335 | 1.0828 | 0.0077594 | EPA/CAMD | NEI avg EF - PM, fuel type, firing type | 2017
2021 | TN | Johnsonville | 3406 | JCT1 | GT | OP | CT | NG | 142 | 82955.8 | 6.1498 | 0.14827 | EPA/CAMD | EPA/NEI | 1974
2021 | TN | Johnsonville | 3406 | JCT10 | GT | OP | CT | NG | 140 | 57852.1 | 6.1498 | 0.2126 | EPA/CAMD | EPA/NEI | 1974
2021 | TN | Johnsonville | 3406 | JCT11 | GT | OP | CT | NG | 97 | 58247.1 | 6.1498 | 0.21116 | EPA/CAMD | EPA/NEI | 1974
2021 | TN | Johnsonville | 3406 | JCT12 | GT | OP | CT | NG | 133 | 82361.4 | 6.1498 | 0.14934 | EPA/CAMD | EPA/NEI | 1974
2021 | TN | Johnsonville | 3406 | JCT13 | GT | OP | CT | NG | 55 | 23010.6 | 6.1498 | 0.53452 | EPA/CAMD | EPA/NEI | 1974
2021 | TN | Johnsonville | 3406 | JCT14 | GT | OP | CT | NG | 131 | 77283.9 | 6.1498 | 0.15915 | EPA/CAMD | EPA/NEI | 1974
2021 | TN | Johnsonville | 3406 | JCT15 | GT | OP | CT | NG | 104 | 63448.2 | 6.1498 | 0.19385 | EPA/CAMD | EPA/NEI | 1974
2021 | TN | Johnsonville | 3406 | JCT16 | GT | OP | CT | NG | 108 | 66969.3 | 6.1498 | 0.18366 | EPA/CAMD | EPA/NEI | 1974
2021 | TN | Johnsonville | 3406 | JCT17 | GT | OP | CT | NG | 863 | 628729.032 | 11.789 | 0.037501 | EPA/CAMD | EPA/NEI | 2000
2021 | TN | Johnsonville | 3406 | JCT18 | GT | OP | CT | NG | 946 | 691016.712 | 11.789 | 0.034121 | EPA/CAMD | EPA/NEI | 2000
2021 | TN | Johnsonville | 3406 | JCT19 | GT | OP | CT | NG | 965 | 704811.962 | 11.789 | 0.033453 | EPA/CAMD | EPA/NEI | 2000
2021 | TN | Johnsonville | 3406 | JCT2 | GT | OP | CT | NG | 127 | 69428.5 | 6.1498 | 0.17716 | EPA/CAMD | EPA/NEI | 1974
2021 | TN | Johnsonville | 3406 | JCT20 | GT | OP | CT | NG | 7493 | 6272373.483 | 16.0088 | 0.0051046 | EPA/CAMD | EPA/NEI | 2000
2021 | TN | Johnsonville | 3406 | JCT3 | GT | OP | CT | NG | 123 | 70559.4 | 6.1498 | 0.17432 | EPA/CAMD | EPA/NEI | 1974
2021 | TN | Johnsonville | 3406 | JCT4 | GT | OP | CT | NG | 90 | 41166.2 | 6.1498 | 0.29878 | EPA/CAMD | EPA/NEI | 1974
2021 | TN | Johnsonville | 3406 | JCT5 | GT | OP | CT | NG | 127 | 71485.9 | 6.1498 | 0.17206 | EPA/CAMD | EPA/NEI | 1974
2021 | TN | Johnsonville | 3406 | JCT6 | GT | OP | CT | NG | 149 | 70687.5 | 6.1498 | 0.174 | EPA/CAMD | EPA/NEI | 1974
2021 | TN | Johnsonville | 3406 | JCT7 | GT | OP | CT | NG | 144 | 85927.6 | 6.1498 | 0.14314 | EPA/CAMD | EPA/NEI | 1974
2021 | TN | Johnsonville | 3406 | JCT8 | GT | OP | CT | NG | 128 | 78473.2 | 6.1498 | 0.15674 | EPA/CAMD | EPA/NEI | 1974
2021 | TN | Johnsonville | 3406 | JCT9 | GT | OP | CT | NG | 83 | 40816.1 | 6.1498 | 0.30134 | EPA/CAMD | EPA/NEI | 1974
2021 | TN | Kingston | 3407 | 1 | ST | OP | TANGENTIAL | SUB | 3789 | 3631619.828 | 28.8427 | 0.015884 | EPA/CAMD | EPA/NEI | 1954
2021 | TN | Kingston | 3407 | 2 | ST | OP | TANGENTIAL | SUB | 3071 | 2920480.348 | 22.8743 | 0.015665 | EPA/CAMD | EPA/NEI | 1954
2021 | TN | Kingston | 3407 | 3 | ST | OP | TANGENTIAL | SUB | 4287 | 3986526.217 | 31.6932 | 0.0159 | EPA/CAMD | EPA/NEI | 1954
2021 | TN | Kingston | 3407 | 4 | ST | OP | TANGENTIAL | SUB | 2755 | 2615419.89 | 20.4699 | 0.015653 | EPA/CAMD | EPA/NEI | 1954
2021 | TN | Kingston | 3407 | 5 | ST | OP | TANGENTIAL | SUB | 3660 | 4904250.209 | 38.9664 | 0.015891 | EPA/CAMD | EPA/NEI | 1954
2021 | TN | Kingston | 3407 | 6 | ST | OP | TANGENTIAL | SUB | 2925 | 3884949.331 | 30.755 | 0.015833 | EPA/CAMD | EPA/NEI | 1955
2021 | TN | Kingston | 3407 | 7 | ST | OP | TANGENTIAL | SUB | 2936 | 3905856.228 | 31.35 | 0.016053 | EPA/CAMD | EPA/NEI | 1955
2021 | TN | Kingston | 3407 | 8 | ST | OP | TANGENTIAL | SUB | 3222 | 3798732.643 | 29.9669 | 0.015777 | EPA/CAMD | EPA/NEI | 1955
2021 | TN | Kingston | 3407 | 9 | ST | OP | TANGENTIAL | SUB | 3026 | 3765266.937 | 30.2439 | 0.016065 | EPA/CAMD | EPA/NEI | 1955
2021 | TN | Melton Hill | 3408 | 1 | HY | OP | NA | WAT |  | 633914.5 |  |  | EIA Prime Mover-level Data
2021 | TN | Melton Hill | 3408 | 2 | HY | OP | NA | WAT |  | 633914.5 |  |  | EIA Prime Mover-level Data
2021 | TN | Nickajack | 3409 | 1 | HY | OP | NA | WAT |  | 1294921.89 |  |  | EIA Prime Mover-level Data
2021 | TN | Nickajack | 3409 | 2 | HY | OP | NA | WAT |  | 1318551.852 |  |  | EIA Prime Mover-level Data
2021 | TN | Nickajack | 3409 | 3 | HY | OP | NA | WAT |  | 1148416.129 |  |  | EIA Prime Mover-level Data
2021 | TN | Nickajack | 3409 | 4 | HY | OP | NA | WAT |  | 1148416.129 |  |  | EIA Prime Mover-level Data
2021 | TN | Norris Dam | 3411 | 1 | HY | OP | NA | WAT |  | 1985178.5 |  |  | EIA Prime Mover-level Data
2021 | TN | Norris Dam | 3411 | 2 | HY | OP | NA | WAT |  | 1985178.5 |  |  | EIA Prime Mover-level Data
2021 | TN | Ocoee 1 | 3412 | 1 | HY | OP | NA | WAT |  | 196592.4 |  |  | EIA Prime Mover-level Data
2021 | TN | Ocoee 1 | 3412 | 2 | HY | OP | NA | WAT |  | 196592.4 |  |  | EIA Prime Mover-level Data
2021 | TN | Ocoee 1 | 3412 | 3 | HY | OP | NA | WAT |  | 196592.4 |  |  | EIA Prime Mover-level Data
2021 | TN | Ocoee 1 | 3412 | 4 | HY | OP | NA | WAT |  | 196592.4 |  |  | EIA Prime Mover-level Data
2021 | TN | Ocoee 1 | 3412 | 5 | HY | OP | NA | WAT |  | 196592.4 |  |  | EIA Prime Mover-level Data
2021 | TN | Ocoee 2 | 3413 | 1 | HY | OP | NA | WAT |  | 598835 |  |  | EIA Prime Mover-level Data
2021 | TN | Ocoee 2 | 3413 | 2 | HY | OP | NA | WAT |  | 598835 |  |  | EIA Prime Mover-level Data
2021 | TN | Ocoee 3 | 3414 | 1 | HY | OP | NA | WAT |  | 1866687 |  |  | EIA Prime Mover-level Data
2021 | TN | Pickwick Landing Dam | 3415 | 1 | HY | OP | NA | WAT |  | 2319520.167 |  |  | EIA Prime Mover-level Data
2021 | TN | Pickwick Landing Dam | 3415 | 2 | HY | OP | NA | WAT |  | 2319520.167 |  |  | EIA Prime Mover-level Data
2021 | TN | Pickwick Landing Dam | 3415 | 3 | HY | OP | NA | WAT |  | 2319520.167 |  |  | EIA Prime Mover-level Data
2021 | TN | Pickwick Landing Dam | 3415 | 4 | HY | OP | NA | WAT |  | 2319520.167 |  |  | EIA Prime Mover-level Data
2021 | TN | Pickwick Landing Dam | 3415 | 5 | HY | OP | NA | WAT |  | 2319520.167 |  |  | EIA Prime Mover-level Data
2021 | TN | Pickwick Landing Dam | 3415 | 6 | HY | OP | NA | WAT |  | 2319520.167 |  |  | EIA Prime Mover-level Data
2021 | TN | South Holston | 3416 | 1 | HY | OP | NA | WAT |  | 1282723 |  |  | EIA Prime Mover-level Data
2021 | TN | Tims Ford | 3417 | 1 | HY | OP | NA | WAT |  | 374189.278 |  |  | EIA Prime Mover-level Data
2021 | TN | Tims Ford | 3417 | 2 | HY | OP | NA | WAT |  | 5820.722 |  |  | EIA Prime Mover-level Data
2021 | TN | Watauga | 3418 | 1 | HY | OP | NA | WAT |  | 621597 |  |  | EIA Prime Mover-level Data
2021 | TN | Watauga | 3418 | 2 | HY | OP | NA | WAT |  | 621597 |  |  | EIA Prime Mover-level Data
2021 | TN | Watts Bar Hydro | 3420 | HY1 | HY | OP | NA | WAT |  | 2192050.441 |  |  | EIA Prime Mover-level Data
2021 | TN | Watts Bar Hydro | 3420 | HY2 | HY | OP | NA | WAT |  | 1785719.14 |  |  | EIA Prime Mover-level Data
2021 | TN | Watts Bar Hydro | 3420 | HY3 | HY | OP | NA | WAT |  | 1785719.14 |  |  | EIA Prime Mover-level Data
2021 | TN | Watts Bar Hydro | 3420 | HY4 | HY | OP | NA | WAT |  | 1785719.14 |  |  | EIA Prime Mover-level Data
2021 | TN | Watts Bar Hydro | 3420 | HY5 | HY | OP | NA | WAT |  | 1785719.14 |  |  | EIA Prime Mover-level Data
2021 | TN | Wilbur | 3421 | 1 | HY | OP | NA | WAT |  | 18761.208 |  |  | EIA Prime Mover-level Data
2021 | TN | Wilbur | 3421 | 2 | HY | OP | NA | WAT |  | 18761.208 |  |  | EIA Prime Mover-level Data
2021 | TN | Wilbur | 3421 | 3 | HY | OP | NA | WAT |  | 18761.208 |  |  | EIA Prime Mover-level Data
2021 | TN | Wilbur | 3421 | 4 | HY | OP | NA | WAT |  | 109440.377 |  |  | EIA Prime Mover-level Data
2021 | TN | Cordell Hull | 3423 | 1 | HY | OP | NA | WAT |  | 1273014.667 |  |  | EIA Prime Mover-level Data
2021 | TN | Cordell Hull | 3423 | 2 | HY | OP | NA | WAT |  | 1273014.667 |  |  | EIA Prime Mover-level Data
2021 | TN | Cordell Hull | 3423 | 3 | HY | OP | NA | WAT |  | 1273014.667 |  |  | EIA Prime Mover-level Data
2021 | TN | Dale Hollow | 3424 | 1 | HY | OP | NA | WAT |  | 428204.667 |  |  | EIA Prime Mover-level Data
2021 | TN | Dale Hollow | 3424 | 2 | HY | OP | NA | WAT |  | 428204.667 |  |  | EIA Prime Mover-level Data
2021 | TN | Dale Hollow | 3424 | 3 | HY | OP | NA | WAT |  | 428204.667 |  |  | EIA Prime Mover-level Data
2021 | TN | Old Hickory | 3426 | 1 | HY | OP | NA | WAT |  | 1262005.422 |  |  | EIA Prime Mover-level Data
2021 | TN | Old Hickory | 3426 | 2 | HY | OP | NA | WAT |  | 1099307.859 |  |  | EIA Prime Mover-level Data
2021 | TN | Old Hickory | 3426 | 3 | HY | OP | NA | WAT |  | 1099307.859 |  |  | EIA Prime Mover-level Data
2021 | TN | Old Hickory | 3426 | 4 | HY | OA | NA | WAT |  | 1099307.859 |  |  | EIA Prime Mover-level Data
2021 | TN | J P Priest | 3428 | 1 | HY | OP | NA | WAT |  | 532340 |  |  | EIA Prime Mover-level Data
2021 | TX | Eagle Pass | 3437 | 1 | HY | OP | NA | WAT |  | 108521 |  |  | EIA Prime Mover-level Data
2021 | TX | Eagle Pass | 3437 | 2 | HY | OP | NA | WAT |  | 108521 |  |  | EIA Prime Mover-level Data
2021 | TX | Eagle Pass | 3437 | 3 | HY | OP | NA | WAT |  | 108521 |  |  | EIA Prime Mover-level Data
2021 | TX | Laredo | 3439 | 4 | GT | OP | CT | NG | 1095 | 618177.639 | 0.99 | 0.003203 | EPA/CAMD | EPA/NEI | 2008
2021 | TX | Laredo | 3439 | 5 | GT | OP | CT | NG | 624 | 357747.944 | 0.68 | 0.0038016 | EPA/CAMD | EPA/NEI | 2008
2021 | TX | Nueces Bay | 3441 | 8 | CT | OP | CC | NG | 3419 | 5326211.447 | 25.19 | 0.0094589 | EPA/CAMD | EPA/NEI | 2009
2021 | TX | Nueces Bay | 3441 | 9 | CT | OP | CC | NG | 3632 | 5759097.165 | 27.24 | 0.0094598 | EPA/CAMD | EPA/NEI | 2009
2021 | TX | Victoria Power Station | 3443 | 9 | CT | OP | CC | NG | 3519 | 5873715.09 | 16.883 | 0.0057487 | EPA/CAMD | EPA/NEI | 2008
2021 | TX | Lake Hubbard | 3452 | 1 | ST | OP | WALL | NG | 907 | 943754.44 | 3.5876 | 0.0076028 | EPA/CAMD | EPA/NEI | 1970
2021 | TX | Lake Hubbard | 3452 | 2 | ST | OP | WALL | NG | 1581 | 3114738.425 | 11.7208 | 0.007526 | EPA/CAMD | EPA/NEI | 1973
2021 | TX | Mountain Creek Generating Station | 3453 | 6 | ST | OP | WALL | NG | 1990 | 937233.395 | 3.5556 | 0.0075874 | EPA/CAMD | EPA/NEI | 1956
2021 | TX | Mountain Creek Generating Station | 3453 | 7 | ST | OP | WALL | NG | 2689 | 1238180.33 | 4.7012 | 0.0075937 | EPA/CAMD | EPA/NEI | 1958
2021 | TX | Mountain Creek Generating Station | 3453 | 8 | ST | OP | TANGENTIAL | NG | 1773 | 4241839.59 | 16.1203 | 0.0076006 | EPA/CAMD | EPA/NEI | 1967
2021 | TX | Newman Power Station | 3456 | **4 | CT | OP | CC | NG | 7063 | 5035358.8 | 3.1975 | 0.00127 | EPA/CAMD | EPA/NEI | 1975
2021 | TX | Newman Power Station | 3456 | **5 | CT | OP | CC | NG | 6753 | 4805157.672 | 3.0513 | 0.00127 | EPA/CAMD | EPA/NEI | 1975
2021 | TX | Newman Power Station | 3456 | 1 | ST | OP | WALL | NG | 4315 | 2290480.527 | 0.8367 | 0.00073059 | EPA/CAMD | EPA/NEI | 1960
2021 | TX | Newman Power Station | 3456 | 2 | ST | OP | WALL | NG | 6387 | 3507498.507 | 2.1852 | 0.001246 | EPA/CAMD | EPA/NEI | 1963
2021 | TX | Newman Power Station | 3456 | 3 | ST | OP | WALL | NG | 6135 | 3451773.214 | 1.8519 | 0.001073 | EPA/CAMD | EPA/NEI | 1966
2021 | TX | Newman Power Station | 3456 | GT-6A | CT | OP | CC | NG | 6979 | 5322302.436 | 21.6219 | 0.008125 | EPA/CAMD | EPA/NEI | 2009
2021 | TX | Newman Power Station | 3456 | GT-6B | CT | OP | CC | NG | 7607 | 5956516.726 | 24.1983 | 0.008125 | EPA/CAMD | EPA/NEI | 2009
2021 | TX | Lewis Creek | 3457 | 1 | ST | OP | WALL | NG | 7285 | 8466328.769 | 31.86 | 0.0075263 | EPA/CAMD | EPA/NEI | 1970
2021 | TX | Lewis Creek | 3457 | 2 | ST | OP | WALL | NG | 5646 | 5746464.763 | 21.66 | 0.0075385 | EPA/CAMD | EPA/NEI | 1971
2021 | TX | Sabine | 3459 | 1 | ST | OP | TANGENTIAL | NG | 3578 | 2654427.716 | 10.06 | 0.0075798 | EPA/CAMD | EPA/NEI | 1962
2021 | TX | Sabine | 3459 | 3 | ST | OP | TANGENTIAL | NG | 5183 | 7232824.544 | 26.44 | 0.0073111 | EPA/CAMD | EPA/NEI | 1966
2021 | TX | Sabine | 3459 | 4 | ST | OP | WALL | NG | 5158 | 15282129.799 | 56.18 | 0.0073524 | EPA/CAMD | EPA/NEI | 1974
2021 | TX | Sabine | 3459 | 5 | ST | OP | TANGENTIAL | NG | 5989 | 10202679.718 | 37.36 | 0.0073236 | EPA/CAMD | EPA/NEI | 1979
2021 | TX | Cedar Bayou | 3460 | CBY1 | ST | OP | WALL | NG | 4551 | 17177041.437 | 63.8047 | 0.0074291 | EPA/CAMD | EPA/NEI | 1970
2021 | TX | Cedar Bayou | 3460 | CBY2 | ST | OP | WALL | NG | 3437 | 12466559.082 | 46.3074 | 0.0074291 | EPA/CAMD | EPA/NEI | 1972
2021 | TX | Greens Bayou | 3464 | GBY73 | GT | OP | CT | NG | 617 | 317880.5 | 1.049 | 0.0066 | EPA/CAMD | EPA/NEI | 1976
2021 | TX | Greens Bayou | 3464 | GBY74 | GT | OP | CT | NG | 1166 | 563317.2 | 1.8589 | 0.0065998 | EPA/CAMD | EPA/NEI | 1976
2021 | TX | Greens Bayou | 3464 | GBY81 | GT | OP | CT | NG | 1129 | 642468.2 | 2.1201 | 0.0065999 | EPA/CAMD | EPA/NEI | 1976
2021 | TX | Greens Bayou | 3464 | GBY82 | GT | OP | CT | NG | 1116 | 589240.5 | 1.9445 | 0.0066 | EPA/CAMD | EPA/NEI | 1976
2021 | TX | Greens Bayou | 3464 | GBY83 | GT | OP | CT | NG | 1123 | 633699.6 | 2.0912 | 0.0066 | EPA/CAMD | EPA/NEI | 1976
2021 | TX | Greens Bayou | 3464 | GBY84 | GT | OP | CT | NG | 924 | 501186.8 | 1.6539 | 0.0065999 | EPA/CAMD | EPA/NEI | 1976
2021 | TX | T H Wharton | 3469 | THW31 | CT | OP | CC | NG | 2349 | 1528690.707 | 5.0446 | 0.0065999 | EPA/CAMD | EPA/NEI | 1972
2021 | TX | T H Wharton | 3469 | THW32 | CT | OP | CC | NG | 2401 | 1563091.879 | 5.1582 | 0.0066 | EPA/CAMD | EPA/NEI | 1972
2021 | TX | T H Wharton | 3469 | THW33 | CT | OP | CC | NG | 2134 | 1410363.874 | 4.6542 | 0.0066 | EPA/CAMD | EPA/NEI | 1972
2021 | TX | T H Wharton | 3469 | THW34 | CT | OP | CC | NG | 2236 | 1472591.241 | 4.8596 | 0.0066001 | EPA/CAMD | EPA/NEI | 1972
2021 | TX | T H Wharton | 3469 | THW41 | CT | OP | CC | NG | 2268 | 1483867.632 | 4.8968 | 0.0066 | EPA/CAMD | EPA/NEI | 1972
2021 | TX | T H Wharton | 3469 | THW42 | CT | OP | CC | NG | 2301 | 1506967.81 | 4.973 | 0.0066 | EPA/CAMD | EPA/NEI | 1972
2021 | TX | T H Wharton | 3469 | THW43 | CT | OP | CC | NG | 2475 | 1610754.915 | 5.3155 | 0.0066 | EPA/CAMD | EPA/NEI | 1974
2021 | TX | T H Wharton | 3469 | THW44 | CT | OP | CC | NG | 2438 | 1598547.489 | 5.2752 | 0.0066 | EPA/CAMD | EPA/NEI | 1974
2021 | TX | T H Wharton | 3469 | THW51 | GT | OP | CT | NG | 991 | 957329.7 | 3.1592 | 0.0066 | EPA/CAMD | EPA/NEI | 1975
2021 | TX | T H Wharton | 3469 | THW52 | GT | OP | CT | NG | 989 | 953688.2 | 3.1472 | 0.0066001 | EPA/CAMD | EPA/NEI | 1975
2021 | TX | T H Wharton | 3469 | THW53 | GT | OP | CT | NG | 1001 | 958786.1 | 3.164 | 0.0066 | EPA/CAMD | EPA/NEI | 1975
2021 | TX | T H Wharton | 3469 | THW54 | GT | OP | CT | NG | 1021 | 991009.1 | 3.2703 | 0.0065999 | EPA/CAMD | EPA/NEI | 1975
2021 | TX | T H Wharton | 3469 | THW55 | GT | OP | CT | NG | 985 | 948384.4 | 3.1297 | 0.0066001 | EPA/CAMD | EPA/NEI | 1975
2021 | TX | T H Wharton | 3469 | THW56 | GT | OP | CT | NG | 994 | 955384.4 | 3.1528 | 0.0066001 | EPA/CAMD | EPA/NEI | 1975
2021 | TX | W A Parish | 3470 | WAP1 | ST | OP | WALL | NG | 1928 | 1579070.778 | 5.9216 | 0.0075001 | EPA/CAMD | EPA/NEI | 1958
2021 | TX | W A Parish | 3470 | WAP2 | ST | OP | WALL | NG | 2573 | 2134243.383 | 8.0034 | 0.0075 | EPA/CAMD | EPA/NEI | 1958
2021 | TX | W A Parish | 3470 | WAP3 | ST | OP | WALL | NG | 2866 | 3622936.911 | 13.586 | 0.0075 | EPA/CAMD | EPA/NEI | 1961
2021 | TX | W A Parish | 3470 | WAP4 | ST | OP | TANGENTIAL | NG | 4007 | 11525150.968 | 43.2193 | 0.0075 | EPA/CAMD | EPA/NEI | 1968
2021 | TX | W A Parish | 3470 | WAP5 | ST | OP | WALL | SUB | 7616 | 39610611.469 | 434.8856 | 0.021958 | EPA/CAMD | EPA/NEI | 1977
2021 | TX | W A Parish | 3470 | WAP6 | ST | OP | WALL | SUB | 5743 | 32240451.441 | 354.9067 | 0.022016 | EPA/CAMD | EPA/NEI | 1978
2021 | TX | W A Parish | 3470 | WAP7 | ST | OP | TANGENTIAL | SUB | 7733 | 33050176.856 | 362.8845 | 0.02196 | EPA/CAMD | EPA/NEI | 1980
2021 | TX | W A Parish | 3470 | WAP8 | ST | OP | TANGENTIAL | SUB | 5995 | 29681742.029 | 97.5443 | 0.0065727 | EPA/CAMD | EPA/NEI | 1982
2021 | TX | Knox Lee Power Plant | 3476 | 5 | ST | OP | TANGENTIAL | NG | 2223 | 2116371.699 | 7.1 | 0.0067096 | EPA/CAMD | EPA/NEI | 1974
2021 | TX | Wilkes Power Plant | 3478 | 1 | ST | OP | TANGENTIAL | NG | 5068 | 2567873.264 | 9.57 | 0.0074536 | EPA/CAMD | EPA/NEI | 1964
2021 | TX | Wilkes Power Plant | 3478 | 2 | ST | OP | WALL | NG | 3722 | 3766609.696 | 14.03 | 0.0074497 | EPA/CAMD | EPA/NEI | 1970
2021 | TX | Wilkes Power Plant | 3478 | 3 | ST | OP | WALL | NG | 3950 | 3989933.169 | 14.86 | 0.0074487 | EPA/CAMD | EPA/NEI | 1971
2021 | TX | Jones Station | 3482 | 151B | ST | OP | TANGENTIAL | NG | 2807 | 2553840.71 | 9.56 | 0.0074868 | EPA/CAMD | EPA/NEI | 1971
2021 | TX | Jones Station | 3482 | 152B | ST | OP | TANGENTIAL | NG | 4892 | 4873632.924 | 18.193 | 0.0074659 | EPA/CAMD | EPA/NEI | 1974
2021 | TX | Jones Station | 3482 | 153T | GT | OP | CT | NG | 2307 | 3338107.43 | 7.8446 | 0.0047 | EPA/CAMD | EPA/NEI | 2011
2021 | TX | Jones Station | 3482 | 154T | GT | OP | CT | NG | 1747 | 2472307.408 | 5.1918 | 0.0042 | EPA/CAMD | EPA/NEI | 2013
2021 | TX | Nichols Station | 3484 | 141B | ST | OP | TANGENTIAL | NG | 5058 | 2062105.703 | 7.6329 | 0.007403 | EPA/CAMD | EPA/NEI | 1960
2021 | TX | Nichols Station | 3484 | 142B | ST | OP | TANGENTIAL | NG | 3560 | 1448958.361 | 5.3546 | 0.007391 | EPA/CAMD | EPA/NEI | 1962
2021 | TX | Nichols Station | 3484 | 143B | ST | OP | TANGENTIAL | NG | 6073 | 3835809.197 | 14.2062 | 0.0074071 | EPA/CAMD | EPA/NEI | 1968
2021 | TX | Plant X | 3485 | 111B | ST | OP | WALL | NG | 284 | 126400.942 | 0.4682 | 0.0074082 | EPA/CAMD | EPA/NEI | 1952
2021 | TX | Plant X | 3485 | 112B | ST | OP | TANGENTIAL | NG | 909 | 625002.506 | 2.3538 | 0.0075321 | EPA/CAMD | EPA/NEI | 1953
2021 | TX | Plant X | 3485 | 113B | ST | OP | TANGENTIAL | NG | 0 | [5 empty] | 1955
2021 | TX | Plant X | 3485 | 114B | ST | OP | TANGENTIAL | NG | 3835 | 3253754.267 | 12.7544 | 0.0078398 | EPA/CAMD | EPA/NEI | 1964
2021 | TX | Graham | 3490 | 1 | ST | OP | WALL | NG | 1246 | 1231306.394 | 4.661 | 0.0075708 | EPA/CAMD | EPA/NEI | 1960
2021 | TX | Graham | 3490 | 2 | ST | OP | WALL | NG | 1350 | 2009872.37 | 7.5515 | 0.0075144 | EPA/CAMD | EPA/NEI | 1969
2021 | TX | Handley Generating Station | 3491 | 3 | ST | OP | WALL | NG | 3156 | 5128847.325 | 19.6132 | 0.0076482 | EPA/CAMD | EPA/NEI | 1963
2021 | TX | Handley Generating Station | 3491 | 4 | ST | OP | WALL | NG | 2396 | 4546321.46 | 17.3941 | 0.0076519 | EPA/CAMD | EPA/NEI | 1976
2021 | TX | Handley Generating Station | 3491 | 5 | ST | OP | WALL | NG | 1787 | 3348201.51 | 12.8069 | 0.00765 | EPA/CAMD | EPA/NEI | 1977
2021 | TX | Morgan Creek | 3492 | CT1 | GT | OP | CT | NG | 238 | 140480.1 | 1.3266 | 0.018887 | EPA/CAMD | EPA/NEI | 1988
2021 | TX | Morgan Creek | 3492 | CT2 | GT | OP | CT | NG | 342 | 170215.1 | 1.3254 | 0.015573 | EPA/CAMD | EPA/NEI | 1988
2021 | TX | Morgan Creek | 3492 | CT3 | GT | OP | CT | NG | 246 | 157139 | 1.2103 | 0.015404 | EPA/CAMD | EPA/NEI | 1988
2021 | TX | Morgan Creek | 3492 | CT4 | GT | OP | CT | NG | 270 | 147892 | 2.2852 | 0.030904 | EPA/CAMD | EPA/NEI | 1988
2021 | TX | Morgan Creek | 3492 | CT5 | GT | OP | CT | NG | 257 | 139051.1 | 1.6174 | 0.023263 | EPA/CAMD | EPA/NEI | 1988
2021 | TX | Morgan Creek | 3492 | CT6 | GT | OP | CT | NG | 211 | 125305.8 | 2.0559 | 0.032814 | EPA/CAMD | EPA/NEI | 1988
2021 | TX | Permian Basin | 3494 | CT1 | GT | OP | CT | NG | 252 | 136713.527 | 1.5898 | 0.023257 | EPA/CAMD | EPA/NEI | 1988
2021 | TX | Permian Basin | 3494 | CT2 | GT | OP | CT | NG | 278 | 148329.498 | 1.6332 | 0.022021 | EPA/CAMD | EPA/NEI | 1988
2021 | TX | Permian Basin | 3494 | CT3 | GT | OP | CT | NG | 476 | 230685.732 | 2.1582 | 0.018711 | EPA/CAMD | EPA/NEI | 1988
2021 | TX | Permian Basin | 3494 | CT4 | GT | OP | CT | NG | 421 | 209605.804 | 2.0583 | 0.01964 | EPA/CAMD | EPA/NEI | 1990
2021 | TX | Permian Basin | 3494 | CT5 | GT | OP | CT | NG | 307 | 161490.373 | 1.8351 | 0.022727 | EPA/CAMD | EPA/NEI | 1990
2021 | TX | Stryker Creek | 3504 | 1 | ST | OP | WALL | NG | 1168 | 812778.804 | 3.061 | 0.0075322 | EPA/CAMD | EPA/NEI | 1958
2021 | TX | Stryker Creek | 3504 | 2 | ST | OP | TANGENTIAL | NG | 1628 | 2903284.582 | 10.9802 | 0.007564 | EPA/CAMD | EPA/NEI | 1965
2021 | TX | Trinidad | 3507 | 9 | ST | OP | TANGENTIAL | NG | 1216 | 1570248.485 | 5.8904 | 0.0075025 | EPA/CAMD | EPA/NEI | 1965
2021 | TX | Decker Creek | 3548 | 2 | ST | OP | WALL | NG | 5907 | 7805299.04 | 1.5611 | 0.00040001 | EPA/CAMD | EPA/NEI | 1978
2021 | TX | Decker Creek | 3548 | GT-1A | GT | OP | CT | NG | 180 | 53354 | 0.5775 | 0.021648 | EPA/CAMD | EPA/NEI | 1988
2021 | TX | Decker Creek | 3548 | GT-1B | GT | OP | CT | NG | 178 | 52286.5 | 0.5745 | 0.021975 | EPA/CAMD | EPA/NEI | 1988
2021 | TX | Decker Creek | 3548 | GT-2A | GT | OP | CT | NG | 329 | 89642 | 0.3014 | 0.0067245 | EPA/CAMD | EPA/NEI | 1988
2021 | TX | Decker Creek | 3548 | GT-2B | GT | OP | CT | NG | 362 | 90881 | 0.2859 | 0.0062917 | EPA/CAMD | EPA/NEI | 1988
2021 | TX | Decker Creek | 3548 | GT-3A | GT | OP | CT | NG | 335 | 95977 | 0.3425 | 0.0071371 | EPA/CAMD | EPA/NEI | 1988
2021 | TX | Decker Creek | 3548 | GT-3B | GT | OP | CT | NG | 363 | 106578.5 | 0.4021 | 0.0075456 | EPA/CAMD | EPA/NEI | 1988
2021 | TX | Decker Creek | 3548 | GT-4A | GT | OP | CT | NG | 55 | 12183.5 | 0.0314 | 0.0051545 | EPA/CAMD | EPA/NEI | 1988
2021 | TX | Decker Creek | 3548 | GT-4B | GT | OP | CT | NG | 141 | 44261 | 0.1632 | 0.0073744 | EPA/CAMD | EPA/NEI | 1988
2021 | TX | Silas Ray | 3559 | 10 | GT | OP | CT | NG | 1275 | 266163.587 | 0.1 | 0.00075142 | EPA/CAMD | EPA/NEI | 2004
2021 | TX | Silas Ray | 3559 | 9 | CT | OP | CC | NG | 1427 | 643224.982 | 0.2 | 0.00062187 | EPA/CAMD | EPA/NEI | 1996
2021 | TX | Bryan (TX) | 3561 | 7 | GT | OP | NA | NG |  | 34910 | 0.13993 | 0.0080165 | EIA Prime Mover-level Data | NEI avg EF - PM, fuel type
2021 | TX | Ray Olinger | 3576 | BW2 | ST | OP | WALL | NG | 1358 | 196020.025 | 0.7303 | 0.0074513 | EPA/CAMD | EPA/NEI | 1970
2021 | TX | Ray Olinger | 3576 | BW3 | ST | OP | WALL | NG | 2039 | 535643.4 | 1.9955 | 0.0074509 | EPA/CAMD | EPA/NEI | 1976
2021 | TX | Ray Olinger | 3576 | CE1 | ST | OP | TANGENTIAL | NG | 2 | 7.4 | 4.5481e-05 | 0.012292 | EPA/CAMD | NEI avg EF - PM, fuel type, firing type | 1967
2021 | TX | Ray Olinger | 3576 | GE4 | GT | OP | CT | NG | 206 | 147308.325 | 0.4766 | 0.0064708 | EPA/CAMD | EPA/NEI | 2001
2021 | TX | Abbott TP 3 | 3581 | 1 | HY | OP | NA | WAT |  | 32173 |  |  | EIA Prime Mover-level Data
2021 | TX | Abbott TP 3 | 3581 | 2 | HY | OP | NA | WAT |  | 32173 |  |  | EIA Prime Mover-level Data
2021 | TX | Dunlap TP 1 | 3582 | 1 | HY | OS | NA | WAT
2021 | TX | Dunlap TP 1 | 3582 | 2 | HY | OS | NA | WAT
2021 | TX | H 4 | 3583 | 1 | HY | OP | NA | WAT |  | 30002 |  |  | EIA Prime Mover-level Data
2021 | TX | H 5 | 3584 | 1 | HY | OS | NA | WAT
2021 | TX | Nolte | 3585 | 1 | HY | OP | NA | WAT |  | 22399 |  |  | EIA Prime Mover-level Data
2021 | TX | Nolte | 3585 | 2 | HY | OP | NA | WAT |  | 22399 |  |  | EIA Prime Mover-level Data
2021 | TX | TP 4 | 3586 | 1 | HY | OP | NA | WAT |  | 40973 |  |  | EIA Prime Mover-level Data
2021 | TX | Austin | 3594 | 1 | HY | OP | NA | WAT |  | 33413 |  |  | EIA Prime Mover-level Data
2021 | TX | Austin | 3594 | 2 | HY | OP | NA | WAT |  | 33413 |  |  | EIA Prime Mover-level Data
2021 | TX | Buchanan Dam (TX) | 3595 | 1 | HY | OP | NA | WAT |  | 31301.333 |  |  | EIA Prime Mover-level Data
2021 | TX | Buchanan Dam (TX) | 3595 | 2 | HY | OP | NA | WAT |  | 31301.333 |  |  | EIA Prime Mover-level Data
2021 | TX | Buchanan Dam (TX) | 3595 | 3 | HY | OP | NA | WAT |  | 31301.333 |  |  | EIA Prime Mover-level Data
2021 | TX | Granite Shoals | 3597 | 1 | HY | OP | NA | WAT |  | 71624 |  |  | EIA Prime Mover-level Data
2021 | TX | Granite Shoals | 3597 | 2 | HY | OP | NA | WAT |  | 71624 |  |  | EIA Prime Mover-level Data
2021 | TX | Inks | 3598 | 1 | HY | OP | NA | WAT |  | 48812 |  |  | EIA Prime Mover-level Data
2021 | TX | Marble Falls | 3599 | 1 | HY | OP | NA | WAT |  | 50130.5 |  |  | EIA Prime Mover-level Data
2021 | TX | Marble Falls | 3599 | 2 | HY | OP | NA | WAT |  | 50130.5 |  |  | EIA Prime Mover-level Data
2021 | TX | Marshall Ford | 3600 | 1 | HY | OP | NA | WAT |  | 94871.333 |  |  | EIA Prime Mover-level Data
2021 | TX | Marshall Ford | 3600 | 2 | HY | OP | NA | WAT |  | 94871.333 |  |  | EIA Prime Mover-level Data
2021 | TX | Marshall Ford | 3600 | 3 | HY | OP | NA | WAT |  | 94871.333 |  |  | EIA Prime Mover-level Data
2021 | TX | Sim Gideon | 3601 | 1 | ST | OP | WALL | NG | 1803 | 1085284.187 | 4.095 | 0.0075464 | EPA/CAMD | EPA/NEI | 1965
2021 | TX | Sim Gideon | 3601 | 2 | ST | OP | WALL | NG | 2134 | 1205817.549 | 4.5426 | 0.0075345 | EPA/CAMD | EPA/NEI | 1968
2021 | TX | Sim Gideon | 3601 | 3 | ST | OP | TANGENTIAL | NG | 3280 | 4859092.726 | 18.3543 | 0.0075546 | EPA/CAMD | EPA/NEI | 1972
2021 | TX | Ty Cooke | 3602 | 1 | ST | SC | WALL | NG |  | 0 | 0 |  | EIA Unit-level Data | NEI avg EF - PM, fuel type, firing type
2021 | TX | Ty Cooke | 3602 | 2 | ST | OP | WALL | NG |  | 0 | 0 |  | EIA Unit-level Data | NEI avg EF - PM, fuel type, firing type
2021 | TX | Ty Cooke | 3602 | GT2 | GT | OP | NA | NG |  | 30553.778 | 0.12247 | 0.0080165 | EIA Prime Mover-level Data | NEI avg EF - PM, fuel type
2021 | TX | Ty Cooke | 3602 | GT3 | GT | OA | NA | NG |  | 36334.222 | 0.14564 | 0.0080165 | EIA Prime Mover-level Data | NEI avg EF - PM, fuel type
2021 | TX | J Robert Massengale Generating Station | 3604 | GT1 | CT | OP | CC | NG | 1601 | 560154.164 | 1.8485 | 0.0066 | EPA/CAMD | EPA/NEI | 2000
2021 | TX | Leon Creek | 3609 | CGT1 | GT | OP | CT | NG | 643 | 213446.161 | 0.6271 | 0.005876 | EPA/CAMD | EPA/NEI | 2004
2021 | TX | Leon Creek | 3609 | CGT2 | GT | OP | CT | NG | 614 | 201827.521 | 0.3068 | 0.0030402 | EPA/CAMD | EPA/NEI | 2004
2021 | TX | Leon Creek | 3609 | CGT3 | GT | OP | CT | NG | 678 | 226018.528 | 0.3795 | 0.0033581 | EPA/CAMD | EPA/NEI | 2004
2021 | TX | Leon Creek | 3609 | CGT4 | GT | OP | CT | NG | 700 | 228124.028 | 0.9424 | 0.0082622 | EPA/CAMD | EPA/NEI | 2004
2021 | TX | O W Sommers | 3611 | 1 | ST | OP | TANGENTIAL | NG | 4365 | 7119744.238 | 26.521 | 0.00745 | EPA/CAMD | EPA/NEI | 1972
2021 | TX | O W Sommers | 3611 | 2 | ST | OP | TANGENTIAL | NG | 3870 | 6636756.684 | 24.8905 | 0.0075008 | EPA/CAMD | EPA/NEI | 1974
2021 | TX | V H Braunig | 3612 | 1 | ST | OP | TANGENTIAL | NG | 2171 | 2141653.228 | 7.9421 | 0.0074168 | EPA/CAMD | EPA/NEI | 1966
2021 | TX | V H Braunig | 3612 | 2 | ST | OP | TANGENTIAL | NG | 1412 | 1462829.42 | 5.4264 | 0.007419 | EPA/CAMD | EPA/NEI | 1968
2021 | TX | V H Braunig | 3612 | 3 | ST | OP | TANGENTIAL | NG | 3930 | 5932929.713 | 22.1137 | 0.0074546 | EPA/CAMD | EPA/NEI | 1970
2021 | TX | V H Braunig | 3612 | CGT5 | GT | OP | CT | NG | 680 | 237641.694 | 0.598 | 0.0050328 | EPA/CAMD | EPA/NEI | 2010
2021 | TX | V H Braunig | 3612 | CGT6 | GT | OP | CT | NG | 789 | 284853.65 | 0.493 | 0.0034614 | EPA/CAMD | EPA/NEI | 2010
2021 | TX | V H Braunig | 3612 | CGT7 | GT | OP | CT | NG | 729 | 252741.978 | 0.6908 | 0.0054664 | EPA/CAMD | EPA/NEI | 2010
2021 | TX | V H Braunig | 3612 | CGT8 | GT | OP | CT | NG | 621 | 218441.606 | 0.7407 | 0.0067817 | EPA/CAMD | EPA/NEI | 2010
2021 | TX | V H Braunig | 3612 | CT01 | CT | OP | CC | NG | 6162 | 8739242.99 | 34.1738 | 0.0078208 | EPA/CAMD | EPA/NEI | 2000
2021 | TX | V H Braunig | 3612 | CT02 | CT | OP | CC | NG | 7294 | 10544603.025 | 25.7105 | 0.0048765 | EPA/CAMD | EPA/NEI | 2000
2021 | TX | R W Miller | 3628 | **4 | GT | OP | CT | NG | 236 | 131688.683 | 0.8697 | 0.013208 | EPA/CAMD | EPA/NEI | 1994
2021 | TX | R W Miller | 3628 | **5 | GT | OP | CT | NG | 477 | 312713.646 | 1.7858 | 0.011421 | EPA/CAMD | EPA/NEI | 1994
2021 | TX | R W Miller | 3628 | 1 | ST | OP | WALL | NG | 0 | [5 empty] | 1968
2021 | TX | R W Miller | 3628 | 2 | ST | OP | WALL | NG | 1681 | 812701.023 | 3.7977 | 0.0093459 | EPA/CAMD | EPA/NEI | 1972
2021 | TX | R W Miller | 3628 | 3 | ST | OP | WALL | NG | 2806 | 1703102.432 | 7.61 | 0.0089366 | EPA/CAMD | EPA/NEI | 1975
2021 | TX | Pearsall | 3630 | 10A | IC | OP | NA | NG |  | 133924.958 | 0.028258 | 0.000422 | EIA Prime Mover-level Data | Estimated using an emission factor
2021 | TX | Pearsall | 3630 | 11A | IC | OP | NA | NG |  | 133924.958 | 0.028258 | 0.000422 | EIA Prime Mover-level Data | Estimated using an emission factor
2021 | TX | Pearsall | 3630 | 12A | IC | OP | NA | NG |  | 133924.958 | 0.028258 | 0.000422 | EIA Prime Mover-level Data | Estimated using an emission factor
2021 | TX | Pearsall | 3630 | 13A | IC | OP | NA | NG |  | 133924.958 | 0.028258 | 0.000422 | EIA Prime Mover-level Data | Estimated using an emission factor
2021 | TX | Pearsall | 3630 | 14A | IC | OP | NA | NG |  | 133924.958 | 0.028258 | 0.000422 | EIA Prime Mover-level Data | Estimated using an emission factor
2021 | TX | Pearsall | 3630 | 15A | IC | OP | NA | NG |  | 133924.958 | 0.028258 | 0.000422 | EIA Prime Mover-level Data | Estimated using an emission factor
2021 | TX | Pearsall | 3630 | 16A | IC | OP | NA | NG |  | 133924.958 | 0.028258 | 0.000422 | EIA Prime Mover-level Data | Estimated using an emission factor
2021 | TX | Pearsall | 3630 | 17A | IC | OP | NA | NG |  | 133924.958 | 0.028258 | 0.000422 | EIA Prime Mover-level Data | Estimated using an emission factor
2021 | TX | Pearsall | 3630 | 18A | IC | OP | NA | NG |  | 133924.958 | 0.028258 | 0.000422 | EIA Prime Mover-level Data | Estimated using an emission factor
2021 | TX | Pearsall | 3630 | 19A | IC | OP | NA | NG |  | 133924.958 | 0.028258 | 0.000422 | EIA Prime Mover-level Data | Estimated using an emission factor
2021 | TX | Pearsall | 3630 | 1A | IC | OP | NA | NG |  | 133924.958 | 0.028258 | 0.000422 | EIA Prime Mover-level Data | Estimated using an emission factor
2021 | TX | Pearsall | 3630 | 20A | IC | OP | NA | NG |  | 133924.958 | 0.028258 | 0.000422 | EIA Prime Mover-level Data | Estimated using an emission factor
2021 | TX | Pearsall | 3630 | 21A | IC | OP | NA | NG |  | 133924.958 | 0.028258 | 0.000422 | EIA Prime Mover-level Data | Estimated using an emission factor
2021 | TX | Pearsall | 3630 | 22A | IC | OP | NA | NG |  | 133924.958 | 0.028258 | 0.000422 | EIA Prime Mover-level Data | Estimated using an emission factor
2021 | TX | Pearsall | 3630 | 23A | IC | OP | NA | NG |  | 133924.958 | 0.028258 | 0.000422 | EIA Prime Mover-level Data | Estimated using an emission factor
2021 | TX | Pearsall | 3630 | 24A | IC | OP | NA | NG |  | 133924.958 | 0.028258 | 0.000422 | EIA Prime Mover-level Data | Estimated using an emission factor