2021 | TX | Pearsall | 3630 | 2A | IC | OP | NA | NG |  | 133924.958 | 0.028258 | 0.000422 | EIA Prime Mover-level Data | Estimated using an emission factor
2021 | TX | Pearsall | 3630 | 3A | IC | OP | NA | NG |  | 133924.958 | 0.028258 | 0.000422 | EIA Prime Mover-level Data | Estimated using an emission factor
2021 | TX | Pearsall | 3630 | 4A | IC | OP | NA | NG |  | 133924.958 | 0.028258 | 0.000422 | EIA Prime Mover-level Data | Estimated using an emission factor
2021 | TX | Pearsall | 3630 | 5A | IC | OP | NA | NG |  | 133924.958 | 0.028258 | 0.000422 | EIA Prime Mover-level Data | Estimated using an emission factor
2021 | TX | Pearsall | 3630 | 6A | IC | OP | NA | NG |  | 133924.958 | 0.028258 | 0.000422 | EIA Prime Mover-level Data | Estimated using an emission factor
2021 | TX | Pearsall | 3630 | 7A | IC | OP | NA | NG |  | 133924.958 | 0.028258 | 0.000422 | EIA Prime Mover-level Data | Estimated using an emission factor
2021 | TX | Pearsall | 3630 | 8A | IC | OP | NA | NG |  | 133924.958 | 0.028258 | 0.000422 | EIA Prime Mover-level Data | Estimated using an emission factor
2021 | TX | Pearsall | 3630 | 9A | IC | OP | NA | NG |  | 133924.958 | 0.028258 | 0.000422 | EIA Prime Mover-level Data | Estimated using an emission factor
2021 | TX | Sam Rayburn Plant | 3631 | CT7 | CT | OP | CC | NG | 3065 | 793266.97 | 2.6794 | 0.0067554 | EPA/CAMD | EPA/NEI | 2003
2021 | TX | Sam Rayburn Plant | 3631 | CT8 | CT | OP | CC | NG | 2246 | 544425.224 | 1.8762 | 0.0068924 | EPA/CAMD | EPA/NEI | 2003
2021 | TX | Sam Rayburn Plant | 3631 | CT9 | CT | OP | CC | NG | 3036 | 779708.07 | 2.6083 | 0.0066905 | EPA/CAMD | EPA/NEI | 2003
2021 | UT | Upper Beaver | 3643 | 1 | HY | OP | NA | WAT |  | 49395.84 |  |  | EIA Prime Mover-level Data
2021 | UT | Upper Beaver | 3643 | 2 | HY | OP | NA | WAT |  | 45596.16 |  |  | EIA Prime Mover-level Data
2021 | UT | Cutler Hydro | 3646 | 1 | HY | OP | NA | WAT |  | 106872 |  |  | EIA Prime Mover-level Data
2021 | UT | Cutler Hydro | 3646 | 2 | HY | OP | NA | WAT |  | 106872 |  |  | EIA Prime Mover-level Data
2021 | UT | Gadsby | 3648 | 1 | ST | OP | WALL | NG | 1049 | 363652.42 | 1.3306 | 0.0073178 | EPA/CAMD | EPA/NEI | 1951
2021 | UT | Gadsby | 3648 | 2 | ST | OP | WALL | NG | 1304 | 405962.311 | 1.4932 | 0.0073564 | EPA/CAMD | EPA/NEI | 1952
2021 | UT | Gadsby | 3648 | 3 | ST | OP | TANGENTIAL | NG | 1648 | 621051.251 | 2.2852 | 0.007359 | EPA/CAMD | EPA/NEI | 1955
2021 | UT | Gadsby | 3648 | 4 | GT | OP | CT | NG | 232 | 35185.911 | 0.11611 | 0.0066 | EPA/CAMD | EPA/NEI | 2002
2021 | UT | Gadsby | 3648 | 5 | GT | OP | CT | NG | 291 | 49816.471 | 0.16439 | 0.0066 | EPA/CAMD | EPA/NEI | 2002
2021 | UT | Gadsby | 3648 | 6 | GT | OP | CT | NG | 298 | 45875.551 | 0.15139 | 0.0066 | EPA/CAMD | EPA/NEI | 2002
2021 | UT | Granite | 3651 | 1 | HY | OP | NA | WAT |  | 43411 |  |  | EIA Prime Mover-level Data
2021 | UT | Pioneer | 3656 | 1 | HY | OP | NA | WAT |  | 28669.5 |  |  | EIA Prime Mover-level Data
2021 | UT | Pioneer | 3656 | 2 | HY | OP | NA | WAT |  | 28669.5 |  |  | EIA Prime Mover-level Data
2021 | UT | Snake Creek | 3658 | 1 | HY | OP | NA | WAT |  | 13167.5 |  |  | EIA Prime Mover-level Data
2021 | UT | Snake Creek | 3658 | 2 | HY | OP | NA | WAT |  | 13167.5 |  |  | EIA Prime Mover-level Data
2021 | UT | Stairs | 3659 | 3 | HY | OP | NA | WAT |  | 29411 |  |  | EIA Prime Mover-level Data
2021 | UT | Weber | 3661 | 1 | HY | OP | NA | WAT |  | 32771 |  |  | EIA Prime Mover-level Data
2021 | UT | Bountiful City | 3665 | 1A | GT | OP | NA | NG |  | 55078.776 | 0.22077 | 0.0080165 | EIA Prime Mover-level Data | NEI avg EF - PM, fuel type
2021 | UT | Bountiful City | 3665 | 2A | GT | OP | NA | NG |  | 133460.112 | 0.53494 | 0.0080165 | EIA Prime Mover-level Data | NEI avg EF - PM, fuel type
2021 | UT | Bountiful City | 3665 | 3A | GT | OP | NA | NG |  | 133460.112 | 0.53494 | 0.0080165 | EIA Prime Mover-level Data | NEI avg EF - PM, fuel type
2021 | UT | Brigham City | 3666 | 1 | HY | OP | NA | WAT |  | 16728.667 |  |  | EIA Prime Mover-level Data
2021 | UT | Brigham City | 3666 | 2 | HY | OP | NA | WAT |  | 16728.667 |  |  | EIA Prime Mover-level Data
2021 | UT | Brigham City | 3666 | 8182 | HY | OP | NA | WAT |  | 16728.667 |  |  | EIA Prime Mover-level Data
2021 | UT | Hydro III | 3675 | HY1 | HY | OP | NA | WAT |  | 0 |  |  | EIA Prime Mover-level Data
2021 | UT | Hydro III | 3675 | HY2 | HY | OP | NA | WAT |  | 0 |  |  | EIA Prime Mover-level Data
2021 | UT | Manti Upper | 3676 | 1 | HY | OP | NA | WAT |  | 3733.875 |  |  | EIA Prime Mover-level Data
2021 | UT | Manti Upper | 3676 | HC2 | HY | OP | NA | WAT |  | 6223.125 |  |  | EIA Prime Mover-level Data
2021 | UT | Bartholomew | 3688 | 2 | HY | OP | NA | WAT |  | 5454 |  |  | EIA Prime Mover-level Data
2021 | UT | Spanish Fork | 3691 | 1 | HY | OP | NA | WAT |  | 13.694 |  |  | EIA Prime Mover-level Data
2021 | UT | Spanish Fork | 3691 | 2 | HY | OP | NA | WAT |  | 13.694 |  |  | EIA Prime Mover-level Data
2021 | UT | Spanish Fork | 3691 | 3 | HY | OP | NA | WAT |  | 1.611 |  |  | EIA Prime Mover-level Data
2021 | UT | Gateway | 3697 | 1 | HY | OP | NA | WAT |  | 11859 |  |  | EIA Prime Mover-level Data
2021 | UT | Gateway | 3697 | 2 | HY | OP | NA | WAT |  | 11859 |  |  | EIA Prime Mover-level Data
2021 | UT | Wanship | 3698 | 1 | HY | OP | NA | WAT |  | 24300 |  |  | EIA Prime Mover-level Data
2021 | UT | Boulder | 3699 | 1 | HY | OP | NA | WAT |  | 70926.667 |  |  | EIA Prime Mover-level Data
2021 | UT | Boulder | 3699 | 2 | HY | OP | NA | WAT |  | 70926.667 |  |  | EIA Prime Mover-level Data
2021 | UT | Boulder | 3699 | 3 | HY | OP | NA | WAT |  | 70926.667 |  |  | EIA Prime Mover-level Data
2021 | UT | Uintah | 3704 | 1 | HY | OP | NA | WAT |  | 25816 |  |  | EIA Prime Mover-level Data
2021 | UT | Uintah | 3704 | 2 | HY | OP | NA | WAT |  | 25816 |  |  | EIA Prime Mover-level Data
2021 | VT | Ascutney | 3708 | GT4 | GT | OP | NA | DFO |  | 7788 | 0.064083 | 0.016457 | EIA Prime Mover-level Data | NEI avg EF - PM, fuel type, firing type
2021 | VT | Smith (VT) | 3709 | 1 | HY | OP | NA | WAT |  | 13317.333 |  |  | EIA Prime Mover-level Data
2021 | VT | Smith (VT) | 3709 | HC2 | HY | OP | NA | WAT |  | 6658.667 |  |  | EIA Prime Mover-level Data
2021 | VT | Cavendish | 3710 | 1 | HY | OP | NA | WAT |  | 12802.588 |  |  | EIA Prime Mover-level Data
2021 | VT | Cavendish | 3710 | 2 | HY | OP | NA | WAT |  | 12802.588 |  |  | EIA Prime Mover-level Data
2021 | VT | Cavendish | 3710 | 3 | HY | OP | NA | WAT |  | 10668.824 |  |  | EIA Prime Mover-level Data
2021 | VT | Clark Falls | 3711 | 1 | HY | OP | NA | WAT |  | 107762 |  |  | EIA Prime Mover-level Data
2021 | VT | Fairfax Falls | 3712 | 1 | HY | OP | NA | WAT |  | 58728.4 |  |  | EIA Prime Mover-level Data
2021 | VT | Fairfax Falls | 3712 | 2 | HY | OP | NA | WAT |  | 88092.6 |  |  | EIA Prime Mover-level Data
2021 | VT | Glen | 3714 | 1 | HY | OP | NA | WAT |  | 28466 |  |  | EIA Prime Mover-level Data
2021 | VT | Glen | 3714 | 2 | HY | OP | NA | WAT |  | 28466 |  |  | EIA Prime Mover-level Data
2021 | VT | Lower Middlebury | 3716 | 1 | HY | OP | NA | WAT |  | 18623.667 |  |  | EIA Prime Mover-level Data
2021 | VT | Lower Middlebury | 3716 | 2 | HY | OP | NA | WAT |  | 18623.667 |  |  | EIA Prime Mover-level Data
2021 | VT | Lower Middlebury | 3716 | 3 | HY | OP | NA | WAT |  | 18623.667 |  |  | EIA Prime Mover-level Data
2021 | VT | Milton | 3717 | 1 | HY | OP | NA | WAT |  | 118298 |  |  | EIA Prime Mover-level Data
2021 | VT | Milton | 3717 | 2 | HY | OP | NA | WAT |  | 118298 |  |  | EIA Prime Mover-level Data
2021 | VT | Peterson | 3720 | 1 | HY | OP | NA | WAT |  | 150579 |  |  | EIA Prime Mover-level Data
2021 | VT | Pittsford | 3722 | 1 | HY | OP | NA | WAT |  | 25252.861 |  |  | EIA Prime Mover-level Data
2021 | VT | Pittsford | 3722 | 2 | HY | OP | NA | WAT |  | 25252.861 |  |  | EIA Prime Mover-level Data
2021 | VT | Pittsford | 3722 | 3 | HY | OP | NA | WAT |  | 19425.278 |  |  | EIA Prime Mover-level Data
2021 | VT | Rutland | 3723 | GT5 | GT | OP | NA | DFO |  | 5359 | 0.044096 | 0.016457 | EIA Prime Mover-level Data | NEI avg EF - PM, fuel type, firing type
2021 | VT | Salisbury | 3724 | 1 | HY | OP | NA | WAT |  | 23600 |  |  | EIA Prime Mover-level Data
2021 | VT | Silver Lake (VT) | 3725 | 1 | HY | OP | NA | WAT |  | 43410 |  |  | EIA Prime Mover-level Data
2021 | VT | Weybridge | 3728 | 1 | HY | OP | NA | WAT |  | 126888 |  |  | EIA Prime Mover-level Data
2021 | VT | Newport | 3731 | 1 | HY | OP | NA | WAT |  | 32387.975 |  |  | EIA Prime Mover-level Data
2021 | VT | Newport | 3731 | 2 | HY | OP | NA | WAT |  | 32387.975 |  |  | EIA Prime Mover-level Data
2021 | VT | Newport | 3731 | 3 | HY | OP | NA | WAT |  | 11431.05 |  |  | EIA Prime Mover-level Data
2021 | VT | Berlin 5 | 3734 | A | GT | OP | CT | DFO | 66 | 17494.2 | 0.21673 | 0.024777 | EPA/CAMD | NEI avg EF - PM, fuel type, firing type | 1972
2021 | VT | Berlin 5 | 3734 | B | GT | OP | CT | DFO | 70 | 12173.2 | 0.15081 | 0.024777 | EPA/CAMD | NEI avg EF - PM, fuel type, firing type | 1972
2021 | VT | Colchester 16 | 3735 | GT1 | GT | OP | NA | DFO |  | 4659 | 0.038336 | 0.016457 | EIA Prime Mover-level Data | NEI avg EF - PM, fuel type, firing type
2021 | VT | Essex Junction 19 | 3737 | H1 | HY | OP | NA | WAT |  | 68476.725 |  |  | EIA Prime Mover-level Data
2021 | VT | Essex Junction 19 | 3737 | H2 | HY | OP | NA | WAT |  | 68476.725 |  |  | EIA Prime Mover-level Data
2021 | VT | Essex Junction 19 | 3737 | H3 | HY | OP | NA | WAT |  | 68476.725 |  |  | EIA Prime Mover-level Data
2021 | VT | Essex Junction 19 | 3737 | H4 | HY | OP | NA | WAT |  | 68476.725 |  |  | EIA Prime Mover-level Data
2021 | VT | Essex Junction 19 | 3737 | H9 | HY | OP | NA | WAT |  | 30434.1 |  |  | EIA Prime Mover-level Data
2021 | VT | Essex Junction 19 | 3737 | IC-5 | IC | OP | NA | DFO |  | 326.5 | 0.050607 | 0.31 | EIA Prime Mover-level Data | Estimated using an emission factor
2021 | VT | Essex Junction 19 | 3737 | IC-6 | IC | OP | NA | DFO |  | 326.5 | 0.050607 | 0.31 | EIA Prime Mover-level Data | Estimated using an emission factor
2021 | VT | Essex Junction 19 | 3737 | IC-7 | IC | OP | NA | DFO |  | 326.5 | 0.050607 | 0.31 | EIA Prime Mover-level Data | Estimated using an emission factor
2021 | VT | Essex Junction 19 | 3737 | IC-8 | IC | OP | NA | DFO |  | 326.5 | 0.050607 | 0.31 | EIA Prime Mover-level Data | Estimated using an emission factor
2021 | VT | Marshfield 6 | 3739 | 1 | HY | OP | NA | WAT |  | 54863 |  |  | EIA Prime Mover-level Data
2021 | VT | Middlesex 2 | 3740 | 1 | HY | OP | NA | WAT |  | 37981 |  |  | EIA Prime Mover-level Data
2021 | VT | Middlesex 2 | 3740 | 2 | HY | OP | NA | WAT |  | 37981 |  |  | EIA Prime Mover-level Data
2021 | VT | West Danville 15 | 3743 | 1 | HY | OP | NA | WAT |  | 20056 |  |  | EIA Prime Mover-level Data
2021 | VT | Bellows Falls | 3745 | GEN1 | HY | OP | NA | WAT |  | 668985 |  |  | EIA Prime Mover-level Data
2021 | VT | Bellows Falls | 3745 | GEN2 | HY | OP | NA | WAT |  | 668985 |  |  | EIA Prime Mover-level Data
2021 | VT | Bellows Falls | 3745 | GEN3 | HY | OP | NA | WAT |  | 668985 |  |  | EIA Prime Mover-level Data
2021 | VT | Harriman | 3746 | GEN1 | HY | OP | NA | WAT |  | 329614.667 |  |  | EIA Prime Mover-level Data
2021 | VT | Harriman | 3746 | GEN2 | HY | OP | NA | WAT |  | 329614.667 |  |  | EIA Prime Mover-level Data
2021 | VT | Harriman | 3746 | GEN3 | HY | OP | NA | WAT |  | 329614.667 |  |  | EIA Prime Mover-level Data
2021 | VT | Canaan | 3750 | 1 | HY | OP | NA | WAT |  | 36415 |  |  | EIA Prime Mover-level Data
2021 | VT | West Charleston | 3753 | 1 | HY | OP | NA | WAT |  | 18168.5 |  |  | EIA Prime Mover-level Data
2021 | VT | West Charleston | 3753 | 2 | HY | OP | NA | WAT |  | 18168.5 |  |  | EIA Prime Mover-level Data
2021 | VT | Penny Lane Gas Turbine | 3754 | CT1 | GT | OP | CT | DFO | 44 | 4051 | 0.050186 | 0.024777 | EPA/CAMD | NEI avg EF - PM, fuel type, firing type | 1971
2021 | VT | Penny Lane Gas Turbine | 3754 | CT2 | GT | OP | CT | DFO | 44 | 4051 | 0.050186 | 0.024777 | EPA/CAMD | NEI avg EF - PM, fuel type, firing type | 1971
2021 | VT | Great Falls (VT) | 3762 | 1 | HY | OP | NA | WAT |  | 3029.842 |  |  | EIA Prime Mover-level Data
2021 | VT | Great Falls (VT) | 3762 | 2 | HY | OP | NA | WAT |  | 3029.842 |  |  | EIA Prime Mover-level Data
2021 | VT | Great Falls (VT) | 3762 | 3 | HY | OP | NA | WAT |  | 13129.316 |  |  | EIA Prime Mover-level Data
2021 | VT | Morrisville | 3764 | 1 | HY | OP | NA | WAT |  | 6762.333 |  |  | EIA Prime Mover-level Data
2021 | VT | Morrisville | 3764 | 2 | HY | OP | NA | WAT |  | 13524.667 |  |  | EIA Prime Mover-level Data
2021 | VT | Cadys Falls | 3765 | 1 | HY | OP | NA | WAT |  | 5005.5 |  |  | EIA Prime Mover-level Data
2021 | VT | Cadys Falls | 3765 | 2 | HY | OP | NA | WAT |  | 5005.5 |  |  | EIA Prime Mover-level Data
2021 | VA | Buck Hydro | 3772 | 1 | HY | OP | NA | WAT |  | 114346.333 |  |  | EIA Prime Mover-level Data
2021 | VA | Buck Hydro | 3772 | 2 | HY | OP | NA | WAT |  | 114346.333 |  |  | EIA Prime Mover-level Data
2021 | VA | Buck Hydro | 3772 | 3 | HY | OP | NA | WAT |  | 114346.333 |  |  | EIA Prime Mover-level Data
2021 | VA | Byllesby 2 | 3773 | 1 | HY | OP | NA | WAT |  | 79480.75 |  |  | EIA Prime Mover-level Data
2021 | VA | Byllesby 2 | 3773 | 2 | HY | OP | NA | WAT |  | 79480.75 |  |  | EIA Prime Mover-level Data
2021 | VA | Byllesby 2 | 3773 | 3 | HY | OP | NA | WAT |  | 79480.75 |  |  | EIA Prime Mover-level Data
2021 | VA | Byllesby 2 | 3773 | 4 | HY | OP | NA | WAT |  | 79480.75 |  |  | EIA Prime Mover-level Data
2021 | VA | Claytor | 3774 | 1 | HY | OP | NA | WAT |  | 518661.5 |  |  | EIA Prime Mover-level Data
2021 | VA | Claytor | 3774 | 2 | HY | OP | NA | WAT |  | 518661.5 |  |  | EIA Prime Mover-level Data
2021 | VA | Claytor | 3774 | 3 | HY | OP | NA | WAT |  | 518661.5 |  |  | EIA Prime Mover-level Data
2021 | VA | Claytor | 3774 | 4 | HY | OP | NA | WAT |  | 518661.5 |  |  | EIA Prime Mover-level Data
2021 | VA | Clinch River | 3775 | 1 | ST | OP | VERTICAL | NG | 776 | 785738.134 | 4.84 | 0.01232 | EPA/CAMD | EPA/NEI | 1958
2021 | VA | Clinch River | 3775 | 2 | ST | OP | VERTICAL | NG | 870 | 902302.345 | 4.84 | 0.010728 | EPA/CAMD | EPA/NEI | 1958
2021 | VA | Leesville | 3777 | 1 | HY | OP | NA | WAT |  | 269791 |  |  | EIA Prime Mover-level Data
2021 | VA | Leesville | 3777 | 2 | HY | OP | NA | WAT |  | 269791 |  |  | EIA Prime Mover-level Data
2021 | VA | Niagara | 3778 | 1 | HY | OP | NA | WAT |  | 52746.667 |  |  | EIA Prime Mover-level Data
2021 | VA | Niagara | 3778 | 2 | HY | OP | NA | WAT |  | 26373.333 |  |  | EIA Prime Mover-level Data
2021 | VA | Reusens | 3779 | 1 | HY | OP | NA | WAT |  | 46300 |  |  | EIA Prime Mover-level Data
2021 | VA | Reusens | 3779 | 2 | HY | OP | NA | WAT |  | 46300 |  |  | EIA Prime Mover-level Data
2021 | VA | Reusens | 3779 | 3 | HY | OP | NA | WAT |  | 46300 |  |  | EIA Prime Mover-level Data
2021 | VA | Reusens | 3779 | 4 | HY | OS | NA | WAT |  | 46300 |  |  | EIA Prime Mover-level Data
2021 | VA | Reusens | 3779 | 5 | HY | OP | NA | WAT |  | 46300 |  |  | EIA Prime Mover-level Data
2021 | VA | Smith Mountain | 3780 | 1 | PS | OP | NA | WAT |  | 0 |  |  | EIA Prime Mover-level Data
2021 | VA | Smith Mountain | 3780 | 2 | HY | OP | NA | WAT |  | 1180588.5 |  |  | EIA Prime Mover-level Data
2021 | VA | Smith Mountain | 3780 | 3 | PS | OP | NA | WAT |  | 0 |  |  | EIA Prime Mover-level Data
2021 | VA | Smith Mountain | 3780 | 4 | HY | OP | NA | WAT |  | 1180588.5 |  |  | EIA Prime Mover-level Data
2021 | VA | Smith Mountain | 3780 | 5 | PS | OP | NA | WAT |  | 0 |  |  | EIA Prime Mover-level Data
2021 | VA | Bayview | 3782 | BAYV | IC | SB | NA | DFO |  | 2037 | 0.31573 | 0.31 | EIA Prime Mover-level Data | Estimated using an emission factor
2021 | VA | Bayview | 3782 | BYV2 | IC | SB | NA | DFO |  | 2037 | 0.31573 | 0.31 | EIA Prime Mover-level Data | Estimated using an emission factor
2021 | VA | Bayview | 3782 | BYV3 | IC | SB | NA | DFO |  | 2037 | 0.31573 | 0.31 | EIA Prime Mover-level Data | Estimated using an emission factor
2021 | VA | Bayview | 3782 | BYV4 | IC | SB | NA | DFO |  | 2037 | 0.31573 | 0.31 | EIA Prime Mover-level Data | Estimated using an emission factor
2021 | VA | Bayview | 3782 | BYV5 | IC | SB | NA | DFO |  | 2037 | 0.31573 | 0.31 | EIA Prime Mover-level Data | Estimated using an emission factor
2021 | VA | Bayview | 3782 | BYV6 | IC | SB | NA | DFO |  | 2037 | 0.31573 | 0.31 | EIA Prime Mover-level Data | Estimated using an emission factor
2021 | VA | Tasley Energy Center | 3785 | TA10 | GT | OP | CT | DFO | 22 | 10441.2 | 0.011627 | 0.0022271 | EPA/CAMD | EPA/NEI | 1972
2021 | VA | Luray Hydro Station | 3789 | 1 | HY | OP | NA | WAT |  | 13094.625 |  |  | EIA Prime Mover-level Data
2021 | VA | Luray Hydro Station | 3789 | 2 | HY | OP | NA | WAT |  | 8729.75 |  |  | EIA Prime Mover-level Data
2021 | VA | Luray Hydro Station | 3789 | 3 | HY | OP | NA | WAT |  | 13094.625 |  |  | EIA Prime Mover-level Data
2021 | VA | Newport Hydro Station | 3790 | 1 | HY | OP | NA | WAT |  | 10722.571 |  |  | EIA Prime Mover-level Data
2021 | VA | Newport Hydro Station | 3790 | 2 | HY | OP | NA | WAT |  | 10722.571 |  |  | EIA Prime Mover-level Data
2021 | VA | Newport Hydro Station | 3790 | 3 | HY | OP | NA | WAT |  | 16083.857 |  |  | EIA Prime Mover-level Data
2021 | VA | Chesterfield Power Station | 3797 | **8A | CT | OP | CC | NG | 5626 | 7794142.651 | 25.1602 | 0.0064562 | EPA/CAMD | EPA/NEI | 1992
2021 | VA | Chesterfield Power Station | 3797 | 5 | ST | OP | TANGENTIAL | BIT | 2398 | 5391264.453 | 16.5455 | 0.0061379 | EPA/CAMD | EPA/NEI | 1964
2021 | VA | Chesterfield Power Station | 3797 | 6 | ST | OP | TANGENTIAL | BIT | 1571 | 5868978.082 | 13.4936 | 0.0045983 | EPA/CAMD | EPA/NEI | 1969
2021 | VA | Chesterfield Power Station | 3797 | 7 | CT | OP | CC | NG | 5319 | 7262550.998 | 23.5865 | 0.0064954 | EPA/CAMD | EPA/NEI | 1990
2021 | VA | Cushaw | 3798 | 1 | HY | OP | NA | WAT |  | 22072.2 |  |  | EIA Prime Mover-level Data
2021 | VA | Cushaw | 3798 | 2 | HY | OP | NA | WAT |  | 22072.2 |  |  | EIA Prime Mover-level Data
2021 | VA | Cushaw | 3798 | 3 | HY | OP | NA | WAT |  | 22072.2 |  |  | EIA Prime Mover-level Data
2021 | VA | Cushaw | 3798 | 4 | HY | OP | NA | WAT |  | 22072.2 |  |  | EIA Prime Mover-level Data
2021 | VA | Cushaw | 3798 | 5 | HY | OP | NA | WAT |  | 22072.2 |  |  | EIA Prime Mover-level Data
2021 | VA | Low Moor | 3799 | GT1 | GT | OP | NA | DFO |  | 4346 | 0.035761 | 0.016457 | EIA Prime Mover-level Data | NEI avg EF - PM, fuel type, firing type
2021 | VA | Low Moor | 3799 | GT2 | GT | OP | NA | DFO |  | 4346 | 0.035761 | 0.016457 | EIA Prime Mover-level Data | NEI avg EF - PM, fuel type, firing type
2021 | VA | Low Moor | 3799 | GT3 | GT | OP | NA | DFO |  | 4346 | 0.035761 | 0.016457 | EIA Prime Mover-level Data | NEI avg EF - PM, fuel type, firing type
2021 | VA | Low Moor | 3799 | GT4 | GT | OP | NA | DFO |  | 4346 | 0.035761 | 0.016457 | EIA Prime Mover-level Data | NEI avg EF - PM, fuel type, firing type
2021 | VA | Northern Neck | 3800 | GT1 | GT | OP | NA | DFO |  | 26898.75 | 0.22133 | 0.016457 | EIA Prime Mover-level Data | NEI avg EF - PM, fuel type, firing type
2021 | VA | Northern Neck | 3800 | GT2 | GT | OP | NA | DFO |  | 26898.75 | 0.22133 | 0.016457 | EIA Prime Mover-level Data | NEI avg EF - PM, fuel type, firing type
2021 | VA | Northern Neck | 3800 | GT3 | GT | OP | NA | DFO |  | 26898.75 | 0.22133 | 0.016457 | EIA Prime Mover-level Data | NEI avg EF - PM, fuel type, firing type
2021 | VA | Northern Neck | 3800 | GT4 | GT | OP | NA | DFO |  | 26898.75 | 0.22133 | 0.016457 | EIA Prime Mover-level Data | NEI avg EF - PM, fuel type, firing type
2021 | VA | Chesapeake | 3803 | 6 | GT | OP | NA | DFO |  | 537.852 | 0.0044257 | 0.016457 | EIA Prime Mover-level Data | NEI avg EF - PM, fuel type, firing type
2021 | VA | Chesapeake | 3803 | GT1 | GT | OP | NA | DFO |  | 610.445 | 0.005023 | 0.016457 | EIA Prime Mover-level Data | NEI avg EF - PM, fuel type, firing type
2021 | VA | Chesapeake | 3803 | GT2 | GT | OP | NA | DFO |  | 537.852 | 0.0044257 | 0.016457 | EIA Prime Mover-level Data | NEI avg EF - PM, fuel type, firing type
2021 | VA | Chesapeake | 3803 | GT4 | GT | OP | NA | DFO |  | 537.852 | 0.0044257 | 0.016457 | EIA Prime Mover-level Data | NEI avg EF - PM, fuel type, firing type
2021 | VA | Possum Point Power Station | 3804 | 6A | CT | OP | CC | NG | 5315 | 8329299.588 | 35.65 | 0.0085601 | EPA/CAMD | EPA/NEI | 2003
2021 | VA | Possum Point Power Station | 3804 | 6B | CT | OP | CC | NG | 5567 | 8579416.606 | 25.6 | 0.0059678 | EPA/CAMD | EPA/NEI | 2003
2021 | VA | Surry | 3806 | 1 | ST | OP | NA | NUC |  | 0 |  |  | EIA Prime Mover-level Data
2021 | VA | Surry | 3806 | 2 | ST | OP | NA | NUC |  | 0 |  |  | EIA Prime Mover-level Data
2021 | VA | Yorktown Power Station | 3809 | 3 | ST | OP | TANGENTIAL | RFO | 513 | 598522.219 | 4.7271 | 0.015796 | EPA/CAMD | EPA/NEI | 1974
2021 | VA | Snowden | 3821 | 4 | HY | OP | NA | WAT |  | 38741 |  |  | EIA Prime Mover-level Data
2021 | VA | Snowden | 3821 | 5 | HY | OP | NA | WAT |  | 38741 |  |  | EIA Prime Mover-level Data
2021 | VA | Pinnacles | 3825 | 1 | HY | OP | NA | WAT |  | 72224 |  |  | EIA Prime Mover-level Data
2021 | VA | Pinnacles | 3825 | 2 | HY | OP | NA | WAT |  | 72224 |  |  | EIA Prime Mover-level Data
2021 | VA | Pinnacles | 3825 | 3 | HY | OP | NA | WAT |  | 72224 |  |  | EIA Prime Mover-level Data
2021 | VA | Martinsville | 3826 | 1 | HY | OP | NA | WAT |  | 841.154 |  |  | EIA Prime Mover-level Data
2021 | VA | Martinsville | 3826 | 2 | HY | OP | NA | WAT |  | 2803.846 |  |  | EIA Prime Mover-level Data
2021 | VA | Radford | 3827 | 1 | HY | OP | NA | WAT |  | 19154 |  |  | EIA Prime Mover-level Data
2021 | VA | John H Kerr | 3833 | 1 | HY | OP | NA | WAT |  | 215379.036 |  |  | EIA Prime Mover-level Data
2021 | VA | John H Kerr | 3833 | 2 | HY | OP | NA | WAT |  | 730415.863 |  |  | EIA Prime Mover-level Data
2021 | VA | John H Kerr | 3833 | 3 | HY | OP | NA | WAT |  | 730415.863 |  |  | EIA Prime Mover-level Data
2021 | VA | John H Kerr | 3833 | 4 | HY | OP | NA | WAT |  | 730415.863 |  |  | EIA Prime Mover-level Data
2021 | VA | John H Kerr | 3833 | 5 | HY | OP | NA | WAT |  | 730415.863 |  |  | EIA Prime Mover-level Data
2021 | VA | John H Kerr | 3833 | 6 | HY | OP | NA | WAT |  | 730415.863 |  |  | EIA Prime Mover-level Data
2021 | VA | John H Kerr | 3833 | 7 | HY | OP | NA | WAT |  | 730415.863 |  |  | EIA Prime Mover-level Data
2021 | VA | John H Kerr | 3833 | A | HY | OP | NA | WAT |  | 17167.894 |  |  | EIA Prime Mover-level Data
2021 | VA | John H Kerr | 3833 | B | HY | OP | NA | WAT |  | 17167.894 |  |  | EIA Prime Mover-level Data
2021 | VA | Philpott Lake | 3834 | 1 | HY | OS | NA | WAT
2021 | VA | Philpott Lake | 3834 | 2 | HY | OS | NA | WAT
2021 | VA | Philpott Lake | 3834 | 3 | HY | OS | NA | WAT
2021 | WA | Centralia | 3845 | BW22 | ST | OP | TANGENTIAL | RC | 5601 | 36310041.653 | 155.5 | 0.0085651 | EPA/CAMD | EPA/NEI | 1973
2021 | WA | Merwin | 3847 | 1 | HY | OP | NA | WAT |  | 1362693.309 |  |  | EIA Prime Mover-level Data
2021 | WA | Merwin | 3847 | 2 | HY | OP | NA | WAT |  | 1362693.309 |  |  | EIA Prime Mover-level Data
2021 | WA | Merwin | 3847 | 3 | HY | OP | NA | WAT |  | 1362693.309 |  |  | EIA Prime Mover-level Data
2021 | WA | Merwin | 3847 | House | HY | OP | NA | WAT |  | 30282.074 |  |  | EIA Prime Mover-level Data
2021 | WA | Swift 1 | 3850 | HY11 | HY | OP | NA | WAT |  | 1742911.667 |  |  | EIA Prime Mover-level Data
2021 | WA | Swift 1 | 3850 | HY12 | HY | OP | NA | WAT |  | 1742911.667 |  |  | EIA Prime Mover-level Data
2021 | WA | Swift 1 | 3850 | HY13 | HY | OP | NA | WAT |  | 1742911.667 |  |  | EIA Prime Mover-level Data
2021 | WA | Yale | 3852 | 1 | HY | OP | NA | WAT |  | 2276785.5 |  |  | EIA Prime Mover-level Data
2021 | WA | Yale | 3852 | 2 | HY | OP | NA | WAT |  | 2276785.5 |  |  | EIA Prime Mover-level Data
2021 | WA | Crystal Mountain | 3853 | 1 | IC | SB | NA | DFO |  | 5940 | 0.9207 | 0.31 | EIA Prime Mover-level Data | Estimated using an emission factor
2021 | WA | Electron | 3854 | 1 | HY | OP | NA | WAT
2021 | WA | Electron | 3854 | 2 | HY | OP | NA | WAT
2021 | WA | Electron | 3854 | 3 | HY | OP | NA | WAT
2021 | WA | Electron | 3854 | 4 | HY | OP | NA | WAT
2021 | WA | Lower Baker | 3855 | 3 | HY | OP | NA | WAT |  | 2418662.986 |  |  | EIA Prime Mover-level Data
2021 | WA | Lower Baker | 3855 | 4 | HY | OP | NA | WAT |  | 909992.014 |  |  | EIA Prime Mover-level Data
2021 | WA | Snoqualmie | 3860 | 1 | HY | OP | NA | WAT |  | 33805.781 |  |  | EIA Prime Mover-level Data
2021 | WA | Snoqualmie | 3860 | 2 | HY | OP | NA | WAT |  | 33805.781 |  |  | EIA Prime Mover-level Data
2021 | WA | Snoqualmie | 3860 | 3 | HY | OP | NA | WAT |  | 33805.781 |  |  | EIA Prime Mover-level Data
2021 | WA | Snoqualmie | 3860 | 4 | HY | OP | NA | WAT |  | 33805.781 |  |  | EIA Prime Mover-level Data
2021 | WA | Snoqualmie | 3860 | 5A | HY | OP | NA | WAT |  | 153252.875 |  |  | EIA Prime Mover-level Data
2021 | WA | Upper Baker | 3861 | 1 | HY | OP | NA | WAT |  | 1639045.5 |  |  | EIA Prime Mover-level Data
2021 | WA | Upper Baker | 3861 | 2 | HY | OP | NA | WAT |  | 1639045.5 |  |  | EIA Prime Mover-level Data
2021 | WA | Little Falls (WA) | 3866 | 1 | HY | OP | NA | WAT |  | 457673.75 |  |  | EIA Prime Mover-level Data
2021 | WA | Little Falls (WA) | 3866 | 2 | HY | OP | NA | WAT |  | 457673.75 |  |  | EIA Prime Mover-level Data
2021 | WA | Little Falls (WA) | 3866 | 3 | HY | OP | NA | WAT |  | 457673.75 |  |  | EIA Prime Mover-level Data
2021 | WA | Little Falls (WA) | 3866 | 4 | HY | OP | NA | WAT |  | 457673.75 |  |  | EIA Prime Mover-level Data
2021 | WA | Long Lake | 3867 | 1 | HY | OP | NA | WAT |  | 1056767.25 |  |  | EIA Prime Mover-level Data
2021 | WA | Long Lake | 3867 | 2 | HY | OP | NA | WAT |  | 1056767.25 |  |  | EIA Prime Mover-level Data
2021 | WA | Long Lake | 3867 | 3 | HY | OP | NA | WAT |  | 1056767.25 |  |  | EIA Prime Mover-level Data
2021 | WA | Long Lake | 3867 | 4 | HY | OP | NA | WAT |  | 1056767.25 |  |  | EIA Prime Mover-level Data
2021 | WA | Meyers Falls | 3868 | UN1 | HY | OP | NA | WAT |  | 34864.875 |  |  | EIA Prime Mover-level Data
2021 | WA | Meyers Falls | 3868 | UN2 | HY | OP | NA | WAT |  | 11621.625 |  |  | EIA Prime Mover-level Data
2021 | WA | Meyers Falls | 3868 | UNA | HY | OP | NA | WAT |  | 7747.75 |  |  | EIA Prime Mover-level Data
2021 | WA | Meyers Falls | 3868 | UNB | HY | OP | NA | WAT |  | 7747.75 |  |  | EIA Prime Mover-level Data
2021 | WA | Nine Mile | 3869 | 1 | HY | OP | NA | WAT |  | 271220.213 |  |  | EIA Prime Mover-level Data
2021 | WA | Nine Mile | 3869 | 2 | HY | OP | NA | WAT |  | 271220.213 |  |  | EIA Prime Mover-level Data
2021 | WA | Nine Mile | 3869 | 3N | HY | OP | NA | WAT |  | 308204.787 |  |  | EIA Prime Mover-level Data
2021 | WA | Nine Mile | 3869 | 4N | HY | OP | NA | WAT |  | 308204.787 |  |  | EIA Prime Mover-level Data
2021 | WA | Yelm | 3878 | 1 | HY | OP | NA | WAT |  | 68009.25 |  |  | EIA Prime Mover-level Data
2021 | WA | Yelm | 3878 | 2 | HY | OP | NA | WAT |  | 68009.25 |  |  | EIA Prime Mover-level Data
2021 | WA | Yelm | 3878 | 3 | HY | OP | NA | WAT |  | 136018.5 |  |  | EIA Prime Mover-level Data
2021 | WA | Rocky Reach | 3883 | C-1 | HY | OP | NA | WAT |  | 4443940.263 |  |  | EIA Prime Mover-level Data
2021 | WA | Rocky Reach | 3883 | C-10 | HY | OP | NA | WAT |  | 4888334.289 |  |  | EIA Prime Mover-level Data
2021 | WA | Rocky Reach | 3883 | C-11 | HY | OP | NA | WAT |  | 4888334.289 |  |  | EIA Prime Mover-level Data
2021 | WA | Rocky Reach | 3883 | C-2 | HY | OP | NA | WAT |  | 4443940.263 |  |  | EIA Prime Mover-level Data
2021 | WA | Rocky Reach | 3883 | C-3 | HY | OP | NA | WAT |  | 4443940.263 |  |  | EIA Prime Mover-level Data
2021 | WA | Rocky Reach | 3883 | C-4 | HY | OA | NA | WAT |  | 4443940.263 |  |  | EIA Prime Mover-level Data
2021 | WA | Rocky Reach | 3883 | C-5 | HY | OA | NA | WAT |  | 4443940.263 |  |  | EIA Prime Mover-level Data
2021 | WA | Rocky Reach | 3883 | C-6 | HY | OA | NA | WAT |  | 4443940.263 |  |  | EIA Prime Mover-level Data
2021 | WA | Rocky Reach | 3883 | C-7 | HY | OP | NA | WAT |  | 4443940.263 |  |  | EIA Prime Mover-level Data
2021 | WA | Rocky Reach | 3883 | C-8 | HY | OP | NA | WAT |  | 4888334.289 |  |  | EIA Prime Mover-level Data
2021 | WA | Rocky Reach | 3883 | C-9 | HY | OP | NA | WAT |  | 4888334.289 |  |  | EIA Prime Mover-level Data
2021 | WA | Wells | 3886 | U-1 | HY | OP | NA | WAT |  | 3602925.7 |  |  | EIA Prime Mover-level Data
2021 | WA | Wells | 3886 | U-10 | HY | OA | NA | WAT |  | 3602925.7 |  |  | EIA Prime Mover-level Data
2021 | WA | Wells | 3886 | U-2 | HY | OP | NA | WAT |  | 3602925.7 |  |  | EIA Prime Mover-level Data
2021 | WA | Wells | 3886 | U-3 | HY | OP | NA | WAT |  | 3602925.7 |  |  | EIA Prime Mover-level Data
2021 | WA | Wells | 3886 | U-4 | HY | OP | NA | WAT |  | 3602925.7 |  |  | EIA Prime Mover-level Data
2021 | WA | Wells | 3886 | U-5 | HY | OP | NA | WAT |  | 3602925.7 |  |  | EIA Prime Mover-level Data
2021 | WA | Wells | 3886 | U-6 | HY | OP | NA | WAT |  | 3602925.7 |  |  | EIA Prime Mover-level Data
2021 | WA | Wells | 3886 | U-7 | HY | OP | NA | WAT |  | 3602925.7 |  |  | EIA Prime Mover-level Data
2021 | WA | Wells | 3886 | U-8 | HY | OP | NA | WAT |  | 3602925.7 |  |  | EIA Prime Mover-level Data
2021 | WA | Wells | 3886 | U-9 | HY | OP | NA | WAT |  | 3602925.7 |  |  | EIA Prime Mover-level Data
2021 | WA | Priest Rapids | 3887 | 1 | HY | OP | NA | WAT |  | 3991867.69 |  |  | EIA Prime Mover-level Data
2021 | WA | Priest Rapids | 3887 | 10 | HY | OP | NA | WAT |  | 3991867.69 |  |  | EIA Prime Mover-level Data
2021 | WA | Priest Rapids | 3887 | 2 | HY | OP | NA | WAT |  | 4109522.738 |  |  | EIA Prime Mover-level Data
2021 | WA | Priest Rapids | 3887 | 3 | HY | OP | NA | WAT |  | 3991867.69 |  |  | EIA Prime Mover-level Data
2021 | WA | Priest Rapids | 3887 | 4 | HY | OP | NA | WAT |  | 3991867.69 |  |  | EIA Prime Mover-level Data
2021 | WA | Priest Rapids | 3887 | 5 | HY | OP | NA | WAT |  | 3991867.69 |  |  | EIA Prime Mover-level Data
2021 | WA | Priest Rapids | 3887 | 6 | HY | OP | NA | WAT |  | 3991867.69 |  |  | EIA Prime Mover-level Data
2021 | WA | Priest Rapids | 3887 | 7 | HY | OP | NA | WAT |  | 3991867.69 |  |  | EIA Prime Mover-level Data
2021 | WA | Priest Rapids | 3887 | 8 | HY | OP | NA | WAT |  | 3991867.69 |  |  | EIA Prime Mover-level Data
2021 | WA | Priest Rapids | 3887 | 9 | HY | OP | NA | WAT |  | 4109522.738 |  |  | EIA Prime Mover-level Data
2021 | WA | Wanapum | 3888 | 10A | HY | OP | NA | WAT |  | 4393787.8 |  |  | EIA Prime Mover-level Data
2021 | WA | Wanapum | 3888 | 1A | HY | OP | NA | WAT |  | 4393787.8 |  |  | EIA Prime Mover-level Data
2021 | WA | Wanapum | 3888 | 2A | HY | OP | NA | WAT |  | 4393787.8 |  |  | EIA Prime Mover-level Data
2021 | WA | Wanapum | 3888 | 3A | HY | OP | NA | WAT |  | 4393787.8 |  |  | EIA Prime Mover-level Data
2021 | WA | Wanapum | 3888 | 4A | HY | OP | NA | WAT |  | 4393787.8 |  |  | EIA Prime Mover-level Data
2021 | WA | Wanapum | 3888 | 5A | HY | OP | NA | WAT |  | 4393787.8 |  |  | EIA Prime Mover-level Data
2021 | WA | Wanapum | 3888 | 6A | HY | OP | NA | WAT |  | 4393787.8 |  |  | EIA Prime Mover-level Data
2021 | WA | Wanapum | 3888 | 7A | HY | OP | NA | WAT |  | 4393787.8 |  |  | EIA Prime Mover-level Data
2021 | WA | Wanapum | 3888 | 8A | HY | OP | NA | WAT |  | 4393787.8 |  |  | EIA Prime Mover-level Data
2021 | WA | Wanapum | 3888 | 9A | HY | OP | NA | WAT |  | 4393787.8 |  |  | EIA Prime Mover-level Data
2021 | WA | Box Canyon | 3891 | 1 | HY | OP | NA | WAT |  | 1050400 |  |  | EIA Prime Mover-level Data
2021 | WA | Box Canyon | 3891 | 2 | HY | OP | NA | WAT |  | 1050400 |  |  | EIA Prime Mover-level Data
2021 | WA | Box Canyon | 3891 | 3 | HY | OP | NA | WAT |  | 1050400 |  |  | EIA Prime Mover-level Data
2021 | WA | Box Canyon | 3891 | 4 | HY | OP | NA | WAT |  | 1050400 |  |  | EIA Prime Mover-level Data
2021 | OR | The Dalles | 3895 | 1 | HY | OA | NA | WAT |  | 2261223.386 |  |  | EIA Prime Mover-level Data
2021 | OR | The Dalles | 3895 | 10 | HY | OP | NA | WAT |  | 2261223.386 |  |  | EIA Prime Mover-level Data
2021 | OR | The Dalles | 3895 | 11 | HY | OP | NA | WAT |  | 2261223.386 |  |  | EIA Prime Mover-level Data
2021 | OR | The Dalles | 3895 | 12 | HY | OA | NA | WAT |  | 2261223.386 |  |  | EIA Prime Mover-level Data
2021 | OR | The Dalles | 3895 | 13 | HY | OP | NA | WAT |  | 2261223.386 |  |  | EIA Prime Mover-level Data
2021 | OR | The Dalles | 3895 | 14 | HY | OP | NA | WAT |  | 2261223.386 |  |  | EIA Prime Mover-level Data
2021 | OR | The Dalles | 3895 | 15 | HY | OP | NA | WAT |  | 2493143.734 |  |  | EIA Prime Mover-level Data
2021 | OR | The Dalles | 3895 | 16 | HY | OP | NA | WAT |  | 2493143.734 |  |  | EIA Prime Mover-level Data
2021 | OR | The Dalles | 3895 | 17 | HY | OP | NA | WAT |  | 2493143.734 |  |  | EIA Prime Mover-level Data
2021 | OR | The Dalles | 3895 | 18 | HY | OP | NA | WAT |  | 2493143.734 |  |  | EIA Prime Mover-level Data
2021 | OR | The Dalles | 3895 | 19 | HY | OA | NA | WAT |  | 2493143.734 |  |  | EIA Prime Mover-level Data
2021 | OR | The Dalles | 3895 | 2 | HY | OP | NA | WAT |  | 2261223.386 |  |  | EIA Prime Mover-level Data
2021 | OR | The Dalles | 3895 | 20 | HY | OA | NA | WAT |  | 2493143.734 |  |  | EIA Prime Mover-level Data
2021 | OR | The Dalles | 3895 | 21 | HY | OP | NA | WAT |  | 2493143.734 |  |  | EIA Prime Mover-level Data
2021 | OR | The Dalles | 3895 | 22 | HY | OP | NA | WAT |  | 2493143.734 |  |  | EIA Prime Mover-level Data
2021 | OR | The Dalles | 3895 | 3 | HY | OP | NA | WAT |  | 2261223.386 |  |  | EIA Prime Mover-level Data
2021 | OR | The Dalles | 3895 | 4 | HY | OP | NA | WAT |  | 2261223.386 |  |  | EIA Prime Mover-level Data
2021 | OR | The Dalles | 3895 | 5 | HY | OP | NA | WAT |  | 2600406.894 |  |  | EIA Prime Mover-level Data
2021 | OR | The Dalles | 3895 | 6 | HY | OP | NA | WAT |  | 2261223.386 |  |  | EIA Prime Mover-level Data
2021 | OR | The Dalles | 3895 | 7 | HY | OP | NA | WAT |  | 2261223.386 |  |  | EIA Prime Mover-level Data
2021 | OR | The Dalles | 3895 | 8 | HY | OP | NA | WAT |  | 2261223.386 |  |  | EIA Prime Mover-level Data
2021 | OR | The Dalles | 3895 | 9 | HY | OP | NA | WAT |  | 2261223.386 |  |  | EIA Prime Mover-level Data
2021 | OR | The Dalles | 3895 | F1 | HY | OA | NA | WAT |  | 405860.608 |  |  | EIA Prime Mover-level Data
2021 | OR | The Dalles | 3895 | F2 | HY | OA | NA | WAT |  | 405860.608 |  |  | EIA Prime Mover-level Data
2021 | WA | Alder | 3913 | 11 | HY | OP | NA | WAT |  | 920707 |  |  | EIA Prime Mover-level Data
2021 | WA | Alder | 3913 | 12 | HY | OP | NA | WAT |  | 920707 |  |  | EIA Prime Mover-level Data
2021 | WA | Cushman 1 | 3914 | 21 | HY | OP | NA | WAT |  | 603597 |  |  | EIA Prime Mover-level Data
2021 | WA | Cushman 1 | 3914 | 22 | HY | OP | NA | WAT |  | 603597 |  |  | EIA Prime Mover-level Data
2021 | WA | Cushman 2 | 3915 | 31 | HY | OP | NA | WAT |  | 589239.894 |  |  | EIA Prime Mover-level Data
2021 | WA | Cushman 2 | 3915 | 32 | HY | OP | NA | WAT |  | 589239.894 |  |  | EIA Prime Mover-level Data
2021 | WA | Cushman 2 | 3915 | 33 | HY | OP | NA | WAT |  | 589239.894 |  |  | EIA Prime Mover-level Data
2021 | WA | Cushman 2 | 3915 | 34 | HY | OP | NA | WAT |  | 39282.66 |  |  | EIA Prime Mover-level Data
2021 | WA | Cushman 2 | 3915 | 35 | HY | OP | NA | WAT |  | 39282.66 |  |  | EIA Prime Mover-level Data
2021 | WA | LaGrande | 3916 | 1 | HY | OP | NA | WAT |  | 279085.875 |  |  | EIA Prime Mover-level Data
2021 | WA | LaGrande | 3916 | 2 | HY | OP | NA | WAT |  | 279085.875 |  |  | EIA Prime Mover-level Data
2021 | WA | LaGrande | 3916 | 3 | HY | OP | NA | WAT |  | 279085.875 |  |  | EIA Prime Mover-level Data
2021 | WA | LaGrande | 3916 | 4 | HY | OP | NA | WAT |  | 279085.875 |  |  | EIA Prime Mover-level Data
2021 | WA | LaGrande | 3916 | 5 | HY | OP | NA | WAT |  | 1860572.5 |  |  | EIA Prime Mover-level Data
2021 | WA | Mayfield | 3917 | 41 | HY | OP | NA | WAT |  | 1602316.5 |  |  | EIA Prime Mover-level Data
2021 | WA | Mayfield | 3917 | 42 | HY | OP | NA | WAT |  | 1602316.5 |  |  | EIA Prime Mover-level Data
2021 | WA | Mayfield | 3917 | 43 | HY | OP | NA | WAT |  | 1602316.5 |  |  | EIA Prime Mover-level Data
2021 | WA | Mayfield | 3917 | 44 | HY | OP | NA | WAT |  | 1602316.5 |  |  | EIA Prime Mover-level Data
2021 | WA | Mossyrock | 3918 | 51 | HY | OP | NA | WAT |  | 4636508.5 |  |  | EIA Prime Mover-level Data
2021 | WA | Mossyrock | 3918 | 52 | HY | OP | NA | WAT |  | 4636508.5 |  |  | EIA Prime Mover-level Data
2021 | WA | Chief Joseph | 3921 | 1 | HY | OP | NA | WAT |  | 3487039.751 |  |  | EIA Prime Mover-level Data
2021 | WA | Chief Joseph | 3921 | 10 | HY | OP | NA | WAT |  | 3487039.751 |  |  | EIA Prime Mover-level Data
2021 | WA | Chief Joseph | 3921 | 11 | HY | OP | NA | WAT |  | 3487039.751 |  |  | EIA Prime Mover-level Data
2021 | WA | Chief Joseph | 3921 | 12 | HY | OP | NA | WAT |  | 3487039.751 |  |  | EIA Prime Mover-level Data
2021 | WA | Chief Joseph | 3921 | 13 | HY | OP | NA | WAT |  | 3487039.751 |  |  | EIA Prime Mover-level Data
2021 | WA | Chief Joseph | 3921 | 14 | HY | OP | NA | WAT |  | 3487039.751 |  |  | EIA Prime Mover-level Data
2021 | WA | Chief Joseph | 3921 | 15 | HY | OP | NA | WAT |  | 3487039.751 |  |  | EIA Prime Mover-level Data
2021 | WA | Chief Joseph | 3921 | 16 | HY | OP | NA | WAT |  | 3487039.751 |  |  | EIA Prime Mover-level Data
2021 | WA | Chief Joseph | 3921 | 17 | HY | OP | NA | WAT |  | 3755881.817 |  |  | EIA Prime Mover-level Data
2021 | WA | Chief Joseph | 3921 | 18 | HY | OP | NA | WAT |  | 3755881.817 |  |  | EIA Prime Mover-level Data
2021 | WA | Chief Joseph | 3921 | 19 | HY | OP | NA | WAT |  | 3755881.817 |  |  | EIA Prime Mover-level Data
2021 | WA | Chief Joseph | 3921 | 2 | HY | OP | NA | WAT |  | 3487039.751 |  |  | EIA Prime Mover-level Data
2021 | WA | Chief Joseph | 3921 | 20 | HY | OA | NA | WAT |  | 3755881.817 |  |  | EIA Prime Mover-level Data
2021 | WA | Chief Joseph | 3921 | 21 | HY | OP | NA | WAT |  | 3755881.817 |  |  | EIA Prime Mover-level Data
2021 | WA | Chief Joseph | 3921 | 22 | HY | OP | NA | WAT |  | 3755881.817 |  |  | EIA Prime Mover-level Data
2021 | WA | Chief Joseph | 3921 | 23 | HY | OP | NA | WAT |  | 3755881.817 |  |  | EIA Prime Mover-level Data
2021 | WA | Chief Joseph | 3921 | 24 | HY | OP | NA | WAT |  | 3755881.817 |  |  | EIA Prime Mover-level Data
2021 | WA | Chief Joseph | 3921 | 25 | HY | OP | NA | WAT |  | 3755881.817 |  |  | EIA Prime Mover-level Data
2021 | WA | Chief Joseph | 3921 | 26 | HY | OP | NA | WAT |  | 3755881.817 |  |  | EIA Prime Mover-level Data
2021 | WA | Chief Joseph | 3921 | 27 | HY | OA | NA | WAT |  | 3755881.817 |  |  | EIA Prime Mover-level Data
2021 | WA | Chief Joseph | 3921 | 3 | HY | OP | NA | WAT |  | 3487039.751 |  |  | EIA Prime Mover-level Data
2021 | WA | Chief Joseph | 3921 | 4 | HY | OP | NA | WAT |  | 3487039.751 |  |  | EIA Prime Mover-level Data
2021 | WA | Chief Joseph | 3921 | 5 | HY | OP | NA | WAT |  | 3487039.751 |  |  | EIA Prime Mover-level Data
2021 | WA | Chief Joseph | 3921 | 6 | HY | OP | NA | WAT |  | 3487039.751 |  |  | EIA Prime Mover-level Data
2021 | WA | Chief Joseph | 3921 | 7 | HY | OP | NA | WAT |  | 3487039.751 |  |  | EIA Prime Mover-level Data
2021 | WA | Chief Joseph | 3921 | 8 | HY | OP | NA | WAT |  | 3487039.751 |  |  | EIA Prime Mover-level Data
2021 | WA | Chief Joseph | 3921 | 9 | HY | OP | NA | WAT |  | 3487039.751 |  |  | EIA Prime Mover-level Data
2021 | WA | Ice Harbor | 3925 | 1 | HY | OA | NA | WAT |  | 1855439.552 |  |  | EIA Prime Mover-level Data
2021 | WA | Ice Harbor | 3925 | 2 | HY | OP | NA | WAT |  | 1855439.552 |  |  | EIA Prime Mover-level Data
2021 | WA | Ice Harbor | 3925 | 3 | HY | OA | NA | WAT |  | 1855439.552 |  |  | EIA Prime Mover-level Data
2021 | WA | Ice Harbor | 3925 | 4 | HY | OP | NA | WAT |  | 2288375.448 |  |  | EIA Prime Mover-level Data
2021 | WA | Ice Harbor | 3925 | 5 | HY | OP | NA | WAT |  | 2288375.448 |  |  | EIA Prime Mover-level Data
2021 | WA | Ice Harbor | 3925 | 6 | HY | OP | NA | WAT |  | 2288375.448 |  |  | EIA Prime Mover-level Data
2021 | WA | Little Goose | 3926 | 1 | HY | OA | NA | WAT |  | 1983777.833 |  |  | EIA Prime Mover-level Data
2021 | WA | Little Goose | 3926 | 2 | HY | OA | NA | WAT |  | 1983777.833 |  |  | EIA Prime Mover-level Data
2021 | WA | Little Goose | 3926 | 3 | HY | OA | NA | WAT |  | 1983777.833 |  |  | EIA Prime Mover-level Data
2021 | WA | Little Goose | 3926 | 4 | HY | OP | NA | WAT |  | 1983777.833 |  |  | EIA Prime Mover-level Data
2021 | WA | Little Goose | 3926 | 5 | HY | OS | NA | WAT |  | 1983777.833 |  |  | EIA Prime Mover-level Data
2021 | WA | Little Goose | 3926 | 6 | HY | OP | NA | WAT |  | 1983777.833 |  |  | EIA Prime Mover-level Data
2021 | WA | Lower Monumental | 3927 | 1 | HY | OP | NA | WAT |  | 1972678.5 |  |  | EIA Prime Mover-level Data
2021 | WA | Lower Monumental | 3927 | 2 | HY | OA | NA | WAT |  | 1972678.5 |  |  | EIA Prime Mover-level Data
2021 | WA | Lower Monumental | 3927 | 3 | HY | OP | NA | WAT |  | 1972678.5 |  |  | EIA Prime Mover-level Data
2021 | WA | Lower Monumental | 3927 | 4 | HY | OP | NA | WAT |  | 1972678.5 |  |  | EIA Prime Mover-level Data
2021 | WA | Lower Monumental | 3927 | 5 | HY | OP | NA | WAT |  | 1972678.5 |  |  | EIA Prime Mover-level Data
2021 | WA | Lower Monumental | 3927 | 6 | HY | OP | NA | WAT |  | 1972678.5 |  |  | EIA Prime Mover-level Data
2021 | WA | Packwood | 3929 | 1 | HY | OP | NA | WAT |  | 779980 |  |  | EIA Prime Mover-level Data
2021 | WV | John E Amos | 3935 | 1 | ST | OP | WALL | BIT | 5602 | 36193418.513 | 73.6301 | 0.0040687 | EPA/CAMD | EPA/NEI | 1971
2021 | WV | John E Amos | 3935 | 2 | ST | OP | WALL | BIT | 4952 | 29923159.315 | 38.1601 | 0.0025505 | EPA/CAMD | EPA/NEI | 1972
2021 | WV | John E Amos | 3935 | 3 | ST | OP | CELL | BIT | 5613 | 56631163.888 | 127.6402 | 0.0045078 | EPA/CAMD | EPA/NEI | 1973
2021 | WV | John E Amos | 3935 | AUX1 | ST | OP | OTHER BOILER | DFO | 5 | 1874.6 | 0.67 | 0.71482 | EPA/CAMD | EPA/NEI | 1971
2021 | WV | John E Amos | 3935 | AUX3 | ST | OP | OTHER BOILER | DFO | 12 | 2643.2 | 0.57 | 0.4313 | EPA/CAMD | EPA/NEI | 1973
2021 | WV | Fort Martin Power Station | 3943 | 1 | ST | OP | TANGENTIAL | BIT | 6665 | 24487816.855 | 314.0308 | 0.025648 | EPA/CAMD | EPA/NEI | 1967
2021 | WV | Fort Martin Power Station | 3943 | 2 | ST | OP | CELL | BIT | 6905 | 27074221.391 | 375.7911 | 0.02776 | EPA/CAMD | EPA/NEI | 1968
2021 | WV | Harrison Power Station | 3944 | 1 | ST | OP | WALL | RC | 5402 | 28680409.247 | 381.2607 | 0.026587 | EPA/CAMD | EPA/NEI | 1972
2021 | WV | Harrison Power Station | 3944 | 2 | ST | OP | WALL | RC | 7382 | 40864965.273 | 504.6072 | 0.024696 | EPA/CAMD | EPA/NEI | 1973
2021 | WV | Harrison Power Station | 3944 | 3 | ST | OP | WALL | RC | 7600 | 47506595.414 | 546.242 | 0.022996 | EPA/CAMD | EPA/NEI | 1974
2021 | WV | Mitchell (WV) | 3948 | 1 | ST | OP | WALL | BIT | 3533 | 19076849.286 | 32.4601 | 0.0034031 | EPA/CAMD | EPA/NEI | 1971
2021 | WV | Mitchell (WV) | 3948 | 2 | ST | OP | WALL | BIT | 5398 | 30590000.364 | 20.99 | 0.0013723 | EPA/CAMD | EPA/NEI | 1971
2021 | WV | Mitchell (WV) | 3948 | AUX1 | ST | OP | OTHER BOILER | DFO | 51 | 29636.2 | 0.99 | 0.06681 | EPA/CAMD | EPA/NEI | 1971
2021 | WV | Mount Storm Power Station | 3954 | 1 | ST | OP | TANGENTIAL | BIT | 4486 | 17685439.546 | 237.4813 | 0.026856 | EPA/CAMD | EPA/NEI | 1965
2021 | WV | Mount Storm Power Station | 3954 | 2 | ST | OP | TANGENTIAL | BIT | 4620 | 19356453.435 | 261.4934 | 0.027019 | EPA/CAMD | EPA/NEI | 1966
2021 | WV | Mount Storm Power Station | 3954 | 3 | ST | OP | TANGENTIAL | BIT | 4739 | 20325880.123 | 255.439 | 0.025134 | EPA/CAMD | EPA/NEI | 1973
2021 | WI | Biron | 3971 | 1 | HY | OP | NA | WAT |  | 76219.5 |  |  | EIA Prime Mover-level Data
2021 | WI | Biron | 3971 | 2 | HY | OP | NA | WAT |  | 76219.5 |  |  | EIA Prime Mover-level Data
2021 | WI | Biron | 3971 | 3 | HY | OS | NA | WAT |  | 21777 |  |  | EIA Prime Mover-level Data
2021 | WI | Biron | 3971 | 4 | HY | OS | NA | WAT |  | 21777 |  |  | EIA Prime Mover-level Data
2021 | WI | Biron | 3971 | 5 | HY | OS | NA | WAT |  | 21777 |  |  | EIA Prime Mover-level Data
2021 | WI | Biron | 3971 | 6 | HY | OP | NA | WAT |  | 21777 |  |  | EIA Prime Mover-level Data
2021 | WI | Biron | 3971 | 7 | HY | OS | NA | WAT |  | 21777 |  |  | EIA Prime Mover-level Data
2021 | WI | Biron | 3971 | 9 | HY | OP | NA | WAT |  | 43554 |  |  | EIA Prime Mover-level Data
2021 | WI | Du Bay | 3972 | 1 | HY | OP | NA | WAT |  | 64129.833 |  |  | EIA Prime Mover-level Data
2021 | WI | Du Bay | 3972 | 2 | HY | OP | NA | WAT |  | 106883.056 |  |  | EIA Prime Mover-level Data
2021 | WI | Du Bay | 3972 | 3 | HY | OP | NA | WAT |  | 106883.056 |  |  | EIA Prime Mover-level Data
2021 | WI | Du Bay | 3972 | 4 | HY | OP | NA | WAT |  | 106883.056 |  |  | EIA Prime Mover-level Data
2021 | WI | Stevens Point | 3973 | 1 | HY | OP | NA | WAT |  | 44102.5 |  |  | EIA Prime Mover-level Data
2021 | WI | Stevens Point | 3973 | 2 | HY | OP | NA | WAT |  | 44102.5 |  |  | EIA Prime Mover-level Data
2021 | WI | Stevens Point | 3973 | 3 | HY | OP | NA | WAT |  | 44102.5 |  |  | EIA Prime Mover-level Data
2021 | WI | Stevens Point | 3973 | 4 | HY | OP | NA | WAT |  | 44102.5 |  |  | EIA Prime Mover-level Data
2021 | WI | Stevens Point | 3973 | 5 | HY | OP | NA | WAT |  | 44102.5 |  |  | EIA Prime Mover-level Data
2021 | WI | Stevens Point | 3973 | 6 | HY | OS | NA | WAT |  | 44102.5 |  |  | EIA Prime Mover-level Data
2021 | WI | Wisconsin Rapids | 3974 | 1 | HY | OP | NA | WAT |  | 118954.955 |  |  | EIA Prime Mover-level Data
2021 | WI | Wisconsin Rapids | 3974 | 10 | HY | OP | NA | WAT |  | 31031.727 |  |  | EIA Prime Mover-level Data
2021 | WI | Wisconsin Rapids | 3974 | 2 | HY | OP | NA | WAT |  | 118954.955 |  |  | EIA Prime Mover-level Data
2021 | WI | Wisconsin Rapids | 3974 | 3 | HY | OP | NA | WAT |  | 31031.727 |  |  | EIA Prime Mover-level Data
2021 | WI | Wisconsin Rapids | 3974 | 4 | HY | OP | NA | WAT |  | 31031.727 |  |  | EIA Prime Mover-level Data
2021 | WI | Wisconsin Rapids | 3974 | 5 | HY | OP | NA | WAT |  | 31031.727 |  |  | EIA Prime Mover-level Data
2021 | WI | Wisconsin Rapids | 3974 | 6 | HY | OP | NA | WAT |  | 15515.864 |  |  | EIA Prime Mover-level Data
2021 | WI | Wisconsin Rapids | 3974 | 7 | HY | OP | NA | WAT |  | 31031.727 |  |  | EIA Prime Mover-level Data
2021 | WI | Wisconsin Rapids | 3974 | 8 | HY | OP | NA | WAT |  | 15515.864 |  |  | EIA Prime Mover-level Data
2021 | WI | Wisconsin Rapids | 3974 | 9 | HY | OP | NA | WAT |  | 31031.727 |  |  | EIA Prime Mover-level Data
2021 | WI | Whiting | 3975 | 1 | HY | OS | NA | WAT |  | 51700.941 |  |  | EIA Prime Mover-level Data
2021 | WI | Whiting | 3975 | 10 | HY | OP | NA | WAT |  | 12925.235 |  |  | EIA Prime Mover-level Data
2021 | WI | Whiting | 3975 | 2 | HY | OP | NA | WAT |  | 21542.059 |  |  | EIA Prime Mover-level Data
2021 | WI | Whiting | 3975 | 3 | HY | OS | NA | WAT |  | 21542.059 |  |  | EIA Prime Mover-level Data
2021 | WI | Whiting | 3975 | 4 | HY | OP | NA | WAT |  | 21542.059 |  |  | EIA Prime Mover-level Data
2021 | WI | Whiting | 3975 | 5 | HY | OP | NA | WAT |  | 21542.059 |  |  | EIA Prime Mover-level Data
2021 | WI | Whiting | 3975 | 6 | HY | OP | NA | WAT |  | 21542.059 |  |  | EIA Prime Mover-level Data
2021 | WI | Whiting | 3975 | 7 | HY | OP | NA | WAT |  | 21542.059 |  |  | EIA Prime Mover-level Data
2021 | WI | Whiting | 3975 | 8 | HY | OP | NA | WAT |  | 12925.235 |  |  | EIA Prime Mover-level Data
2021 | WI | Whiting | 3975 | 9 | HY | OP | NA | WAT |  | 12925.235 |  |  | EIA Prime Mover-level Data
2021 | WI | Gordon | 3976 | 3 | IC | SB | NA | DFO
2021 | WI | Gordon | 3976 | 4 | IC | SB | NA | DFO
2021 | WI | Gordon | 3976 | 5 | IC | SB | NA | DFO
2021 | WI | Gordon | 3976 | 6 | IC | SB | NA | DFO
2021 | WI | Bay Front | 3982 | 1 | ST | OP | STOKER | WDS | 7608 | 1464278.596 | 3.5568 | 0.0048581 | EPA/CAMD | EPA/NEI | 1954
2021 | WI | Bay Front | 3982 | 2 | ST | OP | STOKER | WDS | 7587 | 1595238.553 | 4.866 | 0.0061006 | EPA/CAMD | EPA/NEI | 1952
2021 | WI | Bay Front | 3982 | 5 | ST | OP | CYCLONE | NG | 0 | [5 empty] | 1960
2021 | WI | Big Falls | 3983 | 1 | HY | OP | NA | WAT |  | 110754.935 |  |  | EIA Prime Mover-level Data
2021 | WI | Big Falls | 3983 | 2 | HY | OP | NA | WAT |  | 110754.935 |  |  | EIA Prime Mover-level Data
2021 | WI | Big Falls | 3983 | 3 | HY | OP | NA | WAT |  | 106495.13 |  |  | EIA Prime Mover-level Data
2021 | WI | Ladysmith Dam | 3986 | 1 | HY | OP | NA | WAT |  | 25860.706 |  |  | EIA Prime Mover-level Data
2021 | WI | Ladysmith Dam | 3986 | 2 | HY | OP | NA | WAT |  | 25860.706 |  |  | EIA Prime Mover-level Data
2021 | WI | Ladysmith Dam | 3986 | 3 | HY | OP | NA | WAT |  | 45974.588 |  |  | EIA Prime Mover-level Data
2021 | WI | Thornapple | 3988 | 1 | HY | OP | NA | WAT |  | 15396 |  |  | EIA Prime Mover-level Data
2021 | WI | Thornapple | 3988 | 2 | HY | OP | NA | WAT |  | 15396 |  |  | EIA Prime Mover-level Data
2021 | WI | White River (WI) | 3989 | 1 | HY | OP | NA | WAT |  | 19286.5 |  |  | EIA Prime Mover-level Data
2021 | WI | White River (WI) | 3989 | 2 | HY | OP | NA | WAT |  | 19286.5 |  |  | EIA Prime Mover-level Data
2021 | WI | Fitchburg Generating Station | 3991 | 1 | GT | OP | CT | NG | 25 | 7076.5 | 0.028364 | 0.0080165 | EPA/CAMD | NEI avg EF - PM, fuel type, firing type | 1973
2021 | WI | Fitchburg Generating Station | 3991 | 2 | GT | OP | CT | NG | 24 | 6761.9 | 0.027103 | 0.0080165 | EPA/CAMD | NEI avg EF - PM, fuel type, firing type | 1973
2021 | WI | Blount Street | 3992 | 8 | ST | OP | WALL | NG | 0 | [5 empty] | 1957
2021 | WI | Blount Street | 3992 | 9 | ST | OP | WALL | NG | 887 | 141002.182 | 0.50324 | 0.0071381 | EPA/CAMD | EPA/NEI | 1961
2021 | WI | Sycamore (WI) | 3993 | 1 | GT | OP | NA | NG |  | 441.779 | 0.0017708 | 0.0080165 | EIA Prime Mover-level Data | NEI avg EF - PM, fuel type
2021 | WI | Sycamore (WI) | 3993 | 2 | GT | OP | NA | NG |  | 579.221 | 0.0023217 | 0.0080165 | EIA Prime Mover-level Data | NEI avg EF - PM, fuel type
2021 | WI | Arpin Dam | 3995 | 1 | HY | OP | NA | WAT |  | 26028.429 |  |  | EIA Prime Mover-level Data
2021 | WI | Arpin Dam | 3995 | 2 | HY | OP | NA | WAT |  | 26028.429 |  |  | EIA Prime Mover-level Data
2021 | WI | Arpin Dam | 3995 | 3 | HY | OP | NA | WAT |  | 8676.143 |  |  | EIA Prime Mover-level Data
2021 | WI | Cedar Falls (WI) | 3998 | 1 | HY | OP | NA | WAT |  | 103463.333 |  |  | EIA Prime Mover-level Data
2021 | WI | Cedar Falls (WI) | 3998 | 2 | HY | OP | NA | WAT |  | 103463.333 |  |  | EIA Prime Mover-level Data
2021 | WI | Cedar Falls (WI) | 3998 | 3 | HY | OP | NA | WAT |  | 103463.333 |  |  | EIA Prime Mover-level Data
2021 | WI | Chippewa Falls | 4000 | 1 | HY | OP | NA | WAT |  | 91570.667 |  |  | EIA Prime Mover-level Data
2021 | WI | Chippewa Falls | 4000 | 2 | HY | OP | NA | WAT |  | 91570.667 |  |  | EIA Prime Mover-level Data
2021 | WI | Chippewa Falls | 4000 | 3 | HY | OP | NA | WAT |  | 91570.667 |  |  | EIA Prime Mover-level Data
2021 | WI | Chippewa Falls | 4000 | 4 | HY | OP | NA | WAT |  | 91570.667 |  |  | EIA Prime Mover-level Data
2021 | WI | Chippewa Falls | 4000 | 5 | HY | OP | NA | WAT |  | 91570.667 |  |  | EIA Prime Mover-level Data
2021 | WI | Chippewa Falls | 4000 | 6 | HY | OP | NA | WAT |  | 91570.667 |  |  | EIA Prime Mover-level Data
2021 | WI | Dells | 4002 | 1 | HY | OP | NA | WAT |  | 84118.862 |  |  | EIA Prime Mover-level Data
2021 | WI | Dells | 4002 | 2 | HY | OP | NA | WAT |  | 75416.911 |  |  | EIA Prime Mover-level Data
2021 | WI | Dells | 4002 | 3 | HY | OP | NA | WAT |  | 75416.911 |  |  | EIA Prime Mover-level Data
2021 | WI | Dells | 4002 | 4 | HY | OP | NA | WAT |  | 75416.911 |  |  | EIA Prime Mover-level Data
2021 | WI | Dells | 4002 | 5 | HY | OP | NA | WAT |  | 46410.407 |  |  | EIA Prime Mover-level Data
2021 | WI | French Island | 4005 | 3 | GT | OP | CT | DFO | 57 | 32689 | 0.66879 | 0.040918 | EPA/CAMD | EPA/NEI | 1974
2021 | WI | French Island | 4005 | 4 | GT | OP | CT | DFO | 66 | 41700.3 | 0.85315 | 0.040918 | EPA/CAMD | EPA/NEI | 1974
2021 | WI | Holcombe | 4007 | 1 | HY | OP | NA | WAT |  | 274716.667 |  |  | EIA Prime Mover-level Data
2021 | WI | Holcombe | 4007 | 2 | HY | OP | NA | WAT |  | 274716.667 |  |  | EIA Prime Mover-level Data
2021 | WI | Holcombe | 4007 | 3 | HY | OP | NA | WAT |  | 274716.667 |  |  | EIA Prime Mover-level Data
2021 | WI | Jim Falls | 4008 | 1 | HY | OP | NA | WAT |  | 540361.86 |  |  | EIA Prime Mover-level Data
2021 | WI | Jim Falls | 4008 | 2 | HY | OP | NA | WAT |  | 540361.86 |  |  | EIA Prime Mover-level Data
2021 | WI | Jim Falls | 4008 | 4 | HY | OP | NA | WAT |  | 10953.281 |  |  | EIA Prime Mover-level Data
2021 | WI | Menomonie | 4009 | 1 | HY | OP | NA | WAT |  | 108507.5 |  |  | EIA Prime Mover-level Data
2021 | WI | Menomonie | 4009 | 2 | HY | OP | NA | WAT |  | 108507.5 |  |  | EIA Prime Mover-level Data
2021 | WI | St Croix Falls | 4011 | 1 | HY | OP | NA | WAT |  | 91161.853 |  |  | EIA Prime Mover-level Data
2021 | WI | St Croix Falls | 4011 | 2 | HY | OP | NA | WAT |  | 91161.853 |  |  | EIA Prime Mover-level Data
2021 | WI | St Croix Falls | 4011 | 3 | HY | OP | NA | WAT |  | 91161.853 |  |  | EIA Prime Mover-level Data
2021 | WI | St Croix Falls | 4011 | 4 | HY | OP | NA | WAT |  | 91161.853 |  |  | EIA Prime Mover-level Data
2021 | WI | St Croix Falls | 4011 | 5 | HY | OP | NA | WAT |  | 123980.121 |  |  | EIA Prime Mover-level Data
2021 | WI | St Croix Falls | 4011 | 6 | HY | OP | NA | WAT |  | 123980.121 |  |  | EIA Prime Mover-level Data
2021 | WI | St Croix Falls | 4011 | 7 | HY | OP | NA | WAT |  | 116687.172 |  |  | EIA Prime Mover-level Data
2021 | WI | St Croix Falls | 4011 | 8 | HY | OP | NA | WAT |  | 116687.172 |  |  | EIA Prime Mover-level Data
2021 | WI | Trego | 4012 | 1 | HY | OP | NA | WAT |  | 39827.083 |  |  | EIA Prime Mover-level Data
2021 | WI | Trego | 4012 | 2 | HY | OP | NA | WAT |  | 28447.917 |  |  | EIA Prime Mover-level Data
2021 | WI | Wheaton Generating Plant | 4014 | 1 | GT | OP | CT | NG | 1043 | 444127.7 | 9.3953 | 0.042309 | EPA/CAMD | EPA/NEI | 1972
2021 | WI | Wheaton Generating Plant | 4014 | 2 | GT | OP | CT | NG | 1205 | 560403.1 | 6.7697 | 0.02416 | EPA/CAMD | EPA/NEI | 1972
2021 | WI | Wheaton Generating Plant | 4014 | 3 | GT | OP | CT | NG | 1002 | 434545.2 | 8.8022 | 0.040512 | EPA/CAMD | EPA/NEI | 1972
2021 | WI | Wheaton Generating Plant | 4014 | 4 | GT | OP | CT | NG | 1146 | 487026.8 | 5.5159 | 0.022651 | EPA/CAMD | EPA/NEI | 1972
2021 | WI | Wheaton Generating Plant | 4014 | 5 | GT | OP | CT | DFO | 0 | [5 empty] | 1972
2021 | WI | Wheaton Generating Plant | 4014 | 6 | GT | OP | CT | DFO | 38 | 11647.9 | 0.11255 | 0.019325 | EPA/CAMD | EPA/NEI | 1972
2021 | WI | Wissota | 4015 | 1 | HY | OP | NA | WAT |  | 172144.873 |  |  | EIA Prime Mover-level Data
2021 | WI | Wissota | 4015 | 2 | HY | OP | NA | WAT |  | 220919.254 |  |  | EIA Prime Mover-level Data
2021 | WI | Wissota | 4015 | 3 | HY | OP | NA | WAT |  | 172144.873 |  |  | EIA Prime Mover-level Data
2021 | WI | Wissota | 4015 | 4 | HY | OP | NA | WAT |  | 220919.254 |  |  | EIA Prime Mover-level Data
2021 | WI | Wissota | 4015 | 5 | HY | OP | NA | WAT |  | 172144.873 |  |  | EIA Prime Mover-level Data
2021 | WI | Wissota | 4015 | 6 | HY | OP | NA | WAT |  | 172144.873 |  |  | EIA Prime Mover-level Data
2021 | WI | Clam River Dam | 4018 | 1 | HY | OP | NA | WAT |  | 13231.667 |  |  | EIA Prime Mover-level Data
2021 | WI | Clam River Dam | 4018 | 2 | HY | OP | NA | WAT |  | 13231.667 |  |  | EIA Prime Mover-level Data
2021 | WI | Clam River Dam | 4018 | 3 | HY | OP | NA | WAT |  | 13231.667 |  |  | EIA Prime Mover-level Data
2021 | WI | Danbury Dam | 4019 | 1 | HY | OP | NA | WAT |  | 928.5 |  |  | EIA Prime Mover-level Data
2021 | WI | Danbury Dam | 4019 | 2 | HY | OP | NA | WAT |  | 2785.5 |  |  | EIA Prime Mover-level Data
2021 | WI | Danbury Dam | 4019 | HY3 | HY | OP | NA | WAT |  | 5571 |  |  | EIA Prime Mover-level Data
2021 | WI | Frederic Diesel | 4020 | 10 | IC | OP | NA | DFO
2021 | WI | Frederic Diesel | 4020 | 2 | IC | OP | NA | DFO
2021 | WI | Frederic Diesel | 4020 | 3 | IC | OP | NA | DFO
2021 | WI | Frederic Diesel | 4020 | 4 | IC | OP | NA | DFO
2021 | WI | Frederic Diesel | 4020 | 5 | IC | OP | NA | DFO
2021 | WI | Frederic Diesel | 4020 | 6 | IC | OP | NA | DFO
2021 | WI | Frederic Diesel | 4020 | 7 | IC | OP | NA | DFO
2021 | WI | Frederic Diesel | 4020 | 8 | IC | OP | NA | DFO
2021 | WI | Frederic Diesel | 4020 | 9 | IC | OP | NA | DFO
2021 | WI | Grantsburg Diesel | 4021 | 1A | IC | OP | NA | DFO |  | 71.859 | 0.011138 | 0.31 | EIA Prime Mover-level Data | Estimated using an emission factor
2021 | WI | Grantsburg Diesel | 4021 | 2 | IC | OP | NA | DFO |  | 71.859 | 0.011138 | 0.31 | EIA Prime Mover-level Data | Estimated using an emission factor
2021 | WI | Grantsburg Diesel | 4021 | 3 | IC | OP | NA | DFO |  | 102.656 | 0.015912 | 0.31 | EIA Prime Mover-level Data | Estimated using an emission factor
2021 | WI | Grantsburg Diesel | 4021 | 4 | IC | OP | NA | DFO |  | 225.844 | 0.035006 | 0.31 | EIA Prime Mover-level Data | Estimated using an emission factor
2021 | WI | Grantsburg Diesel | 4021 | 8 | IC | OP | NA | DFO |  | 184.781 | 0.028641 | 0.31 | EIA Prime Mover-level Data | Estimated using an emission factor
2021 | WI | Port Washington Generating Station | 4040 | 11 | CT | OP | CC | NG | 7319 | 12980587.513 | 16.9815 | 0.0026164 | EPA/CAMD | EPA/NEI | 2008
2021 | WI | Port Washington Generating Station | 4040 | 12 | CT | OP | CC | NG | 7384 | 13165065.348 | 10.9474 | 0.0016631 | EPA/CAMD | EPA/NEI | 2008
2021 | WI | Port Washington Generating Station | 4040 | 21 | CT | OP | CC | NG | 6517 | 11381766.186 | 8.7807 | 0.0015429 | EPA/CAMD | EPA/NEI | 2005
2021 | WI | Port Washington Generating Station | 4040 | 22 | CT | OP | CC | NG | 6457 | 11432175.251 | 11.2249 | 0.0019637 | EPA/CAMD | EPA/NEI | 2005
2021 | WI | South Oak Creek | 4041 | 5 | ST | OP | WALL | RC | 1129 | 1981140.909 | 3.665 | 0.0036999 | EPA/CAMD | EPA/NEI | 1959
2021 | WI | South Oak Creek | 4041 | 6 | ST | OP | WALL | RC | 5982 | 12262836.181 | 22.686 | 0.0037 | EPA/CAMD | EPA/NEI | 1961
2021 | WI | South Oak Creek | 4041 | 7 | ST | OP | TANGENTIAL | RC | 7461 | 18907393.357 | 24.58 | 0.0026 | EPA/CAMD | EPA/NEI | 1965
2021 | WI | South Oak Creek | 4041 | 8 | ST | OP | TANGENTIAL | RC | 6971 | 16819424.302 | 21.865 | 0.0026 | EPA/CAMD | EPA/NEI | 1967
2021 | WI | Valley (WEPCO) | 4042 | 1 | ST | OP | WALL | NG | 4420 | 1600835.168 | 2.4721 | 0.0030886 | EPA/CAMD | EPA/NEI | 1968
2021 | WI | Valley (WEPCO) | 4042 | 2 | ST | OP | WALL | NG | 4402 | 1580078.39 | 2.44 | 0.0030885 | EPA/CAMD | EPA/NEI | 1968
2021 | WI | Valley (WEPCO) | 4042 | 3 | ST | OP | WALL | NG | 6182 | 2323991.828 | 3.324 | 0.0028606 | EPA/CAMD | EPA/NEI | 1969
2021 | WI | Valley (WEPCO) | 4042 | 4 | ST | OP | WALL | NG | 5329 | 1896449.098 | 2.7125 | 0.0028606 | EPA/CAMD | EPA/NEI | 1969
2021 | WI | Appleton | 4043 | 4 | HY | OP | NA | WAT |  | 33108.545 |  |  | EIA Prime Mover-level Data
2021 | WI | Appleton | 4043 | 5 | HY | OP | NA | WAT |  | 13795.227 |  |  | EIA Prime Mover-level Data
2021 | WI | Appleton | 4043 | 6 | HY | OP | NA | WAT |  | 13795.227 |  |  | EIA Prime Mover-level Data
2021 | WI | Oconto Falls Upper | 4044 | 1 | HY | OP | NA | WAT |  | 23738.182 |  |  | EIA Prime Mover-level Data
2021 | WI | Oconto Falls Upper | 4044 | 2 | HY | OP | NA | WAT |  | 23738.182 |  |  | EIA Prime Mover-level Data
2021 | WI | Oconto Falls Upper | 4044 | 3 | HY | OP | NA | WAT |  | 17803.636 |  |  | EIA Prime Mover-level Data
2021 | WI | Pine | 4045 | 1 | HY | OP | NA | WAT |  | 56476 |  |  | EIA Prime Mover-level Data
2021 | WI | Pine | 4045 | 2 | HY | OP | NA | WAT |  | 56476 |  |  | EIA Prime Mover-level Data
2021 | WI | Point Beach Nuclear Plant | 4046 | 1 | ST | OP | NA | NUC |  | 0 |  |  | EIA Prime Mover-level Data
2021 | WI | Point Beach Nuclear Plant | 4046 | 2 | ST | OP | NA | NUC |  | 0 |  |  | EIA Prime Mover-level Data
2021 | WI | Point Beach Nuclear Plant | 4046 | 5 | GT | OP | NA | DFO |  | 3613 | 0.029729 | 0.016457 | EIA Prime Mover-level Data | NEI avg EF - PM, fuel type, firing type
2021 | WI | Edgewater (4050) | 4050 | 5 | ST | OP | WALL | SUB | 8174 | 25629492.093 | 195.313 | 0.015241 | EPA/CAMD | EPA/NEI | 1985
2021 | WI | Kilbourn | 4053 | 2 | HY | OP | NA | WAT |  | 145375.773 |  |  | EIA Prime Mover-level Data
2021 | WI | Kilbourn | 4053 | HC1 | HY | OP | NA | WAT |  | 127930.68 |  |  | EIA Prime Mover-level Data
2021 | WI | Kilbourn | 4053 | HC5 | HY | OP | NA | WAT |  | 145375.773 |  |  | EIA Prime Mover-level Data
2021 | WI | Kilbourn | 4053 | HC6 | HY | OP | NA | WAT |  | 145375.773 |  |  | EIA Prime Mover-level Data
2021 | WI | Prairie Du Sac | 4056 | 1 | HY | OP | NA | WAT |  | 134475.449 |  |  | EIA Prime Mover-level Data
2021 | WI | Prairie Du Sac | 4056 | 2 | HY | OP | NA | WAT |  | 165212.695 |  |  | EIA Prime Mover-level Data
2021 | WI | Prairie Du Sac | 4056 | 3 | HY | OP | NA | WAT |  | 184423.473 |  |  | EIA Prime Mover-level Data
2021 | WI | Prairie Du Sac | 4056 | 4 | HY | OP | NA | WAT |  | 184423.473 |  |  | EIA Prime Mover-level Data
2021 | WI | Prairie Du Sac | 4056 | 5 | HY | OP | NA | WAT |  | 153686.228 |  |  | EIA Prime Mover-level Data
2021 | WI | Prairie Du Sac | 4056 | 6 | HY | OP | NA | WAT |  | 153686.228 |  |  | EIA Prime Mover-level Data
2021 | WI | Prairie Du Sac | 4056 | 7 | HY | OP | NA | WAT |  | 153686.228 |  |  | EIA Prime Mover-level Data
2021 | WI | Prairie Du Sac | 4056 | 8 | HY | OP | NA | WAT |  | 153686.228 |  |  | EIA Prime Mover-level Data
2021 | WI | Alexander | 4060 | 1 | HY | OP | NA | WAT |  | 67194.667 |  |  | EIA Prime Mover-level Data
2021 | WI | Alexander | 4060 | 2 | HY | OP | NA | WAT |  | 67194.667 |  |  | EIA Prime Mover-level Data
2021 | WI | Alexander | 4060 | 3 | HY | OP | NA | WAT |  | 67194.667 |  |  | EIA Prime Mover-level Data
2021 | WI | Caldron Falls | 4061 | 1 | HY | OP | NA | WAT |  | 64518.5 |  |  | EIA Prime Mover-level Data
2021 | WI | Caldron Falls | 4061 | 2 | HY | OP | NA | WAT |  | 64518.5 |  |  | EIA Prime Mover-level Data
2021 | WI | Grandfather Falls | 4063 | 1 | HY | OP | NA | WAT |  | 522028.023 |  |  | EIA Prime Mover-level Data
2021 | WI | Grandfather Falls | 4063 | 2 | HY | OP | NA | WAT |  | 294233.977 |  |  | EIA Prime Mover-level Data
2021 | WI | Hat Rapids | 4064 | 1 | HY | OP | NA | WAT |  | 34194.353 |  |  | EIA Prime Mover-level Data
2021 | WI | Hat Rapids | 4064 | 2A | HY | OP | NA | WAT |  | 21371.471 |  |  | EIA Prime Mover-level Data
2021 | WI | Hat Rapids | 4064 | 3A | HY | OP | NA | WAT |  | 17097.176 |  |  | EIA Prime Mover-level Data
2021 | WI | High Falls (WI) | 4065 | 1 | HY | OP | NA | WAT |  | 49570.4 |  |  | EIA Prime Mover-level Data
2021 | WI | High Falls (WI) | 4065 | 2 | HY | OP | NA | WAT |  | 49570.4 |  |  | EIA Prime Mover-level Data
2021 | WI | High Falls (WI) | 4065 | 3 | HY | OP | NA | WAT |  | 49570.4 |  |  | EIA Prime Mover-level Data
2021 | WI | High Falls (WI) | 4065 | 4 | HY | OP | NA | WAT |  | 49570.4 |  |  | EIA Prime Mover-level Data
2021 | WI | High Falls (WI) | 4065 | 5 | HY | OP | NA | WAT |  | 49570.4 |  |  | EIA Prime Mover-level Data
2021 | WI | Johnson Falls | 4067 | 1 | HY | OP | NA | WAT |  | 47867 |  |  | EIA Prime Mover-level Data
2021 | WI | Johnson Falls | 4067 | 2 | HY | OP | NA | WAT |  | 47867 |  |  | EIA Prime Mover-level Data
2021 | WI | Merrill | 4068 | 1 | HY | OP | NA | WAT |  | 14276.174 |  |  | EIA Prime Mover-level Data
2021 | WI | Merrill | 4068 | 2 | HY | OP | NA | WAT |  | 14276.174 |  |  | EIA Prime Mover-level Data
2021 | WI | Merrill | 4068 | 3 | HY | OP | NA | WAT |  | 53535.652 |  |  | EIA Prime Mover-level Data
2021 | WI | Potato Rapids | 4071 | 1 | HY | OP | NA | WAT |  | 17305 |  |  | EIA Prime Mover-level Data
2021 | WI | Potato Rapids | 4071 | 2 | HY | OP | NA | WAT |  | 13844 |  |  | EIA Prime Mover-level Data
2021 | WI | Potato Rapids | 4071 | 3 | HY | OP | NA | WAT |  | 13844 |  |  | EIA Prime Mover-level Data
2021 | WI | Pulliam | 4072 | 32 | GT | OP | CT | NG | 1499 | 1115466.666 | 3.2959 | 0.0059094 | EPA/CAMD | EPA/NEI | 2003
2021 | WI | Sandstone Rapids | 4074 | 1 | HY | OP | NA | WAT |  | 49353 |  |  | EIA Prime Mover-level Data
2021 | WI | Sandstone Rapids | 4074 | 2 | HY | OP | NA | WAT |  | 49353 |  |  | EIA Prime Mover-level Data
2021 | WI | Tomahawk | 4075 | 1 | HY | OP | NA | WAT |  | 59571 |  |  | EIA Prime Mover-level Data
2021 | WI | Tomahawk | 4075 | 2 | HY | OP | NA | WAT |  | 59571 |  |  | EIA Prime Mover-level Data
2021 | WI | West Marinette | 4076 | **33 | GT | OP | CT | NG | 898 | 588024.33 | 1.9017 | 0.006468 | EPA/CAMD | EPA/NEI | 1993
2021 | WI | West Marinette | 4076 | **34 | GT | OP | CT | NG | 1055 | 758306.8 | 2.5312 | 0.006676 | EPA/CAMD | EPA/NEI | 2000
2021 | WI | West Marinette | 4076 | 31A | GT | OP | CT | NG | 559 | 86213.18 | 0.55278 | 0.012824 | EPA/CAMD | EPA/NEI | 1971
2021 | WI | West Marinette | 4076 | 31B | GT | OP | CT | NG | 559 | 84714.618 | 0.55278 | 0.01305 | EPA/CAMD | EPA/NEI | 1971
2021 | WI | West Marinette | 4076 | 32A | GT | OP | CT | NG | 496 | 83052.363 | 0.53775 | 0.01295 | EPA/CAMD | EPA/NEI | 1973
2021 | WI | West Marinette | 4076 | 32B | GT | OP | CT | NG | 523 | 83227.548 | 0.53775 | 0.012922 | EPA/CAMD | EPA/NEI | 1973
2021 | WI | Wausau | 4077 | 1 | HY | OP | NA | WAT |  | 89874.333 |  |  | EIA Prime Mover-level Data
2021 | WI | Wausau | 4077 | 2 | HY | OP | NA | WAT |  | 89874.333 |  |  | EIA Prime Mover-level Data
2021 | WI | Wausau | 4077 | 3 | HY | OP | NA | WAT |  | 89874.333 |  |  | EIA Prime Mover-level Data
2021 | WI | Weston | 4078 | 2 | ST | OP | WALL | NG | 30 | 2126.426 | 0.00821 | 0.0077219 | EPA/CAMD | EPA/NEI | 1960
2021 | WI | Weston | 4078 | 3 | ST | OP | TANGENTIAL | RC | 5151 | 12595240.923 | 47.547 | 0.00755 | EPA/CAMD | EPA/NEI | 1981
2021 | WI | Weston | 4078 | 32A | GT | OP | CT | NG | 440 | 96022.962 | 0.31054 | 0.006468 | EPA/CAMD | EPA/NEI | 1973
2021 | WI | Weston | 4078 | 32B | GT | OP | CT | NG | 438 | 96260.392 | 0.31131 | 0.006468 | EPA/CAMD | EPA/NEI | 1973
2021 | WI | Weston | 4078 | 4 | ST | OP | WALL | RC | 8249 | 31237938.19 | 66.605 | 0.0042644 | EPA/CAMD | EPA/NEI | 2008
2021 | WI | Castle Rock | 4079 | 1 | HY | OP | NA | WAT |  | 169562.8 |  |  | EIA Prime Mover-level Data
2021 | WI | Castle Rock | 4079 | 2 | HY | OP | NA | WAT |  | 169562.8 |  |  | EIA Prime Mover-level Data
2021 | WI | Castle Rock | 4079 | 3 | HY | OP | NA | WAT |  | 169562.8 |  |  | EIA Prime Mover-level Data
2021 | WI | Castle Rock | 4079 | 4 | HY | OP | NA | WAT |  | 169562.8 |  |  | EIA Prime Mover-level Data
2021 | WI | Castle Rock | 4079 | 5 | HY | OP | NA | WAT |  | 169562.8 |  |  | EIA Prime Mover-level Data
2021 | WI | Petenwell | 4080 | 1 | HY | OP | NA | WAT |  | 239291.5 |  |  | EIA Prime Mover-level Data
2021 | WI | Petenwell | 4080 | 2 | HY | OP | NA | WAT |  | 239291.5 |  |  | EIA Prime Mover-level Data
2021 | WI | Petenwell | 4080 | 3 | HY | OP | NA | WAT |  | 239291.5 |  |  | EIA Prime Mover-level Data
2021 | WI | Petenwell | 4080 | 4 | HY | OP | NA | WAT |  | 239291.5 |  |  | EIA Prime Mover-level Data
2021 | WI | Arcadia Electric | 4100 | 1 | IC | SB | NA | DFO |  | 576 | 0.08928 | 0.31 | EIA Prime Mover-level Data | Estimated using an emission factor
2021 | WI | Arcadia Electric | 4100 | 10 | IC | SB | NA | DFO |  | 886.154 | 0.13735 | 0.31 | EIA Prime Mover-level Data | Estimated using an emission factor
2021 | WI | Arcadia Electric | 4100 | 2 | IC | SB | NA | DFO |  | 443.077 | 0.068677 | 0.31 | EIA Prime Mover-level Data | Estimated using an emission factor
2021 | WI | Arcadia Electric | 4100 | 3 | IC | SB | NA | DFO |  | 177.231 | 0.027471 | 0.31 | EIA Prime Mover-level Data | Estimated using an emission factor
2021 | WI | Arcadia Electric | 4100 | 4 | IC | SB | NA | DFO |  | 88.615 | 0.013735 | 0.31 | EIA Prime Mover-level Data | Estimated using an emission factor
2021 | WI | Arcadia Electric | 4100 | 5 | IC | SB | NA | NG |  | 1329.231 | 0.00028047 | 0.000422 | EIA Prime Mover-level Data | Estimated using an emission factor
2021 | WI | Arcadia Electric | 4100 | 6 | IC | SB | NA | NG |  | 1329.231 | 0.00028047 | 0.000422 | EIA Prime Mover-level Data | Estimated using an emission factor
2021 | WI | Arcadia Electric | 4100 | 7 | IC | SB | NA | DFO |  | 886.154 | 0.13735 | 0.31 | EIA Prime Mover-level Data | Estimated using an emission factor
2021 | WI | Arcadia Electric | 4100 | 8 | IC | SB | NA | DFO |  | 886.154 | 0.13735 | 0.31 | EIA Prime Mover-level Data | Estimated using an emission factor
2021 | WI | Arcadia Electric | 4100 | 9 | IC | SB | NA | DFO |  | 886.154 | 0.13735 | 0.31 | EIA Prime Mover-level Data | Estimated using an emission factor
2021 | WI | Barron | 4102 | 1A | IC | SB | NA | DFO
2021 | WI | Barron | 4102 | 2A | IC | SB | NA | DFO
2021 | WI | Barron | 4102 | 3A | IC | SB | NA | DFO
2021 | WI | Barron | 4102 | 4 | IC | SB | NA | DFO
2021 | WI | Barron | 4102 | 7 | IC | OS | NA | DFO
2021 | WI | Barron | 4102 | 8 | IC | SB | NA | DFO
2021 | WI | Barron | 4102 | 9 | IC | SB | NA | DFO
2021 | WI | Barron | 4102 | H2 | HY | OP | NA | WAT |  | 3070 |  |  | EIA Prime Mover-level Data
2021 | WI | Cashton | 4107 | 3 | IC | OP | NA | DFO
2021 | WI | Cashton | 4107 | 5 | IC | OP | NA | NG
2021 | WI | Cashton | 4107 | 6 | IC | OP | NA | DFO
2021 | WI | Cumberland (WI) | 4112 | 1 | IC | OP | NA | DFO |  | 74.027 | 0.011474 | 0.31 | EIA Prime Mover-level Data | Estimated using an emission factor
2021 | WI | Cumberland (WI) | 4112 | 2 | IC | OP | NA | DFO |  | 31.726 | 0.0049175 | 0.31 | EIA Prime Mover-level Data | Estimated using an emission factor
2021 | WI | Cumberland (WI) | 4112 | 3 | IC | OP | NA | DFO |  | 31.726 | 0.0049175 | 0.31 | EIA Prime Mover-level Data | Estimated using an emission factor
2021 | WI | Cumberland (WI) | 4112 | 4 | IC | OP | NA | DFO |  | 137.479 | 0.021309 | 0.31 | EIA Prime Mover-level Data | Estimated using an emission factor
2021 | WI | Cumberland (WI) | 4112 | 5 | IC | OP | NA | NG |  | 211.507 | 4.4628e-05 | 0.000422 | EIA Prime Mover-level Data | Estimated using an emission factor
2021 | WI | Cumberland (WI) | 4112 | 6 | IC | OP | NA | DFO |  | 761.425 | 0.11802 | 0.31 | EIA Prime Mover-level Data | Estimated using an emission factor
2021 | WI | Cumberland (WI) | 4112 | 7 | IC | OP | NA | NG |  | 697.973 | 0.00014727 | 0.000422 | EIA Prime Mover-level Data | Estimated using an emission factor
2021 | WI | Cumberland (WI) | 4112 | 8 | IC | OP | NA | NG |  | 370.137 | 7.8099e-05 | 0.000422 | EIA Prime Mover-level Data | Estimated using an emission factor
2021 | WI | Elroy | 4113 | 1A | IC | OP | NA | DFO |  | 317.121 | 0.049154 | 0.31 | EIA Prime Mover-level Data | Estimated using an emission factor
2021 | WI | Elroy | 4113 | 2A | IC | OP | NA | DFO |  | 317.121 | 0.049154 | 0.31 | EIA Prime Mover-level Data | Estimated using an emission factor
2021 | WI | Elroy | 4113 | 5 | IC | OP | NA | DFO |  | 275.758 | 0.042742 | 0.31 | EIA Prime Mover-level Data | Estimated using an emission factor
2021 | WI | Fennimore | 4114 | 4 | IC | SB | NA | DFO |  | 65.703 | 0.010184 | 0.31 | EIA Prime Mover-level Data | Estimated using an emission factor
2021 | WI | Fennimore | 4114 | 5 | IC | SB | NA | DFO |  | 53.757 | 0.0083323 | 0.31 | EIA Prime Mover-level Data | Estimated using an emission factor
2021 | WI | Fennimore | 4114 | 6 | IC | SB | NA | DFO |  | 107.514 | 0.016665 | 0.31 | EIA Prime Mover-level Data | Estimated using an emission factor
2021 | WI | Fennimore | 4114 | 7 | IC | SB | NA | DFO |  | 107.514 | 0.016665 | 0.31 | EIA Prime Mover-level Data | Estimated using an emission factor
2021 | WI | Fennimore | 4114 | 8 | IC | SB | NA | DFO |  | 107.514 | 0.016665 | 0.31 | EIA Prime Mover-level Data | Estimated using an emission factor
2021 | WI | Kaukauna Gas Turbine | 4118 | GT1 | GT | OP | NA | NG |  | 38235 | 0.15326 | 0.0080165 | EIA Prime Mover-level Data | NEI avg EF - PM, fuel type
2021 | WI | Little Chute | 4119 | 1 | HY | OP | NA | WAT |  | 73408.333 |  |  | EIA Prime Mover-level Data
2021 | WI | Little Chute | 4119 | 2 | HY | OP | NA | WAT |  | 73408.333 |  |  | EIA Prime Mover-level Data
2021 | WI | Little Chute | 4119 | 3 | HY | OP | NA | WAT |  | 73408.333 |  |  | EIA Prime Mover-level Data
2021 | WI | New Badger | 4120 | 3 | HY | OP | NA | WAT |  | 150490.5 |  |  | EIA Prime Mover-level Data
2021 | WI | New Badger | 4120 | 4 | HY | OP | NA | WAT |  | 150490.5 |  |  | EIA Prime Mover-level Data
2021 | WI | Rapide Croche | 4122 | 1 | HY | OP | NA | WAT |  | 39890.75 |  |  | EIA Prime Mover-level Data
2021 | WI | Rapide Croche | 4122 | 2 | HY | OP | NA | WAT |  | 39890.75 |  |  | EIA Prime Mover-level Data
2021 | WI | Rapide Croche | 4122 | 3 | HY | OP | NA | WAT |  | 39890.75 |  |  | EIA Prime Mover-level Data
2021 | WI | Rapide Croche | 4122 | 4 | HY | OP | NA | WAT |  | 39890.75 |  |  | EIA Prime Mover-level Data
2021 | WI | La Farge | 4124 | 2A | IC | OP | NA | DFO |  | 118 | 0.01829 | 0.31 | EIA Prime Mover-level Data | Estimated using an emission factor
2021 | WI | Manitowoc | 4125 | 8 | ST | OP | FLUIDIZED | PC | 2848 | 368952.802 | 3.143 | 0.017037 | EPA/CAMD | EPA/NEI | 1990
2021 | WI | Manitowoc | 4125 | 9 | ST | OP | FLUIDIZED | PC | 6444 | 2763407.141 | 14.4 | 0.010422 | EPA/CAMD | EPA/NEI | 2005
2021 | WI | New Lisbon | 4130 | 2 | IC | OP | NA | DFO |  | 71.735 | 0.011119 | 0.31 | EIA Prime Mover-level Data | Estimated using an emission factor
2021 | WI | New Lisbon | 4130 | 5 | IC | OP | NA | DFO |  | 132.434 | 0.020527 | 0.31 | EIA Prime Mover-level Data | Estimated using an emission factor
2021 | WI | New Lisbon | 4130 | 6 | IC | OP | NA | DFO |  | 126.916 | 0.019672 | 0.31 | EIA Prime Mover-level Data | Estimated using an emission factor
2021 | WI | New Lisbon | 4130 | 7 | IC | OP | NA | DFO |  | 126.916 | 0.019672 | 0.31 | EIA Prime Mover-level Data | Estimated using an emission factor
2021 | WI | Viola | 4139 | 3 | IC | OP | NA | DFO |  | 102 | 0.01581 | 0.31 | EIA Prime Mover-level Data | Estimated using an emission factor
2021 | WI | Flambeau Hydroelectric Station | 4142 | 1 | HY | OP | NA | WAT |  | 192028.532 |  |  | EIA Prime Mover-level Data
2021 | WI | Flambeau Hydroelectric Station | 4142 | 2 | HY | OP | NA | WAT |  | 150705.936 |  |  | EIA Prime Mover-level Data
2021 | WI | Flambeau Hydroelectric Station | 4142 | 3 | HY | OP | NA | WAT |  | 192028.532 |  |  | EIA Prime Mover-level Data
2021 | WI | Genoa | 4143 | 1 | ST | OP | TANGENTIAL | SUB | 2413 | 4451182.138 | 3.6191 | 0.0016261 | EPA/CAMD | EPA/NEI | 1969
2021 | WI | Stiles | 4147 | 1 | HY | OP | NA | WAT |  | 18371.5 |  |  | EIA Prime Mover-level Data
2021 | WI | Stiles | 4147 | 2 | HY | OP | NA | WAT |  | 18371.5 |  |  | EIA Prime Mover-level Data
2021 | WI | Washington Island | 4148 | 2 | IC | OP | NA | DFO |  | 4.32 | 0.0006696 | 0.31 | EIA Prime Mover-level Data | Estimated using an emission factor
2021 | WI | Washington Island | 4148 | 3 | IC | OP | NA | DFO |  | 4.32 | 0.0006696 | 0.31 | EIA Prime Mover-level Data | Estimated using an emission factor
2021 | WI | Washington Island | 4148 | 4 | IC | OP | NA | DFO |  | 8.64 | 0.0013392 | 0.31 | EIA Prime Mover-level Data | Estimated using an emission factor
2021 | WI | Washington Island | 4148 | 5 | IC | OP | NA | DFO |  | 21.6 | 0.003348 | 0.31 | EIA Prime Mover-level Data | Estimated using an emission factor
2021 | WI | Washington Island | 4148 | 6 | IC | OP | NA | DFO |  | 38.88 | 0.0060264 | 0.31 | EIA Prime Mover-level Data | Estimated using an emission factor
2021 | WI | Washington Island | 4148 | 7 | IC | OP | NA | DFO |  | 69.12 | 0.010714 | 0.31 | EIA Prime Mover-level Data | Estimated using an emission factor
2021 | WI | Washington Island | 4148 | 8 | IC | OP | NA | DFO |  | 69.12 | 0.010714 | 0.31 | EIA Prime Mover-level Data | Estimated using an emission factor
2021 | WY | Dave Johnston | 4158 | BW41 | ST | OP | WALL | RC | 6614 | 5560874.382 | 12.9 | 0.0046396 | EPA/CAMD | EPA/NEI | 1958
2021 | WY | Dave Johnston | 4158 | BW42 | ST | OP | WALL | RC | 6683 | 6848960.351 | 28.4 | 0.0082932 | EPA/CAMD | EPA/NEI | 1960
2021 | WY | Dave Johnston | 4158 | BW43 | ST | OP | WALL | RC | 7651 | 13281220.507 | 63.7 | 0.0095925 | EPA/CAMD | EPA/NEI | 1964
2021 | WY | Dave Johnston | 4158 | BW44 | ST | OP | TANGENTIAL | RC | 6818 | 17882317.933 | 91.6 | 0.010245 | EPA/CAMD | EPA/NEI | 1972
2021 | WY | Naughton | 4162 | 1 | ST | OP | TANGENTIAL | SUB | 8573 | 13655273.389 | 26.46 | 0.0038754 | EPA/CAMD | EPA/NEI | 1963
2021 | WY | Naughton | 4162 | 2 | ST | OP | TANGENTIAL | SUB | 6683 | 11984750.791 | 20.77 | 0.0034661 | EPA/CAMD | EPA/NEI | 1968
2021 | WY | Naughton | 4162 | 3 | ST | OP | TANGENTIAL | NG | 3468 | 3951875.151 | 15.5 | 0.0078444 | EPA/CAMD | EPA/NEI | 1971
2021 | WY | Fremont Canyon | 4176 | 1 | HY | OP | NA | WAT |  | 847446 |  |  | EIA Prime Mover-level Data
2021 | WY | Fremont Canyon | 4176 | 2 | HY | OP | NA | WAT |  | 847446 |  |  | EIA Prime Mover-level Data
2021 | WY | Glendo | 4177 | 1 | HY | OP | NA | WAT |  | 308749 |  |  | EIA Prime Mover-level Data
2021 | WY | Glendo | 4177 | 2 | HY | OP | NA | WAT |  | 308749 |  |  | EIA Prime Mover-level Data
2021 | WY | Guernsey | 4178 | 1 | HY | OP | NA | WAT |  | 64960.5 |  |  | EIA Prime Mover-level Data
2021 | WY | Guernsey | 4178 | 2 | HY | OP | NA | WAT |  | 64960.5 |  |  | EIA Prime Mover-level Data
2021 | WY | Kortes | 4180 | 1 | HY | OP | NA | WAT |  | 381587.667 |  |  | EIA Prime Mover-level Data
2021 | WY | Kortes | 4180 | 2 | HY | OP | NA | WAT |  | 381587.667 |  |  | EIA Prime Mover-level Data
2021 | WY | Kortes | 4180 | 3 | HY | OP | NA | WAT |  | 381587.667 |  |  | EIA Prime Mover-level Data
2021 | WY | Seminoe | 4182 | 1 | HY | OP | NA | WAT |  | 268520.333 |  |  | EIA Prime Mover-level Data
2021 | WY | Seminoe | 4182 | 2 | HY | OP | NA | WAT |  | 268520.333 |  |  | EIA Prime Mover-level Data
2021 | WY | Seminoe | 4182 | 3 | HY | OP | NA | WAT |  | 268520.333 |  |  | EIA Prime Mover-level Data
2021 | WY | Shoshone (WY) | 4183 | 1 | HY | OP | NA | WAT |  | 166904 |  |  | EIA Prime Mover-level Data
2021 | WY | Fontenelle | 4185 | 1 | HY | OP | NA | WAT |  | 301378 |  |  | EIA Prime Mover-level Data
2021 | TX | Power Lane Steam Plant | 4195 | 2 | ST | OP | WALL | NG | 873 | 72187.95 | 0.2689 | 0.00745 | EPA/CAMD | EPA/NEI | 1969
2021 | TX | Power Lane Steam Plant | 4195 | 3 | ST | OP | WALL | NG | 1289 | 231865.875 | 1.3186 | 0.011374 | EPA/CAMD | EPA/NEI | 1977
2021 | WI | Combined Locks | 4201 | HC1 | HY | OA | NA | WAT |  | 178517.5 |  |  | EIA Prime Mover-level Data
2021 | WI | Combined Locks | 4201 | HC2 | HY | OP | NA | WAT |  | 178517.5 |  |  | EIA Prime Mover-level Data
2021 | ID | Island Park | 4204 | HY1 | HY | OP | NA | WAT |  | 54703 |  |  | EIA Prime Mover-level Data
2021 | ID | Island Park | 4204 | HY2 | HY | OP | NA | WAT |  | 54703 |  |  | EIA Prime Mover-level Data
2021 | OR | PHP 1 | 4213 | 1 | HY | OP | NA | WAT |  | 335087 |  |  | EIA Prime Mover-level Data
2021 | OR | PHP 2 | 4214 | 2 | HY | OP | NA | WAT |  | 280209 |  |  | EIA Prime Mover-level Data
2021 | UT | Logan City | 4251 | 1 | GT | OP | NA | NG |  | 25760.667 | 0.10326 | 0.0080165 | EIA Prime Mover-level Data | NEI avg EF - PM, fuel type
2021 | UT | Logan City | 4251 | 2 | GT | OP | NA | NG |  | 25760.667 | 0.10326 | 0.0080165 | EIA Prime Mover-level Data | NEI avg EF - PM, fuel type
2021 | UT | Logan City | 4251 | 3 | GT | OP | NA | NG |  | 25760.667 | 0.10326 | 0.0080165 | EIA Prime Mover-level Data | NEI avg EF - PM, fuel type
2021 | CA | Walnut | 4256 | 1 | GT | OP | NA | NG |  | 7887.5 | 0.031615 | 0.0080165 | EIA Prime Mover-level Data | NEI avg EF - PM, fuel type
2021 | CA | Walnut | 4256 | 2 | GT | OP | NA | NG |  | 7887.5 | 0.031615 | 0.0080165 | EIA Prime Mover-level Data | NEI avg EF - PM, fuel type
2021 | MD | Easton 2 | 4257 | 201 | IC | OP | NA | DFO |  | 661.393 | 0.10252 | 0.31 | EIA Prime Mover-level Data | Estimated using an emission factor
2021 | MD | Easton 2 | 4257 | 202 | IC | OP | NA | DFO |  | 661.393 | 0.10252 | 0.31 | EIA Prime Mover-level Data | Estimated using an emission factor
2021 | MD | Easton 2 | 4257 | 203 | GT | OP | NA | DFO |  | 2511.5 | 0.020666 | 0.016457 | EIA Prime Mover-level Data | NEI avg EF - PM, fuel type, firing type
2021 | MD | Easton 2 | 4257 | 204 | GT | OP | NA | DFO |  | 2511.5 | 0.020666 | 0.016457 | EIA Prime Mover-level Data | NEI avg EF - PM, fuel type, firing type
2021 | MD | Easton 2 | 4257 | 21 | IC | OP | NA | DFO |  | 2733.757 | 0.42373 | 0.31 | EIA Prime Mover-level Data | Estimated using an emission factor
2021 | MD | Easton 2 | 4257 | 22 | IC | OP | NA | DFO |  | 2733.757 | 0.42373 | 0.31 | EIA Prime Mover-level Data | Estimated using an emission factor
2021 | MD | Easton 2 | 4257 | 23 | IC | OP | NA | DFO |  | 2777.85 | 0.43057 | 0.31 | EIA Prime Mover-level Data | Estimated using an emission factor
2021 | MD | Easton 2 | 4257 | 24 | IC | OP | NA | DFO |  | 2777.85 | 0.43057 | 0.31 | EIA Prime Mover-level Data | Estimated using an emission factor
2021 | OH | Greenup Hydro | 4258 | 1 | HY | OP | NA | WAT |  | 1045189.333 |  |  | EIA Prime Mover-level Data
2021 | OH | Greenup Hydro | 4258 | 2 | HY | OP | NA | WAT |  | 1045189.333 |  |  | EIA Prime Mover-level Data
2021 | OH | Greenup Hydro | 4258 | 3 | HY | OP | NA | WAT |  | 1045189.333 |  |  | EIA Prime Mover-level Data
2021 | UT | Echo Dam | 4263 | 3 | HY | OP | NA | WAT |  | 2317.273 |  |  | EIA Prime Mover-level Data
2021 | UT | Echo Dam | 4263 | NA1 | HY | OP | NA | WAT |  | 3939.364 |  |  | EIA Prime Mover-level Data
2021 | UT | Echo Dam | 4263 | NA2 | HY | OP | NA | WAT |  | 3939.364 |  |  | EIA Prime Mover-level Data
2021 | TX | Spencer | 4266 | 4 | ST | OP | WALL | NG | 1023 | 125209.725 | 0.4665 | 0.0074515 | EPA/CAMD | EPA/NEI | 1966
2021 | TX | Spencer | 4266 | 5 | ST | OP | WALL | NG | 0 | [5 empty] | 1973
2021 | LA | Waterford 3 | 4270 | 3 | ST | OP | NA | NUC |  | 0 |  |  | EIA Prime Mover-level Data
2021 | WI | J P Madgett | 4271 | B1 | ST | OP | TURBO | SUB | 7467 | 20454087.517 | 14.8217 | 0.0014493 | EPA/CAMD | EPA/NEI | 1979
2021 | TX | T C Ferguson Power Plant | 4937 | CT-1 | CT | OP | CC | NG | 7384 | 11351796.674 | 19.8656 | 0.0035 | EPA/CAMD | EPA/NEI | 2014
2021 | TX | T C Ferguson Power Plant | 4937 | CT-2 | CT | OP | CC | NG | 7390 | 11300465.329 | 25.4337 | 0.0045014 | EPA/CAMD | EPA/NEI | 2014
2021 | TX | Barney M. Davis | 4939 | 1 | ST | OP | TANGENTIAL | NG | 1810 | 1907867.25 | 7.11 | 0.0074533 | EPA/CAMD | EPA/NEI | 1974
2021 | TX | Barney M. Davis | 4939 | 3 | CT | OP | CC | NG | 2512 | 3816530.124 | 18.04 | 0.0094536 | EPA/CAMD | EPA/NEI | 2009
2021 | TX | Barney M. Davis | 4939 | 4 | CT | OP | CC | NG | 2516 | 3799779.057 | 17.97 | 0.0094584 | EPA/CAMD | EPA/NEI | 2009
2021 | OK | Riverside (4940) | 4940 | 1501 | ST | OP | WALL | NG | 383 | 649237.591 | 2.4346 | 0.0075 | EPA/CAMD | EPA/NEI | 1974
2021 | OK | Riverside (4940) | 4940 | 1502 | ST | OP | WALL | NG | 1279 | 2223099.016 | 8.3366 | 0.0075 | EPA/CAMD | EPA/NEI | 1976
2021 | OK | Riverside (4940) | 4940 | 1503 | GT | OP | CT | NG | 576 | 462030.6 | 1.7326 | 0.0075 | EPA/CAMD | EPA/NEI | 2008
2021 | OK | Riverside (4940) | 4940 | 1504 | GT | OP | CT | NG | 502 | 400966.7 | 1.2229 | 0.0061 | EPA/CAMD | EPA/NEI | 2008
2021 | NJ | Cumberland Energy Center | 5083 | 004001 | GT | OP | CT | NG | 223 | 120632.521 | 0.48353 | 0.0080165 | EPA/CAMD | NEI avg EF - PM, fuel type, firing type | 1990
2021 | NJ | Cumberland Energy Center | 5083 | 05001 | GT | OP | CT | NG | 713 | 465528.755 | 1.866 | 0.0080165 | EPA/CAMD | NEI avg EF - PM, fuel type, firing type | 2009
2021 | MI | Donald C Cook | 6000 | 1 | ST | OP | NA | NUC |  | 0 |  |  | EIA Prime Mover-level Data
2021 | MI | Donald C Cook | 6000 | 2 | ST | OP | NA | NUC |  | 0 |  |  | EIA Prime Mover-level Data
2021 | AL | Joseph M Farley | 6001 | 1 | ST | OP | NA | NUC |  | 0 |  |  | EIA Prime Mover-level Data
2021 | AL | Joseph M Farley | 6001 | 2 | ST | OP | NA | NUC |  | 0 |  |  | EIA Prime Mover-level Data
2021 | AL | James H Miller Jr | 6002 | 1 | ST | OP | WALL | SUB | 7558 | 47925381.525 | 56.0291 | 0.0023382 | EPA/CAMD | EPA/NEI | 1978
2021 | AL | James H Miller Jr | 6002 | 2 | ST | OP | WALL | SUB | 7771 | 52863107.725 | 82.8959 | 0.0031362 | EPA/CAMD | EPA/NEI | 1985
2021 | AL | James H Miller Jr | 6002 | 3 | ST | OP | WALL | SUB | 8585 | 57692141.1 | 37.2475 | 0.0012913 | EPA/CAMD | EPA/NEI | 1989
2021 | AL | James H Miller Jr | 6002 | 4 | ST | OP | WALL | SUB | 8590 | 60486986.2 | 41.8347 | 0.0013833 | EPA/CAMD | EPA/NEI | 1991
2021 | WV | Pleasants Power Station | 6004 | 1 | ST | OP | WALL | RC | 6485 | 36636127.747 | 606.6094 | 0.033115 | EPA/CAMD | EPA/NEI | 1979
2021 | WV | Pleasants Power Station | 6004 | 2 | ST | OP | WALL | RC | 7208 | 42906528.481 | 661.366 | 0.030828 | EPA/CAMD | EPA/NEI | 1980
2021 | OH | Racine | 6006 | 1 | HY | OP | NA | WAT |  | 918916 |  |  | EIA Prime Mover-level Data
2021 | OH | Racine | 6006 | 2 | HY | OP | NA | WAT |  | 918916 |  |  | EIA Prime Mover-level Data
2021 | AZ | Palo Verde | 6008 | 1 | ST | OP | NA | NUC |  | 0 |  |  | EIA Prime Mover-level Data
2021 | AZ | Palo Verde | 6008 | 2 | ST | OP | NA | NUC |  | 0 |  |  | EIA Prime Mover-level Data
2021 | AZ | Palo Verde | 6008 | 3 | ST | OP | NA | NUC |  | 0 |  |  | EIA Prime Mover-level Data
2021 | AR | White Bluff | 6009 | 1 | ST | OP | TANGENTIAL | SUB | 4932 | 35240682.008 | 96.3584 | 0.0054686 | EPA/CAMD | EPA/NEI | 1980
2021 | AR | White Bluff | 6009 | 2 | ST | OP | TANGENTIAL | SUB | 6121 | 41912101.894 | 108.2223 | 0.0051643 | EPA/CAMD | EPA/NEI | 1981
2021 | MD | Calvert Cliffs Nuclear Power Plant | 6011 | 1 | ST | OP | NA | NUC |  | 0 |  |  | EIA Prime Mover-level Data
2021 | MD | Calvert Cliffs Nuclear Power Plant | 6011 | 2 | ST | OP | NA | NUC |  | 0 |  |  | EIA Prime Mover-level Data
2021 | MA | Sherman | 6012 | GEN1 | HY | OP | NA | WAT |  | 296453 |  |  | EIA Prime Mover-level Data
2021 | CA | Olive | 6013 | 01 | ST | OP | WALL | NG | 0 | [5 empty] | 1958
2021 | CA | Olive | 6013 | 02 | ST | OP | WALL | NG | 0 | [5 empty] | 1964
2021 | NC | Brunswick Nuclear | 6014 | 1 | ST | OP | NA | NUC |  | 0 |  |  | EIA Prime Mover-level Data
2021 | NC | Brunswick Nuclear | 6014 | 2 | ST | OP | NA | NUC |  | 0 |  |  | EIA Prime Mover-level Data
2021 | NC | Harris | 6015 | 1 | ST | OP | NA | NUC |  | 0 |  |  | EIA Prime Mover-level Data
2021 | IL | Newton | 6017 | 1 | ST | OP | TANGENTIAL | RC | 8054 | 38503853.245 | 52.6677 | 0.0027357 | EPA/CAMD | EPA/NEI | 1977
2021 | KY | East Bend | 6018 | 2 | ST | OP | WALL | BIT | 5522 | 28863964.894 | 453.1642 | 0.0314 | EPA/CAMD | EPA/NEI | 1981
2021 | OH | W H Zimmer Generating Station | 6019 | 1 | ST | OP | WALL | RC | 4435 | 47966020.392 | 502.1545 | 0.020938 | EPA/CAMD | EPA/NEI | 1991
2021 | OH | W H Zimmer Generating Station | 6019 | A | ST | OP | OTHER BOILER | NG | 341 | 82636.038 | 0.5288 | 0.012798 | EPA/CAMD | EPA/NEI | 1991
2021 | OH | W H Zimmer Generating Station | 6019 | B | ST | OP | OTHER BOILER | NG | 331 | 85269.171 | 0.5365 | 0.012584 | EPA/CAMD | EPA/NEI | 1991
2021 | OH | Perry | 6020 | 1 | ST | OP | NA | NUC |  | 0 |  |  | EIA Prime Mover-level Data
2021 | CO | Craig | 6021 | C1 | ST | OP | WALL | SUB | 8123 | 26238031.243 | 25.4997 | 0.0019437 | EPA/CAMD | EPA/NEI | 1980
2021 | CO | Craig | 6021 | C2 | ST | OP | WALL | SUB | 8635 | 30298549.225 | 28.8 | 0.0019011 | EPA/CAMD | EPA/NEI | 1979
2021 | CO | Craig | 6021 | C3 | ST | OP | WALL | SUB | 7426 | 25124445.925 | 28.8 | 0.0022926 | EPA/CAMD | EPA/NEI | 1984
2021 | IL | Braidwood Generation Station | 6022 | 1 | ST | OP | NA | NUC |  | 0 |  |  | EIA Prime Mover-level Data
2021 | IL | Braidwood Generation Station | 6022 | 2 | ST | OP | NA | NUC |  | 0 |  |  | EIA Prime Mover-level Data
2021 | IL | Byron Generating Station | 6023 | 1 | ST | OP | NA | NUC |  | 0 |  |  | EIA Prime Mover-level Data
2021 | IL | Byron Generating Station | 6023 | 2 | ST | OP | NA | NUC |  | 0 |  |  | EIA Prime Mover-level Data
2021 | IL | LaSalle Generating Station | 6026 | 1 | ST | OP | NA | NUC |  | 0 |  |  | EIA Prime Mover-level Data
2021 | IL | LaSalle Generating Station | 6026 | 2 | ST | OP | NA | NUC |  | 0 |  |  | EIA Prime Mover-level Data
2021 | ND | Coal Creek | 6030 | 1 | ST | OP | TANGENTIAL | RC | 8342 | 48311179.51 | 521 | 0.021569 | EPA/CAMD | EPA/NEI | 1979
2021 | ND | Coal Creek | 6030 | 2 | ST | OP | TANGENTIAL | RC | 8266 | 46634104.76 | 483.9 | 0.020753 | EPA/CAMD | EPA/NEI | 1981
2021 | MI | Belle River | 6034 | 1 | ST | OP | WALL | RC | 7152 | 34882356.625 | 25.2578 | 0.0014482 | EPA/CAMD | EPA/NEI | 1984
2021 | MI | Belle River | 6034 | 2 | ST | OP | WALL | RC | 7571 | 40498336.865 | 26.9063 | 0.0013288 | EPA/CAMD | EPA/NEI | 1985
2021 | MI | Belle River | 6034 | CTG121 | GT | OP | CT | NG | 823 | 670469.203 | 0.5405 | 0.0016123 | EPA/CAMD | EPA/NEI | 1999
2021 | MI | Belle River | 6034 | CTG122 | GT | OP | CT | NG | 785 | 623535.697 | 0.415 | 0.0013311 | EPA/CAMD | EPA/NEI | 1999
2021 | MI | Belle River | 6034 | CTG131 | GT | OP | CT | NG | 792 | 624944.672 | 0.7425 | 0.0023762 | EPA/CAMD | EPA/NEI | 1999
2021 | MI | Greenwood | 6035 | 1 | ST | OP | WALL | NG | 2360 | 7116641.572 | 24.4397 | 0.0068683 | EPA/CAMD | EPA/NEI | 1978
2021 | MI | Greenwood | 6035 | CTG111 | GT | OP | CT | NG | 958 | 722016.763 | 1.047 | 0.0029002 | EPA/CAMD | EPA/NEI | 1999
2021 | MI | Greenwood | 6035 | CTG112 | GT | OP | CT | NG | 935 | 718552.872 | 1.505 | 0.004189 | EPA/CAMD | EPA/NEI | 1999
2021 | MI | Greenwood | 6035 | CTG121 | GT | OP | CT | NG | 979 | 713064.042 | 0.412 | 0.0011556 | EPA/CAMD | EPA/NEI | 1999
2021 | SC | Catawba | 6036 | 1 | ST | OP | NA | NUC |  | 0 |  |  | EIA Prime Mover-level Data
2021 | SC | Catawba | 6036 | 2 | ST | OP | NA | NUC |  | 0 |  |  | EIA Prime Mover-level Data
2021 | NC | McGuire | 6038 | 1 | ST | OP | NA | NUC |  | 0 |  |  | EIA Prime Mover-level Data
2021 | NC | McGuire | 6038 | 2 | ST | OP | NA | NUC |  | 0 |  |  | EIA Prime Mover-level Data
2021 | PA | Beaver Valley | 6040 | 1 | ST | OP | NA | NUC |  | 0 |  |  | EIA Prime Mover-level Data
2021 | PA | Beaver Valley | 6040 | 2 | ST | OP | NA | NUC |  | 0 |  |  | EIA Prime Mover-level Data
2021 | KY | H L Spurlock | 6041 | 1 | ST | OP | WALL | BIT | 7853 | 20293367.728 | 2297.2095 | 0.2264 | EPA/CAMD | EPA/NEI | 1977
2021 | KY | H L Spurlock | 6041 | 2 | ST | OP | TANGENTIAL | BIT | 5988 | 27319135.859 | 178.9403 | 0.0131 | EPA/CAMD | EPA/NEI | 1981
2021 | KY | H L Spurlock | 6041 | 3 | ST | OP | FLUIDIZED | BIT | 7509 | 18858511.502 | 106.0791 | 0.01125 | EPA/CAMD | EPA/NEI | 2005
2021 | KY | H L Spurlock | 6041 | 4 | ST | OP | FLUIDIZED | BIT | 7780 | 18557741.984 | 194.8563 | 0.021 | EPA/CAMD | EPA/NEI | 2008
2021 | FL | Manatee | 6042 | MTCT3A | CT | OP | CC | NG | 5928 | 9690660.788 | 31.5735 | 0.0065163 | EPA/CAMD | EPA/NEI | 2005
2021 | FL | Manatee | 6042 | MTCT3B | CT | OP | CC | NG | 7432 | 12465743.31 | 40.6142 | 0.0065161 | EPA/CAMD | EPA/NEI | 2005
2021 | FL | Manatee | 6042 | MTCT3C | CT | OP | CC | NG | 6194 | 10423130.789 | 33.9616 | 0.0065166 | EPA/CAMD | EPA/NEI | 2005
2021 | FL | Manatee | 6042 | MTCT3D | CT | OP | CC | NG | 6184 | 10151815.309 | 33.0778 | 0.0065166 | EPA/CAMD | EPA/NEI | 2005
2021 | FL | Manatee | 6042 | PMT1 | ST | OP | WALL | NG | 5924 | 14343661.477 | 54.1469 | 0.0075499 | EPA/CAMD | EPA/NEI | 1976
2021 | FL | Manatee | 6042 | PMT2 | ST | OP | WALL | NG | 4881 | 9877198.405 | 38.005 | 0.0076955 | EPA/CAMD | EPA/NEI | 1977
2021 | FL | Martin | 6043 | HRSG3A | CT | OP | CC | NG | 5715 | 7887709.523 | 26.0283 | 0.0065997 | EPA/CAMD | EPA/NEI | 1993
2021 | FL | Martin | 6043 | HRSG3B | CT | OP | CC | NG | 4268 | 5724076.717 | 18.8892 | 0.0065999 | EPA/CAMD | EPA/NEI | 1993
2021 | FL | Martin | 6043 | HRSG4A | CT | OP | CC | NG | 3909 | 5212873.283 | 17.2028 | 0.0066001 | EPA/CAMD | EPA/NEI | 1993
2021 | FL | Martin | 6043 | HRSG4B | CT | OP | CC | NG | 3685 | 5000591.092 | 16.5012 | 0.0065997 | EPA/CAMD | EPA/NEI | 1993
2021 | FL | Martin | 6043 | PMR8A | CT | OP | CC | NG | 7583 | 12428574.476 | 41.0144 | 0.0066 | EPA/CAMD | EPA/NEI | 2001
2021 | FL | Martin | 6043 | PMR8B | CT | OP | CC | NG | 7338 | 11698934.069 | 38.6101 | 0.0066006 | EPA/CAMD | EPA/NEI | 2001
2021 | FL | Martin | 6043 | PMR8C | CT | OP | CC | NG | 7394 | 11720470.904 | 38.688 | 0.0066018 | EPA/CAMD | EPA/NEI | 2004
2021 | FL | Martin | 6043 | PMR8D | CT | OP | CC | NG | 6366 | 9852003.604 | 32.5224 | 0.0066022 | EPA/CAMD | EPA/NEI | 2004
2021 | FL | St Lucie | 6045 | 1 | ST | OP | NA | NUC |  | 0 |  |  | EIA Prime Mover-level Data
2021 | FL | St Lucie | 6045 | 2 | ST | OP | NA | NUC |  | 0 |  |  | EIA Prime Mover-level Data
2021 | FL | Debary | 6046 | **10 | GT | OP | CT | DFO | 130 | 73365.047 | 0.40591 | 0.011065 | EPA/CAMD | EPA/NEI | 1992
2021 | FL | Debary | 6046 | **7 | GT | OP | CT | NG | 1038 | 685068.391 | 2.4061 | 0.0070243 | EPA/CAMD | EPA/NEI | 1992
2021 | FL | Debary | 6046 | **8 | GT | OP | CT | NG | 773 | 531709.092 | 2.7217 | 0.010238 | EPA/CAMD | EPA/NEI | 1992
2021 | FL | Debary | 6046 | **9 | GT | OP | CT | NG | 1169 | 817106.186 | 2.7626 | 0.0067618 | EPA/CAMD | EPA/NEI | 1992
2021 | MA | Deerfield 2 | 6047 | GEN1 | HY | OP | NA | WAT |  | 110899.667 |  |  | EIA Prime Mover-level Data
2021 | MA | Deerfield 2 | 6047 | GEN2 | HY | OP | NA | WAT |  | 110899.667 |  |  | EIA Prime Mover-level Data
2021 | MA | Deerfield 2 | 6047 | GEN3 | HY | OP | NA | WAT |  | 110899.667 |  |  | EIA Prime Mover-level Data
2021 | MA | West Tisbury Generating Facility | 6049 | UN1 | IC | OP | NA | DFO |  | 5619 | 0.87094 | 0.31 | EIA Prime Mover-level Data | Estimated using an emission factor
2021 | MA | West Tisbury Generating Facility | 6049 | UN2 | IC | OP | NA | DFO |  | 5619 | 0.87094 | 0.31 | EIA Prime Mover-level Data | Estimated using an emission factor
2021 | GA | Edwin I Hatch | 6051 | 1 | ST | OP | NA | NUC |  | 0 |  |  | EIA Prime Mover-level Data
2021 | GA | Edwin I Hatch | 6051 | 2 | ST | OP | NA | NUC |  | 0 |  |  | EIA Prime Mover-level Data
2021 | GA | Wansley (6052) | 6052 | 1 | ST | OP | TANGENTIAL | BIT | 2232 | 11780841.528 | 108.3062 | 0.018387 | EPA/CAMD | EPA/NEI | 1976
2021 | GA | Wansley (6052) | 6052 | 2 | ST | OP | TANGENTIAL | BIT | 216 | 1226241.756 | 10.3299 | 0.016848 | EPA/CAMD | EPA/NEI | 1978
2021 | GA | Wansley (6052) | 6052 | 5A | GT | OP | CT | DFO | 5 | 831 | 0.00463 | 0.011143 | EPA/CAMD | EPA/NEI | 1980
2021 | LA | Big Cajun 2 | 6055 | 2B1 | ST | OP | WALL | RC | 2266 | 7032558.265 | 184.397 | 0.052441 | EPA/CAMD | EPA/NEI | 1980
2021 | LA | Big Cajun 2 | 6055 | 2B2 | ST | OP | WALL | NG | 1181 | 2054257.82 | 7.5269 | 0.0073281 | EPA/CAMD | EPA/NEI | 1981
2021 | LA | Big Cajun 2 | 6055 | 2B3 | ST | OP | WALL | RC | 5644 | 22649193.533 | 57.1606 | 0.0050475 | EPA/CAMD | EPA/NEI | 1984
2021 | HI | Kahului | 6056 | K1 | ST | OP | NA | RFO |  | 114799.29 | 0.42118 | 0.0073378 | EIA Unit-level Data | NEI avg EF - PM, fuel type
2021 | HI | Kahului | 6056 | K2 | ST | OP | NA | RFO |  | 179720.46 | 0.65937 | 0.0073378 | EIA Unit-level Data | NEI avg EF - PM, fuel type
2021 | HI | Kahului | 6056 | K3 | ST | OP | NA | RFO |  | 834202.33 | 3.0606 | 0.0073378 | EIA Unit-level Data | NEI avg EF - PM, fuel type
2021 | HI | Kahului | 6056 | K4 | ST | OP | NA | RFO |  | 882935.77 | 3.2394 | 0.0073378 | EIA Unit-level Data | NEI avg EF - PM, fuel type
2021 | MN | Cascade Creek | 6058 | CT1 | GT | OP | CT | NG | 145 | 51497 | 0.010318 | 0.00040072 | EPA/CAMD | EPA/NEI | 1976
2021 | MN | Cascade Creek | 6058 | CT2 | GT | OP | CT | NG | 890 | 165818.559 | 0.053257 | 0.00064235 | EPA/CAMD | EPA/NEI | 2002
2021 | MN | Cascade Creek | 6058 | CT3 | GT | OP | CT | NG | 936 | 168823.303 | 0.062809 | 0.00074408 | EPA/CAMD | EPA/NEI | 2002
2021 | CA | Coachella | 6060 | 1 | GT | OP | NA | NG |  | 20080.75 | 0.080489 | 0.0080165 | EIA Prime Mover-level Data | NEI avg EF - PM, fuel type
2021 | CA | Coachella | 6060 | 2 | GT | OP | NA | NG |  | 20080.75 | 0.080489 | 0.0080165 | EIA Prime Mover-level Data | NEI avg EF - PM, fuel type
2021 | CA | Coachella | 6060 | 3 | GT | OP | NA | NG |  | 20080.75 | 0.080489 | 0.0080165 | EIA Prime Mover-level Data | NEI avg EF - PM, fuel type
2021 | CA | Coachella | 6060 | 4 | GT | OP | NA | NG |  | 20080.75 | 0.080489 | 0.0080165 | EIA Prime Mover-level Data | NEI avg EF - PM, fuel type
2021 | IA | Electrifarm | 6063 | 1 | GT | OP | CT | NG | 106 | 33410.5 | 0.10711 | 0.0064115 | EPA/CAMD | EPA/NEI | 1975
2021 | IA | Electrifarm | 6063 | 2 | GT | OP | CT | NG | 116 | 38336.1 | 0.12289 | 0.0064113 | EPA/CAMD | EPA/NEI | 1977
2021 | IA | Electrifarm | 6063 | 3 | GT | OP | CT | NG | 187 | 87019.4 | 0.28905 | 0.0066433 | EPA/CAMD | EPA/NEI | 1976
2021 | KS | Nearman Creek | 6064 | CT4 | GT | OP | CT | NG | 1131 | 722280.391 | 2.6314 | 0.0072863 | EPA/CAMD | EPA/NEI | 2005
2021 | KS | Nearman Creek | 6064 | N1 | ST | OP | WALL | SUB | 6853 | 15959419.202 | 130.487 | 0.016352 | EPA/CAMD | EPA/NEI | 1981
2021 | MO | Iatan | 6065 | 1 | ST | OP | WALL | SUB | 6469 | 29590163.816 | 28.6096 | 0.0019337 | EPA/CAMD | EPA/NEI | 1980
2021 | MO | Iatan | 6065 | 2 | ST | OP | WALL | SUB | 6703 | 43963562.636 | 67.2373 | 0.0030588 | EPA/CAMD | EPA/NEI | 2010
2021 | KS | Jeffrey Energy Center | 6068 | 1 | ST | OP | TANGENTIAL | SUB | 6195 | 33126140.469 | 198.3615 | 0.011976 | EPA/CAMD | EPA/NEI | 1978
2021 | KS | Jeffrey Energy Center | 6068 | 2 | ST | OP | TANGENTIAL | SUB | 6047 | 31088612.278 | 265.0432 | 0.017051 | EPA/CAMD | EPA/NEI | 1980
2021 | KS | Jeffrey Energy Center | 6068 | 3 | ST | OP | TANGENTIAL | SUB | 5444 | 27390404.328 | 231.647 | 0.016914 | EPA/CAMD | EPA/NEI | 1983
2021 | KY | Trimble County | 6071 | 1 | ST | OP | TANGENTIAL | RC | 6869 | 28698160.954 | 450.5611 | 0.0314 | EPA/CAMD | EPA/NEI | 1990
2021 | KY | Trimble County | 6071 | 10 | GT | OP | CT | NG | 450 | 616307.36 | 0.79914 | 0.0025933 | EPA/CAMD | EPA/NEI | 2004
2021 | KY | Trimble County | 6071 | 2 | ST | OP | WALL | RC | 7921 | 47116891.35 | 48.5817 | 0.0020622 | EPA/CAMD | EPA/NEI | 2010
2021 | KY | Trimble County | 6071 | 5 | GT | OP | CT | NG | 1207 | 1612588.593 | 0.15319 | 0.00019 | EPA/CAMD | EPA/NEI | 2002
2021 | KY | Trimble County | 6071 | 6 | GT | OP | CT | NG | 1745 | 2272715.935 | 0.21591 | 0.00019 | EPA/CAMD | EPA/NEI | 2002
2021 | KY | Trimble County | 6071 | 7 | GT | OP | CT | NG | 1896 | 2718265.534 | 4.5834 | 0.0033723 | EPA/CAMD | EPA/NEI | 2004
2021 | KY | Trimble County | 6071 | 8 | GT | OP | CT | NG | 850 | 1031351.178 | 3.5489 | 0.006882 | EPA/CAMD | EPA/NEI | 2004
2021 | KY | Trimble County | 6071 | 9 | GT | OP | CT | NG | 1041 | 1347195.173 | 6.3202 | 0.0093827 | EPA/CAMD | EPA/NEI | 2004
2021 | MS | Grand Gulf | 6072 | 1 | ST | OP | NA | NUC |  | 0 |  |  | EIA Prime Mover-level Data
2021 | MS | Daniel Electric Generating Plant | 6073 | 1 | ST | OP | TANGENTIAL | SUB | 6688 | 22725173.171 | 31.5 | 0.0027723 | EPA/CAMD | EPA/NEI | 1977
2021 | MS | Daniel Electric Generating Plant | 6073 | 2 | ST | OP | TANGENTIAL | SUB | 3783 | 10792796.012 | 23.13 | 0.0042862 | EPA/CAMD | EPA/NEI | 1981
2021 | MS | Daniel Electric Generating Plant | 6073 | 3A | CT | OP | CC | NG | 8069 | 14304857.36 | 47.92 | 0.0066998 | EPA/CAMD | EPA/NEI | 2001
2021 | MS | Daniel Electric Generating Plant | 6073 | 3B | CT | OP | CC | NG | 8066 | 13938099.585 | 46.69 | 0.0066996 | EPA/CAMD | EPA/NEI | 2001
2021 | MS | Daniel Electric Generating Plant | 6073 | 4A | CT | OP | CC | NG | 8360 | 14189488.747 | 47.54 | 0.0067007 | EPA/CAMD | EPA/NEI | 2000
2021 | MS | Daniel Electric Generating Plant | 6073 | 4B | CT | OP | CC | NG | 8345 | 13608860.372 | 52.39 | 0.0076994 | EPA/CAMD | EPA/NEI | 2000
2021 | MO | Greenwood Energy Center | 6074 | 1 | GT | OP | CT | NG | 1140 | 267072.6 | 1.0795 | 0.0080839 | EPA/CAMD | EPA/NEI | 1975
2021 | MO | Greenwood Energy Center | 6074 | 2 | GT | OP | CT | NG | 562 | 167432.8 | 0.7516 | 0.0089779 | EPA/CAMD | EPA/NEI | 1975
2021 | MO | Greenwood Energy Center | 6074 | 3 | GT | OP | CT | NG | 725 | 192607.7 | 0.7752 | 0.0080495 | EPA/CAMD | EPA/NEI | 1977
2021 | MO | Greenwood Energy Center | 6074 | 4 | GT | OP | CT | NG | 475 | 151041.6 | 0.651 | 0.0086201 | EPA/CAMD | EPA/NEI | 1979
2021 | MO | Greenwood Energy Center | 6074 | 5 | PV | OP | NA | SUN |  | 39778 |  |  | EIA Prime Mover-level Data
2021 | MT | Colstrip | 6076 | 3 | ST | OP | TANGENTIAL | SUB | 6824 | 49544662.628 | 530.4904 | 0.021415 | EPA/CAMD | EPA/NEI | 1984
2021 | MT | Colstrip | 6076 | 4 | ST | OP | TANGENTIAL | SUB | 8099 | 55901054.655 | 629.0328 | 0.022505 | EPA/CAMD | EPA/NEI | 1986
2021 | NE | Gerald Gentleman Station | 6077 | 1 | ST | OP | WALL | SUB | 8424 | 37043912.075 | 72.6424 | 0.003922 | EPA/CAMD | EPA/NEI | 1979
2021 | NE | Gerald Gentleman Station | 6077 | 2 | ST | OP | WALL | SUB | 7120 | 32628263.1 | 67.0262 | 0.0041085 | EPA/CAMD | EPA/NEI | 1982
2021 | MA | Stony Brook Energy Center | 6081 | 001 | CT | OP | CC | NG | 337 | 244644.925 | 0.65731 | 0.0053736 | EPA/CAMD | NEI avg EF - PM, fuel type, firing type | 1981
2021 | MA | Stony Brook Energy Center | 6081 | 002 | CT | OP | CC | NG | 70 | 49071.85 | 0.13185 | 0.0053736 | EPA/CAMD | NEI avg EF - PM, fuel type, firing type | 1981
2021 | MA | Stony Brook Energy Center | 6081 | 003 | CT | OP | CC | NG | 285 | 200281.35 | 0.53811 | 0.0053736 | EPA/CAMD | NEI avg EF - PM, fuel type, firing type | 1981
2021 | MA | Stony Brook Energy Center | 6081 | 004 | GT | OP | CT | DFO | 70 | 15014.9 | 0.18601 | 0.024777 | EPA/CAMD | NEI avg EF - PM, fuel type, firing type | 1982
2021 | MA | Stony Brook Energy Center | 6081 | 005 | GT | OP | CT | DFO | 66 | 16631.6 | 0.20604 | 0.024777 | EPA/CAMD | NEI avg EF - PM, fuel type, firing type | 1982
2021 | MA | Stony Brook Energy Center | 6081 | 5051S | PV | OP | NA | SUN
2021 | MA | Deerfield 3 | 6083 | GEN1 | HY | OP | NA | WAT |  | 98501.667 |  |  | EIA Prime Mover-level Data
2021 | MA | Deerfield 3 | 6083 | GEN2 | HY | OP | NA | WAT |  | 98501.667 |  |  | EIA Prime Mover-level Data
2021 | MA | Deerfield 3 | 6083 | GEN3 | HY | OP | NA | WAT |  | 98501.667 |  |  | EIA Prime Mover-level Data
2021 | IN | R M Schahfer Generating Station | 6085 | 14 | ST | OP | CYCLONE | SUB | 0 |  | 0 |  |  | EPA/NEI | 1976
2021 | IN | R M Schahfer Generating Station | 6085 | 15 | ST | OP | WALL | SUB | 5309 | 17588007.215 | 192.5129 | 0.021891 | EPA/CAMD | EPA/NEI | 1979
2021 | IN | R M Schahfer Generating Station | 6085 | 16A | GT | OP | CT | NG | 193 | 134001.476 | 0.42085 | 0.0062812 | EPA/CAMD | EPA/NEI | 1979
2021 | IN | R M Schahfer Generating Station | 6085 | 16B | GT | OP | CT | NG | 91 | 47154.259 | 0.14515 | 0.0061564 | EPA/CAMD | EPA/NEI | 1979
2021 | IN | R M Schahfer Generating Station | 6085 | 17 | ST | OP | TANGENTIAL | BIT | 6093 | 16496348.243 | 163.3946 | 0.01981 | EPA/CAMD | EPA/NEI | 1983
2021 | IN | R M Schahfer Generating Station | 6085 | 18 | ST | OP | TANGENTIAL | BIT | 5849 | 14593155.774 | 157.3904 | 0.02157 | EPA/CAMD | EPA/NEI | 1986
2021 | WI | Cornell | 6086 | 1 | HY | OP | NA | WAT |  | 235802.125 |  |  | EIA Prime Mover-level Data
2021 | WI | Cornell | 6086 | 2 | HY | OP | NA | WAT |  | 235802.125 |  |  | EIA Prime Mover-level Data
2021 | WI | Cornell | 6086 | 3 | HY | OP | NA | WAT |  | 235802.125 |  |  | EIA Prime Mover-level Data
2021 | WI | Cornell | 6086 | 4 | HY | OP | NA | WAT |  | 16403.626 |  |  | EIA Prime Mover-level Data
2021 | GA | Wallace Dam | 6087 | 1 | PS | OP | NA | WAT |  | 0 |  |  | EIA Prime Mover-level Data
2021 | GA | Wallace Dam | 6087 | 2 | PS | OP | NA | WAT |  | 0 |  |  | EIA Prime Mover-level Data
2021 | GA | Wallace Dam | 6087 | 3 | HY | OP | NA | WAT |  | 381068 |  |  | EIA Prime Mover-level Data
2021 | GA | Wallace Dam | 6087 | 4 | HY | OP | NA | WAT |  | 381068 |  |  | EIA Prime Mover-level Data
2021 | GA | Wallace Dam | 6087 | 5 | PS | OP | NA | WAT |  | 0 |  |  | EIA Prime Mover-level Data
2021 | GA | Wallace Dam | 6087 | 6 | PS | OP | NA | WAT |  | 0 |  |  | EIA Prime Mover-level Data
2021 | AZ | North Loop | 6088 | 1 | GT | OP | NA | NG |  | 5873.878 | 0.023544 | 0.0080165 | EIA Prime Mover-level Data | NEI avg EF - PM, fuel type
2021 | AZ | North Loop | 6088 | 2 | GT | OP | NA | NG |  | 5873.878 | 0.023544 | 0.0080165 | EIA Prime Mover-level Data | NEI avg EF - PM, fuel type
2021 | AZ | North Loop | 6088 | 3 | GT | OP | NA | NG |  | 5873.878 | 0.023544 | 0.0080165 | EIA Prime Mover-level Data | NEI avg EF - PM, fuel type
2021 | AZ | North Loop | 6088 | 4 | GT | OP | NA | NG |  | 5830.367 | 0.02337 | 0.0080165 | EIA Prime Mover-level Data | NEI avg EF - PM, fuel type
2021 | MT | Lewis & Clark | 6089 | B1 | ST | OP | TANGENTIAL | LIG | 1970 | 890439.391 | 12.8833 | 0.028937 | EPA/CAMD | EPA/NEI | 1958
2021 | MN | Sherburne County | 6090 | 1 | ST | OP | TANGENTIAL | SUB | 5650 | 29094041.002 | 82.7896 | 0.0056912 | EPA/CAMD | EPA/NEI | 1976
2021 | MN | Sherburne County | 6090 | 2 | ST | OP | TANGENTIAL | SUB | 6757 | 37166867.266 | 105.7307 | 0.0056895 | EPA/CAMD | EPA/NEI | 1977
2021 | MN | Sherburne County | 6090 | 3 | ST | OP | WALL | SUB | 6052 | 35949694.353 | 113.5705 | 0.0063183 | EPA/CAMD | EPA/NEI | 1987
2021 | SD | Spirit Mound | 6092 | 1 | GT | OP | NA | DFO |  | 68211 | 0.56127 | 0.016457 | EIA Prime Mover-level Data | NEI avg EF - PM, fuel type, firing type
2021 | SD | Spirit Mound | 6092 | 2 | GT | OP | NA | DFO |  | 68211 | 0.56127 | 0.016457 | EIA Prime Mover-level Data | NEI avg EF - PM, fuel type, firing type
2021 | OK | Sooner | 6095 | 1 | ST | OP | TANGENTIAL | SUB | 3897 | 14523007.36 | 25.3635 | 0.0034929 | EPA/CAMD | EPA/NEI | 1979
2021 | OK | Sooner | 6095 | 2 | ST | OP | TANGENTIAL | SUB | 5158 | 18945271.939 | 20.0515 | 0.0021168 | EPA/CAMD | EPA/NEI | 1980
2021 | NE | Nebraska City Station | 6096 | 1 | ST | OP | WALL | SUB | 7196 | 31039701.878 | 90.1345 | 0.0058077 | EPA/CAMD | EPA/NEI | 1979
2021 | NE | Nebraska City Station | 6096 | 2 | ST | OP | WALL | SUB | 7664 | 40728364.485 | 87.1147 | 0.0042778 | EPA/CAMD | EPA/NEI | 2008
2021 | SD | Big Stone | 6098 | 1 | ST | OP | CYCLONE | SUB | 5689 | 19702669.899 | 1.85 | 0.00018779 | EPA/CAMD | EPA/NEI | 1975
2021 | CA | Diablo Canyon | 6099 | 1 | ST | OP | NA | NUC |  | 0 |  |  | EIA Prime Mover-level Data
2021 | CA | Diablo Canyon | 6099 | 2 | ST | OP | NA | NUC |  | 0 |  |  | EIA Prime Mover-level Data
2021 | CA | Helms Pumped Storage | 6100 | 1 | PS | OS | NA | WAT |  | 0 |  |  | EIA Prime Mover-level Data
2021 | CA | Helms Pumped Storage | 6100 | 2 | PS | OP | NA | WAT |  | 0 |  |  | EIA Prime Mover-level Data
2021 | CA | Helms Pumped Storage | 6100 | 3 | PS | OP | NA | WAT |  | 0 |  |  | EIA Prime Mover-level Data
2021 | WY | Wyodak | 6101 | BW91 | ST | OP | WALL | SUB | 7919 | 22133741.191 | 81.9 | 0.0074005 | EPA/CAMD | EPA/NEI | 1978
2021 | PA | TalenEnergy Susquehanna | 6103 | 1 | ST | OP | NA | NUC |  | 0 |  |  | EIA Prime Mover-level Data
2021 | PA | TalenEnergy Susquehanna | 6103 | 2 | ST | OP | NA | NUC |  | 0 |  |  | EIA Prime Mover-level Data
2021 | PA | Limerick | 6105 | 1 | ST | OP | NA | NUC |  | 0 |  |  | EIA Prime Mover-level Data
2021 | PA | Limerick | 6105 | 2 | ST | OP | NA | NUC |  | 0 |  |  | EIA Prime Mover-level Data
2021 | NY | James A Fitzpatrick | 6110 | 1 | ST | OP | NA | NUC |  | 0 |  |  | EIA Prime Mover-level Data
2021 | CO | Fort St. Vrain | 6112 | 2 | CT | OP | CC | NG | 8164 | 9325344.122 | 0.88591 | 0.00019 | EPA/CAMD | EPA/NEI | 1996
2021 | CO | Fort St. Vrain | 6112 | 3 | CT | OP | CC | NG | 5214 | 5780797.242 | 0.54917 | 0.00019 | EPA/CAMD | EPA/NEI | 1999
2021 | CO | Fort St. Vrain | 6112 | 4 | CT | OP | CC | NG | 7986 | 9343887.913 | 0.88767 | 0.00019 | EPA/CAMD | EPA/NEI | 2001
2021 | CO | Fort St. Vrain | 6112 | 5 | GT | OP | CT | NG | 350 | 327234.463 | 1.5132 | 0.0092484 | EPA/CAMD | EPA/NEI | 2009
2021 | CO | Fort St. Vrain | 6112 | 6 | GT | OP | CT | NG | 390 | 349602.52 | 1.0561 | 0.0060417 | EPA/CAMD | EPA/NEI | 2009
2021 | IN | Gibson | 6113 | 1 | ST | OP | WALL | BIT | 6003 | 26575697.414 | 376.1403 | 0.028307 | EPA/CAMD | EPA/NEI | 1976
2021 | IN | Gibson | 6113 | 2 | ST | OP | WALL | BIT | 4837 | 19139093.952 | 258.1501 | 0.026976 | EPA/CAMD | EPA/NEI | 1975
2021 | IN | Gibson | 6113 | 3 | ST | OP | WALL | BIT | 4273 | 16931385.28 | 252.3704 | 0.029811 | EPA/CAMD | EPA/NEI | 1978
2021 | IN | Gibson | 6113 | 4 | ST | OP | WALL | BIT | 3664 | 16568403.86 | 225.7764 | 0.027254 | EPA/CAMD | EPA/NEI | 1979
2021 | IN | Gibson | 6113 | 5 | ST | OP | WALL | BIT | 4551 | 16543001.998 | 257.3896 | 0.031118 | EPA/CAMD | EPA/NEI | 1982
2021 | NH | Seabrook | 6115 | 1 | ST | OP | NA | NUC |  | 0 |  |  | EIA Prime Mover-level Data
2021 | NJ | PSEG Hope Creek Generating Station | 6118 | 1 | ST | OP | NA | NUC |  | 0 |  |  | EIA Prime Mover-level Data
2021 | MA | Deerfield 4 | 6119 | GEN1 | HY | OP | NA | WAT |  | 84884.333 |  |  | EIA Prime Mover-level Data
2021 | MA | Deerfield 4 | 6119 | GEN2 | HY | OP | NA | WAT |  | 84884.333 |  |  | EIA Prime Mover-level Data
2021 | MA | Deerfield 4 | 6119 | GEN3 | HY | OP | NA | WAT |  | 84884.333 |  |  | EIA Prime Mover-level Data
2021 | WA | Whitehorn | 6120 | 2 | GT | OP | NA | NG |  | 130926.5 | 0.52479 | 0.0080165 | EIA Prime Mover-level Data | NEI avg EF - PM, fuel type
2021 | WA | Whitehorn | 6120 | 3 | GT | OP | NA | NG |  | 130926.5 | 0.52479 | 0.0080165 | EIA Prime Mover-level Data | NEI avg EF - PM, fuel type
2021 | NY | R E Ginna Nuclear Power Plant | 6122 | 1 | ST | OP | NA | NUC |  | 0 |  |  | EIA Prime Mover-level Data
2021 | GA | McIntosh (6124) | 6124 | CT1 | GT | OP | CT | NG | 68 | 36652.5 | 0.11206 | 0.0061148 | EPA/CAMD | EPA/NEI | 1995
2021 | GA | McIntosh (6124) | 6124 | CT2 | GT | OP | CT | NG | 115 | 66930 | 0.22596 | 0.0067521 | EPA/CAMD | EPA/NEI | 1995
2021 | GA | McIntosh (6124) | 6124 | CT3 | GT | OP | CT | NG | 59 | 29117 | 0.10833 | 0.0074412 | EPA/CAMD | EPA/NEI | 1994
2021 | GA | McIntosh (6124) | 6124 | CT4 | GT | OP | CT | NG | 197 | 103037.4 | 0.35727 | 0.0069348 | EPA/CAMD | EPA/NEI | 1994
2021 | GA | McIntosh (6124) | 6124 | CT5 | GT | OP | CT | NG | 174 | 98714.9 | 0.32665 | 0.0066181 | EPA/CAMD | EPA/NEI | 1994
2021 | GA | McIntosh (6124) | 6124 | CT6 | GT | OP | CT | NG | 136 | 74853.9 | 0.25109 | 0.0067088 | EPA/CAMD | EPA/NEI | 1994
2021 | GA | McIntosh (6124) | 6124 | CT7 | GT | OP | CT | NG | 57 | 30331 | 0.1024 | 0.0067521 | EPA/CAMD | EPA/NEI | 1994
2021 | GA | McIntosh (6124) | 6124 | CT8 | GT | OP | CT | NG | 76 | 39840.2 | 0.144 | 0.0072291 | EPA/CAMD | EPA/NEI | 1994
2021 | MA | Shrewsbury | 6125 | 1 | IC | OP | NA | DFO |  | 226.8 | 0.035154 | 0.31 | EIA Prime Mover-level Data | Estimated using an emission factor
2021 | MA | Shrewsbury | 6125 | 2 | IC | OP | NA | DFO |  | 226.8 | 0.035154 | 0.31 | EIA Prime Mover-level Data | Estimated using an emission factor
2021 | MA | Shrewsbury | 6125 | 3 | IC | OP | NA | DFO |  | 226.8 | 0.035154 | 0.31 | EIA Prime Mover-level Data | Estimated using an emission factor
2021 | MA | Shrewsbury | 6125 | 4 | IC | OP | NA | DFO |  | 226.8 | 0.035154 | 0.31 | EIA Prime Mover-level Data | Estimated using an emission factor
2021 | MA | Shrewsbury | 6125 | 5 | IC | OP | NA | DFO |  | 226.8 | 0.035154 | 0.31 | EIA Prime Mover-level Data | Estimated using an emission factor
2021 | SC | Fairfield Pumped Storage | 6126 | 1 | PS | OP | NA | WAT |  | 0 |  |  | EIA Prime Mover-level Data
2021 | SC | Fairfield Pumped Storage | 6126 | 2 | PS | OP | NA | WAT |  | 0 |  |  | EIA Prime Mover-level Data
2021 | SC | Fairfield Pumped Storage | 6126 | 3 | PS | OP | NA | WAT |  | 0 |  |  | EIA Prime Mover-level Data
2021 | SC | Fairfield Pumped Storage | 6126 | 4 | PS | OP | NA | WAT |  | 0 |  |  | EIA Prime Mover-level Data
2021 | SC | Fairfield Pumped Storage | 6126 | 5 | PS | OP | NA | WAT |  | 0 |  |  | EIA Prime Mover-level Data
2021 | SC | Fairfield Pumped Storage | 6126 | 6 | PS | OP | NA | WAT |  | 0 |  |  | EIA Prime Mover-level Data
2021 | SC | Fairfield Pumped Storage | 6126 | 7 | PS | OP | NA | WAT |  | 0 |  |  | EIA Prime Mover-level Data
2021 | SC | Fairfield Pumped Storage | 6126 | 8 | PS | OP | NA | WAT |  | 0 |  |  | EIA Prime Mover-level Data
2021 | SC | V C Summer | 6127 | 1 | ST | OP | NA | NUC |  | 0 |  |  | EIA Prime Mover-level Data
2021 | TX | Amistad Dam & Power | 6128 | 1 | HY | OP | NA | WAT |  | 263172 |  |  | EIA Prime Mover-level Data
2021 | TX | Amistad Dam & Power | 6128 | 2 | HY | OP | NA | WAT |  | 263172 |  |  | EIA Prime Mover-level Data
2021 | GA | Carters | 6130 | 1 | HY | OP | NA | WAT |  | 906230.5 |  |  | EIA Prime Mover-level Data
2021 | GA | Carters | 6130 | 2 | HY | OP | NA | WAT |  | 906230.5 |  |  | EIA Prime Mover-level Data
2021 | GA | Carters | 6130 | 3 | PS | OP | NA | WAT |  | 0 |  |  | EIA Prime Mover-level Data
2021 | GA | Carters | 6130 | 4 | PS | OP | NA | WAT |  | 0 |  |  | EIA Prime Mover-level Data
2021 | AL | Jones Bluff | 6131 | 1 | HY | OP | NA | WAT |  | 808920 |  |  | EIA Prime Mover-level Data
2021 | AL | Jones Bluff | 6131 | 2 | HY | OP | NA | WAT |  | 808920 |  |  | EIA Prime Mover-level Data
2021 | AL | Jones Bluff | 6131 | 3 | HY | OP | NA | WAT |  | 808920 |  |  | EIA Prime Mover-level Data
2021 | AL | Jones Bluff | 6131 | 4 | HY | OP | NA | WAT |  | 808920 |  |  | EIA Prime Mover-level Data
2021 | GA | Richard B Russell | 6132 | 1 | HY | OP | NA | WAT |  | 584716.75 |  |  | EIA Prime Mover-level Data
2021 | GA | Richard B Russell | 6132 | 2 | HY | OP | NA | WAT |  | 584716.75 |  |  | EIA Prime Mover-level Data
2021 | GA | Richard B Russell | 6132 | 3 | HY | OP | NA | WAT |  | 584716.75 |  |  | EIA Prime Mover-level Data
2021 | GA | Richard B Russell | 6132 | 4 | HY | OP | NA | WAT |  | 584716.75 |  |  | EIA Prime Mover-level Data
2021 | GA | Richard B Russell | 6132 | 5 | PS | OS | NA | WAT |  | 0 |  |  | EIA Prime Mover-level Data
2021 | GA | Richard B Russell | 6132 | 6 | PS | OP | NA | WAT |  | 0 |  |  | EIA Prime Mover-level Data
2021 | GA | Richard B Russell | 6132 | 7 | PS | OP | NA | WAT |  | 0 |  |  | EIA Prime Mover-level Data
2021 | GA | Richard B Russell | 6132 | 8 | PS | OP | NA | WAT |  | 0 |  |  | EIA Prime Mover-level Data
2021 | GA | West Point (GA) | 6133 | 1 | HY | OP | NA | WAT |  | 95582.091 |  |  | EIA Prime Mover-level Data
2021 | GA | West Point (GA) | 6133 | 2 | HY | OP | NA | WAT |  | 1013749.454 |  |  | EIA Prime Mover-level Data
2021 | GA | West Point (GA) | 6133 | 3 | HY | OP | NA | WAT |  | 1013749.454 |  |  | EIA Prime Mover-level Data
2021 | IN | A B Brown Generating Station | 6137 | 1 | ST | OP | WALL | BIT | 7476 | 15482692.898 | 196.1271 | 0.025335 | EPA/CAMD | EPA/NEI | 1979
2021 | IN | A B Brown Generating Station | 6137 | 2 | ST | OP | WALL | BIT | 7587 | 16986505.279 | 203.2663 | 0.023933 | EPA/CAMD | EPA/NEI | 1984
2021 | IN | A B Brown Generating Station | 6137 | 3 | GT | OP | CT | NG | 605 | 262556.56 | 0.8759 | 0.0066721 | EPA/CAMD | EPA/NEI | 1991
2021 | IN | A B Brown Generating Station | 6137 | 4 | GT | OP | CT | NG | 561 | 303493.007 | 1.2165 | 0.0080165 | EPA/CAMD | NEI avg EF - PM, fuel type, firing type | 2002
2021 | AR | Flint Creek Power Plant | 6138 | 1 | ST | OP | WALL | SUB | 7364 | 30645130.109 | 19.7712 | 0.0012903 | EPA/CAMD | EPA/NEI | 1978
2021 | TX | Welsh Power Plant | 6139 | 1 | ST | OP | WALL | SUB | 6712 | 29578623.768 | 22.27 | 0.0015058 | EPA/CAMD | EPA/NEI | 1977
2021 | TX | Welsh Power Plant | 6139 | 3 | ST | OP | WALL | SUB | 4933 | 20178817.151 | 9.16 | 0.00090788 | EPA/CAMD | EPA/NEI | 1982
2021 | MO | Clarence Cannon | 6140 | 1 | HY | OP | NA | WAT |  | 809930 |  |  | EIA Prime Mover-level Data
2021 | MO | Clarence Cannon | 6140 | 2 | PS | OP | NA | WAT |  | 0 |  |  | EIA Prime Mover-level Data
2021 | MO | Harry Truman | 6141 | 1 | PS | OP | NA | WAT |  | 0 |  |  | EIA Prime Mover-level Data
2021 | MO | Harry Truman | 6141 | 2 | PS | OP | NA | WAT |  | 0 |  |  | EIA Prime Mover-level Data
2021 | MO | Harry Truman | 6141 | 3 | PS | OP | NA | WAT |  | 0 |  |  | EIA Prime Mover-level Data
2021 | MO | Harry Truman | 6141 | 4 | PS | OP | NA | WAT |  | 0 |  |  | EIA Prime Mover-level Data
2021 | MO | Harry Truman | 6141 | 5 | PS | OP | NA | WAT |  | 0 |  |  | EIA Prime Mover-level Data
2021 | MO | Harry Truman | 6141 | 6 | PS | OP | NA | WAT |  | 0 |  |  | EIA Prime Mover-level Data
2021 | AR | Ozark | 6142 | 1 | HY | OA | NA | WAT |  | 441837 |  |  | EIA Prime Mover-level Data
2021 | AR | Ozark | 6142 | 2 | HY | OP | NA | WAT |  | 441837 |  |  | EIA Prime Mover-level Data
2021 | AR | Ozark | 6142 | 3 | HY | OP | NA | WAT |  | 441837 |  |  | EIA Prime Mover-level Data
2021 | AR | Ozark | 6142 | 4 | HY | OS | NA | WAT |  | 441837 |  |  | EIA Prime Mover-level Data
2021 | AR | Ozark | 6142 | 5 | HY | OA | NA | WAT |  | 441837 |  |  | EIA Prime Mover-level Data
2021 | TX | Comanche Peak | 6145 | 1 | ST | OP | NA | NUC |  | 0 |  |  | EIA Prime Mover-level Data
2021 | TX | Comanche Peak | 6145 | 2 | ST | OP | NA | NUC |  | 0 |  |  | EIA Prime Mover-level Data
2021 | TX | Martin Lake | 6146 | 1 | ST | OP | TANGENTIAL | SUB | 8029 | 47791440.06 | 331.3236 | 0.013865 | EPA/CAMD | EPA/NEI | 1977
2021 | TX | Martin Lake | 6146 | 2 | ST | OP | TANGENTIAL | SUB | 6923 | 40754088.196 | 291.4569 | 0.014303 | EPA/CAMD | EPA/NEI | 1978
2021 | TX | Martin Lake | 6146 | 3 | ST | OP | TANGENTIAL | SUB | 8304 | 47488585.535 | 372.2515 | 0.015678 | EPA/CAMD | EPA/NEI | 1979
2021 | OH | Davis Besse | 6149 | 1 | ST | OP | NA | NUC |  | 0 |  |  | EIA Prime Mover-level Data
2021 | AL | Bellefonte | 6150 | DG-1 | IC | OS | NA | DFO
2021 | AL | Bellefonte | 6150 | DG-2 | IC | OS | NA | DFO
2021 | TN | Raccoon Mountain | 6151 | 1 | PS | OP | NA | WAT |  | 0 |  |  | EIA Prime Mover-level Data
2021 | TN | Raccoon Mountain | 6151 | 2 | PS | OP | NA | WAT |  | 0 |  |  | EIA Prime Mover-level Data
2021 | TN | Raccoon Mountain | 6151 | 3 | PS | OP | NA | WAT |  | 0 |  |  | EIA Prime Mover-level Data
2021 | TN | Raccoon Mountain | 6151 | 4 | PS | OP | NA | WAT |  | 0 |  |  | EIA Prime Mover-level Data
2021 | TN | Sequoyah | 6152 | 1 | ST | OP | NA | NUC |  | 0 |  |  | EIA Prime Mover-level Data
2021 | TN | Sequoyah | 6152 | 2 | ST | OP | NA | NUC |  | 0 |  |  | EIA Prime Mover-level Data
2021 | MO | Callaway | 6153 | 1 | ST | OP | NA | NUC |  | 0 |  |  | EIA Prime Mover-level Data
2021 | MO | Rush Island | 6155 | 1 | ST | OP | TANGENTIAL | RC | 7566 | 38092530.722 | 111.3491 | 0.0058462 | EPA/CAMD | EPA/NEI | 1976
2021 | MO | Rush Island | 6155 | 2 | ST | OP | TANGENTIAL | RC | 7941 | 38859202.81 | 113.6052 | 0.005847 | EPA/CAMD | EPA/NEI | 1977
2021 | CT | New Haven Harbor | 6156 | NHB1 | ST | OP | TANGENTIAL | RFO | 340 | 387574.435 | 1.409 | 0.0072706 | EPA/CAMD | EPA/NEI | 1975
2021 | CT | New Haven Harbor | 6156 | NHHS2 | GT | OP | CT | DFO | 58 | 14353.928 | 0.030793 | 0.0042905 | EPA/CAMD | EPA/NEI | 2012
2021 | CT | New Haven Harbor | 6156 | NHHS3 | GT | OP | CT | DFO | 48 | 12199.4 | 0.02541 | 0.0041657 | EPA/CAMD | EPA/NEI | 2012
2021 | CT | New Haven Harbor | 6156 | NHHS4 | GT | OP | CT | DFO | 42 | 8768.595 | 0.045699 | 0.010423 | EPA/CAMD | EPA/NEI | 2012
2021 | CA | New Melones | 6158 | 1 | HY | OP | NA | WAT |  | 1677517 |  |  | EIA Prime Mover-level Data
2021 | CA | New Melones | 6158 | 2 | HY | OP | NA | WAT |  | 1677517 |  |  | EIA Prime Mover-level Data
2021 | CO | Crystal | 6159 | 1 | HY | OP | NA | WAT |  | 1183246 |  |  | EIA Prime Mover-level Data
2021 | WA | Grand Coulee | 6163 | 1 | HY | OP | NA | WAT |  | 3118422.363 |  |  | EIA Prime Mover-level Data
2021 | WA | Grand Coulee | 6163 | 10 | HY | OP | NA | WAT |  | 3118422.363 |  |  | EIA Prime Mover-level Data
2021 | WA | Grand Coulee | 6163 | 11 | HY | OP | NA | WAT |  | 3118422.363 |  |  | EIA Prime Mover-level Data
2021 | WA | Grand Coulee | 6163 | 12 | HY | OP | NA | WAT |  | 3118422.363 |  |  | EIA Prime Mover-level Data
2021 | WA | Grand Coulee | 6163 | 13 | HY | OP | NA | WAT |  | 3118422.363 |  |  | EIA Prime Mover-level Data
2021 | WA | Grand Coulee | 6163 | 14 | HY | OP | NA | WAT |  | 3118422.363 |  |  | EIA Prime Mover-level Data
2021 | WA | Grand Coulee | 6163 | 15 | HY | OP | NA | WAT |  | 3118422.363 |  |  | EIA Prime Mover-level Data
2021 | WA | Grand Coulee | 6163 | 16 | HY | OP | NA | WAT |  | 3118422.363 |  |  | EIA Prime Mover-level Data
2021 | WA | Grand Coulee | 6163 | 17 | HY | OP | NA | WAT |  | 3118422.363 |  |  | EIA Prime Mover-level Data
2021 | WA | Grand Coulee | 6163 | 18 | HY | OP | NA | WAT |  | 3118422.363 |  |  | EIA Prime Mover-level Data
2021 | WA | Grand Coulee | 6163 | 19 | HY | OP | NA | WAT |  | 14968427.344 |  |  | EIA Prime Mover-level Data
2021 | WA | Grand Coulee | 6163 | 2 | HY | OP | NA | WAT |  | 3118422.363 |  |  | EIA Prime Mover-level Data
2021 | WA | Grand Coulee | 6163 | 20 | HY | OP | NA | WAT |  | 14968427.344 |  |  | EIA Prime Mover-level Data
2021 | WA | Grand Coulee | 6163 | 21 | HY | OP | NA | WAT |  | 14968427.344 |  |  | EIA Prime Mover-level Data
2021 | WA | Grand Coulee | 6163 | 22 | HY | OP | NA | WAT |  | 20082640.02 |  |  | EIA Prime Mover-level Data
2021 | WA | Grand Coulee | 6163 | 23 | HY | OP | NA | WAT |  | 20082640.02 |  |  | EIA Prime Mover-level Data
2021 | WA | Grand Coulee | 6163 | 24 | HY | OP | NA | WAT |  | 20082640.02 |  |  | EIA Prime Mover-level Data
2021 | WA | Grand Coulee | 6163 | 3 | HY | OP | NA | WAT |  | 3118422.363 |  |  | EIA Prime Mover-level Data
2021 | WA | Grand Coulee | 6163 | 4 | HY | OP | NA | WAT |  | 3118422.363 |  |  | EIA Prime Mover-level Data
2021 | WA | Grand Coulee | 6163 | 5 | HY | OP | NA | WAT |  | 3118422.363 |  |  | EIA Prime Mover-level Data
2021 | WA | Grand Coulee | 6163 | 6 | HY | OP | NA | WAT |  | 3118422.363 |  |  | EIA Prime Mover-level Data
2021 | WA | Grand Coulee | 6163 | 7 | HY | OP | NA | WAT |  | 3118422.363 |  |  | EIA Prime Mover-level Data
2021 | WA | Grand Coulee | 6163 | 8 | HY | OP | NA | WAT |  | 3118422.363 |  |  | EIA Prime Mover-level Data
2021 | WA | Grand Coulee | 6163 | 9 | HY | OP | NA | WAT |  | 3118422.363 |  |  | EIA Prime Mover-level Data
2021 | WA | Grand Coulee | 6163 | LS1 | HY | OP | NA | WAT |  | 249473.789 |  |  | EIA Prime Mover-level Data
2021 | WA | Grand Coulee | 6163 | LS2 | HY | OP | NA | WAT |  | 249473.789 |  |  | EIA Prime Mover-level Data
2021 | WA | Grand Coulee | 6163 | LS3 | HY | OP | NA | WAT |  | 249473.789 |  |  | EIA Prime Mover-level Data
2021 | WA | Grand Coulee | 6163 | PG10 | PS | OP | NA | WAT |  | 0 |  |  | EIA Prime Mover-level Data
2021 | WA | Grand Coulee | 6163 | PG11 | PS | OP | NA | WAT |  | 0 |  |  | EIA Prime Mover-level Data
2021 | WA | Grand Coulee | 6163 | PG12 | PS | OP | NA | WAT |  | 0 |  |  | EIA Prime Mover-level Data
2021 | WA | Grand Coulee | 6163 | PG7 | PS | OP | NA | WAT |  | 0 |  |  | EIA Prime Mover-level Data
2021 | WA | Grand Coulee | 6163 | PG8 | PS | OP | NA | WAT |  | 0 |  |  | EIA Prime Mover-level Data
2021 | WA | Grand Coulee | 6163 | PG9 | PS | OP | NA | WAT |  | 0 |  |  | EIA Prime Mover-level Data
2021 | UT | Hunter | 6165 | 1 | ST | OP | TANGENTIAL | RC | 8577 | 31390448.214 | 99.6959 | 0.006352 | EPA/CAMD | EPA/NEI | 1978
2021 | UT | Hunter | 6165 | 2 | ST | OP | TANGENTIAL | RC | 8643 | 32565910.031 | 108.2263 | 0.0066466 | EPA/CAMD | EPA/NEI | 1980
2021 | UT | Hunter | 6165 | 3 | ST | OP | WALL | RC | 8471 | 34502267.007 | 81.2573 | 0.0047103 | EPA/CAMD | EPA/NEI | 1983
2021 | IN | Rockport | 6166 | AB1 | ST | OP | OTHER BOILER | DFO | 0 |  | 0.53061 |  |  | EPA/NEI
2021 | IN | Rockport | 6166 | AB2 | ST | OP | OTHER BOILER | DFO | 23 | 12222.9 | 0.34913 | 0.057127 | EPA/CAMD | EPA/NEI
2021 | IN | Rockport | 6166 | MB1 | ST | OP | WALL | SUB | 3839 | 29450461.505 | 68.0076 | 0.0046184 | EPA/CAMD | EPA/NEI | 1984
2021 | IN | Rockport | 6166 | MB2 | ST | OP | WALL | SUB | 3261 | 23954195.557 | 56.6575 | 0.0047305 | EPA/CAMD | EPA/NEI | 1989
2021 | VA | Bath County | 6167 | 1 | PS | OP | NA | WAT |  | 0 |  |  | EIA Prime Mover-level Data
2021 | VA | Bath County | 6167 | 2 | PS | OP | NA | WAT |  | 0 |  |  | EIA Prime Mover-level Data
2021 | VA | Bath County | 6167 | 3 | PS | OP | NA | WAT |  | 0 |  |  | EIA Prime Mover-level Data
2021 | VA | Bath County | 6167 | 4 | PS | OP | NA | WAT |  | 0 |  |  | EIA Prime Mover-level Data
2021 | VA | Bath County | 6167 | 5 | PS | OP | NA | WAT |  | 0 |  |  | EIA Prime Mover-level Data
2021 | VA | Bath County | 6167 | 6 | PS | OP | NA | WAT |  | 0 |  |  | EIA Prime Mover-level Data
2021 | VA | North Anna | 6168 | 1 | ST | OP | NA | NUC |  | 0 |  |  | EIA Prime Mover-level Data
2021 | VA | North Anna | 6168 | 2 | ST | OP | NA | NUC |  | 0 |  |  | EIA Prime Mover-level Data
2021 | VA | North Anna | 6168 | HC1 | HY | OP | NA | WAT |  | 1053 |  |  | EIA Prime Mover-level Data
2021 | KY | Laurel Dam | 6171 | 1 | HY | OP | NA | WAT |  | 806004 |  |  | EIA Prime Mover-level Data
2021 | MT | Libby | 6172 | 1 | HY | OP | NA | WAT |  | 3263516.4 |  |  | EIA Prime Mover-level Data
2021 | MT | Libby | 6172 | 2 | HY | OP | NA | WAT |  | 3263516.4 |  |  | EIA Prime Mover-level Data
2021 | MT | Libby | 6172 | 3 | HY | OP | NA | WAT |  | 3263516.4 |  |  | EIA Prime Mover-level Data
2021 | MT | Libby | 6172 | 4 | HY | OP | NA | WAT |  | 3263516.4 |  |  | EIA Prime Mover-level Data
2021 | MT | Libby | 6172 | 5 | HY | OP | NA | WAT |  | 3263516.4 |  |  | EIA Prime Mover-level Data
2021 | OR | Lost Creek | 6174 | 1 | HY | OP | NA | WAT |  | 857275.5 |  |  | EIA Prime Mover-level Data
2021 | OR | Lost Creek | 6174 | 2 | HY | OP | NA | WAT |  | 857275.5 |  |  | EIA Prime Mover-level Data
2021 | WA | Lower Granite | 6175 | 1 | HY | OA | NA | WAT |  | 1986201.167 |  |  | EIA Prime Mover-level Data
2021 | WA | Lower Granite | 6175 | 2 | HY | OP | NA | WAT |  | 1986201.167 |  |  | EIA Prime Mover-level Data
2021 | WA | Lower Granite | 6175 | 3 | HY | OP | NA | WAT |  | 1986201.167 |  |  | EIA Prime Mover-level Data
2021 | WA | Lower Granite | 6175 | 4 | HY | OP | NA | WAT |  | 1986201.167 |  |  | EIA Prime Mover-level Data
2021 | WA | Lower Granite | 6175 | 5 | HY | OP | NA | WAT |  | 1986201.167 |  |  | EIA Prime Mover-level Data
2021 | WA | Lower Granite | 6175 | 6 | HY | OP | NA | WAT |  | 1986201.167 |  |  | EIA Prime Mover-level Data
2021 | AZ | Coronado Generating Station | 6177 | U1B | ST | OP | TURBO | RC | 6423 | 18983456.558 | 283.4566 | 0.029864 | EPA/CAMD | EPA/NEI | 1979
2021 | AZ | Coronado Generating Station | 6177 | U2B | ST | OP | TURBO | RC | 6243 | 22134336.763 | 284.7926 | 0.025733 | EPA/CAMD | EPA/NEI | 1980
2021 | TX | Coleto Creek | 6178 | 1 | ST | OP | TANGENTIAL | RC | 7859 | 37332278.804 | 184.4686 | 0.0098825 | EPA/CAMD | EPA/NEI | 1980
2021 | TX | Sam Seymour | 6179 | 1 | ST | OP | TANGENTIAL | RC | 8384 | 40172061.667 | 293.2909 | 0.014602 | EPA/CAMD | EPA/NEI | 1979
2021 | TX | Sam Seymour | 6179 | 2 | ST | OP | TANGENTIAL | RC | 6601 | 37986624.807 | 299.5925 | 0.015774 | EPA/CAMD | EPA/NEI | 1980
2021 | TX | Sam Seymour | 6179 | 3 | ST | OP | TANGENTIAL | RC | 8640 | 36414565.928 | 289.5693 | 0.015904 | EPA/CAMD | EPA/NEI | 1988
2021 | TX | Oak Grove | 6180 | 1 | ST | OP | TANGENTIAL | RC | 8166 | 67135792.852 | 906.3333 | 0.027 | EPA/CAMD | EPA/NEI | 2009
2021 | TX | Oak Grove | 6180 | 2 | ST | OP | WALL | RC | 7440 | 59625875.043 | 983.827 | 0.033 | EPA/CAMD | EPA/NEI | 2010
2021 | TX | J T Deely | 6181 | 1 | ST | OP | TANGENTIAL | SUB | 0 | [5 empty] | 1977
2021 | TX | J T Deely | 6181 | 2 | ST | OP | TANGENTIAL | SUB | 0 | [5 empty] | 1978
2021 | TX | San Miguel | 6183 | SM-1 | ST | OP | WALL | LIG | 7026 | 23705760.403 | 56.8938 | 0.0048 | EPA/CAMD | EPA/NEI | 1982
2021 | AL | Harris Dam | 6188 | 1 | HY | OP | NA | WAT |  | 686212 |  |  | EIA Prime Mover-level Data
2021 | AL | Harris Dam | 6188 | 2 | HY | OP | NA | WAT |  | 686212 |  |  | EIA Prime Mover-level Data
2021 | GA | Rocky Mountain Hydroelectric Plant | 6189 | 1 | PS | OP | NA | WAT |  | 0 |  |  | EIA Prime Mover-level Data
2021 | GA | Rocky Mountain Hydroelectric Plant | 6189 | 2 | PS | OP | NA | WAT |  | 0 |  |  | EIA Prime Mover-level Data
2021 | GA | Rocky Mountain Hydroelectric Plant | 6189 | 3 | PS | OP | NA | WAT |  | 0 |  |  | EIA Prime Mover-level Data
2021 | LA | Brame Energy Center | 6190 | 1 | ST | OP | WALL | NG | 3556 | 4832103.316 | 18.11 | 0.0074957 | EPA/CAMD | EPA/NEI | 1975
2021 | LA | Brame Energy Center | 6190 | 2 | ST | OP | WALL | SUB | 6750 | 25577468.518 | 138 | 0.010791 | EPA/CAMD | EPA/NEI | 1982
2021 | LA | Brame Energy Center | 6190 | 3-1 | ST | OP | FLUIDIZED | PC | 6549 | 18151487.807 | 149.2169 | 0.016441 | EPA/CAMD | NEI avg EF - PM, fuel type, firing type | 2009
2021 | LA | Brame Energy Center | 6190 | 3-2 | ST | OP | FLUIDIZED | PC | 6821 | 18177419.241 | 149.4301 | 0.016441 | EPA/CAMD | NEI avg EF - PM, fuel type, firing type | 2009
2021 | TX | Harrington Station | 6193 | 061B | ST | OP | TANGENTIAL | SUB | 7420 | 17995470.779 | 52.7324 | 0.0058606 | EPA/CAMD | EPA/NEI | 1976
2021 | TX | Harrington Station | 6193 | 062B | ST | OP | TANGENTIAL | SUB | 7640 | 18080920.996 | 22.7214 | 0.0025133 | EPA/CAMD | EPA/NEI | 1978
2021 | TX | Harrington Station | 6193 | 063B | ST | OP | TANGENTIAL | SUB | 6268 | 16592143.478 | 19.5247 | 0.0023535 | EPA/CAMD | EPA/NEI | 1980
2021 | TX | Tolk Station | 6194 | 171B | ST | OP | TANGENTIAL | SUB | 4853 | 13015409.502 | 33.887 | 0.0052072 | EPA/CAMD | EPA/NEI | 1982
2021 | TX | Tolk Station | 6194 | 172B | ST | OP | TANGENTIAL | SUB | 4416 | 15120620.162 | 34.9555 | 0.0046236 | EPA/CAMD | EPA/NEI | 1985
2021 | MO | John Twitty Energy Center | 6195 | 1 | ST | OP | WALL | SUB | 5412 | 7992841.233 | 54.5041 | 0.013638 | EPA/CAMD | EPA/NEI | 1976
2021 | MO | John Twitty Energy Center | 6195 | 2 | ST | OP | WALL | SUB | 7522 | 16740468.013 | 119.9142 | 0.014326 | EPA/CAMD | EPA/NEI | 2010
2021 | MO | John Twitty Energy Center | 6195 | CT1A | GT | OP | CT | NG | 857 | 191301.431 | 0.8648 | 0.0090412 | EPA/CAMD | EPA/NEI | 1982
2021 | MO | John Twitty Energy Center | 6195 | CT1B | GT | OP | CT | NG | 851 | 165764.126 | 1.0477 | 0.012641 | EPA/CAMD | EPA/NEI | 1982
2021 | MO | John Twitty Energy Center | 6195 | CT2A | GT | OP | CT | NG | 896 | 207085.285 | 1.0008 | 0.0096656 | EPA/CAMD | EPA/NEI | 1982
2021 | MO | John Twitty Energy Center | 6195 | CT2B | GT | OP | CT | NG | 895 | 195502.152 | 1.2359 | 0.012643 | EPA/CAMD | EPA/NEI | 1982
2021 | CA | W E Warne | 6196 | 1 | HY | OP | NA | WAT |  | 977920.5 |  |  | EIA Prime Mover-level Data
2021 | CA | W E Warne | 6196 | 2 | HY | OP | NA | WAT |  | 977920.5 |  |  | EIA Prime Mover-level Data
2021 | WA | Rock Island | 6200 | A | HY | OP | NA | WAT |  | 40173.15 |  |  | EIA Prime Mover-level Data
2021 | WA | Rock Island | 6200 | B-1 | HY | OS | NA | WAT |  | 692986.832 |  |  | EIA Prime Mover-level Data
2021 | WA | Rock Island | 6200 | B-10 | HY | OP | NA | WAT |  | 753246.556 |  |  | EIA Prime Mover-level Data
2021 | WA | Rock Island | 6200 | B-2 | HY | OS | NA | WAT |  | 692986.832 |  |  | EIA Prime Mover-level Data
2021 | WA | Rock Island | 6200 | B-3 | HY | OS | NA | WAT |  | 692986.832 |  |  | EIA Prime Mover-level Data
2021 | WA | Rock Island | 6200 | B-4 | HY | OP | NA | WAT |  | 692986.832 |  |  | EIA Prime Mover-level Data
2021 | WA | Rock Island | 6200 | B-5 | HY | OA | NA | WAT |  | 753246.556 |  |  | EIA Prime Mover-level Data
2021 | WA | Rock Island | 6200 | B-6 | HY | OA | NA | WAT |  | 753246.556 |  |  | EIA Prime Mover-level Data
2021 | WA | Rock Island | 6200 | B-7 | HY | OA | NA | WAT |  | 753246.556 |  |  | EIA Prime Mover-level Data
2021 | WA | Rock Island | 6200 | B-8 | HY | OP | NA | WAT |  | 753246.556 |  |  | EIA Prime Mover-level Data
2021 | WA | Rock Island | 6200 | B-9 | HY | OP | NA | WAT |  | 753246.556 |  |  | EIA Prime Mover-level Data
2021 | WA | Rock Island | 6200 | U-1 | HY | OP | NA | WAT |  | 1717402.148 |  |  | EIA Prime Mover-level Data
2021 | WA | Rock Island | 6200 | U-2 | HY | OP | NA | WAT |  | 1717402.148 |  |  | EIA Prime Mover-level Data
2021 | WA | Rock Island | 6200 | U-3 | HY | OP | NA | WAT |  | 1717402.148 |  |  | EIA Prime Mover-level Data
2021 | WA | Rock Island | 6200 | U-4 | HY | OP | NA | WAT |  | 1717402.148 |  |  | EIA Prime Mover-level Data
2021 | WA | Rock Island | 6200 | U-5 | HY | OP | NA | WAT |  | 1717402.148 |  |  | EIA Prime Mover-level Data
2021 | WA | Rock Island | 6200 | U-6 | HY | OP | NA | WAT |  | 1717402.148 |  |  | EIA Prime Mover-level Data
2021 | WA | Rock Island | 6200 | U-7 | HY | OP | NA | WAT |  | 1717402.148 |  |  | EIA Prime Mover-level Data
2021 | WA | Rock Island | 6200 | U-8 | HY | OP | NA | WAT |  | 1717402.148 |  |  | EIA Prime Mover-level Data
2021 | WA | Ross | 6202 | 41 | HY | OP | NA | WAT |  | 1817915 |  |  | EIA Prime Mover-level Data
2021 | WA | Ross | 6202 | 42 | HY | OP | NA | WAT |  | 1817915 |  |  | EIA Prime Mover-level Data
2021 | WA | Ross | 6202 | 43 | HY | OP | NA | WAT |  | 1817915 |  |  | EIA Prime Mover-level Data
2021 | WA | Ross | 6202 | 44 | HY | OP | NA | WAT |  | 1817915 |  |  | EIA Prime Mover-level Data
2021 | WY | Laramie River | 6204 | 1 | ST | OP | WALL | RC | 6393 | 29418550.557 | 6.4175 | 0.00043629 | EPA/CAMD | EPA/NEI | 1980
2021 | WY | Laramie River | 6204 | 2 | ST | OP | WALL | RC | 7719 | 40728465.119 | 18.8351 | 0.00092491 | EPA/CAMD | EPA/NEI | 1981
2021 | WY | Laramie River | 6204 | 3 | ST | OP | WALL | RC | 5575 | 32759013.264 | 58.2321 | 0.0035552 | EPA/CAMD | EPA/NEI | 1982
2021 | CO | Tacoma | 6206 | 1 | HY | OP | NA | WAT |  | 0 |  |  | EIA Prime Mover-level Data
2021 | CO | Tacoma | 6206 | 2 | HY | OP | NA | WAT |  | 0 |  |  | EIA Prime Mover-level Data
2021 | CO | Ames Hydro | 6207 | 1 | HY | OP | NA | WAT |  | 46521 |  |  | EIA Prime Mover-level Data
2021 | CO | Mount Elbert | 6208 | 1 | PS | OP | NA | WAT |  | 0 |  |  | EIA Prime Mover-level Data
2021 | CO | Mount Elbert | 6208 | 2 | PS | OP | NA | WAT |  | 0 |  |  | EIA Prime Mover-level Data
2021 | WA | Northeast (WA) | 6210 | 1 | GT | OP | NA | NG |  | 20803 | 0.083384 | 0.0080165 | EIA Prime Mover-level Data | NEI avg EF - PM, fuel type
2021 | CA | Dynegy Oakland Power Plant | 6211 | GEN1 | GT | OP | NA | JF |  | 41760 | 0.24013 | 0.011501 | EIA Prime Mover-level Data | NEI avg EF - PM, fuel type
2021 | CA | Dynegy Oakland Power Plant | 6211 | GEN2 | GT | RE | NA | JF |  | 41760 | 0.24013 | 0.011501 | EIA Prime Mover-level Data | NEI avg EF - PM, fuel type
2021 | CA | Dynegy Oakland Power Plant | 6211 | GEN3 | GT | OP | NA | JF |  | 41760 | 0.24013 | 0.011501 | EIA Prime Mover-level Data | NEI avg EF - PM, fuel type
2021 | IN | Merom | 6213 | 1SG1 | ST | OP | TURBO | BIT | 6054 | 27487227.763 | 16.6616 | 0.0012123 | EPA/CAMD | EPA/NEI | 1983
2021 | IN | Merom | 6213 | 2SG1 | ST | OP | TURBO | BIT | 6982 | 30490669.42 | 27.2678 | 0.0017886 | EPA/CAMD | EPA/NEI | 1982
2021 | IA | Durant | 6220 | 7 | IC | SB | NA | DFO |  | 185.727 | 0.028788 | 0.31 | EIA Prime Mover-level Data | Estimated using an emission factor
2021 | IA | Durant | 6220 | 8 | IC | SB | NA | DFO |  | 268.273 | 0.041582 | 0.31 | EIA Prime Mover-level Data | Estimated using an emission factor
2021 | MO | Empire District Elec Co Energy Ctr | 6223 | 1 | GT | OP | CT | NG | 1115 | 711227.633 | 2.8828 | 0.0081065 | EPA/CAMD | EPA/NEI | 1978
2021 | MO | Empire District Elec Co Energy Ctr | 6223 | 2 | GT | OP | CT | NG | 1106 | 712818.161 | 2.8791 | 0.0080781 | EPA/CAMD | EPA/NEI | 1981
2021 | MO | Empire District Elec Co Energy Ctr | 6223 | 3A | GT | OP | CT | NG | 2629 | 438090.906 | 1.6363 | 0.0074701 | EPA/CAMD | EPA/NEI | 2003
2021 | MO | Empire District Elec Co Energy Ctr | 6223 | 3B | GT | OP | CT | NG | 2628 | 435358.306 | 1.6255 | 0.0074674 | EPA/CAMD | EPA/NEI | 2003
2021 | MO | Empire District Elec Co Energy Ctr | 6223 | 4A | GT | OP | CT | NG | 2431 | 388882.079 | 1.4561 | 0.0074886 | EPA/CAMD | EPA/NEI | 2003
2021 | MO | Empire District Elec Co Energy Ctr | 6223 | 4B | GT | OP | CT | NG | 2455 | 407851.499 | 1.5386 | 0.0075449 | EPA/CAMD | EPA/NEI | 2003
2021 | NE | Mobile | 6229 | 1 | IC | OP | NA | DFO |  | 1358.387 | 0.21055 | 0.31 | EIA Prime Mover-level Data | Estimated using an emission factor
2021 | NE | Mobile | 6229 | 2 | IC | OP | NA | DFO |  | 2173.419 | 0.33688 | 0.31 | EIA Prime Mover-level Data | Estimated using an emission factor
2021 | NE | Mobile | 6229 | 500 | IC | OP | NA | DFO |  | 679.194 | 0.10528 | 0.31 | EIA Prime Mover-level Data | Estimated using an emission factor
2021 | WI | Apple River | 6231 | 1 | HY | OP | NA | WAT |  | 39752.333 |  |  | EIA Prime Mover-level Data
2021 | WI | Apple River | 6231 | 3 | HY | OP | NA | WAT |  | 39752.333 |  |  | EIA Prime Mover-level Data
2021 | WI | Apple River | 6231 | 4 | HY | OP | NA | WAT |  | 39752.333 |  |  | EIA Prime Mover-level Data
2021 | IL | Pearl Station | 6238 | GT1 | GT | OP | NA | DFO |  | 19737 | 0.1624 | 0.016457 | EIA Prime Mover-level Data | NEI avg EF - PM, fuel type, firing type
2021 | TX | Roland C. Dansby Power Plant | 6243 | 1 | ST | OP | WALL | NG | 7969 | 1826232.588 | 6.9687 | 0.0076318 | EPA/CAMD | EPA/NEI | 1978
2021 | TX | Roland C. Dansby Power Plant | 6243 | 2 | GT | OP | CT | NG | 942 | 326727.796 | 1.0782 | 0.0066 | EPA/CAMD | EPA/NEI | 2003
2021 | TX | Roland C. Dansby Power Plant | 6243 | 3 | GT | OP | CT | NG | 1024 | 367400.111 | 1.2124 | 0.0065999 | EPA/CAMD | EPA/NEI | 2010
2021 | CO | Pawnee | 6248 | 1 | ST | OP | WALL | SUB | 8477 | 33279171.305 | 8.565 | 0.00051474 | EPA/CAMD | EPA/NEI | 1981
2021 | SC | Winyah | 6249 | 1 | ST | OP | WALL | RC | 6677 | 14803737.403 | 152.1542 | 0.020556 | EPA/CAMD | EPA/NEI | 1975
2021 | SC | Winyah | 6249 | 2 | ST | OP | TURBO | RC | 5456 | 10066189.448 | 112.506 | 0.022353 | EPA/CAMD | EPA/NEI | 1977
2021 | SC | Winyah | 6249 | 3 | ST | OP | TURBO | RC | 4874 | 10149665.966 | 96.0308 | 0.018923 | EPA/CAMD | EPA/NEI | 1980
2021 | SC | Winyah | 6249 | 4 | ST | OP | TURBO | RC | 258 | 386840.827 | 3.7548 | 0.019413 | EPA/CAMD | EPA/NEI | 1981
2021 | NC | Mayo | 6250 | 1A | ST | OP | WALL | BIT | 3673 | 8081041.021 | 133.59 | 0.033063 | EPA/CAMD | EPA/NEI | 1982
2021 | NC | Mayo | 6250 | 1B | ST | OP | WALL | BIT | 3670 | 8411075.989 | 133.59 | 0.031765 | EPA/CAMD | EPA/NEI | 1982
2021 | TX | South Texas Project | 6251 | 1 | ST | OP | NA | NUC |  | 0 |  |  | EIA Prime Mover-level Data
2021 | TX | South Texas Project | 6251 | 2 | ST | OP | NA | NUC |  | 0 |  |  | EIA Prime Mover-level Data
2021 | WI | Germantown Power Plant | 6253 | **5 | GT | OP | CT | NG | 389 | 233350.961 | 0.76675 | 0.0065716 | EPA/CAMD | EPA/NEI | 2000
2021 | WI | Germantown Power Plant | 6253 | P30 | GT | OP | CT | DFO | 141 | 37191.4 | 0.14862 | 0.0079921 | EPA/CAMD | EPA/NEI | 1978
2021 | WI | Germantown Power Plant | 6253 | P31 | GT | OP | CT | DFO | 141 | 37191.4 | 0.14862 | 0.0079921 | EPA/CAMD | EPA/NEI | 1978
2021 | WI | Germantown Power Plant | 6253 | P32 | GT | OP | CT | DFO | 116 | 30713.8 | 0.12273 | 0.007992 | EPA/CAMD | EPA/NEI | 1978
2021 | WI | Germantown Power Plant | 6253 | P33 | GT | OP | CT | DFO | 66 | 16738.3 | 0.066885 | 0.0079919 | EPA/CAMD | EPA/NEI | 1978
2021 | WI | Germantown Power Plant | 6253 | P34 | GT | OP | CT | DFO | 133 | 34045.4 | 0.13605 | 0.0079922 | EPA/CAMD | EPA/NEI | 1978
2021 | WI | Germantown Power Plant | 6253 | P35 | GT | OP | CT | DFO | 133 | 34045.4 | 0.13605 | 0.0079922 | EPA/CAMD | EPA/NEI | 1978
2021 | WI | Germantown Power Plant | 6253 | P36 | GT | OP | CT | DFO | 129 | 33314 | 0.13312 | 0.007992 | EPA/CAMD | EPA/NEI | 1978
2021 | WI | Germantown Power Plant | 6253 | P37 | GT | OP | CT | DFO | 125 | 32338.9 | 0.12923 | 0.007992 | EPA/CAMD | EPA/NEI | 1978
2021 | IA | Ottumwa | 6254 | 1 | ST | OP | TANGENTIAL | SUB | 7717 | 46719712.205 | 40.3971 | 0.0017293 | EPA/CAMD | EPA/NEI | 1981
2021 | GA | Scherer | 6257 | 1 | ST | OP | TANGENTIAL | SUB | 4312 | 22774004.996 | 9.1074 | 0.0007998 | EPA/CAMD | EPA/NEI | 1982
2021 | GA | Scherer | 6257 | 2 | ST | OP | TANGENTIAL | SUB | 2817 | 16410148.423 | 5.4114 | 0.00065952 | EPA/CAMD | EPA/NEI | 1984
2021 | GA | Scherer | 6257 | 3 | ST | OP | TANGENTIAL | SUB | 3408 | 17755726.154 | 9.0988 | 0.0010249 | EPA/CAMD | EPA/NEI | 1987
2021 | GA | Scherer | 6257 | 4 | ST | OP | TANGENTIAL | SUB | 8335 | 41299162.306 | 20.8765 | 0.001011 | EPA/CAMD | EPA/NEI | 1989
2021 | GA | Allen B Wilson Combustion Turbine Plant | 6258 | 1A | GT | OP | CT | DFO | 18 | 5619.1 | 0.027669 | 0.0098482 | EPA/CAMD | EPA/NEI | 1972
2021 | GA | Allen B Wilson Combustion Turbine Plant | 6258 | 1B | GT | OP | CT | DFO | 30 | 12176.1 | 0.059628 | 0.0097943 | EPA/CAMD | EPA/NEI | 1972
2021 | GA | Allen B Wilson Combustion Turbine Plant | 6258 | 1C | GT | OP | CT | DFO | 25 | 8957.9 | 0.044792 | 0.010001 | EPA/CAMD | EPA/NEI | 1973
2021 | GA | Allen B Wilson Combustion Turbine Plant | 6258 | 1D | GT | OP | CT | DFO | 25 | 7311 | 0.034647 | 0.009478 | EPA/CAMD | EPA/NEI | 1973
2021 | GA | Allen B Wilson Combustion Turbine Plant | 6258 | 1E | GT | OP | CT | DFO | 34 | 11406 | 0.057098 | 0.010012 | EPA/CAMD | EPA/NEI | 1973
2021 | GA | Allen B Wilson Combustion Turbine Plant | 6258 | 1F | GT | OP | CT | DFO | 26 | 9216.9 | 0.04784 | 0.010381 | EPA/CAMD | EPA/NEI | 1973
2021 | WV | Mountaineer (1301) | 6264 | 1 | ST | OP | WALL | BIT | 6236 | 71627022.882 | 102.22 | 0.0028542 | EPA/CAMD | EPA/NEI | 1980
2021 | WV | Mountaineer (1301) | 6264 | AUX1 | ST | OP | OTHER BOILER | DFO | 60 | 29595.1 | 0.55148 | 0.037268 | EPA/CAMD | NEI avg EF - PM, fuel type, firing type | 1980
2021 | WV | Mountaineer (1301) | 6264 | AUX2 | ST | OP | OTHER BOILER | DFO | 57 | 28064.3 | 0.52295 | 0.037268 | EPA/CAMD | NEI avg EF - PM, fuel type, firing type | 1980
2021 | WA | Swift 2 | 6265 | 21 | HY | OS | NA | WAT
2021 | WA | Swift 2 | 6265 | 22 | HY | OS | NA | WAT
2021 | MO | Ozark Beach | 6280 | 5 | HY | OP | NA | WAT |  | 111607.5 |  |  | EIA Prime Mover-level Data
2021 | MO | Ozark Beach | 6280 | 6 | HY | OP | NA | WAT |  | 111607.5 |  |  | EIA Prime Mover-level Data
2021 | MO | Ozark Beach | 6280 | 7 | HY | OP | NA | WAT |  | 111607.5 |  |  | EIA Prime Mover-level Data
2021 | MO | Ozark Beach | 6280 | 8 | HY | OP | NA | WAT |  | 111607.5 |  |  | EIA Prime Mover-level Data
2021 | AK | Kodiak Microgrid | 6281 | 1 | IC | OP | NA | DFO
2021 | AK | Kodiak Microgrid | 6281 | 2c | IC | OP | NA | DFO
2021 | AK | Kodiak Microgrid | 6281 | 3c | IC | OP | NA | DFO
2021 | AK | Kodiak Microgrid | 6281 | 4 | IC | OP | NA | DFO
2021 | AK | Port Lions Microgrid | 6282 | 5 | IC | OP | NA | DFO
2021 | AK | Seldovia | 6283 | 5 | IC | OP | NA | DFO |  | 1120.909 | 0.17374 | 0.31 | EIA Prime Mover-level Data | Estimated using an emission factor
2021 | AK | Seldovia | 6283 | 7 | IC | OP | NA | DFO |  | 934.091 | 0.14478 | 0.31 | EIA Prime Mover-level Data | Estimated using an emission factor
2021 | AK | North Pole | 6285 | 1 | GT | OP | NA | DFO |  | 552517.5 | 4.5463 | 0.016457 | EIA Prime Mover-level Data | NEI avg EF - PM, fuel type, firing type
2021 | AK | North Pole | 6285 | 2 | GT | OP | NA | DFO |  | 552517.5 | 4.5463 | 0.016457 | EIA Prime Mover-level Data | NEI avg EF - PM, fuel type, firing type
2021 | AK | North Pole | 6285 | GT3 | CT | OP | NA | WO |  | 2762975.9 | 428.2613 | 0.31 | EIA Unit-level Data | Estimated using an emission factor
2021 | AK | North Pole | 6285 | HRSG1 | CA | OP | NA | DFO |  | 0 | 0 |  | EIA Unit-level Data | Estimated using an emission factor
2021 | AK | Fairbanks | 6286 | 5 | IC | SB | NA | DFO |  | 72.5 | 0.011237 | 0.31 | EIA Prime Mover-level Data | Estimated using an emission factor
2021 | AK | Fairbanks | 6286 | 6 | IC | SB | NA | DFO |  | 72.5 | 0.011237 | 0.31 | EIA Prime Mover-level Data | Estimated using an emission factor
2021 | AK | Fairbanks | 6286 | GT1 | GT | OP | NA | DFO |  | 87030 | 0.71612 | 0.016457 | EIA Prime Mover-level Data | NEI avg EF - PM, fuel type, firing type
2021 | AK | Fairbanks | 6286 | GT2 | GT | OP | NA | DFO |  | 87030 | 0.71612 | 0.016457 | EIA Prime Mover-level Data | NEI avg EF - PM, fuel type, firing type
2021 | AK | Healy Power Plant | 6288 | 1 | ST | OP | WALL | LIG |  | 1633454.044 | 7.1616 | 0.0087686 | EIA Prime Mover-level Data | NEI avg EF - PM, fuel type, firing type | 1967
2021 | AK | Healy Power Plant | 6288 | 2 | ST | OP | WALL | LIG | 5950 | 3616933.956 | 15.8577 | 0.0087686 | EIA Prime Mover-level Data | NEI avg EF - PM, fuel type, firing type | 1997
2021 | AK | Healy Power Plant | 6288 | IC1 | IC | OP | NA | DFO
2021 | AK | Cooper Lake | 6291 | 1 | HY | OP | NA | WAT |  | 160858.5 |  |  | EIA Prime Mover-level Data
2021 | AK | Cooper Lake | 6291 | 2 | HY | OP | NA | WAT |  | 160858.5 |  |  | EIA Prime Mover-level Data
2021 | AK | Bernice Lake | 6292 | 2 | GT | OP | NA | NG |  | 11967.137 | 0.047967 | 0.0080165 | EIA Prime Mover-level Data | NEI avg EF - PM, fuel type
2021 | AK | Bernice Lake | 6292 | 3 | GT | OP | NA | NG |  | 16649.93 | 0.066737 | 0.0080165 | EIA Prime Mover-level Data | NEI avg EF - PM, fuel type
2021 | AK | Bernice Lake | 6292 | 4 | GT | OP | NA | NG |  | 15724.934 | 0.063029 | 0.0080165 | EIA Prime Mover-level Data | NEI avg EF - PM, fuel type
2021 | AK | International | 6293 | 1 | GT | OS | NA | NG
2021 | AK | Unalakleet | 6299 | 5 | IC | OP | NA | DFO |  | 8144.75 | 1.2624 | 0.31 | EIA Prime Mover-level Data | Estimated using an emission factor
2021 | AK | Unalakleet | 6299 | 6 | IC | OP | NA | DFO |  | 8144.75 | 1.2624 | 0.31 | EIA Prime Mover-level Data | Estimated using an emission factor
2021 | AK | Unalakleet | 6299 | 7 | IC | OP | NA | DFO |  | 8144.75 | 1.2624 | 0.31 | EIA Prime Mover-level Data | Estimated using an emission factor
2021 | AK | Unalakleet | 6299 | 8 | IC | OP | NA | DFO |  | 8144.75 | 1.2624 | 0.31 | EIA Prime Mover-level Data | Estimated using an emission factor
2021 | AK | Naknek | 6301 | 4A | IC | OP | NA | DFO |  | 17819.927 | 2.7621 | 0.31 | EIA Prime Mover-level Data | Estimated using an emission factor
2021 | AK | Naknek | 6301 | 5A | IC | OP | NA | DFO |  | 13707.636 | 2.1247 | 0.31 | EIA Prime Mover-level Data | Estimated using an emission factor
2021 | AK | Naknek | 6301 | 6A | IC | OP | NA | DFO |  | 13707.636 | 2.1247 | 0.31 | EIA Prime Mover-level Data | Estimated using an emission factor
2021 | AK | Naknek | 6301 | 7A | IC | OP | NA | DFO |  | 13707.636 | 2.1247 | 0.31 | EIA Prime Mover-level Data | Estimated using an emission factor
2021 | AK | Naknek | 6301 | 8 | IC | OP | NA | DFO |  | 13707.636 | 2.1247 | 0.31 | EIA Prime Mover-level Data | Estimated using an emission factor
2021 | AK | Naknek | 6301 | NA1 | IC | OP | NA | DFO |  | 15078.4 | 2.3372 | 0.31 | EIA Prime Mover-level Data | Estimated using an emission factor
2021 | AK | Naknek | 6301 | NA2 | IC | OP | NA | DFO |  | 15078.4 | 2.3372 | 0.31 | EIA Prime Mover-level Data | Estimated using an emission factor
2021 | AK | Naknek | 6301 | NA3 | IC | OP | NA | DFO |  | 10966.109 | 1.6997 | 0.31 | EIA Prime Mover-level Data | Estimated using an emission factor
2021 | AK | Naknek | 6301 | NA4 | IC | OP | NA | DFO |  | 10966.109 | 1.6997 | 0.31 | EIA Prime Mover-level Data | Estimated using an emission factor
2021 | AK | Naknek | 6301 | NA5 | IC | OP | NA | DFO |  | 10966.109 | 1.6997 | 0.31 | EIA Prime Mover-level Data | Estimated using an emission factor
2021 | AK | Naknek | 6301 | NA6 | IC | OP | NA | DFO |  | 45235.2 | 7.0115 | 0.31 | EIA Prime Mover-level Data | Estimated using an emission factor
2021 | AK | Naknek | 6301 | NA7 | IC | OP | NA | DFO |  | 45235.2 | 7.0115 | 0.31 | EIA Prime Mover-level Data | Estimated using an emission factor
2021 | AK | Purple Lake | 6302 | 1 | HY | OP | NA | WAT |  | 41137.333 |  |  | EIA Prime Mover-level Data
2021 | AK | Purple Lake | 6302 | 2 | HY | OP | NA | WAT |  | 41137.333 |  |  | EIA Prime Mover-level Data
2021 | AK | Purple Lake | 6302 | 3 | HY | OP | NA | WAT |  | 41137.333 |  |  | EIA Prime Mover-level Data
2021 | AK | Kotzebue Hybrid | 6304 | 10 | IC | OP | NA | DFO |  | 43382.542 | 6.7243 | 0.31 | EIA Prime Mover-level Data | Estimated using an emission factor
2021 | AK | Kotzebue Hybrid | 6304 | 11wt | WT | OP | NA | WND |  | 709.879 |  |  | EIA Prime Mover-level Data
2021 | AK | Kotzebue Hybrid | 6304 | 13WT | WT | OP | NA | WND |  | 709.879 |  |  | EIA Prime Mover-level Data
2021 | AK | Kotzebue Hybrid | 6304 | 14 | IC | OP | NA | DFO |  | 40490.373 | 6.276 | 0.31 | EIA Prime Mover-level Data | Estimated using an emission factor
2021 | AK | Kotzebue Hybrid | 6304 | 14wt | WT | OP | NA | WND |  | 709.879 |  |  | EIA Prime Mover-level Data
2021 | AK | Kotzebue Hybrid | 6304 | 15 | IC | OP | NA | DFO |  | 40490.373 | 6.276 | 0.31 | EIA Prime Mover-level Data | Estimated using an emission factor
2021 | AK | Kotzebue Hybrid | 6304 | 15WT | WT | OP | NA | WND |  | 709.879 |  |  | EIA Prime Mover-level Data
2021 | AK | Kotzebue Hybrid | 6304 | 16 | IC | OP | NA | DFO |  | 20245.186 | 3.138 | 0.31 | EIA Prime Mover-level Data | Estimated using an emission factor
2021 | AK | Kotzebue Hybrid | 6304 | 16WT | WT | OP | NA | WND |  | 709.879 |  |  | EIA Prime Mover-level Data
2021 | AK | Kotzebue Hybrid | 6304 | 17 | IC | OP | NA | DFO |  | 10122.593 | 1.569 | 0.31 | EIA Prime Mover-level Data | Estimated using an emission factor
2021 | AK | Kotzebue Hybrid | 6304 | 17WT | WT | OP | NA | WND |  | 709.879 |  |  | EIA Prime Mover-level Data
2021 | AK | Kotzebue Hybrid | 6304 | 18WT | WT | OP | NA | WND |  | 6388.909 |  |  | EIA Prime Mover-level Data
2021 | AK | Kotzebue Hybrid | 6304 | 19WT | WT | OP | NA | WND |  | 6388.909 |  |  | EIA Prime Mover-level Data
2021 | AK | Kotzebue Hybrid | 6304 | 1WT | WT | OP | NA | WND |  | 4259.273 |  |  | EIA Prime Mover-level Data
2021 | AK | Kotzebue Hybrid | 6304 | 2WT | WT | OP | NA | WND |  | 709.879 |  |  | EIA Prime Mover-level Data
2021 | AK | Kotzebue Hybrid | 6304 | 3WT | WT | OP | NA | WND |  | 1419.758 |  |  | EIA Prime Mover-level Data
2021 | AK | Kotzebue Hybrid | 6304 | 7A | IC | OP | NA | DFO |  | 15906.932 | 2.4656 | 0.31 | EIA Prime Mover-level Data | Estimated using an emission factor
2021 | AK | Kotzebue Hybrid | 6304 | ES1 | BA | OP | NA | MWH |  | 0 |  |  | EIA Prime Mover-level Data
2021 | AK | Kotzebue Hybrid | 6304 | PV1 | PV | OP | NA | SUN
2021 | AK | Kotzebue Hybrid | 6304 | PV2 | PV | OP | NA | SUN
2021 | AK | Kotzebue Hybrid | 6304 | PV3 | PV | OP | NA | SUN
2021 | AK | Kotzebue Hybrid | 6304 | PV4 | PV | OP | NA | SUN
2021 | AK | Kotzebue Hybrid | 6304 | PV5 | PV | OP | NA | SUN
2021 | AK | Kotzebue Hybrid | 6304 | PV6 | PV | OP | NA | SUN
2021 | AK | Kotzebue Hybrid | 6304 | PV7 | PV | OP | NA | SUN
2021 | AK | Kotzebue Hybrid | 6304 | PV8 | PV | OP | NA | SUN
2021 | AK | Glennallen | 6305 | 6 | IC | OP | NA | DFO |  | 24914.217 | 3.8617 | 0.31 | EIA Prime Mover-level Data | Estimated using an emission factor
2021 | AK | Glennallen | 6305 | 7 | IC | OP | NA | DFO |  | 24914.217 | 3.8617 | 0.31 | EIA Prime Mover-level Data | Estimated using an emission factor
2021 | AK | Glennallen | 6305 | 8 | IC | OP | NA | DFO |  | 11498.87 | 1.7823 | 0.31 | EIA Prime Mover-level Data | Estimated using an emission factor
2021 | AK | Glennallen | 6305 | 9 | IC | OP | NA | DFO |  | 26830.696 | 4.1588 | 0.31 | EIA Prime Mover-level Data | Estimated using an emission factor
2021 | AK | Valdez | 6306 | 11 | IC | OP | NA | DFO |  | 7782.512 | 1.2063 | 0.31 | EIA Prime Mover-level Data | Estimated using an emission factor
2021 | AK | Valdez | 6306 | 12 | IC | OP | NA | DFO |  | 7782.512 | 1.2063 | 0.31 | EIA Prime Mover-level Data | Estimated using an emission factor
2021 | AK | Valdez | 6306 | 4 | IC | OP | NA | DFO |  | 9241.733 | 1.4325 | 0.31 | EIA Prime Mover-level Data | Estimated using an emission factor
2021 | AK | Valdez | 6306 | 5 | IC | OP | NA | DFO |  | 12646.581 | 1.9602 | 0.31 | EIA Prime Mover-level Data | Estimated using an emission factor
2021 | AK | Valdez | 6306 | 6 | IC | OP | NA | DFO |  | 4377.663 | 0.67854 | 0.31 | EIA Prime Mover-level Data | Estimated using an emission factor
2021 | AK | Chevak | 6311 | 1A | IC | OP | NA | DFO |  | 6411.667 | 0.99381 | 0.31 | EIA Prime Mover-level Data | Estimated using an emission factor
2021 | AK | Chevak | 6311 | 2A | IC | OP | NA | DFO |  | 6411.667 | 0.99381 | 0.31 | EIA Prime Mover-level Data | Estimated using an emission factor
2021 | AK | Chevak | 6311 | 3A | IC | OP | NA | DFO |  | 10258.667 | 1.5901 | 0.31 | EIA Prime Mover-level Data | Estimated using an emission factor
2021 | AK | Emmonak | 6314 | 2A | IC | OP | NA | DFO |  | 8012.5 | 1.2419 | 0.31 | EIA Prime Mover-level Data | Estimated using an emission factor
2021 | AK | Emmonak | 6314 | 4a | IC | OP | NA | DFO |  | 8012.5 | 1.2419 | 0.31 | EIA Prime Mover-level Data | Estimated using an emission factor
2021 | AK | Emmonak | 6314 | 5B | IC | OP | NA | DFO |  | 20832.5 | 3.229 | 0.31 | EIA Prime Mover-level Data | Estimated using an emission factor
2021 | AK | Emmonak | 6314 | 6 | IC | OP | NA | DFO |  | 14422.5 | 2.2355 | 0.31 | EIA Prime Mover-level Data | Estimated using an emission factor
2021 | AK | Hooper Bay | 6319 | 3B | IC | OP | NA | DFO |  | 5924.182 | 0.91825 | 0.31 | EIA Prime Mover-level Data | Estimated using an emission factor
2021 | AK | Hooper Bay | 6319 | 4B | IC | OP | NA | DFO |  | 7405.227 | 1.1478 | 0.31 | EIA Prime Mover-level Data | Estimated using an emission factor
2021 | AK | Hooper Bay | 6319 | 5A | IC | OP | NA | DFO |  | 11848.364 | 1.8365 | 0.31 | EIA Prime Mover-level Data | Estimated using an emission factor
2021 | AK | Hooper Bay | 6319 | 6 | IC | OP | NA | DFO |  | 7405.227 | 1.1478 | 0.31 | EIA Prime Mover-level Data | Estimated using an emission factor
2021 | AK | Kiana | 6323 | 1B | IC | OP | NA | DFO |  | 4660.25 | 0.72234 | 0.31 | EIA Prime Mover-level Data | Estimated using an emission factor
2021 | AK | Kiana | 6323 | 3B | IC | OP | NA | DFO |  | 6213.667 | 0.96312 | 0.31 | EIA Prime Mover-level Data | Estimated using an emission factor
2021 | AK | Kiana | 6323 | 4 | IC | OP | NA | DFO |  | 7767.083 | 1.2039 | 0.31 | EIA Prime Mover-level Data | Estimated using an emission factor
2021 | AK | Mountain Village | 6329 | 1 | IC | OP | NA | DFO |  | 1314.261 | 0.20371 | 0.31 | EIA Prime Mover-level Data | Estimated using an emission factor
2021 | AK | Mountain Village | 6329 | 3B | IC | OP | NA | DFO |  | 2190.435 | 0.33952 | 0.31 | EIA Prime Mover-level Data | Estimated using an emission factor
2021 | AK | Mountain Village | 6329 | 4A | IC | OP | NA | DFO |  | 3504.696 | 0.54323 | 0.31 | EIA Prime Mover-level Data | Estimated using an emission factor
2021 | AK | Mountain Village | 6329 | 5A | IC | OP | NA | DFO |  | 3066.609 | 0.47532 | 0.31 | EIA Prime Mover-level Data | Estimated using an emission factor
2021 | AK | Noorvik | 6330 | 1A | IC | OP | NA | DFO |  | 4245.8 | 0.6581 | 0.31 | EIA Prime Mover-level Data | Estimated using an emission factor
2021 | AK | Noorvik | 6330 | 2B | IC | OP | NA | DFO |  | 7076.333 | 1.0968 | 0.31 | EIA Prime Mover-level Data | Estimated using an emission factor
2021 | AK | Noorvik | 6330 | 3A | IC | OP | NA | DFO |  | 9906.867 | 1.5356 | 0.31 | EIA Prime Mover-level Data | Estimated using an emission factor
2021 | AK | Nunapitchuk | 6333 | 1A | IC | SB | NA | DFO
2021 | AK | St Marys IC | 6338 | 1B | IC | OP | NA | DFO |  | 20336.923 | 3.1522 | 0.31 | EIA Prime Mover-level Data | Estimated using an emission factor
2021 | AK | St Marys IC | 6338 | 2 | IC | OP | NA | DFO |  | 2440.431 | 0.37827 | 0.31 | EIA Prime Mover-level Data | Estimated using an emission factor
2021 | AK | St Marys IC | 6338 | 3 | IC | OP | NA | DFO |  | 3660.646 | 0.5674 | 0.31 | EIA Prime Mover-level Data | Estimated using an emission factor
2021 | AK | Selawik | 6341 | 1B | IC | OP | NA | DFO |  | 10592 | 1.6418 | 0.31 | EIA Prime Mover-level Data | Estimated using an emission factor
2021 | AK | Selawik | 6341 | 2B | IC | OP | NA | DFO |  | 6620 | 1.0261 | 0.31 | EIA Prime Mover-level Data | Estimated using an emission factor
2021 | AK | Selawik | 6341 | 3B | IC | OP | NA | DFO |  | 11916 | 1.847 | 0.31 | EIA Prime Mover-level Data | Estimated using an emission factor
2021 | AK | Shishmaref | 6345 | 1 | IC | OP | NA | DFO |  | 3628.6 | 0.56243 | 0.31 | EIA Prime Mover-level Data | Estimated using an emission factor
2021 | AK | Shishmaref | 6345 | 2 | IC | OP | NA | DFO |  | 3628.6 | 0.56243 | 0.31 | EIA Prime Mover-level Data | Estimated using an emission factor
2021 | AK | Shishmaref | 6345 | 3A | IC | OP | NA | DFO |  | 4838.133 | 0.74991 | 0.31 | EIA Prime Mover-level Data | Estimated using an emission factor
2021 | AK | Shishmaref | 6345 | 4A | IC | OP | NA | DFO |  | 6047.667 | 0.93739 | 0.31 | EIA Prime Mover-level Data | Estimated using an emission factor
2021 | AK | Togiak | 6348 | 1 | IC | OP | NA | DFO |  | 6502.714 | 1.0079 | 0.31 | EIA Prime Mover-level Data | Estimated using an emission factor
2021 | AK | Togiak | 6348 | 2B | IC | OP | NA | DFO |  | 6502.714 | 1.0079 | 0.31 | EIA Prime Mover-level Data | Estimated using an emission factor
2021 | AK | Togiak | 6348 | 3 | IC | OP | NA | DFO |  | 11921.643 | 1.8479 | 0.31 | EIA Prime Mover-level Data | Estimated using an emission factor
2021 | AK | Togiak | 6348 | 4C | IC | OP | NA | DFO |  | 5418.929 | 0.83993 | 0.31 | EIA Prime Mover-level Data | Estimated using an emission factor
2021 | MI | Sixth Street Gas Turbine | 6356 | 1 | GT | OP | NA | DFO |  | 1002 | 0.0082449 | 0.016457 | EIA Prime Mover-level Data | NEI avg EF - PM, fuel type, firing type
2021 | MN | Hutchinson - Plant 2 | 6358 | 1 | CT | OP | CC | NG | 411 | 127324.117 | 0.025404 | 0.00039904 | EPA/CAMD | EPA/NEI | 1994
2021 | ID | Felt | 6359 | 1 | HY | OP | NA | WAT |  | 72331.541 |  |  | EIA Prime Mover-level Data
2021 | ID | Felt | 6359 | 2 | HY | OP | NA | WAT |  | 72331.541 |  |  | EIA Prime Mover-level Data
2021 | ID | Felt | 6359 | 4 | HY | OP | NA | WAT |  | 24110.514 |  |  | EIA Prime Mover-level Data
2021 | ID | Felt | 6359 | 5 | HY | OP | NA | WAT |  | 29468.405 |  |  | EIA Prime Mover-level Data
2021 | MI | Detour | 6369 | 6 | IC | OP | NA | DFO |  | 5828 | 0.90334 | 0.31 | EIA Prime Mover-level Data | Estimated using an emission factor
2021 | MI | Detour | 6369 | 7 | IC | OP | NA | DFO |  | 5828 | 0.90334 | 0.31 | EIA Prime Mover-level Data | Estimated using an emission factor
2021 | NE | Rokeby | 6373 | 1 | GT | OP | CT | NG | 1037 | 322045.3 | 0 | 0 | EPA/CAMD | EPA/NEI | 1975
2021 | NE | Rokeby | 6373 | 2 | GT | OP | CT | NG | 389 | 225241.123 | 0.9 | 0.0079914 | EPA/CAMD | EPA/NEI | 1996
2021 | NE | Rokeby | 6373 | 3 | GT | OP | CT | NG | 292 | 190819.948 | 0.98 | 0.010271 | EPA/CAMD | EPA/NEI | 2001
2021 | NC | Ocracoke Hybrid | 6377 | 1 | IC | OP | NA | DFO |  | 915 | 0.14183 | 0.31 | EIA Prime Mover-level Data | Estimated using an emission factor
2021 | NC | Ocracoke Hybrid | 6377 | BAT | BA | OP | NA | MWH |  | 0 |  |  | EIA Prime Mover-level Data
2021 | MA | Dwight | 6378 | DW2 | HY | OP | NA | WAT |  | 26481.333 |  |  | EIA Prime Mover-level Data
2021 | MA | Dwight | 6378 | DW3 | HY | OP | NA | WAT |  | 26481.333 |  |  | EIA Prime Mover-level Data
2021 | MA | Dwight | 6378 | DW4 | HY | OP | NA | WAT |  | 26481.333 |  |  | EIA Prime Mover-level Data
2021 | MA | Indian Orchard | 6379 | IO3 | HY | OP | NA | WAT |  | 29260.541 |  |  | EIA Prime Mover-level Data
2021 | MA | Indian Orchard | 6379 | IO4 | HY | OP | NA | WAT |  | 42915.459 |  |  | EIA Prime Mover-level Data
2021 | MA | Turners Falls | 6388 | 1 | HY | OP | NA | WAT |  | 29832.035 |  |  | EIA Prime Mover-level Data
2021 | MA | Turners Falls | 6388 | 2 | HY | OP | NA | WAT |  | 8523.439 |  |  | EIA Prime Mover-level Data
2021 | MA | Turners Falls | 6388 | 3 | HY | OP | NA | WAT |  | 27701.175 |  |  | EIA Prime Mover-level Data
2021 | MA | Turners Falls | 6388 | 5 | HY | OP | NA | WAT |  | 27701.175 |  |  | EIA Prime Mover-level Data
2021 | MA | Turners Falls | 6388 | 7 | HY | OP | NA | WAT |  | 27701.175 |  |  | EIA Prime Mover-level Data
2021 | VA | Tangier | 6390 | 5 | IC | OP | NA | DFO |  | 1279.5 | 0.19832 | 0.31 | EIA Prime Mover-level Data | Estimated using an emission factor
2021 | VA | Tangier | 6390 | 6 | IC | OP | NA | DFO |  | 1279.5 | 0.19832 | 0.31 | EIA Prime Mover-level Data | Estimated using an emission factor
2021 | MD | Smith Island | 6391 | 2 | IC | OP | NA | DFO |  | 143.333 | 0.022217 | 0.31 | EIA Prime Mover-level Data | Estimated using an emission factor
2021 | MD | Smith Island | 6391 | 3 | IC | RE | NA | DFO |  | 344 | 0.05332 | 0.31 | EIA Prime Mover-level Data | Estimated using an emission factor
2021 | MD | Smith Island | 6391 | 4 | IC | OP | NA | DFO |  | 286.667 | 0.044433 | 0.31 | EIA Prime Mover-level Data | Estimated using an emission factor
2021 | WY | Strawberry Creek | 6393 | 1 | HY | OP | NA | WAT |  | 26037 |  |  | EIA Prime Mover-level Data
2021 | WY | Strawberry Creek | 6393 | 2 | HY | OP | NA | WAT |  | 26037 |  |  | EIA Prime Mover-level Data
2021 | WY | Strawberry Creek | 6393 | 3 | HY | OP | NA | WAT |  | 26037 |  |  | EIA Prime Mover-level Data
2021 | WY | Swift Creek | 6394 | 3 | HY | OP | NA | WAT |  | 25488.941 |  |  | EIA Prime Mover-level Data
2021 | WY | Swift Creek | 6394 | 4 | HY | OP | NA | WAT |  | 19116.706 |  |  | EIA Prime Mover-level Data
2021 | WY | Swift Creek | 6394 | 5 | HY | OP | NA | WAT |  | 9558.353 |  |  | EIA Prime Mover-level Data
2021 | ID | Anderson Ranch | 6395 | 1 | HY | OP | NA | WAT |  | 439952.5 |  |  | EIA Prime Mover-level Data
2021 | ID | Anderson Ranch | 6395 | 2 | HY | OP | NA | WAT |  | 439952.5 |  |  | EIA Prime Mover-level Data
2021 | ID | Black Canyon | 6396 | 1 | HY | OP | NA | WAT |  | 260616 |  |  | EIA Prime Mover-level Data
2021 | ID | Black Canyon | 6396 | 2 | HY | OP | NA | WAT |  | 260616 |  |  | EIA Prime Mover-level Data
2021 | ID | Boise R Diversion | 6397 | 1A | HY | OP | NA | WAT |  | 12996.667 |  |  | EIA Prime Mover-level Data
2021 | ID | Boise R Diversion | 6397 | 2A | HY | OP | NA | WAT |  | 12996.667 |  |  | EIA Prime Mover-level Data
2021 | ID | Boise R Diversion | 6397 | 3A | HY | OP | NA | WAT |  | 12996.667 |  |  | EIA Prime Mover-level Data
2021 | ID | Minidoka | 6398 | 6 | HY | OP | NA | WAT |  | 79852.159 |  |  | EIA Prime Mover-level Data
2021 | ID | Minidoka | 6398 | 7 | HY | OP | NA | WAT |  | 147874.368 |  |  | EIA Prime Mover-level Data
2021 | ID | Minidoka | 6398 | 8 | HY | OP | NA | WAT |  | 295748.736 |  |  | EIA Prime Mover-level Data
2021 | ID | Minidoka | 6398 | 9 | HY | OP | NA | WAT |  | 295748.736 |  |  | EIA Prime Mover-level Data
2021 | MT | Canyon Ferry | 6400 | 1 | HY | OP | NA | WAT |  | 728254 |  |  | EIA Prime Mover-level Data
2021 | MT | Canyon Ferry | 6400 | 2 | HY | OP | NA | WAT |  | 728254 |  |  | EIA Prime Mover-level Data
2021 | MT | Canyon Ferry | 6400 | 3 | HY | OP | NA | WAT |  | 728254 |  |  | EIA Prime Mover-level Data
2021 | NM | Elephant Butte | 6402 | 1 | HY | OP | NA | WAT |  | 42991.667 |  |  | EIA Prime Mover-level Data
2021 | NM | Elephant Butte | 6402 | 2 | HY | OP | NA | WAT |  | 42991.667 |  |  | EIA Prime Mover-level Data
2021 | NM | Elephant Butte | 6402 | 3 | HY | OP | NA | WAT |  | 42991.667 |  |  | EIA Prime Mover-level Data
2021 | OR | Green Springs | 6403 | 1 | HY | OP | NA | WAT |  | 196889 |  |  | EIA Prime Mover-level Data
2021 | UT | Deer Creek (UT) | 6404 | 1 | HY | OP | NA | WAT |  | 79941 |  |  | EIA Prime Mover-level Data
2021 | UT | Deer Creek (UT) | 6404 | 2 | HY | OP | NA | WAT |  | 79941 |  |  | EIA Prime Mover-level Data
2021 | UT | Flaming Gorge | 6405 | 1 | HY | OP | NA | WAT |  | 917272.333 |  |  | EIA Prime Mover-level Data
2021 | UT | Flaming Gorge | 6405 | 2 | HY | OP | NA | WAT |  | 917272.333 |  |  | EIA Prime Mover-level Data
2021 | UT | Flaming Gorge | 6405 | 3 | HY | OP | NA | WAT |  | 917272.333 |  |  | EIA Prime Mover-level Data
2021 | WA | Chandler | 6406 | 1 | HY | OP | NA | WAT |  | 219390.5 |  |  | EIA Prime Mover-level Data
2021 | WA | Chandler | 6406 | 2 | HY | OP | NA | WAT |  | 219390.5 |  |  | EIA Prime Mover-level Data
2021 | WA | Roza | 6407 | 1 | HY | OP | NA | WAT |  | 553317 |  |  | EIA Prime Mover-level Data
2021 | WY | Heart Mountain | 6408 | 1 | HY | OP | NA | WAT |  | 126251 |  |  | EIA Prime Mover-level Data
2021 | WY | Alcova | 6409 | 1 | HY | OP | NA | WAT |  | 346114.5 |  |  | EIA Prime Mover-level Data
2021 | WY | Alcova | 6409 | 2 | HY | OP | NA | WAT |  | 346114.5 |  |  | EIA Prime Mover-level Data
2021 | TX | Falcon Dam & Power | 6410 | 1 | HY | OP | NA | WAT |  | 141859.667 |  |  | EIA Prime Mover-level Data
2021 | TX | Falcon Dam & Power | 6410 | 2 | HY | OP | NA | WAT |  | 141859.667 |  |  | EIA Prime Mover-level Data
2021 | TX | Falcon Dam & Power | 6410 | 3 | HY | OP | NA | WAT |  | 141859.667 |  |  | EIA Prime Mover-level Data
2021 | TX | Sam Rayburn Dam | 6413 | 1 | HY | OP | NA | WAT |  | 683201.5 |  |  | EIA Prime Mover-level Data
2021 | TX | Sam Rayburn Dam | 6413 | 2 | HY | OP | NA | WAT |  | 683201.5 |  |  | EIA Prime Mover-level Data
2021 | TX | Whitney | 6414 | 1 | HY | OP | NA | WAT |  | 347000 |  |  | EIA Prime Mover-level Data
2021 | TX | Whitney | 6414 | 2 | HY | OP | NA | WAT |  | 347000 |  |  | EIA Prime Mover-level Data
2021 | OK | Broken Bow Dam | 6415 | 1 | HY | OP | NA | WAT |  | 859518 |  |  | EIA Prime Mover-level Data
2021 | OK | Broken Bow Dam | 6415 | 2 | HY | OP | NA | WAT |  | 859518 |  |  | EIA Prime Mover-level Data
2021 | TX | Denison | 6416 | 1 | HY | OP | NA | WAT |  | 917479.348 |  |  | EIA Prime Mover-level Data
2021 | TX | Denison | 6416 | 2 | HY | OA | NA | WAT |  | 871176.652 |  |  | EIA Prime Mover-level Data
2021 | TN | Center Hill | 6417 | 1 | HY | OP | NA | WAT |  | 1102680.964 |  |  | EIA Prime Mover-level Data
2021 | TN | Center Hill | 6417 | 2 | HY | OP | NA | WAT |  | 1225201.071 |  |  | EIA Prime Mover-level Data
2021 | TN | Center Hill | 6417 | 3 | HY | OP | NA | WAT |  | 1102680.964 |  |  | EIA Prime Mover-level Data
2021 | TN | Cheatham | 6418 | 1 | HY | OP | NA | WAT |  | 596991 |  |  | EIA Prime Mover-level Data
2021 | TN | Cheatham | 6418 | 2 | HY | OP | NA | WAT |  | 596991 |  |  | EIA Prime Mover-level Data
2021 | TN | Cheatham | 6418 | 3 | HY | OP | NA | WAT |  | 596991 |  |  | EIA Prime Mover-level Data
2021 | OK | Eufaula Dam | 6419 | 1 | HY | OP | NA | WAT |  | 933746.667 |  |  | EIA Prime Mover-level Data
2021 | OK | Eufaula Dam | 6419 | 2 | HY | OP | NA | WAT |  | 933746.667 |  |  | EIA Prime Mover-level Data
2021 | OK | Eufaula Dam | 6419 | 3 | HY | OP | NA | WAT |  | 933746.667 |  |  | EIA Prime Mover-level Data
2021 | OR | Lemolo 2 | 6421 | 1 | HY | OP | NA | WAT |  | 895629 |  |  | EIA Prime Mover-level Data
2021 | MT | Madison Dam | 6422 | MAD1 | HY | OP | NA | WAT |  | 3268.611 |  |  | EIA Prime Mover-level Data
2021 | MT | Madison Dam | 6422 | MAD2 | HY | OP | NA | WAT |  | 3268.611 |  |  | EIA Prime Mover-level Data
2021 | MT | Madison Dam | 6422 | MAD3 | HY | OA | NA | WAT |  | 1753.889 |  |  | EIA Prime Mover-level Data
2021 | MT | Madison Dam | 6422 | MAD4 | HY | OA | NA | WAT |  | 1753.889 |  |  | EIA Prime Mover-level Data
2021 | WA | Chelan | 6424 | A-1 | HY | OP | NA | WAT |  | 1793152 |  |  | EIA Prime Mover-level Data
2021 | WA | Chelan | 6424 | A-2 | HY | OP | NA | WAT |  | 1793152 |  |  | EIA Prime Mover-level Data
2021 | WA | Cedar Falls (WA) | 6430 | 5 | HY | OP | NA | WAT |  | 366798.5 |  |  | EIA Prime Mover-level Data
2021 | WA | Cedar Falls (WA) | 6430 | 6 | HY | OP | NA | WAT |  | 366798.5 |  |  | EIA Prime Mover-level Data
2021 | WA | Gorge | 6431 | 21 | HY | OP | NA | WAT |  | 1550507.022 |  |  | EIA Prime Mover-level Data
2021 | WA | Gorge | 6431 | 22 | HY | OP | NA | WAT |  | 1550507.022 |  |  | EIA Prime Mover-level Data
2021 | WA | Gorge | 6431 | 23 | HY | OP | NA | WAT |  | 1550507.022 |  |  | EIA Prime Mover-level Data
2021 | WA | Gorge | 6431 | 24 | HY | OP | NA | WAT |  | 4082720.935 |  |  | EIA Prime Mover-level Data
2021 | WA | Diablo | 6432 | 31 | HY | OP | NA | WAT |  | 3689721.711 |  |  | EIA Prime Mover-level Data
2021 | WA | Diablo | 6432 | 32 | HY | OP | NA | WAT |  | 3689721.711 |  |  | EIA Prime Mover-level Data
2021 | WA | Diablo | 6432 | 35 | HY | OP | NA | WAT |  | 49196.289 |  |  | EIA Prime Mover-level Data
2021 | WA | Diablo | 6432 | 36 | HY | OP | NA | WAT |  | 49196.289 |  |  | EIA Prime Mover-level Data
2021 | WA | Boundary | 6433 | 51 | HY | OP | NA | WAT |  | 4013282.497 |  |  | EIA Prime Mover-level Data
2021 | WA | Boundary | 6433 | 52 | HY | OP | NA | WAT |  | 4091825.274 |  |  | EIA Prime Mover-level Data
2021 | WA | Boundary | 6433 | 53 | HY | OP | NA | WAT |  | 4013282.497 |  |  | EIA Prime Mover-level Data
2021 | WA | Boundary | 6433 | 54 | HY | OP | NA | WAT |  | 4091825.274 |  |  | EIA Prime Mover-level Data
2021 | WA | Boundary | 6433 | 55 | HY | OP | NA | WAT |  | 6065529.229 |  |  | EIA Prime Mover-level Data
2021 | WA | Boundary | 6433 | 56 | HY | OP | NA | WAT |  | 6065529.229 |  |  | EIA Prime Mover-level Data
2021 | NC | Queens Creek | 6438 | 1 | HY | OP | NA | WAT |  | 35939 |  |  | EIA Prime Mover-level Data
2021 | AL | Wilson Dam | 6440 | 1 | HY | OP | NA | WAT |  | 854697.215 |  |  | EIA Prime Mover-level Data
2021 | AL | Wilson Dam | 6440 | 10 | HY | OP | NA | WAT |  | 1085093.855 |  |  | EIA Prime Mover-level Data
2021 | AL | Wilson Dam | 6440 | 11 | HY | OP | NA | WAT |  | 1085093.855 |  |  | EIA Prime Mover-level Data
2021 | AL | Wilson Dam | 6440 | 12 | HY | OP | NA | WAT |  | 1085093.855 |  |  | EIA Prime Mover-level Data
2021 | AL | Wilson Dam | 6440 | 13 | HY | OP | NA | WAT |  | 1085093.855 |  |  | EIA Prime Mover-level Data
2021 | AL | Wilson Dam | 6440 | 14 | HY | OP | NA | WAT |  | 936450.861 |  |  | EIA Prime Mover-level Data
2021 | AL | Wilson Dam | 6440 | 15 | HY | OP | NA | WAT |  | 1085093.855 |  |  | EIA Prime Mover-level Data
2021 | AL | Wilson Dam | 6440 | 16 | HY | OP | NA | WAT |  | 1085093.855 |  |  | EIA Prime Mover-level Data
2021 | AL | Wilson Dam | 6440 | 17 | HY | OP | NA | WAT |  | 1085093.855 |  |  | EIA Prime Mover-level Data
2021 | AL | Wilson Dam | 6440 | 18 | HY | OP | NA | WAT |  | 936450.861 |  |  | EIA Prime Mover-level Data
2021 | AL | Wilson Dam | 6440 | 19 | HY | OP | NA | WAT |  | 2006680.417 |  |  | EIA Prime Mover-level Data
2021 | AL | Wilson Dam | 6440 | 2 | HY | OP | NA | WAT |  | 854697.215 |  |  | EIA Prime Mover-level Data
2021 | AL | Wilson Dam | 6440 | 20 | HY | OP | NA | WAT |  | 2006680.417 |  |  | EIA Prime Mover-level Data
2021 | AL | Wilson Dam | 6440 | 21 | HY | OP | NA | WAT |  | 2006680.417 |  |  | EIA Prime Mover-level Data
2021 | AL | Wilson Dam | 6440 | 3 | HY | OP | NA | WAT |  | 854697.215 |  |  | EIA Prime Mover-level Data
2021 | AL | Wilson Dam | 6440 | 4 | HY | OP | NA | WAT |  | 854697.215 |  |  | EIA Prime Mover-level Data
2021 | AL | Wilson Dam | 6440 | 5 | HY | OP | NA | WAT |  | 1337786.945 |  |  | EIA Prime Mover-level Data
2021 | AL | Wilson Dam | 6440 | 6 | HY | OP | NA | WAT |  | 1148267.127 |  |  | EIA Prime Mover-level Data
2021 | AL | Wilson Dam | 6440 | 7 | HY | OP | NA | WAT |  | 1148267.127 |  |  | EIA Prime Mover-level Data
2021 | AL | Wilson Dam | 6440 | 8 | HY | OP | NA | WAT |  | 1148267.127 |  |  | EIA Prime Mover-level Data
2021 | AL | Wilson Dam | 6440 | 9 | HY | OP | NA | WAT |  | 1085093.855 |  |  | EIA Prime Mover-level Data
2021 | CA | Azusa | 6449 | 1 | HY | OP | NA | WAT
2021 | VT | Proctor | 6450 | 1 | HY | OP | NA | WAT |  | 68857.507 |  |  | EIA Prime Mover-level Data
2021 | VT | Proctor | 6450 | 2 | HY | OP | NA | WAT |  | 34428.754 |  |  | EIA Prime Mover-level Data
2021 | VT | Proctor | 6450 | 3 | HY | OP | NA | WAT |  | 34428.754 |  |  | EIA Prime Mover-level Data
2021 | VT | Proctor | 6450 | 4 | HY | OP | NA | WAT |  | 34428.754 |  |  | EIA Prime Mover-level Data
2021 | VT | Proctor | 6450 | 5 | HY | OP | NA | WAT |  | 124804.232 |  |  | EIA Prime Mover-level Data
2021 | VT | Beldens | 6451 | 1 | HY | OP | NA | WAT |  | 10827.649 |  |  | EIA Prime Mover-level Data
2021 | VT | Beldens | 6451 | 2 | HY | OP | NA | WAT |  | 10827.649 |  |  | EIA Prime Mover-level Data
2021 | VT | Beldens | 6451 | HC3 | HY | OP | NA | WAT |  | 55491.702 |  |  | EIA Prime Mover-level Data
2021 | NY | Carver Falls | 6456 | 1 | HY | OP | NA | WAT |  | 35322.368 |  |  | EIA Prime Mover-level Data
2021 | NY | Carver Falls | 6456 | 2 | HY | OP | NA | WAT |  | 16302.632 |  |  | EIA Prime Mover-level Data
2021 | MT | Big Fork | 6459 | 1 | HY | OP | NA | WAT |  | 104127.488 |  |  | EIA Prime Mover-level Data
2021 | MT | Big Fork | 6459 | 2 | HY | OP | NA | WAT |  | 104127.488 |  |  | EIA Prime Mover-level Data
2021 | MT | Big Fork | 6459 | 3 | HY | OP | NA | WAT |  | 42876.024 |  |  | EIA Prime Mover-level Data
2021 | LA | River Bend | 6462 | 1 | ST | OP | NA | NUC |  | 0 |  |  | EIA Prime Mover-level Data
2021 | IA | Dayton Avenue Substation | 6463 | GT2 | GT | OP | CT | DFO | 29 | 4617.9 | 0.023472 | 0.010166 | EPA/CAMD | EPA/NEI | 2005
2021 | ND | Antelope Valley | 6469 | B1 | ST | OP | TANGENTIAL | RC | 6254 | 25227810.595 | 102.831 | 0.0081522 | EPA/CAMD | EPA/NEI | 1984
2021 | ND | Antelope Valley | 6469 | B2 | ST | OP | TANGENTIAL | RC | 7840 | 34125494.217 | 140.7585 | 0.0082495 | EPA/CAMD | EPA/NEI | 1986
2021 | HI | Port Allen (HI) | 6474 | 3 | IC | OP | NA | DFO |  | 21238.781 | 3.292 | 0.31 | EIA Prime Mover-level Data | Estimated using an emission factor
2021 | HI | Port Allen (HI) | 6474 | 4 | IC | OP | NA | DFO |  | 21238.781 | 3.292 | 0.31 | EIA Prime Mover-level Data | Estimated using an emission factor
2021 | HI | Port Allen (HI) | 6474 | 5 | IC | OP | NA | DFO |  | 21238.781 | 3.292 | 0.31 | EIA Prime Mover-level Data | Estimated using an emission factor
2021 | HI | Port Allen (HI) | 6474 | 8 | IC | OP | NA | DFO |  | 67649.449 | 10.4857 | 0.31 | EIA Prime Mover-level Data | Estimated using an emission factor
2021 | HI | Port Allen (HI) | 6474 | 9 | IC | OP | NA | DFO |  | 67649.449 | 10.4857 | 0.31 | EIA Prime Mover-level Data | Estimated using an emission factor
2021 | HI | Port Allen (HI) | 6474 | D6 | IC | OP | NA | DFO |  | 67649.449 | 10.4857 | 0.31 | EIA Prime Mover-level Data | Estimated using an emission factor
2021 | HI | Port Allen (HI) | 6474 | D7 | IC | OP | NA | DFO |  | 67649.449 | 10.4857 | 0.31 | EIA Prime Mover-level Data | Estimated using an emission factor
2021 | HI | Port Allen (HI) | 6474 | GT1 | GT | OP | NA | DFO |  | 1228.8 | 0.010111 | 0.016457 | EIA Prime Mover-level Data | NEI avg EF - PM, fuel type, firing type
2021 | HI | Port Allen (HI) | 6474 | GT2 | GT | OP | NA | DFO |  | 1523.2 | 0.012534 | 0.016457 | EIA Prime Mover-level Data | NEI avg EF - PM, fuel type, firing type
2021 | HI | Port Allen (HI) | 6474 | IC1 | IC | OP | NA | DFO |  | 15732.43 | 2.4385 | 0.31 | EIA Prime Mover-level Data | Estimated using an emission factor
2021 | HI | Port Allen (HI) | 6474 | IC2 | IC | OP | NA | DFO |  | 15732.43 | 2.4385 | 0.31 | EIA Prime Mover-level Data | Estimated using an emission factor
2021 | VT | Gorge 18 | 6475 | 1 | HY | OP | NA | WAT |  | 94310 |  |  | EIA Prime Mover-level Data
2021 | CA | San Francisquito 1 | 6479 | 1A | HY | OP | NA | WAT |  | 30920.153 |  |  | EIA Prime Mover-level Data
2021 | CA | San Francisquito 1 | 6479 | 3 | HY | OP | NA | WAT |  | 13604.867 |  |  | EIA Prime Mover-level Data
2021 | CA | San Francisquito 1 | 6479 | 4 | HY | OP | NA | WAT |  | 14566.827 |  |  | EIA Prime Mover-level Data
2021 | CA | San Francisquito 1 | 6479 | 6 | HY | OP | NA | WAT |  | 30920.153 |  |  | EIA Prime Mover-level Data
2021 | CA | San Francisquito 2 | 6480 | 1 | HY | OS | NA | WAT |  | 3342.043 |  |  | EIA Prime Mover-level Data
2021 | CA | San Francisquito 2 | 6480 | 2 | HY | OP | NA | WAT |  | 3342.043 |  |  | EIA Prime Mover-level Data
2021 | CA | San Francisquito 2 | 6480 | 3 | HY | OP | NA | WAT |  | 4296.913 |  |  | EIA Prime Mover-level Data
2021 | UT | Intermountain | 6481 | 1SGA | ST | OP | WALL | BIT | 7499 | 36171288.85 | 467.185 | 0.025832 | EPA/CAMD | EPA/NEI | 1986
2021 | UT | Intermountain | 6481 | 2SGA | ST | OP | WALL | BIT | 8398 | 37923036.425 | 445.499 | 0.023495 | EPA/CAMD | EPA/NEI | 1987
2021 | VT | Mcindoes | 6483 | GEN1 | HY | OP | NA | WAT |  | 78293.5 |  |  | EIA Prime Mover-level Data
2021 | VT | Mcindoes | 6483 | GEN2 | HY | OP | NA | WAT |  | 78293.5 |  |  | EIA Prime Mover-level Data
2021 | VT | Mcindoes | 6483 | GEN3 | HY | OP | NA | WAT |  | 78293.5 |  |  | EIA Prime Mover-level Data
2021 | VT | Mcindoes | 6483 | GEN4 | HY | OP | NA | WAT |  | 78293.5 |  |  | EIA Prime Mover-level Data
2021 | OR | Bend | 6484 | 1 | HY | OP | NA | WAT |  | 1022.727 |  |  | EIA Prime Mover-level Data
2021 | OR | Bend | 6484 | 2 | HY | OP | NA | WAT |  | 1534.091 |  |  | EIA Prime Mover-level Data
2021 | OR | Bend | 6484 | 3 | HY | OP | NA | WAT |  | 3068.182 |  |  | EIA Prime Mover-level Data
2021 | NY | Mill C | 6486 | 1 | HY | OP | NA | WAT |  | 19451.833 |  |  | EIA Prime Mover-level Data
2021 | NY | Mill C | 6486 | 2 | HY | OP | NA | WAT |  | 23342.2 |  |  | EIA Prime Mover-level Data
2021 | NY | Mill C | 6486 | 3 | HY | OA | NA | WAT |  | 73916.967 |  |  | EIA Prime Mover-level Data
2021 | HI | Maalaea | 6504 | 1 | IC | OP | NA | DFO |  | 37934.484 | 5.8798 | 0.31 | EIA Prime Mover-level Data | Estimated using an emission factor
2021 | HI | Maalaea | 6504 | 10 | IC | OP | NA | DFO |  | 182377.329 | 28.2685 | 0.31 | EIA Prime Mover-level Data | Estimated using an emission factor
2021 | HI | Maalaea | 6504 | 11 | IC | OP | NA | DFO |  | 182377.329 | 28.2685 | 0.31 | EIA Prime Mover-level Data | Estimated using an emission factor
2021 | HI | Maalaea | 6504 | 12 | IC | OP | NA | DFO |  | 182377.329 | 28.2685 | 0.31 | EIA Prime Mover-level Data | Estimated using an emission factor
2021 | HI | Maalaea | 6504 | 13 | IC | OP | NA | DFO |  | 182377.329 | 28.2685 | 0.31 | EIA Prime Mover-level Data | Estimated using an emission factor
2021 | HI | Maalaea | 6504 | 14 | CT | OP | NA | DFO |  | 1124630.262 | 6.3128 | 0.011226 | EIA Unit-level Data | NEI avg EF - PM, fuel type
2021 | HI | Maalaea | 6504 | 16 | CT | OP | NA | DFO |  | 1127452.136 | 6.3286 | 0.011226 | EIA Unit-level Data | NEI avg EF - PM, fuel type
2021 | HI | Maalaea | 6504 | 17 | CT | OP | NA | DFO |  | 629776.528 | 3.5351 | 0.011226 | EIA Unit-level Data | NEI avg EF - PM, fuel type
2021 | HI | Maalaea | 6504 | 19 | CT | OP | NA | DFO |  | 1543043.311 | 8.6614 | 0.011226 | EIA Unit-level Data | NEI avg EF - PM, fuel type
2021 | HI | Maalaea | 6504 | 2 | IC | OP | NA | DFO |  | 37934.484 | 5.8798 | 0.31 | EIA Prime Mover-level Data | Estimated using an emission factor
2021 | HI | Maalaea | 6504 | 3 | IC | OP | NA | DFO |  | 37934.484 | 5.8798 | 0.31 | EIA Prime Mover-level Data | Estimated using an emission factor
2021 | HI | Maalaea | 6504 | 4 | IC | OP | NA | DFO |  | 81705.043 | 12.6643 | 0.31 | EIA Prime Mover-level Data | Estimated using an emission factor
2021 | HI | Maalaea | 6504 | 5 | IC | OP | NA | DFO |  | 81705.043 | 12.6643 | 0.31 | EIA Prime Mover-level Data | Estimated using an emission factor
2021 | HI | Maalaea | 6504 | 6 | IC | OP | NA | DFO |  | 81705.043 | 12.6643 | 0.31 | EIA Prime Mover-level Data | Estimated using an emission factor
2021 | HI | Maalaea | 6504 | 7 | IC | OP | NA | DFO |  | 81705.043 | 12.6643 | 0.31 | EIA Prime Mover-level Data | Estimated using an emission factor
2021 | HI | Maalaea | 6504 | 8 | IC | OP | NA | DFO |  | 81705.043 | 12.6643 | 0.31 | EIA Prime Mover-level Data | Estimated using an emission factor
2021 | HI | Maalaea | 6504 | 9 | IC | OP | NA | DFO |  | 81705.043 | 12.6643 | 0.31 | EIA Prime Mover-level Data | Estimated using an emission factor
2021 | HI | Maalaea | 6504 | M14 | CA | OP | NA | DFO |  | 0 | 0 |  | EIA Unit-level Data | Estimated using an emission factor
2021 | HI | Maalaea | 6504 | M16 | CA | OP | NA | DFO |  | 0 | 0 |  | EIA Unit-level Data | Estimated using an emission factor
2021 | HI | Maalaea | 6504 | M17 | CA | OP | NA | DFO |  | 0 | 0 |  | EIA Unit-level Data | Estimated using an emission factor
2021 | HI | Maalaea | 6504 | M19 | CA | OP | NA | DFO |  | 0 | 0 |  | EIA Unit-level Data | Estimated using an emission factor
2021 | HI | Maalaea | 6504 | X1 | IC | OP | NA | DFO |  | 37934.484 | 5.8798 | 0.31 | EIA Prime Mover-level Data | Estimated using an emission factor
2021 | HI | Maalaea | 6504 | X2 | IC | OP | NA | DFO |  | 37934.484 | 5.8798 | 0.31 | EIA Prime Mover-level Data | Estimated using an emission factor
2021 | OR | Oak Grove | 6505 | 1 | HY | OS | NA | WAT |  | 0 |  |  | EIA Prime Mover-level Data
2021 | OR | Oak Grove | 6505 | 2 | HY | OS | NA | WAT |  | 0 |  |  | EIA Prime Mover-level Data
2021 | ID | Moyie Springs | 6506 | 1 | HY | OP | NA | WAT |  | 55806.923 |  |  | EIA Prime Mover-level Data
2021 | ID | Moyie Springs | 6506 | 2 | HY | OP | NA | WAT |  | 22322.769 |  |  | EIA Prime Mover-level Data
2021 | ID | Moyie Springs | 6506 | 3 | HY | OP | NA | WAT |  | 55806.923 |  |  | EIA Prime Mover-level Data
2021 | ID | Moyie Springs | 6506 | 4 | HY | OP | NA | WAT |  | 83710.385 |  |  | EIA Prime Mover-level Data
2021 | WA | Drop 2 (WA) | 6507 | 1 | HY | OS | NA | WAT
2021 | WA | Drop 3 (WA) | 6508 | 1 | HY | OS | NA | WAT
2021 | WA | Drop 3 (WA) | 6508 | 2 | HY | OS | NA | WAT
2021 | NV | Brunswick | 6510 | 1 | IC | OS | NA | DFO
2021 | NV | Brunswick | 6510 | 2 | IC | OS | NA | DFO
2021 | NV | Brunswick | 6510 | 3 | IC | OS | NA | DFO
2021 | NV | Fleish | 6513 | 1 | HY | OP | NA | WAT |  | 126225 |  |  | EIA Prime Mover-level Data
2021 | AZ | Valencia | 6515 | GT1 | GT | SB | NA | NG |  | 8014.5 | 0.032124 | 0.0080165 | EIA Prime Mover-level Data | NEI avg EF - PM, fuel type
2021 | AZ | Valencia | 6515 | GT2 | GT | SB | NA | NG |  | 8014.5 | 0.032124 | 0.0080165 | EIA Prime Mover-level Data | NEI avg EF - PM, fuel type
2021 | AZ | Valencia | 6515 | GT3 | GT | SB | NA | NG |  | 8014.5 | 0.032124 | 0.0080165 | EIA Prime Mover-level Data | NEI avg EF - PM, fuel type
2021 | AZ | Valencia | 6515 | GT4 | GT | OP | NA | NG |  | 24043.5 | 0.096372 | 0.0080165 | EIA Prime Mover-level Data | NEI avg EF - PM, fuel type
2021 | CO | Rocky Ford | 6516 | IC1A | IC | OP | NA | DFO |  | 3226.8 | 0.50015 | 0.31 | EIA Prime Mover-level Data | Estimated using an emission factor
2021 | CO | Rocky Ford | 6516 | IC2 | IC | OP | NA | DFO |  | 3226.8 | 0.50015 | 0.31 | EIA Prime Mover-level Data | Estimated using an emission factor
2021 | CO | Rocky Ford | 6516 | IC3 | IC | OP | NA | DFO |  | 3226.8 | 0.50015 | 0.31 | EIA Prime Mover-level Data | Estimated using an emission factor
2021 | CO | Rocky Ford | 6516 | IC4 | IC | OP | NA | DFO |  | 3226.8 | 0.50015 | 0.31 | EIA Prime Mover-level Data | Estimated using an emission factor
2021 | CO | Rocky Ford | 6516 | IC5 | IC | OP | NA | DFO |  | 3226.8 | 0.50015 | 0.31 | EIA Prime Mover-level Data | Estimated using an emission factor
2021 | SC | Keowee | 6517 | 1 | HY | OP | NA | WAT |  | 352729.5 |  |  | EIA Prime Mover-level Data
2021 | SC | Keowee | 6517 | 2 | HY | OP | NA | WAT |  | 352729.5 |  |  | EIA Prime Mover-level Data
2021 | CA | Kings Beach | 6518 | KB1 | IC | OP | NA | DFO
2021 | CA | Kings Beach | 6518 | KB2 | IC | OP | NA | DFO
2021 | CA | Kings Beach | 6518 | KB3 | IC | OP | NA | DFO
2021 | CA | Kings Beach | 6518 | KB4 | IC | OP | NA | DFO
2021 | CA | Kings Beach | 6518 | KB5 | IC | OP | NA | DFO
2021 | CA | Kings Beach | 6518 | KB6 | IC | OP | NA | DFO
2021 | VT | Vergennes 9 | 6519 | 1 | HY | OP | NA | WAT |  | 29947.167 |  |  | EIA Prime Mover-level Data
2021 | VT | Vergennes 9 | 6519 | 2 | HY | OP | NA | WAT |  | 29947.167 |  |  | EIA Prime Mover-level Data
2021 | VT | Vergennes 9 | 6519 | 4 | HY | OP | NA | WAT |  | 42781.667 |  |  | EIA Prime Mover-level Data
2021 | VT | Vergennes 9 | 6519 | 5 | IC | RE | NA | DFO |  | 412.5 | 0.063937 | 0.31 | EIA Prime Mover-level Data | Estimated using an emission factor
2021 | VT | Vergennes 9 | 6519 | 6 | IC | RE | NA | DFO |  | 412.5 | 0.063937 | 0.31 | EIA Prime Mover-level Data | Estimated using an emission factor
2021 | VT | Waterbury 22 | 6520 | 1 | HY | OP | NA | WAT |  | 93966 |  |  | EIA Prime Mover-level Data
2021 | NV | Lahontan | 6521 | 1 | HY | OP | NA | WAT |  | 4229.667 |  |  | EIA Prime Mover-level Data
2021 | NV | Lahontan | 6521 | 2 | HY | OP | NA | WAT |  | 4229.667 |  |  | EIA Prime Mover-level Data
2021 | NV | Lahontan | 6521 | 3 | HY | OP | NA | WAT |  | 4229.667 |  |  | EIA Prime Mover-level Data
2021 | NJ | Yards Creek Energy | 6522 | 1 | PS | OP | NA | WAT |  | 0 |  |  | EIA Prime Mover-level Data
2021 | NJ | Yards Creek Energy | 6522 | 2 | PS | OP | NA | WAT |  | 0 |  |  | EIA Prime Mover-level Data
2021 | NJ | Yards Creek Energy | 6522 | 3 | PS | OP | NA | WAT |  | 0 |  |  | EIA Prime Mover-level Data
2021 | NY | Rainbow Falls Auscble | 6526 | 1 | HY | OA | NA | WAT |  | 43282.5 |  |  | EIA Prime Mover-level Data
2021 | NY | Rainbow Falls Auscble | 6526 | 2 | HY | OP | NA | WAT |  | 43282.5 |  |  | EIA Prime Mover-level Data
2021 | NY | E J West | 6527 | 1 | HY | OP | NA | WAT |  | 287918.5 |  |  | EIA Prime Mover-level Data
2021 | NY | E J West | 6527 | 2 | HY | OP | NA | WAT |  | 287918.5 |  |  | EIA Prime Mover-level Data
2021 | VT | Searsburg | 6529 | GEN1 | HY | OP | NA | WAT |  | 175435 |  |  | EIA Prime Mover-level Data
2021 | NV | Verdi | 6531 | 1 | HY | OP | NA | WAT |  | 107257 |  |  | EIA Prime Mover-level Data
2021 | NV | Washoe | 6532 | 1 | HY | OP | NA | WAT |  | 14392 |  |  | EIA Prime Mover-level Data
2021 | NV | Washoe | 6532 | 2 | HY | OP | NA | WAT |  | 14392 |  |  | EIA Prime Mover-level Data
2021 | UT | Little Cottonwood | 6537 | 1 | HY | OP | NA | WAT |  | 663.5 |  |  | EIA Prime Mover-level Data
2021 | UT | Little Cottonwood | 6537 | 2 | HY | OP | NA | WAT |  | 663.5 |  |  | EIA Prime Mover-level Data
2021 | WV | Dam No. 4 Hydro Station | 6543 | 1 | HY | OP | NA | WAT |  | 17122.632 |  |  | EIA Prime Mover-level Data
2021 | WV | Dam No. 4 Hydro Station | 6543 | 2 | HY | OP | NA | WAT |  | 17122.632 |  |  | EIA Prime Mover-level Data
2021 | WV | Dam No. 4 Hydro Station | 6543 | 3 | HY | OP | NA | WAT |  | 30820.737 |  |  | EIA Prime Mover-level Data
2021 | WV | Dam No. 5 Hydro Station | 6544 | 1 | HY | OP | NA | WAT |  | 27801.5 |  |  | EIA Prime Mover-level Data
2021 | WV | Dam No. 5 Hydro Station | 6544 | 2 | HY | OP | NA | WAT |  | 27801.5 |  |  | EIA Prime Mover-level Data
2021 | WV | Millville Hydro Station | 6546 | 1 | HY | OP | NA | WAT |  | 26121.714 |  |  | EIA Prime Mover-level Data
2021 | WV | Millville Hydro Station | 6546 | 2 | HY | OP | NA | WAT |  | 32652.143 |  |  | EIA Prime Mover-level Data
2021 | WV | Millville Hydro Station | 6546 | 3 | HY | OP | NA | WAT |  | 32652.143 |  |  | EIA Prime Mover-level Data
2021 | OR | Foster | 6552 | 1 | HY | OP | NA | WAT |  | 277625 |  |  | EIA Prime Mover-level Data
2021 | OR | Foster | 6552 | 2 | HY | OP | NA | WAT |  | 277625 |  |  | EIA Prime Mover-level Data
2021 | IA | Waverly Municipal Electric North Plant | 6554 | 10 | IC | OP | NA | DFO |  | 1754.183 | 0.2719 | 0.31 | EIA Prime Mover-level Data | Estimated using an emission factor
2021 | IA | Waverly Municipal Electric North Plant | 6554 | 17 | IC | OP | NA | DFO |  | 451.076 | 0.069917 | 0.31 | EIA Prime Mover-level Data | Estimated using an emission factor
2021 | IA | Waverly Municipal Electric North Plant | 6554 | 18 | IC | OP | NA | DFO |  | 451.076 | 0.069917 | 0.31 | EIA Prime Mover-level Data | Estimated using an emission factor
2021 | IA | Waverly Municipal Electric North Plant | 6554 | 19 | IC | OP | NA | DFO |  | 451.076 | 0.069917 | 0.31 | EIA Prime Mover-level Data | Estimated using an emission factor
2021 | IA | Waverly Municipal Electric North Plant | 6554 | 20 | IC | OP | NA | DFO |  | 451.076 | 0.069917 | 0.31 | EIA Prime Mover-level Data | Estimated using an emission factor
2021 | IA | Waverly Municipal Electric North Plant | 6554 | 7 | IC | OP | NA | NG |  | 877.092 | 0.00018507 | 0.000422 | EIA Prime Mover-level Data | Estimated using an emission factor
2021 | IA | Waverly Municipal Electric North Plant | 6554 | 8 | IC | OP | NA | NG |  | 927.211 | 0.00019564 | 0.000422 | EIA Prime Mover-level Data | Estimated using an emission factor
2021 | IA | Waverly Municipal Electric North Plant | 6554 | 9 | IC | OP | NA | NG |  | 927.211 | 0.00019564 | 0.000422 | EIA Prime Mover-level Data | Estimated using an emission factor
2021 | AK | McGrath | 6555 | 11 | IC | OP | NA | DFO |  | 2111.684 | 0.32731 | 0.31 | EIA Prime Mover-level Data | Estimated using an emission factor
2021 | AK | McGrath | 6555 | 12 | IC | OP | NA | DFO |  | 2111.684 | 0.32731 | 0.31 | EIA Prime Mover-level Data | Estimated using an emission factor
2021 | AK | McGrath | 6555 | 13 | IC | OP | NA | DFO |  | 2111.684 | 0.32731 | 0.31 | EIA Prime Mover-level Data | Estimated using an emission factor
2021 | AK | McGrath | 6555 | 14 | IC | OP | NA | DFO |  | 2111.684 | 0.32731 | 0.31 | EIA Prime Mover-level Data | Estimated using an emission factor
2021 | AK | McGrath | 6555 | 3A | IC | RE | NA | DFO |  | 2639.605 | 0.40914 | 0.31 | EIA Prime Mover-level Data | Estimated using an emission factor
2021 | AK | McGrath | 6555 | 4A | IC | RE | NA | DFO |  | 2639.605 | 0.40914 | 0.31 | EIA Prime Mover-level Data | Estimated using an emission factor
2021 | AK | McGrath | 6555 | 6 | IC | RE | NA | DFO |  | 3167.526 | 0.49097 | 0.31 | EIA Prime Mover-level Data | Estimated using an emission factor
2021 | AK | McGrath | 6555 | 7 | IC | RE | NA | DFO |  | 3167.526 | 0.49097 | 0.31 | EIA Prime Mover-level Data | Estimated using an emission factor
2021 | LA | D G Hunter | 6558 | 10 | IC | OP | NA | NG |  | 133747.571 | 0.028221 | 0.000422 | EIA Prime Mover-level Data | Estimated using an emission factor
2021 | LA | D G Hunter | 6558 | 11 | IC | OP | NA | NG |  | 133747.571 | 0.028221 | 0.000422 | EIA Prime Mover-level Data | Estimated using an emission factor
2021 | LA | D G Hunter | 6558 | 5 | IC | OP | NA | NG |  | 133747.571 | 0.028221 | 0.000422 | EIA Prime Mover-level Data | Estimated using an emission factor
2021 | LA | D G Hunter | 6558 | 6 | IC | OP | NA | NG |  | 133747.571 | 0.028221 | 0.000422 | EIA Prime Mover-level Data | Estimated using an emission factor
2021 | LA | D G Hunter | 6558 | 7 | IC | OP | NA | NG |  | 133747.571 | 0.028221 | 0.000422 | EIA Prime Mover-level Data | Estimated using an emission factor
2021 | LA | D G Hunter | 6558 | 8 | IC | OP | NA | NG |  | 133747.571 | 0.028221 | 0.000422 | EIA Prime Mover-level Data | Estimated using an emission factor
2021 | LA | D G Hunter | 6558 | 9 | IC | OP | NA | NG |  | 133747.571 | 0.028221 | 0.000422 | EIA Prime Mover-level Data | Estimated using an emission factor
2021 | AK | George M Sullivan Generation Plant 2 | 6559 | 10 | CT | OP | NA | NG |  | 2845728 | 7.6458 | 0.0053736 | EIA Unit-level Data | NEI avg EF - PM, fuel type
2021 | AK | George M Sullivan Generation Plant 2 | 6559 | 11 | CA | OP | NA | NG |  | 0 | 0 |  | EIA Prime Mover-level Data | Estimated using an emission factor
2021 | AK | George M Sullivan Generation Plant 2 | 6559 | 7 | CT | OP | NA | NG |  | 97918 | 0.26308 | 0.0053736 | EIA Unit-level Data | NEI avg EF - PM, fuel type
2021 | AK | George M Sullivan Generation Plant 2 | 6559 | 9 | CT | OP | NA | NG |  | 2876802 | 7.7293 | 0.0053736 | EIA Unit-level Data | NEI avg EF - PM, fuel type
2021 | AK | George M Sullivan Generation Plant 2 | 6559 | GT8 | GT | SB | NA | NG |  | 51340.343 | 0.20578 | 0.0080165 | EIA Prime Mover-level Data | NEI avg EF - PM, fuel type
2021 | WV | London | 6560 | 1 | HY | OP | NA | WAT |  | 175970 |  |  | EIA Prime Mover-level Data
2021 | WV | London | 6560 | 2 | HY | OP | NA | WAT |  | 175970 |  |  | EIA Prime Mover-level Data
2021 | WV | London | 6560 | 3 | HY | OP | NA | WAT |  | 175970 |  |  | EIA Prime Mover-level Data
2021 | WV | Marmet | 6561 | 1 | HY | OP | NA | WAT |  | 147834.333 |  |  | EIA Prime Mover-level Data
2021 | WV | Marmet | 6561 | 2 | HY | OP | NA | WAT |  | 147834.333 |  |  | EIA Prime Mover-level Data
2021 | WV | Marmet | 6561 | 3 | HY | OP | NA | WAT |  | 147834.333 |  |  | EIA Prime Mover-level Data
2021 | WV | Winfield | 6562 | 1 | HY | OP | NA | WAT |  | 553878 |  |  | EIA Prime Mover-level Data
2021 | WV | Winfield | 6562 | 2 | HY | OP | NA | WAT |  | 184626 |  |  | EIA Prime Mover-level Data
2021 | WV | Winfield | 6562 | 3 | HY | OP | NA | WAT |  | 184626 |  |  | EIA Prime Mover-level Data
2021 | MO | Unionville | 6563 | 1 | GT | OS | NA | DFO
2021 | MO | Unionville | 6563 | 2 | GT | OS | NA | DFO
2021 | MD | Berlin | 6565 | 1A | IC | OP | NA | DFO |  | 854.464 | 0.13244 | 0.31 | EIA Prime Mover-level Data | Estimated using an emission factor
2021 | MD | Berlin | 6565 | 5A | IC | OP | NA | DFO |  | 1941.964 | 0.301 | 0.31 | EIA Prime Mover-level Data | Estimated using an emission factor
2021 | MD | Berlin | 6565 | 8A | IC | OP | NA | NG |  | 1553.571 | 0.0003278 | 0.000422 | EIA Prime Mover-level Data | Estimated using an emission factor
2021 | AK | Bethel | 6566 | 1 | IC | OP | NA | DFO |  | 67581.667 | 10.4752 | 0.31 | EIA Prime Mover-level Data | Estimated using an emission factor
2021 | AK | Bethel | 6566 | 2 | IC | OP | NA | DFO |  | 67581.667 | 10.4752 | 0.31 | EIA Prime Mover-level Data | Estimated using an emission factor
2021 | AK | Bethel | 6566 | 3 | IC | OP | NA | DFO |  | 67581.667 | 10.4752 | 0.31 | EIA Prime Mover-level Data | Estimated using an emission factor
2021 | AK | Bethel | 6566 | 4 | IC | OP | NA | DFO |  | 67581.667 | 10.4752 | 0.31 | EIA Prime Mover-level Data | Estimated using an emission factor
2021 | AK | Bethel | 6566 | 6 | IC | OP | NA | DFO |  | 67581.667 | 10.4752 | 0.31 | EIA Prime Mover-level Data | Estimated using an emission factor
2021 | AK | Bethel | 6566 | 7 | IC | OP | NA | DFO |  | 67581.667 | 10.4752 | 0.31 | EIA Prime Mover-level Data | Estimated using an emission factor
2021 | RI | Block Island | 6567 | 23 | IC | SB | NA | DFO |  | 5.07 | 0.00078585 | 0.31 | EIA Prime Mover-level Data | Estimated using an emission factor
2021 | RI | Block Island | 6567 | 24 | IC | SB | NA | DFO |  | 6.761 | 0.001048 | 0.31 | EIA Prime Mover-level Data | Estimated using an emission factor
2021 | RI | Block Island | 6567 | 25 | IC | SB | NA | DFO |  | 7.606 | 0.0011789 | 0.31 | EIA Prime Mover-level Data | Estimated using an emission factor
2021 | RI | Block Island | 6567 | 27 | IC | SB | NA | DFO |  | 10.563 | 0.0016373 | 0.31 | EIA Prime Mover-level Data | Estimated using an emission factor
2021 | KS | Johnson | 6579 | CAT8 | IC | OP | NA | DFO |  | 979.5 | 0.15182 | 0.31 | EIA Prime Mover-level Data | Estimated using an emission factor
2021 | KS | Johnson | 6579 | CAT9 | IC | OP | NA | DFO |  | 979.5 | 0.15182 | 0.31 | EIA Prime Mover-level Data | Estimated using an emission factor
2021 | AK | Beaver Falls | 6580 | 1 | HY | OP | NA | WAT |  | 78918.704 |  |  | EIA Prime Mover-level Data
2021 | AK | Beaver Falls | 6580 | 3 | HY | OP | NA | WAT |  | 173621.148 |  |  | EIA Prime Mover-level Data
2021 | AK | Beaver Falls | 6580 | 4 | HY | OP | NA | WAT |  | 173621.148 |  |  | EIA Prime Mover-level Data
2021 | AK | Silvis | 6581 | 1 | HY | OP | NA | WAT |  | 127888 |  |  | EIA Prime Mover-level Data
2021 | FL | Stock Island | 6584 | CT4 | GT | OP | CT | DFO | 81 | 21488.662 | 0.26622 | 0.024777 | EPA/CAMD | NEI avg EF - PM, fuel type, firing type | 2006
2021 | MA | Wilkins Station | 6586 | 1 | IC | OP | NA | DFO |  | 183 | 0.028365 | 0.31 | EIA Prime Mover-level Data | Estimated using an emission factor
2021 | MA | Wilkins Station | 6586 | 2 | IC | OP | NA | DFO |  | 183 | 0.028365 | 0.31 | EIA Prime Mover-level Data | Estimated using an emission factor
2021 | TX | Toledo Bend | 6595 | 1 | HY | OP | NA | WAT |  | 1210712.5 |  |  | EIA Prime Mover-level Data
2021 | TX | Toledo Bend | 6595 | 2 | HY | OP | NA | WAT |  | 1210712.5 |  |  | EIA Prime Mover-level Data
2021 | CA | Union Valley | 6612 | 1 | HY | OP | NA | WAT |  | 288982 |  |  | EIA Prime Mover-level Data
2021 | VT | Highgate Falls | 6618 | 1 | HY | OP | NA | WAT |  | 24661.052 |  |  | EIA Prime Mover-level Data
2021 | VT | Highgate Falls | 6618 | 2 | HY | OP | NA | WAT |  | 22419.138 |  |  | EIA Prime Mover-level Data
2021 | VT | Highgate Falls | 6618 | 3 | HY | OP | NA | WAT |  | 71741.241 |  |  | EIA Prime Mover-level Data
2021 | VT | Highgate Falls | 6618 | 4 | HY | OP | NA | WAT |  | 130031 |  |  | EIA Prime Mover-level Data
2021 | VT | Highgate Falls | 6618 | 5 | HY | OP | NA | WAT |  | 11209.569 |  |  | EIA Prime Mover-level Data
2021 | CO | Burlington (CO) | 6619 | 1 | GT | SB | NA | DFO |  | 27721.5 | 0.2281 | 0.016457 | EIA Prime Mover-level Data | NEI avg EF - PM, fuel type, firing type
2021 | CO | Burlington (CO) | 6619 | 2 | GT | SB | NA | DFO |  | 27721.5 | 0.2281 | 0.016457 | EIA Prime Mover-level Data | NEI avg EF - PM, fuel type, firing type
2021 | MT | Fort Peck | 6623 | 1 | HY | OP | NA | WAT |  | 1866095.421 |  |  | EIA Prime Mover-level Data
2021 | MT | Fort Peck | 6623 | 2 | HY | OS | NA | WAT |  | 783578.903 |  |  | EIA Prime Mover-level Data
2021 | MT | Fort Peck | 6623 | 3 | HY | OP | NA | WAT |  | 1866095.421 |  |  | EIA Prime Mover-level Data
2021 | MT | Fort Peck | 6623 | 4 | HY | OP | NA | WAT |  | 1811743.127 |  |  | EIA Prime Mover-level Data
2021 | MT | Fort Peck | 6623 | 5 | HY | OP | NA | WAT |  | 1811743.127 |  |  | EIA Prime Mover-level Data
2021 | NE | Gavins Point | 6624 | 1 | HY | OP | NA | WAT |  | 1955385 |  |  | EIA Prime Mover-level Data
2021 | NE | Gavins Point | 6624 | 2 | HY | OP | NA | WAT |  | 1955385 |  |  | EIA Prime Mover-level Data
2021 | NE | Gavins Point | 6624 | 3 | HY | OP | NA | WAT |  | 1955385 |  |  | EIA Prime Mover-level Data
2021 | CT | Alfred L Pierce Generating Station | 6635 | AP-1 | GT | OP | CT | NG | 108 | 58953.109 | 0.26935 | 0.0091377 | EPA/CAMD | EPA/NEI | 2007
2021 | PA | Lake Lynn Hydro Station | 6636 | 1 | HY | OP | NA | WAT |  | 157383 |  |  | EIA Prime Mover-level Data
2021 | PA | Lake Lynn Hydro Station | 6636 | 2 | HY | OP | NA | WAT |  | 157383 |  |  | EIA Prime Mover-level Data
2021 | PA | Lake Lynn Hydro Station | 6636 | 3 | HY | OP | NA | WAT |  | 157383 |  |  | EIA Prime Mover-level Data
2021 | PA | Lake Lynn Hydro Station | 6636 | 4 | HY | OP | NA | WAT |  | 157383 |  |  | EIA Prime Mover-level Data
2021 | AK | Yakutat | 6637 | 2B | IC | OP | NA | DFO |  | 11869.895 | 1.8398 | 0.31 | EIA Prime Mover-level Data | Estimated using an emission factor
2021 | AK | Yakutat | 6637 | 3A | IC | OP | NA | DFO |  | 8902.421 | 1.3799 | 0.31 | EIA Prime Mover-level Data | Estimated using an emission factor
2021 | AK | Yakutat | 6637 | 6 | IC | OP | NA | DFO |  | 17804.842 | 2.7598 | 0.31 | EIA Prime Mover-level Data | Estimated using an emission factor
2021 | AK | Yakutat | 6637 | 7 | IC | OP | NA | DFO |  | 17804.842 | 2.7598 | 0.31 | EIA Prime Mover-level Data | Estimated using an emission factor
2021 | KY | R D Green | 6639 | G1 | ST | OP | WALL | BIT | 6770 | 15037381.812 | 236.0869 | 0.0314 | EPA/CAMD | EPA/NEI | 1979
2021 | KY | R D Green | 6639 | G2 | ST | OP | WALL | BIT | 5835 | 12450344.294 | 195.4704 | 0.0314 | EPA/CAMD | EPA/NEI | 1980
2021 | AR | Independence | 6641 | 1 | ST | OP | TANGENTIAL | SUB | 4358 | 28568116.827 | 196.297 | 0.013742 | EPA/CAMD | EPA/NEI | 1983
2021 | AR | Independence | 6641 | 2 | ST | OP | TANGENTIAL | SUB | 3427 | 18421912.051 | 87.5587 | 0.0095059 | EPA/CAMD | EPA/NEI | 1984
2021 | CA | Lake Mathews | 6644 | 1 | HY | OP | NA | WAT |  | 219580 |  |  | EIA Prime Mover-level Data
2021 | CA | Foothill Feeder | 6645 | 1 | HY | OP | NA | WAT |  | 107182 |  |  | EIA Prime Mover-level Data
2021 | CA | Foothill Feeder | 6645 | 2 | HY | OP | NA | WAT |  | 107182 |  |  | EIA Prime Mover-level Data
2021 | CA | San Dimas | 6646 | 1 | HY | OP | NA | WAT
2021 | CA | Yorba Linda | 6647 | 1 | HY | OP | NA | WAT |  | 19066 |  |  | EIA Prime Mover-level Data
2021 | MO | Mexico | 6650 | CT01 | GT | OP | CT | DFO | 50 | 36201.8 | 0.2009 | 0.011099 | EPA/CAMD | EPA/NEI | 1977
2021 | MO | Moberly | 6651 | CT01 | GT | OP | CT | DFO | 64 | 47116.1 | 0.2615 | 0.0111 | EPA/CAMD | EPA/NEI | 1977
2021 | MO | Moreau | 6652 | CT01 | GT | OP | CT | DFO | 88 | 70255.3 | 0.3899 | 0.0111 | EPA/CAMD | EPA/NEI | 1977
2021 | IA | Louisa | 6664 | 101 | ST | OP | WALL | RC | 7153 | 42884099.83 | 202.3759 | 0.0094383 | EPA/CAMD | EPA/NEI | 1983
2021 | AK | Pelican | 6702 | HC1 | HY | OP | NA | WAT |  | 3339 |  |  | EIA Prime Mover-level Data
2021 | AK | Pelican | 6702 | HC2 | HY | OS | NA | WAT |  | 4452 |  |  | EIA Prime Mover-level Data
2021 | AK | Pelican | 6702 | IC6 | IC | OP | NA | DFO |  | 2279.2 | 0.35328 | 0.31 | EIA Prime Mover-level Data | Estimated using an emission factor
2021 | AK | Pelican | 6702 | IC7 | IC | OP | NA | DFO |  | 2279.2 | 0.35328 | 0.31 | EIA Prime Mover-level Data | Estimated using an emission factor
2021 | AK | Pelican | 6702 | IC8 | IC | OP | NA | DFO |  | 1139.6 | 0.17664 | 0.31 | EIA Prime Mover-level Data | Estimated using an emission factor
2021 | CA | Pebbly Beach Generating Station Hybrid | 6704 | 10 | IC | OP | NA | DFO |  | 33203.149 | 5.1465 | 0.31 | EIA Prime Mover-level Data | Estimated using an emission factor
2021 | CA | Pebbly Beach Generating Station Hybrid | 6704 | 12 | IC | OP | NA | DFO |  | 48295.489 | 7.4858 | 0.31 | EIA Prime Mover-level Data | Estimated using an emission factor
2021 | CA | Pebbly Beach Generating Station Hybrid | 6704 | 14 | IC | OP | NA | DFO |  | 42258.553 | 6.5501 | 0.31 | EIA Prime Mover-level Data | Estimated using an emission factor
2021 | CA | Pebbly Beach Generating Station Hybrid | 6704 | 15 | IC | OP | NA | DFO |  | 84517.106 | 13.1002 | 0.31 | EIA Prime Mover-level Data | Estimated using an emission factor
2021 | CA | Pebbly Beach Generating Station Hybrid | 6704 | 7 | IC | OP | NA | DFO |  | 30184.681 | 4.6786 | 0.31 | EIA Prime Mover-level Data | Estimated using an emission factor
2021 | CA | Pebbly Beach Generating Station Hybrid | 6704 | 8 | IC | OP | NA | DFO |  | 45277.021 | 7.0179 | 0.31 | EIA Prime Mover-level Data | Estimated using an emission factor
2021 | CA | Pebbly Beach Generating Station Hybrid | 6704 | MT01 | GT | OP | NA | PG |  | 546.957 | 0.00011541 | 0.000422 | EIA Prime Mover-level Data | Estimated using an emission factor
2021 | CA | Pebbly Beach Generating Station Hybrid | 6704 | MT02 | GT | OP | NA | PG |  | 546.957 | 0.00011541 | 0.000422 | EIA Prime Mover-level Data | Estimated using an emission factor
2021 | CA | Pebbly Beach Generating Station Hybrid | 6704 | MT03 | GT | OP | NA | PG |  | 546.957 | 0.00011541 | 0.000422 | EIA Prime Mover-level Data | Estimated using an emission factor
2021 | CA | Pebbly Beach Generating Station Hybrid | 6704 | MT04 | GT | OP | NA | PG |  | 546.957 | 0.00011541 | 0.000422 | EIA Prime Mover-level Data | Estimated using an emission factor
2021 | CA | Pebbly Beach Generating Station Hybrid | 6704 | MT05 | GT | OP | NA | PG |  | 546.957 | 0.00011541 | 0.000422 | EIA Prime Mover-level Data | Estimated using an emission factor
2021 | CA | Pebbly Beach Generating Station Hybrid | 6704 | MT06 | GT | OS | NA | PG |  | 546.957 | 0.00011541 | 0.000422 | EIA Prime Mover-level Data | Estimated using an emission factor
2021 | CA | Pebbly Beach Generating Station Hybrid | 6704 | MT07 | GT | OP | NA | PG |  | 546.957 | 0.00011541 | 0.000422 | EIA Prime Mover-level Data | Estimated using an emission factor
2021 | CA | Pebbly Beach Generating Station Hybrid | 6704 | MT08 | GT | OP | NA | PG |  | 546.957 | 0.00011541 | 0.000422 | EIA Prime Mover-level Data | Estimated using an emission factor
2021 | CA | Pebbly Beach Generating Station Hybrid | 6704 | MT09 | GT | OP | NA | PG |  | 546.957 | 0.00011541 | 0.000422 | EIA Prime Mover-level Data | Estimated using an emission factor
2021 | CA | Pebbly Beach Generating Station Hybrid | 6704 | MT10 | GT | OP | NA | PG |  | 546.957 | 0.00011541 | 0.000422 | EIA Prime Mover-level Data | Estimated using an emission factor
2021 | CA | Pebbly Beach Generating Station Hybrid | 6704 | MT11 | GT | OP | NA | PG |  | 546.957 | 0.00011541 | 0.000422 | EIA Prime Mover-level Data | Estimated using an emission factor
2021 | CA | Pebbly Beach Generating Station Hybrid | 6704 | MT14 | GT | OP | NA | PG |  | 546.957 | 0.00011541 | 0.000422 | EIA Prime Mover-level Data | Estimated using an emission factor
2021 | CA | Pebbly Beach Generating Station Hybrid | 6704 | MT15 | GT | OP | NA | PG |  | 546.957 | 0.00011541 | 0.000422 | EIA Prime Mover-level Data | Estimated using an emission factor
2021 | CA | Pebbly Beach Generating Station Hybrid | 6704 | MT16 | GT | OS | NA | PG |  | 546.957 | 0.00011541 | 0.000422 | EIA Prime Mover-level Data | Estimated using an emission factor
2021 | CA | Pebbly Beach Generating Station Hybrid | 6704 | MT17 | GT | OS | NA | PG |  | 546.957 | 0.00011541 | 0.000422 | EIA Prime Mover-level Data | Estimated using an emission factor
2021 | CA | Pebbly Beach Generating Station Hybrid | 6704 | MT18 | GT | OP | NA | PG |  | 546.957 | 0.00011541 | 0.000422 | EIA Prime Mover-level Data | Estimated using an emission factor
2021 | CA | Pebbly Beach Generating Station Hybrid | 6704 | MT19 | GT | OP | NA | PG |  | 546.957 | 0.00011541 | 0.000422 | EIA Prime Mover-level Data | Estimated using an emission factor
2021 | CA | Pebbly Beach Generating Station Hybrid | 6704 | MT20 | GT | OP | NA | PG |  | 546.957 | 0.00011541 | 0.000422 | EIA Prime Mover-level Data | Estimated using an emission factor
2021 | CA | Pebbly Beach Generating Station Hybrid | 6704 | MT21 | GT | OP | NA | PG |  | 546.957 | 0.00011541 | 0.000422 | EIA Prime Mover-level Data | Estimated using an emission factor
2021 | CA | Pebbly Beach Generating Station Hybrid | 6704 | MT22 | GT | OS | NA | PG |  | 546.957 | 0.00011541 | 0.000422 | EIA Prime Mover-level Data | Estimated using an emission factor
2021 | CA | Pebbly Beach Generating Station Hybrid | 6704 | MT23 | GT | OP | NA | PG |  | 546.957 | 0.00011541 | 0.000422 | EIA Prime Mover-level Data | Estimated using an emission factor
2021 | CA | Pebbly Beach Generating Station Hybrid | 6704 | MT24 | GT | OP | NA | PG |  | 546.957 | 0.00011541 | 0.000422 | EIA Prime Mover-level Data | Estimated using an emission factor
2021 | CA | Pebbly Beach Generating Station Hybrid | 6704 | MT25 | GT | OP | NA | PG |  | 546.957 | 0.00011541 | 0.000422 | EIA Prime Mover-level Data | Estimated using an emission factor
2021 | CA | Pebbly Beach Generating Station Hybrid | 6704 | NASB1 | BA | OP | NA | MWH
2021 | IN | Alcoa Allowance Management Inc | 6705 | 1 | ST | OP | WALL | BIT | 7682 | 11337520.886 | 79.7086 | 0.014061 | EPA/CAMD | EPA/NEI | 1960
2021 | IN | Alcoa Allowance Management Inc | 6705 | 2 | ST | OP | WALL | BIT | 8467 | 12205493.233 | 152.6112 | 0.025007 | EPA/CAMD | EPA/NEI | 1964
2021 | IN | Alcoa Allowance Management Inc | 6705 | 3 | ST | OP | WALL | BIT | 8040 | 12346807.397 | 210.305 | 0.034066 | EPA/CAMD | EPA/NEI | 1965
2021 | IN | Alcoa Allowance Management Inc | 6705 | 4 | ST | OP | CELL | BIT | 7166 | 19436002.555 | 164.6128 | 0.016939 | EPA/CAMD | EPA/NEI | 1970
2021 | MN | Rock Lake Station | 6741 | 1 | GT | OP | CT | DFO | 104 | 23970.5 | 0.042378 | 0.0035358 | EPA/CAMD | EPA/NEI | 1978
2021 | CO | Rawhide Energy Station | 6761 | 101 | ST | OP | TANGENTIAL | SUB | 7576 | 16799908.317 | 121.1274 | 0.01442 | EPA/CAMD | EPA/NEI | 1984
2021 | CO | Rawhide Energy Station | 6761 | A | GT | OP | CT | NG | 539 | 331772.388 | 1.17 | 0.007053 | EPA/CAMD | EPA/NEI | 2002
2021 | CO | Rawhide Energy Station | 6761 | B | GT | OP | CT | NG | 539 | 325049.288 | 1.05 | 0.0064606 | EPA/CAMD | EPA/NEI | 2002
2021 | CO | Rawhide Energy Station | 6761 | C | GT | OP | CT | NG | 549 | 328225.33 | 0.91 | 0.005545 | EPA/CAMD | EPA/NEI | 2002
2021 | CO | Rawhide Energy Station | 6761 | D | GT | OP | CT | NG | 489 | 299152.631 | 0.49 | 0.0032759 | EPA/CAMD | EPA/NEI | 2004
2021 | CO | Rawhide Energy Station | 6761 | F | GT | OP | CT | NG | 1000 | 1069105.482 | 1.91 | 0.0035731 | EPA/CAMD | EPA/NEI | 2008
2021 | MO | Sikeston | 6768 | 1 | ST | OP | WALL | SUB | 7750 | 18969940.319 | 396.8406 | 0.041839 | EPA/CAMD | EPA/NEI | 1981
2021 | OK | Hugo | 6772 | 1 | ST | OP | WALL | SUB | 3301 | 10853708.109 | 6.9115 | 0.0012736 | EPA/CAMD | EPA/NEI | 1982
2021 | NJ | West Station | 6776 | 002001 | GT | OP | CT | DFO | 30 | 4308.8 | 0.05338 | 0.024777 | EPA/CAMD | NEI avg EF - PM, fuel type, firing type | 1972
2021 | SC | St Stephen | 6789 | 1 | HY | OP | NA | WAT |  | 718826.333 |  |  | EIA Prime Mover-level Data
2021 | SC | St Stephen | 6789 | 2 | HY | OP | NA | WAT |  | 718826.333 |  |  | EIA Prime Mover-level Data
2021 | SC | St Stephen | 6789 | 3 | HY | OP | NA | WAT |  | 718826.333 |  |  | EIA Prime Mover-level Data
2021 | KS | Augusta Electric Plant No 2 | 6791 | 1 | IC | OP | NA | NG |  | 7003.671 | 0.0014778 | 0.000422 | EIA Prime Mover-level Data | Estimated using an emission factor
2021 | KS | Augusta Electric Plant No 2 | 6791 | 2 | IC | OP | NA | NG |  | 7003.671 | 0.0014778 | 0.000422 | EIA Prime Mover-level Data | Estimated using an emission factor
2021 | KS | Augusta Electric Plant No 2 | 6791 | 3 | IC | OP | NA | NG |  | 10505.507 | 0.0022167 | 0.000422 | EIA Prime Mover-level Data | Estimated using an emission factor
2021 | KS | Augusta Electric Plant No 2 | 6791 | 4 | IC | OP | NA | NG |  | 11731.15 | 0.0024753 | 0.000422 | EIA Prime Mover-level Data | Estimated using an emission factor
2021 | AK | Jarvis Street | 6801 | 1 | IC | OP | NA | DFO |  | 159.141 | 0.024667 | 0.31 | EIA Prime Mover-level Data | Estimated using an emission factor
2021 | AK | Jarvis Street | 6801 | 2 | IC | OP | NA | DFO |  | 222.797 | 0.034534 | 0.31 | EIA Prime Mover-level Data | Estimated using an emission factor
2021 | AK | Jarvis Street | 6801 | 3 | IC | OP | NA | DFO |  | 222.797 | 0.034534 | 0.31 | EIA Prime Mover-level Data | Estimated using an emission factor
2021 | AK | Jarvis Street | 6801 | 4 | IC | OP | NA | DFO |  | 358.066 | 0.0555 | 0.31 | EIA Prime Mover-level Data | Estimated using an emission factor
2021 | AK | Jarvis Street | 6801 | 5 | IC | OP | NA | DFO |  | 1074.199 | 0.1665 | 0.31 | EIA Prime Mover-level Data | Estimated using an emission factor
2021 | KY | D B Wilson | 6823 | W1 | ST | OP | WALL | BIT | 8028 | 34638231.523 | 19.9038 | 0.0011492 | EPA/CAMD | EPA/NEI | 1984
2021 | MN | St. Bonifacius Station | 6824 | 1 | GT | OP | CT | DFO | 362 | 41653.3 | 0.041066 | 0.0019718 | EPA/CAMD | EPA/NEI | 1978
2021 | MN | St. Bonifacius Station | 6824 | 2 | GT | OP | CT | DFO | 377 | 47389.7 | 0.048283 | 0.0020377 | EPA/CAMD | EPA/NEI | 1978
2021 | KS | Hugoton 2 | 7011 | 10 | IC | OP | NA | DFO |  | 1850.344 | 0.2868 | 0.31 | EIA Prime Mover-level Data | Estimated using an emission factor
2021 | KS | Hugoton 2 | 7011 | 11 | IC | OP | NA | DFO |  | 1075.781 | 0.16675 | 0.31 | EIA Prime Mover-level Data | Estimated using an emission factor
2021 | KS | Hugoton 2 | 7011 | 12 | IC | OP | NA | DFO |  | 1290.937 | 0.2001 | 0.31 | EIA Prime Mover-level Data | Estimated using an emission factor
2021 | KS | Hugoton 2 | 7011 | 13 | IC | OP | NA | NG |  | 344.25 | 7.2637e-05 | 0.000422 | EIA Prime Mover-level Data | Estimated using an emission factor
2021 | KS | Hugoton 2 | 7011 | 7 | IC | OP | NA | DFO |  | 989.719 | 0.15341 | 0.31 | EIA Prime Mover-level Data | Estimated using an emission factor
2021 | KS | Hugoton 2 | 7011 | 8 | IC | OP | NA | DFO |  | 860.625 | 0.1334 | 0.31 | EIA Prime Mover-level Data | Estimated using an emission factor
2021 | KS | Hugoton 2 | 7011 | 9A | IC | OP | NA | DFO |  | 1850.344 | 0.2868 | 0.31 | EIA Prime Mover-level Data | Estimated using an emission factor
2021 | ID | Lower No 1 | 7012 | 2 | HY | OP | NA | WAT |  | 265803 |  |  | EIA Prime Mover-level Data
2021 | KS | East 12th Street | 7013 | 4 | ST | OP | WALL | NG | 136 | 19751.8 | 0.071478 | 0.0072376 | EPA/CAMD | EPA/NEI | 1970
2021 | UT | Unit 4 | 7015 | 1 | HY | OP | NA | WAT |  | 28343 |  |  | EIA Prime Mover-level Data
2021 | KS | Chanute 3 | 7018 | 10 | IC | OP | NA | NG |  | 26758.333 | 0.005646 | 0.000422 | EIA Prime Mover-level Data | Estimated using an emission factor
2021 | KS | Chanute 3 | 7018 | 11 | IC | OP | NA | NG |  | 26758.333 | 0.005646 | 0.000422 | EIA Prime Mover-level Data | Estimated using an emission factor
2021 | KS | Chanute 3 | 7018 | 12 | IC | OP | NA | DFO |  | 21125 | 3.2744 | 0.31 | EIA Prime Mover-level Data | Estimated using an emission factor
2021 | KS | Chanute 3 | 7018 | 13 | IC | OP | NA | DFO |  | 21125 | 3.2744 | 0.31 | EIA Prime Mover-level Data | Estimated using an emission factor
2021 | KS | Chanute 3 | 7018 | 9 | IC | OP | NA | NG |  | 26758.333 | 0.005646 | 0.000422 | EIA Prime Mover-level Data | Estimated using an emission factor
2021 | UT | Whitehead | 7028 | K1 | IC | OP | NA | NG |  | 40130.548 | 0.0084675 | 0.000422 | EIA Prime Mover-level Data | Estimated using an emission factor
2021 | UT | Whitehead | 7028 | K2 | IC | OP | NA | NG |  | 40130.548 | 0.0084675 | 0.000422 | EIA Prime Mover-level Data | Estimated using an emission factor
2021 | UT | Whitehead | 7028 | K3 | IC | OP | NA | NG |  | 40130.548 | 0.0084675 | 0.000422 | EIA Prime Mover-level Data | Estimated using an emission factor
2021 | UT | Whitehead | 7028 | K4 | IC | OP | NA | NG |  | 28664.677 | 0.0060482 | 0.000422 | EIA Prime Mover-level Data | Estimated using an emission factor
2021 | UT | Whitehead | 7028 | K6CAT | IC | OP | NA | NG |  | 14332.339 | 0.0030241 | 0.000422 | EIA Prime Mover-level Data | Estimated using an emission factor
2021 | UT | Whitehead | 7028 | K7CAT | IC | OP | NA | NG |  | 14332.339 | 0.0030241 | 0.000422 | EIA Prime Mover-level Data | Estimated using an emission factor
2021 | TX | Twin Oaks | 7030 | U1 | ST | OP | FLUIDIZED | LIG | 7245 | 13243929.866 | 165.305 | 0.024963 | EPA/CAMD | EPA/NEI | 1990
2021 | TX | Twin Oaks | 7030 | U2 | ST | OP | FLUIDIZED | LIG | 8527 | 14131758.6 | 247.205 | 0.034986 | EPA/CAMD | EPA/NEI | 1991
2021 | VA | Gravel Neck Combustion Turbine | 7032 | 3 | GT | OP | CT | NG | 269 | 172035.4 | 1.1625 | 0.013515 | EPA/CAMD | EPA/NEI | 1989
2021 | VA | Gravel Neck Combustion Turbine | 7032 | 4 | GT | OP | CT | NG | 55 | 32073.9 | 1.1625 | 0.07249 | EPA/CAMD | EPA/NEI | 1989
2021 | VA | Gravel Neck Combustion Turbine | 7032 | 5 | GT | OP | CT | NG | 156 | 102061.5 | 1.1625 | 0.022781 | EPA/CAMD | EPA/NEI | 1989
2021 | VA | Gravel Neck Combustion Turbine | 7032 | 6 | GT | OP | CT | NG | 53 | 27987.3 | 1.1625 | 0.083074 | EPA/CAMD | EPA/NEI | 1989
2021 | UT | Hydro II | 7034 | 1 | HY | OP | NA | WAT |  | 43358 |  |  | EIA Prime Mover-level Data
2021 | UT | Hydro II | 7034 | 2 | HY | OP | NA | WAT |  | 43358 |  |  | EIA Prime Mover-level Data
2021 | WY | Lake (WY) | 7039 | 1 | IC | SB | NA | DFO |  | 4007 | 0.62108 | 0.31 | EIA Prime Mover-level Data | Estimated using an emission factor
2021 | AR | Ellis Hydro | 7040 | 1 | HY | OP | NA | WAT |  | 395680 |  |  | EIA Prime Mover-level Data
2021 | AR | Ellis Hydro | 7040 | 2 | HY | OP | NA | WAT |  | 395680 |  |  | EIA Prime Mover-level Data
2021 | AR | Ellis Hydro | 7040 | 3 | HY | OP | NA | WAT |  | 395680 |  |  | EIA Prime Mover-level Data
2021 | AK | Humpback Creek | 7042 | 1 | HY | OP | NA | WAT |  | 11967.5 |  |  | EIA Prime Mover-level Data
2021 | AK | Humpback Creek | 7042 | 2 | HY | OP | NA | WAT |  | 11967.5 |  |  | EIA Prime Mover-level Data
2021 | AK | Humpback Creek | 7042 | 3 | HY | OP | NA | WAT |  | 4787 |  |  | EIA Prime Mover-level Data
2021 | VT | Wrightsville Hydro Plant | 7051 | 1 | HY | OP | NA | WAT |  | 1623.6 |  |  | EIA Prime Mover-level Data
2021 | VT | Wrightsville Hydro Plant | 7051 | 2 | HY | OP | NA | WAT |  | 4870.8 |  |  | EIA Prime Mover-level Data
2021 | VT | Wrightsville Hydro Plant | 7051 | 3 | HY | OP | NA | WAT |  | 9741.6 |  |  | EIA Prime Mover-level Data
2021 | VT | Bolton Falls | 7056 | 1 | HY | OP | NA | WAT |  | 37393 |  |  | EIA Prime Mover-level Data
2021 | VT | Bolton Falls | 7056 | 2 | HY | OP | NA | WAT |  | 37393 |  |  | EIA Prime Mover-level Data
2021 | WI | Solon Diesel | 7058 | 1 | IC | SB | NA | DFO
2021 | WI | Solon Diesel | 7058 | 2 | IC | SB | NA | DFO
2021 | WI | Solon Diesel | 7058 | 3 | IC | SB | NA | DFO
2021 | WI | Solon Diesel | 7058 | 4 | IC | SB | NA | DFO
2021 | WI | Solon Diesel | 7058 | 5 | IC | SB | NA | DFO
2021 | WI | Solon Diesel | 7058 | 6 | IC | SB | NA | DFO
2021 | WI | Solon Diesel | 7058 | 7 | IC | SB | NA | DFO
2021 | WI | Solon Diesel | 7058 | 8 | IC | SB | NA | DFO
2021 | IA | Sibley No Two | 7060 | 4 | IC | OP | NA | DFO |  | 687 | 0.10648 | 0.31 | EIA Prime Mover-level Data | Estimated using an emission factor
2021 | AL | McIntosh (7063) | 7063 | **1 | CE | OP | OTHER TURBINE | NG | 609 | 108386.812 | 0.4 | 0.007381 | EPA/CAMD | EPA/NEI | 1991
2021 | AL | McIntosh (7063) | 7063 | **2 | GT | OP | CT | NG | 773 | 637434.308 | 2.1 | 0.0065889 | EPA/CAMD | EPA/NEI | 1998
2021 | AL | McIntosh (7063) | 7063 | **3 | GT | OP | CT | NG | 835 | 711019.902 | 2.4 | 0.0067509 | EPA/CAMD | EPA/NEI | 1998
2021 | AL | McIntosh (7063) | 7063 | **4 | GT | OP | CT | NG | 1705 | 2421624.198 | 8 | 0.0066071 | EPA/CAMD | EPA/NEI | 2010
2021 | AL | McIntosh (7063) | 7063 | **5 | GT | OP | CT | NG | 1747 | 2553877.869 | 8.4 | 0.0065782 | EPA/CAMD | EPA/NEI | 2010
2021 | CA | Stampede | 7066 | 1 | HY | OP | NA | WAT |  | 41347.5 |  |  | EIA Prime Mover-level Data
2021 | CA | Stampede | 7066 | 2 | HY | OP | NA | WAT |  | 8269.5 |  |  | EIA Prime Mover-level Data
2021 | CA | Mojave Siphon | 7072 | 1 | HY | OP | NA | WAT |  | 30432 |  |  | EIA Prime Mover-level Data
2021 | CA | Mojave Siphon | 7072 | 2 | HY | OP | NA | WAT |  | 30432 |  |  | EIA Prime Mover-level Data
2021 | CA | Mojave Siphon | 7072 | 3 | HY | OP | NA | WAT |  | 30432 |  |  | EIA Prime Mover-level Data
2021 | ID | Upper Salmon B | 7079 | 1 | HY | OP | NA | WAT |  | 285128.412 |  |  | EIA Prime Mover-level Data
2021 | ID | Upper Salmon B | 7079 | 2 | HY | OP | NA | WAT |  | 288605.588 |  |  | EIA Prime Mover-level Data
2021 | UT | St George Red Rock | 7080 | 1 | IC | SB | NA | DFO |  | 5843 | 0.90567 | 0.31 | EIA Prime Mover-level Data | Estimated using an emission factor
2021 | UT | St George Red Rock | 7080 | 2 | IC | SB | NA | DFO |  | 5843 | 0.90567 | 0.31 | EIA Prime Mover-level Data | Estimated using an emission factor
2021 | NV | Harry Allen | 7082 | **3 | GT | OP | CT | NG | 1265 | 759942.489 | 5.15 | 0.013554 | EPA/CAMD | EPA/NEI | 1995
2021 | NV | Harry Allen | 7082 | **4 | GT | OP | CT | NG | 1311 | 789769.872 | 6.33 | 0.01603 | EPA/CAMD | EPA/NEI | 2006
2021 | NV | Harry Allen | 7082 | **5 | CT | OP | CC | NG | 7895 | 10836139.233 | 44.76 | 0.0082612 | EPA/CAMD | EPA/NEI | 2011
2021 | NV | Harry Allen | 7082 | **6 | CT | OP | CC | NG | 7801 | 10728445.241 | 44.2 | 0.0082398 | EPA/CAMD | EPA/NEI | 2011
2021 | TX | J K Spruce | 7097 | **1 | ST | OP | TANGENTIAL | SUB | 6634 | 27955699.532 | 88.4793 | 0.00633 | EPA/CAMD | EPA/NEI | 1992
2021 | TX | J K Spruce | 7097 | **2 | ST | OP | TANGENTIAL | SUB | 8227 | 57508067.306 | 119.3 | 0.004149 | EPA/CAMD | EPA/NEI | 2009
2021 | UT | Heber City | 7111 | 1 | IC | OP | NA | NG |  | 19173.546 | 0.0040456 | 0.000422 | EIA Prime Mover-level Data | Estimated using an emission factor
2021 | UT | Heber City | 7111 | 11 | IC | OP | NA | NG |  | 26021.241 | 0.0054905 | 0.000422 | EIA Prime Mover-level Data | Estimated using an emission factor
2021 | UT | Heber City | 7111 | 12 | IC | OP | NA | NG |  | 31499.397 | 0.0066464 | 0.000422 | EIA Prime Mover-level Data | Estimated using an emission factor
2021 | UT | Heber City | 7111 | 2 | IC | OP | NA | NG |  | 19173.546 | 0.0040456 | 0.000422 | EIA Prime Mover-level Data | Estimated using an emission factor
2021 | UT | Heber City | 7111 | 4 | IC | OP | NA | NG |  | 26021.241 | 0.0054905 | 0.000422 | EIA Prime Mover-level Data | Estimated using an emission factor
2021 | UT | Heber City | 7111 | NA10 | IC | OP | NA | NG |  | 26021.241 | 0.0054905 | 0.000422 | EIA Prime Mover-level Data | Estimated using an emission factor
2021 | UT | Heber City | 7111 | NA5 | IC | RE | NA | NG |  | 9586.773 | 0.0020228 | 0.000422 | EIA Prime Mover-level Data | Estimated using an emission factor
2021 | UT | Heber City | 7111 | NA6 | IC | OP | NA | NG |  | 9586.773 | 0.0020228 | 0.000422 | EIA Prime Mover-level Data | Estimated using an emission factor
2021 | UT | Heber City | 7111 | NA9 | IC | OP | NA | NG |  | 26021.241 | 0.0054905 | 0.000422 | EIA Prime Mover-level Data | Estimated using an emission factor
2021 | AK | Centennial | 7112 | IC6 | IC | OP | NA | DFO |  | 10544 | 1.6343 | 0.31 | EIA Prime Mover-level Data | Estimated using an emission factor
2021 | WA | PEC Headworks | 7113 | 1 | HY | OP | NA | WAT |  | 152207 |  |  | EIA Prime Mover-level Data
2021 | MI | Hoist | 7115 | 2 | HY | OP | NA | WAT |  | 33360.353 |  |  | EIA Prime Mover-level Data
2021 | MI | Hoist | 7115 | 3 | HY | OP | NA | WAT |  | 47657.647 |  |  | EIA Prime Mover-level Data
2021 | MI | McClure Dam | 7116 | 1 | HY | OP | NA | WAT |  | 112072.5 |  |  | EIA Prime Mover-level Data
2021 | MI | McClure Dam | 7116 | 2 | HY | OP | NA | WAT |  | 112072.5 |  |  | EIA Prime Mover-level Data
2021 | MI | Cataract (MI) | 7118 | 1 | HY | OP | NA | WAT |  | 42933 |  |  | EIA Prime Mover-level Data
2021 | MI | Gladstone | 7119 | 1 | GT | OP | NA | DFO |  | 445 | 0.0036616 | 0.016457 | EIA Prime Mover-level Data | NEI avg EF - PM, fuel type, firing type
2021 | SC | Bad Creek | 7125 | 1 | PS | OP | NA | WAT |  | 0 |  |  | EIA Prime Mover-level Data
2021 | SC | Bad Creek | 7125 | 2 | PS | OP | NA | WAT |  | 0 |  |  | EIA Prime Mover-level Data
2021 | SC | Bad Creek | 7125 | 3 | PS | OP | NA | WAT |  | 0 |  |  | EIA Prime Mover-level Data
2021 | SC | Bad Creek | 7125 | 4 | PS | OP | NA | WAT |  | 0 |  |  | EIA Prime Mover-level Data
2021 | WA | Wynoochee | 7127 | 1 | HY | OP | NA | WAT |  | 309577 |  |  | EIA Prime Mover-level Data
2021 | PA | William F Matson Generating Station | 7128 | 1 | HY | OP | NA | WAT |  | 270130.645 |  |  | EIA Prime Mover-level Data
2021 | PA | William F Matson Generating Station | 7128 | 2 | HY | OP | NA | WAT |  | 567274.355 |  |  | EIA Prime Mover-level Data
2021 | CA | Thermalito Diverson Dam | 7129 | TD1 | HY | OP | NA | WAT |  | 96035 |  |  | EIA Prime Mover-level Data
2021 | HI | Puna | 7130 | 1 | ST | OP | NA | RFO |  | 569357.95 | 2.0889 | 0.0073378 | EIA Unit-level Data | NEI avg EF - PM, fuel type
2021 | HI | Puna | 7130 | 3 | GT | OP | NA | DFO |  | 537379 | 4.4218 | 0.016457 | EIA Prime Mover-level Data | NEI avg EF - PM, fuel type, firing type
2021 | TX | Brandon Station | 7131 | 1 | GT | OP | NA | NG |  | 82406 | 0.3303 | 0.0080165 | EIA Prime Mover-level Data | NEI avg EF - PM, fuel type
2021 | UT | Pine View Dam | 7132 | NA1 | HY | OP | NA | WAT |  | 14812 |  |  | EIA Prime Mover-level Data
2021 | AR | Whillock | 7135 | 1 | HY | OP | NA | WAT |  | 389829.333 |  |  | EIA Prime Mover-level Data
2021 | AR | Whillock | 7135 | 2 | HY | OP | NA | WAT |  | 389829.333 |  |  | EIA Prime Mover-level Data
2021 | AR | Whillock | 7135 | 3 | HY | OP | NA | WAT |  | 389829.333 |  |  | EIA Prime Mover-level Data
2021 | NJ | Forked River Power | 7138 | 002001 | GT | OP | CT | DFO | 176 | 55830 | 0.69166 | 0.024777 | EPA/CAMD | NEI avg EF - PM, fuel type, firing type | 1989
2021 | NJ | Forked River Power | 7138 | 003001 | GT | OP | CT | DFO | 192 | 63310.8 | 0.78433 | 0.024777 | EPA/CAMD | NEI avg EF - PM, fuel type, firing type | 1989
2021 | IA | Pleasant Hill Energy Center | 7145 | 1 | GT | OP | CT | NG | 191 | 41213.4 | 0.14497 | 0.0070349 | EPA/CAMD | EPA/NEI | 1990
2021 | IA | Pleasant Hill Energy Center | 7145 | 2 | GT | OP | CT | NG | 207 | 50703.6 | 0.17593 | 0.0069396 | EPA/CAMD | EPA/NEI | 1990
2021 | IA | Pleasant Hill Energy Center | 7145 | 3 | GT | OP | CT | NG | 256 | 104227.162 | 0.41921 | 0.0080441 | EPA/CAMD | EPA/NEI | 1994
2021 | NY | Wading River Facility | 7146 | UGT007 | GT | OP | CT | DFO | 218 | 136159.363 | 1.6868 | 0.024777 | EPA/CAMD | NEI avg EF - PM, fuel type, firing type | 1989
2021 | NY | Wading River Facility | 7146 | UGT008 | GT | OP | CT | DFO | 150 | 95000.802 | 0.32431 | 0.0068275 | EPA/CAMD | EPA/NEI | 1989
2021 | NY | Wading River Facility | 7146 | UGT009 | GT | OP | CT | DFO | 211 | 149912.693 | 0.5453 | 0.0072749 | EPA/CAMD | EPA/NEI | 1989
2021 | NY | Wading River Facility | 7146 | UGT013 | GT | OP | CT | DFO | 99 | 43885.8 | 0.24343 | 0.011094 | EPA/CAMD | EPA/NEI | 1971
2021 | NY | Wading River Facility | 7146 | UGT014 | GT | OP | CT | DFO | 117 | 18441.5 | 0.10378 | 0.011255 | EPA/CAMD | EPA/NEI | 1984
2021 | CA | Mill Creek 3 | 7147 | 3 | HY | OP | NA | WAT |  | 17108.667 |  |  | EIA Prime Mover-level Data
2021 | CA | Mill Creek 3 | 7147 | 4 | HY | OP | NA | WAT |  | 17108.667 |  |  | EIA Prime Mover-level Data
2021 | CA | Mill Creek 3 | 7147 | 5 | HY | OP | NA | WAT |  | 17108.667 |  |  | EIA Prime Mover-level Data
2021 | CA | Stony Gorge | 7151 | 1 | HY | OP | NA | WAT |  | 8409.5 |  |  | EIA Prime Mover-level Data
2021 | CA | Stony Gorge | 7151 | 2 | HY | OP | NA | WAT |  | 8409.5 |  |  | EIA Prime Mover-level Data
2021 | DE | Hay Road | 7153 | **3 | CT | OP | CC | NG | 1934 | 2000971.693 | 5.867 | 0.0058642 | EPA/CAMD | EPA/NEI | 1990
2021 | DE | Hay Road | 7153 | 1 | CT | OP | CC | NG | 1974 | 2033562.817 | 5.8397 | 0.0057433 | EPA/CAMD | EPA/NEI | 1989
2021 | DE | Hay Road | 7153 | 2 | CT | OP | CC | NG | 1920 | 1987645.913 | 5.7416 | 0.0057773 | EPA/CAMD | EPA/NEI | 1989
2021 | DE | Hay Road | 7153 | 5 | CT | OP | CC | NG | 1790 | 1879291.639 | 2.9469 | 0.0031362 | EPA/CAMD | EPA/NEI | 2001
2021 | DE | Hay Road | 7153 | 6 | CT | OP | CC | NG | 1104 | 1140991.377 | 1.6233 | 0.0028454 | EPA/CAMD | EPA/NEI | 2001
2021 | DE | Hay Road | 7153 | 7 | CT | OP | CC | NG | 1398 | 1479058.177 | 4.8042 | 0.0064963 | EPA/CAMD | EPA/NEI | 2001
2021 | IA | Lime Creek | 7155 | **1 | GT | OP | CT | DFO | 110 | 23102.635 | 0.12759 | 0.011046 | EPA/CAMD | EPA/NEI | 1991
2021 | IA | Lime Creek | 7155 | **2 | GT | OP | CT | DFO | 71 | 10645.182 | 0.058853 | 0.011057 | EPA/CAMD | EPA/NEI | 1991
2021 | OH | Woodsdale | 7158 | **GT1 | GT | OP | CT | NG | 364 | 172320.305 | 0.75 | 0.0087047 | EPA/CAMD | EPA/NEI | 1993
2021 | OH | Woodsdale | 7158 | **GT2 | GT | OP | CT | NG | 447 | 214669.825 | 0.98 | 0.0091303 | EPA/CAMD | EPA/NEI | 1992
2021 | OH | Woodsdale | 7158 | **GT3 | GT | OP | CT | NG | 488 | 226012.644 | 0.969 | 0.0085747 | EPA/CAMD | EPA/NEI | 1992
2021 | OH | Woodsdale | 7158 | **GT4 | GT | OP | CT | NG | 484 | 221655.209 | 0.79 | 0.0071282 | EPA/CAMD | EPA/NEI | 1992
2021 | OH | Woodsdale | 7158 | **GT5 | GT | OP | CT | NG | 329 | 141294.857 | 0.65 | 0.0092006 | EPA/CAMD | EPA/NEI | 1992
2021 | OH | Woodsdale | 7158 | **GT6 | GT | OP | CT | NG | 303 | 139855.991 | 0.71 | 0.010153 | EPA/CAMD | EPA/NEI | 1992
2021 | WI | Concord | 7159 | **1 | GT | OP | CT | NG | 394 | 282076.013 | 0.93893 | 0.0066573 | EPA/CAMD | EPA/NEI | 1993
2021 | WI | Concord | 7159 | **2 | GT | OP | CT | NG | 549 | 384485.767 | 1.2698 | 0.0066054 | EPA/CAMD | EPA/NEI | 1993
2021 | WI | Concord | 7159 | **3 | GT | OP | CT | NG | 1067 | 754329.046 | 2.4662 | 0.0065387 | EPA/CAMD | EPA/NEI | 1994
2021 | WI | Concord | 7159 | **4 | GT | OP | CT | NG | 800 | 576700.513 | 1.8915 | 0.0065597 | EPA/CAMD | EPA/NEI | 1994
2021 | AZ | Waddell | 7164 | PG3 | PS | OP | NA | WAT |  | 0 |  |  | EIA Prime Mover-level Data
2021 | AZ | Waddell | 7164 | PG6 | PS | OP | NA | WAT |  | 0 |  |  | EIA Prime Mover-level Data
2021 | AZ | Waddell | 7164 | PG7 | PS | OP | NA | WAT |  | 0 |  |  | EIA Prime Mover-level Data
2021 | AZ | Waddell | 7164 | PS1 | PS | OP | NA | WAT |  | 0 |  |  | EIA Prime Mover-level Data
2021 | AR | Murray | 7166 | 1 | HY | OP | NA | WAT |  | 444258.5 |  |  | EIA Prime Mover-level Data
2021 | AR | Murray | 7166 | 2 | HY | OP | NA | WAT |  | 444258.5 |  |  | EIA Prime Mover-level Data
2021 | AK | Chester Lake | 7168 | 1 | HY | OP | NA | WAT |  | 31845 |  |  | EIA Prime Mover-level Data
2021 | AK | Northway | 7169 | 1A | IC | OP | NA | DFO |  | 5510.455 | 0.85412 | 0.31 | EIA Prime Mover-level Data | Estimated using an emission factor
2021 | AK | Northway | 7169 | 2A | IC | OP | NA | DFO |  | 2204.182 | 0.34165 | 0.31 | EIA Prime Mover-level Data | Estimated using an emission factor
2021 | AK | Northway | 7169 | 5 | IC | OP | NA | DFO |  | 4408.364 | 0.6833 | 0.31 | EIA Prime Mover-level Data | Estimated using an emission factor
2021 | AK | Barrow | 7173 | 10 | IC | OS | NA | NG
2021 | AK | Barrow | 7173 | 11 | GT | OP | NA | NG |  | 207591.399 | 0.83208 | 0.0080165 | EIA Prime Mover-level Data | NEI avg EF - PM, fuel type
2021 | AK | Barrow | 7173 | 12 | GT | OP | NA | NG |  | 216241.04 | 0.86675 | 0.0080165 | EIA Prime Mover-level Data | NEI avg EF - PM, fuel type
2021 | AK | Barrow | 7173 | 6 | GT | OP | NA | NG |  | 108120.52 | 0.43337 | 0.0080165 | EIA Prime Mover-level Data | NEI avg EF - PM, fuel type
2021 | AK | Barrow | 7173 | 7 | GT | OP | NA | NG |  | 108120.52 | 0.43337 | 0.0080165 | EIA Prime Mover-level Data | NEI avg EF - PM, fuel type
2021 | AK | Barrow | 7173 | 8 | GT | OP | NA | NG |  | 108120.52 | 0.43337 | 0.0080165 | EIA Prime Mover-level Data | NEI avg EF - PM, fuel type
2021 | AK | Barrow | 7173 | 9 | IC | OS | NA | NG
2021 | AK | Gwitchyaa Zhee | 7174 | 10 | IC | OP | NA | DFO |  | 4418.857 | 0.68492 | 0.31 | EIA Prime Mover-level Data | Estimated using an emission factor
2021 | AK | Gwitchyaa Zhee | 7174 | 7 | IC | OP | NA | DFO |  | 11047.143 | 1.7123 | 0.31 | EIA Prime Mover-level Data | Estimated using an emission factor
2021 | AK | Gwitchyaa Zhee | 7174 | 8 | IC | OP | NA | DFO |  | 11047.143 | 1.7123 | 0.31 | EIA Prime Mover-level Data | Estimated using an emission factor
2021 | AK | Gwitchyaa Zhee | 7174 | 9 | IC | OP | NA | DFO |  | 4418.857 | 0.68492 | 0.31 | EIA Prime Mover-level Data | Estimated using an emission factor
2021 | AZ | Headgate Rock | 7179 | 1 | HY | OP | NA | WAT |  | 203365.667 |  |  | EIA Prime Mover-level Data
2021 | AZ | Headgate Rock | 7179 | 2 | HY | OP | NA | WAT |  | 203365.667 |  |  | EIA Prime Mover-level Data
2021 | AZ | Headgate Rock | 7179 | 3 | HY | OP | NA | WAT |  | 203365.667 |  |  | EIA Prime Mover-level Data
2021 | AK | Aniak | 7182 | 1 | IC | OP | NA | DFO |  | 6064.773 | 0.94004 | 0.31 | EIA Prime Mover-level Data | Estimated using an emission factor
2021 | AK | Aniak | 7182 | 10 | IC | OP | NA | DFO |  | 7277.727 | 1.128 | 0.31 | EIA Prime Mover-level Data | Estimated using an emission factor
2021 | AK | Aniak | 7182 | 11 | IC | OP | NA | DFO |  | 6064.773 | 0.94004 | 0.31 | EIA Prime Mover-level Data | Estimated using an emission factor
2021 | AK | Aniak | 7182 | 9 | IC | OP | NA | DFO |  | 7277.727 | 1.128 | 0.31 | EIA Prime Mover-level Data | Estimated using an emission factor
2021 | AK | Newhalen | 7183 | 5 | IC | OP | NA | DFO |  | 562.667 | 0.087213 | 0.31 | EIA Prime Mover-level Data | Estimated using an emission factor
2021 | AK | Newhalen | 7183 | 6 | IC | OP | NA | DFO |  | 562.667 | 0.087213 | 0.31 | EIA Prime Mover-level Data | Estimated using an emission factor
2021 | AK | Newhalen | 7183 | 7 | IC | OP | NA | DFO |  | 562.667 | 0.087213 | 0.31 | EIA Prime Mover-level Data | Estimated using an emission factor
2021 | AK | Newhalen | 7183 | H-1 | HY | OP | NA | WAT |  | 14733 |  |  | EIA Prime Mover-level Data
2021 | AK | Newhalen | 7183 | H-2 | HY | OP | NA | WAT |  | 14733 |  |  | EIA Prime Mover-level Data
2021 | CA | Whiskeytown | 7189 | 1 | HY | OP | NA | WAT |  | 165302 |  |  | EIA Prime Mover-level Data
2021 | ID | Milner Hydro | 7190 | 1 | HY | OP | NA | WAT |  | 240476.363 |  |  | EIA Prime Mover-level Data
2021 | ID | Milner Hydro | 7190 | 2 | HY | OP | NA | WAT |  | 62441.287 |  |  | EIA Prime Mover-level Data
2021 | ID | Milner Hydro | 7190 | 3 | HY | OP | NA | WAT |  | 4128.35 |  |  | EIA Prime Mover-level Data
2021 | GA | Tallassee Hydro Project | 7191 | 1 | HY | OP | NA | WAT |  | 66990.957 |  |  | EIA Prime Mover-level Data
2021 | GA | Tallassee Hydro Project | 7191 | 2 | HY | OP | NA | WAT |  | 3045.043 |  |  | EIA Prime Mover-level Data
2021 | TX | Robert D Willis | 7200 | 1 | HY | OA | NA | WAT
2021 | TX | Robert D Willis | 7200 | 2 | HY | OA | NA | WAT
2021 | WI | South Fond Du Lac | 7203 | **CT1 | GT | OP | CT | NG | 362 | 261183.935 | 0.91929 | 0.0070394 | EPA/CAMD | EPA/NEI | 1993
2021 | WI | South Fond Du Lac | 7203 | **CT2 | GT | OP | CT | NG | 438 | 308671.579 | 1.09 | 0.0070623 | EPA/CAMD | EPA/NEI | 1994
2021 | WI | South Fond Du Lac | 7203 | **CT3 | GT | OP | CT | NG | 436 | 297758.402 | 1.0338 | 0.0069436 | EPA/CAMD | EPA/NEI | 1994
2021 | WI | South Fond Du Lac | 7203 | **CT4 | GT | OP | CT | NG | 415 | 274237.37 | 0.95857 | 0.0069908 | EPA/CAMD | EPA/NEI | 1996
2021 | SC | Cope Station | 7210 | COP1 | ST | OP | TANGENTIAL | NG | 5950 | 18003784.612 | 42.9374 | 0.0047698 | EPA/CAMD | EPA/NEI | 1996
2021 | VA | Darbytown Combustion Turbine | 7212 | 1 | GT | OP | CT | NG | 120 | 72410 | 1.819 | 0.050241 | EPA/CAMD | EPA/NEI | 1990
2021 | VA | Darbytown Combustion Turbine | 7212 | 2 | GT | OP | CT | NG | 210 | 139452 | 0.55896 | 0.0080165 | EPA/CAMD | NEI avg EF - PM, fuel type, firing type | 1990
2021 | VA | Darbytown Combustion Turbine | 7212 | 3 | GT | OP | CT | NG | 394 | 279705.5 | 1.1211 | 0.0080165 | EPA/CAMD | NEI avg EF - PM, fuel type, firing type | 1990
2021 | VA | Darbytown Combustion Turbine | 7212 | 4 | GT | OP | CT | NG | 245 | 165817 | 0.66464 | 0.0080165 | EPA/CAMD | NEI avg EF - PM, fuel type, firing type | 1990
2021 | VA | Clover Power Station | 7213 | 1 | ST | OP | TANGENTIAL | BIT | 1986 | 4930532.318 | 79.2166 | 0.032133 | EPA/CAMD | EPA/NEI | 1995
2021 | VA | Clover Power Station | 7213 | 2 | ST | OP | TANGENTIAL | BIT | 2046 | 5333458.166 | 66.8115 | 0.025054 | EPA/CAMD | EPA/NEI | 1995
2021 | CA | Black Butte | 7229 | 1 | HY | OP | NA | WAT |  | 17235 |  |  | EIA Prime Mover-level Data
2021 | CA | Gianera | 7231 | 1 | GT | OP | NA | NG |  | 51775 | 0.20753 | 0.0080165 | EIA Prime Mover-level Data | NEI avg EF - PM, fuel type
2021 | CA | Gianera | 7231 | 2 | GT | OP | NA | NG |  | 51775 | 0.20753 | 0.0080165 | EIA Prime Mover-level Data | NEI avg EF - PM, fuel type
2021 | CA | Santa Clara Cogen | 7232 | 1 | GT | OP | NA | NG |  | 358847.5 | 1.4383 | 0.0080165 | EIA Prime Mover-level Data | NEI avg EF - PM, fuel type
2021 | CA | Santa Clara Cogen | 7232 | 2 | GT | OP | NA | NG |  | 358847.5 | 1.4383 | 0.0080165 | EIA Prime Mover-level Data | NEI avg EF - PM, fuel type
2021 | CO | Tesla | 7233 | 1 | HY | OP | NA | WAT |  | 611043 |  |  | EIA Prime Mover-level Data
2021 | SD | Angus Anson | 7237 | 2 | GT | OP | CT | NG | 281 | 241320.229 | 0.96727 | 0.0080165 | EPA/CAMD | NEI avg EF - PM, fuel type, firing type | 1994
2021 | SD | Angus Anson | 7237 | 3 | GT | OP | CT | NG | 320 | 258463.68 | 1.036 | 0.0080165 | EPA/CAMD | NEI avg EF - PM, fuel type, firing type | 1994
2021 | SD | Angus Anson | 7237 | 4 | GT | OP | CT | NG | 1091 | 1497425.962 | 6.0021 | 0.0080165 | EPA/CAMD | NEI avg EF - PM, fuel type, firing type | 2005
2021 | FL | Cane Island | 7238 | **1 | GT | OP | CT | NG | 194 | 52570.045 | 0.23685 | 0.0090109 | EPA/CAMD | EPA/NEI | 1995
2021 | FL | Cane Island | 7238 | 2 | CT | OP | CC | NG | 4488 | 3012848.482 | 10.0067 | 0.0066427 | EPA/CAMD | EPA/NEI | 1995
2021 | FL | Cane Island | 7238 | 3 | CT | OP | CC | NG | 6088 | 9177027.403 | 31.09 | 0.0067756 | EPA/CAMD | EPA/NEI | 2001
2021 | FL | Cane Island | 7238 | 4 | CT | OP | CC | NG | 8134 | 14019840.159 | 46.55 | 0.0066406 | EPA/CAMD | EPA/NEI | 2011
2021 | FL | Polk | 7242 | **1 | ST | OP | IGC | NG | 1991 | 2540524.533 | 7.7762 | 0.0061218 | EPA/CAMD | EPA/NEI | 1996
2021 | FL | Polk | 7242 | **2 | CT | OP | CC | NG | 6208 | 9337908.041 | 32.2506 | 0.0069074 | EPA/CAMD | EPA/NEI | 2000
2021 | FL | Polk | 7242 | **3 | CT | OP | CC | NG | 5966 | 8989690.755 | 31.8861 | 0.0070939 | EPA/CAMD | EPA/NEI | 2002
2021 | FL | Polk | 7242 | **4 | CT | OP | CC | NG | 6144 | 9439880.219 | 30.5717 | 0.0064771 | EPA/CAMD | EPA/NEI | 2007
2021 | FL | Polk | 7242 | **5 | CT | OP | CC | NG | 6690 | 9192060.914 | 33.6808 | 0.0073282 | EPA/CAMD | EPA/NEI | 2007
2021 | AR | Dam 2 | 7246 | 1 | HY | OP | NA | WAT |  | 1321634 |  |  | EIA Prime Mover-level Data
2021 | AR | Dam 2 | 7246 | 2 | HY | OP | NA | WAT |  | 1321634 |  |  | EIA Prime Mover-level Data
2021 | AR | Dam 2 | 7246 | 3 | HY | OP | NA | WAT |  | 1321634 |  |  | EIA Prime Mover-level Data
2021 | SD | Watertown Power Plant | 7247 | 1 | GT | OP | NA | DFO |  | 97271 | 0.80039 | 0.016457 | EIA Prime Mover-level Data | NEI avg EF - PM, fuel type, firing type
2021 | AK | Auke Bay | 7250 | 13 | GT | SB | NA | DFO |  | 165.341 | 0.0013605 | 0.016457 | EIA Prime Mover-level Data | NEI avg EF - PM, fuel type, firing type
2021 | AK | Auke Bay | 7250 | 14 | GT | SB | NA | DFO |  | 1824.659 | 0.015014 | 0.016457 | EIA Prime Mover-level Data | NEI avg EF - PM, fuel type, firing type
2021 | AK | Auke Bay | 7250 | 4 | IC | SB | NA | DFO |  | 151 | 0.023405 | 0.31 | EIA Prime Mover-level Data | Estimated using an emission factor
2021 | FL | Reedy Creek Central Energy Plant | 7254 | 32432 | CT | OP | CC | NG | 1139 | 60683.141 | 0.22074 | 0.0072752 | EPA/CAMD | EPA/NEI | 1989
2021 | MI | 48th Street Peaking Station | 7258 | **7 | GT | OP | CT | NG | 166 | 39602.844 | 0.14969 | 0.0075598 | EPA/CAMD | EPA/NEI | 1992
2021 | MI | 48th Street Peaking Station | 7258 | **8 | GT | OP | CT | NG | 160 | 35014.267 | 0.13506 | 0.0077149 | EPA/CAMD | EPA/NEI | 1992
2021 | MI | 48th Street Peaking Station | 7258 | 9 | GT | OP | CT | NG | 986 | 632261.608 | 1.928 | 0.0060987 | EPA/CAMD | EPA/NEI | 2000
2021 | WA | Skookumchuck | 7259 | 1 | HY | OP | NA | WAT |  | 40316 |  |  | EIA Prime Mover-level Data
2021 | HI | Miki Basin | 7264 | LL1 | IC | OP | NA | DFO |  | 34943.654 | 5.4163 | 0.31 | EIA Prime Mover-level Data | Estimated using an emission factor
2021 | HI | Miki Basin | 7264 | LL2 | IC | OP | NA | DFO |  | 34943.654 | 5.4163 | 0.31 | EIA Prime Mover-level Data | Estimated using an emission factor
2021 | HI | Miki Basin | 7264 | LL3 | IC | OP | NA | DFO |  | 34943.654 | 5.4163 | 0.31 | EIA Prime Mover-level Data | Estimated using an emission factor
2021 | HI | Miki Basin | 7264 | LL4 | IC | OP | NA | DFO |  | 34943.654 | 5.4163 | 0.31 | EIA Prime Mover-level Data | Estimated using an emission factor
2021 | HI | Miki Basin | 7264 | LL5 | IC | OP | NA | DFO |  | 34943.654 | 5.4163 | 0.31 | EIA Prime Mover-level Data | Estimated using an emission factor
2021 | HI | Miki Basin | 7264 | LL6 | IC | OP | NA | DFO |  | 34943.654 | 5.4163 | 0.31 | EIA Prime Mover-level Data | Estimated using an emission factor
2021 | HI | Miki Basin | 7264 | LL7 | IC | OP | NA | DFO |  | 76876.038 | 11.9158 | 0.31 | EIA Prime Mover-level Data | Estimated using an emission factor
2021 | HI | Miki Basin | 7264 | LL8 | IC | OP | NA | DFO |  | 76876.038 | 11.9158 | 0.31 | EIA Prime Mover-level Data | Estimated using an emission factor
2021 | CA | Woodland Generation Station | 7266 | 1 | GT | OP | CT | NG | 2183 | 690171.127 | 1.6992 | 0.004924 | EPA/CAMD | EPA/NEI | 1993
2021 | CA | Woodland Generation Station | 7266 | 2 | CT | OP | CC | NG | 6515 | 2191355.353 | 5.643 | 0.0051502 | EPA/CAMD | EPA/NEI | 2003
2021 | WI | Paris | 7270 | **1 | GT | OP | CT | NG | 817 | 576530.663 | 1.8877 | 0.0065486 | EPA/CAMD | EPA/NEI | 1995
2021 | WI | Paris | 7270 | **2 | GT | OP | CT | NG | 719 | 516709.477 | 1.695 | 0.0065606 | EPA/CAMD | EPA/NEI | 1995
2021 | WI | Paris | 7270 | **3 | GT | OP | CT | NG | 662 | 471290.487 | 1.5244 | 0.006469 | EPA/CAMD | EPA/NEI | 1995
2021 | WI | Paris | 7270 | **4 | GT | OP | CT | NG | 715 | 509475.979 | 1.6734 | 0.0065692 | EPA/CAMD | EPA/NEI | 1995
2021 | NC | Lincoln Combustion Turbine | 7277 | 1 | GT | OP | CT | DFO | 44 | 27720.319 | 1.61 | 0.11616 | EPA/CAMD | EPA/NEI | 1995
2021 | NC | Lincoln Combustion Turbine | 7277 | 10 | GT | OP | CT | DFO | 26 | 17777.458 | 1.61 | 0.18113 | EPA/CAMD | EPA/NEI | 1995
2021 | NC | Lincoln Combustion Turbine | 7277 | 11 | GT | OP | CT | DFO | 48 | 32296.376 | 1.61 | 0.099702 | EPA/CAMD | EPA/NEI | 1995
2021 | NC | Lincoln Combustion Turbine | 7277 | 12 | GT | OP | CT | DFO | 41 | 28190.294 | 1.61 | 0.11422 | EPA/CAMD | EPA/NEI | 1995
2021 | NC | Lincoln Combustion Turbine | 7277 | 13 | GT | OP | CT | DFO | 39 | 27612.642 | 1.61 | 0.11661 | EPA/CAMD | EPA/NEI | 1996
2021 | NC | Lincoln Combustion Turbine | 7277 | 14 | GT | OP | CT | DFO | 37 | 27741.435 | 1.61 | 0.11607 | EPA/CAMD | EPA/NEI | 1996
2021 | NC | Lincoln Combustion Turbine | 7277 | 15 | GT | OP | CT | DFO | 36 | 24827.023 | 1.61 | 0.1297 | EPA/CAMD | EPA/NEI | 1996
2021 | NC | Lincoln Combustion Turbine | 7277 | 16 | GT | OP | CT | DFO | 34 | 21692.217 | 1.61 | 0.14844 | EPA/CAMD | EPA/NEI | 1996
2021 | NC | Lincoln Combustion Turbine | 7277 | 17 | GT | OP | CT | NG | 1414 | 3649357.314 | 12.16 | 0.0066642 | EPA/CAMD | EPA/NEI | 2020
2021 | NC | Lincoln Combustion Turbine | 7277 | 2 | GT | OP | CT | DFO | 52 | 35664.76 | 1.61 | 0.090285 | EPA/CAMD | EPA/NEI | 1995
2021 | NC | Lincoln Combustion Turbine | 7277 | 3 | GT | OP | CT | DFO | 54 | 35632.549 | 1.61 | 0.090367 | EPA/CAMD | EPA/NEI | 1995
2021 | NC | Lincoln Combustion Turbine | 7277 | 4 | GT | OP | CT | DFO | 52 | 34957.419 | 1.61 | 0.092112 | EPA/CAMD | EPA/NEI | 1995
2021 | NC | Lincoln Combustion Turbine | 7277 | 5 | GT | OP | CT | DFO | 45 | 30002.737 | 1.61 | 0.10732 | EPA/CAMD | EPA/NEI | 1995
2021 | NC | Lincoln Combustion Turbine | 7277 | 6 | GT | OP | CT | DFO | 42 | 27574.04 | 1.61 | 0.11678 | EPA/CAMD | EPA/NEI | 1995
2021 | NC | Lincoln Combustion Turbine | 7277 | 7 | GT | OP | CT | DFO | 47 | 31201.949 | 1.61 | 0.1032 | EPA/CAMD | EPA/NEI | 1995
2021 | NC | Lincoln Combustion Turbine | 7277 | 8 | GT | OP | CT | DFO | 34 | 21834.57 | 1.61 | 0.14747 | EPA/CAMD | EPA/NEI | 1995
2021 | NC | Lincoln Combustion Turbine | 7277 | 9 | GT | OP | CT | DFO | 36 | 24412.914 | 1.61 | 0.1319 | EPA/CAMD | EPA/NEI | 1995
2021 | OH | O'Shaughnessy Hydro | 7279 | 1 | HY | OS | NA | WAT
2021 | OH | O'Shaughnessy Hydro | 7279 | 2 | HY | OS | NA | WAT
2021 | KS | Gardner Energy Center | 7281 | CT1 | GT | OP | NA | NG |  | 143.5 | 0.00057518 | 0.0080165 | EIA Prime Mover-level Data | NEI avg EF - PM, fuel type
2021 | KS | Gardner Energy Center | 7281 | CT2 | GT | OP | NA | NG |  | 143.5 | 0.00057518 | 0.0080165 | EIA Prime Mover-level Data | NEI avg EF - PM, fuel type
2021 | AR | Paragould Turbine | 7283 | 1 | GT | OP | NA | NG |  | 265.25 | 0.0010632 | 0.0080165 | EIA Prime Mover-level Data | NEI avg EF - PM, fuel type
2021 | AR | Paragould Turbine | 7283 | 2 | GT | OP | NA | NG |  | 265.25 | 0.0010632 | 0.0080165 | EIA Prime Mover-level Data | NEI avg EF - PM, fuel type
2021 | AR | Paragould Turbine | 7283 | 3 | GT | OP | NA | NG |  | 265.25 | 0.0010632 | 0.0080165 | EIA Prime Mover-level Data | NEI avg EF - PM, fuel type
2021 | AR | Paragould Turbine | 7283 | 4 | GT | OP | NA | NG |  | 265.25 | 0.0010632 | 0.0080165 | EIA Prime Mover-level Data | NEI avg EF - PM, fuel type
2021 | AR | Paragould Turbine | 7283 | 5 | IC | SB | NA | DFO
2021 | NJ | Sherman Avenue | 7288 | 1 | GT | OP | CT | NG | 228 | 170086.324 | 0.222 | 0.0026104 | EPA/CAMD | EPA/NEI | 1991
2021 | MO | State Line (MO) | 7296 | 1 | GT | OP | CT | NG | 1801 | 958082.965 | 5.713 | 0.011926 | EPA/CAMD | EPA/NEI | 2000
2021 | MO | State Line (MO) | 7296 | 2-1 | CT | OP | CC | NG | 4529 | 6282020.364 | 16.8784 | 0.0053736 | EPA/CAMD | NEI avg EF - PM, fuel type, firing type | 2000
2021 | MO | State Line (MO) | 7296 | 2-2 | CT | OP | CC | NG | 5068 | 6938126.49 | 18.6412 | 0.0053736 | EPA/CAMD | NEI avg EF - PM, fuel type, firing type | 2000
2021 | FL | Hines Energy Complex | 7302 | 1A | CT | OP | CC | NG | 6825 | 10018874.137 | 31.0585 | 0.0062 | EPA/CAMD | EPA/NEI | 1998
2021 | FL | Hines Energy Complex | 7302 | 1B | CT | OP | CC | NG | 6426 | 9415945.733 | 31.5434 | 0.0067 | EPA/CAMD | EPA/NEI | 1998
2021 | FL | Hines Energy Complex | 7302 | 2A | CT | OP | CC | NG | 7996 | 12524282.894 | 56.9854 | 0.0091 | EPA/CAMD | EPA/NEI | 2003
2021 | FL | Hines Energy Complex | 7302 | 2B | CT | OP | CC | NG | 7501 | 11656490.617 | 53.0372 | 0.0091 | EPA/CAMD | EPA/NEI | 2003
2021 | FL | Hines Energy Complex | 7302 | 3A | CT | OP | CC | NG | 4706 | 7184180.219 | 23.7078 | 0.0066 | EPA/CAMD | EPA/NEI | 2005
2021 | FL | Hines Energy Complex | 7302 | 3B | CT | OP | CC | NG | 5080 | 7693981.28 | 25.3901 | 0.0066 | EPA/CAMD | EPA/NEI | 2005
2021 | FL | Hines Energy Complex | 7302 | 4A | CT | OP | CC | NG | 7551 | 11785613.873 | 38.8927 | 0.0066 | EPA/CAMD | EPA/NEI | 2007
2021 | FL | Hines Energy Complex | 7302 | 4B | CT | OP | CC | NG | 7042 | 10895354.936 | 35.9545 | 0.0066 | EPA/CAMD | EPA/NEI | 2007
2021 | CA | Redding Power Plant | 7307 | 5 | CT | OP | CC | NG | 4835 | 1621508.053 | 2.3732 | 0.0029272 | EPA/CAMD | EPA/NEI | 2002
2021 | CA | Redding Power Plant | 7307 | 6 | GT | OP | CT | NG | 4138 | 1426221.511 | 0.61276 | 0.00085928 | EPA/CAMD | EPA/NEI | 2010
2021 | NY | Richard M Flynn (Holtsville) | 7314 | 001 | CT | OP | CC | NG | 1117 | 1084042.569 | 2.9126 | 0.0053736 | EPA/CAMD | NEI avg EF - PM, fuel type, firing type | 1994
2021 | CA | Almond Power Plant | 7315 | 1 | GT | OP | CT | NG | 3856 | 1275370.062 | 1.4623 | 0.0022931 | EPA/CAMD | EPA/NEI | 1996
2021 | CA | Almond Power Plant | 7315 | 2 | GT | OP | CT | NG | 1775 | 591414.157 | 0.7779 | 0.0026306 | EPA/CAMD | EPA/NEI | 2012
2021 | CA | Almond Power Plant | 7315 | 3 | GT | OP | CT | NG | 4423 | 1503010.97 | 1.6417 | 0.0021846 | EPA/CAMD | EPA/NEI | 2012
2021 | CA | Almond Power Plant | 7315 | 4 | GT | OP | CT | NG | 2518 | 863404.919 | 1.9787 | 0.0045834 | EPA/CAMD | EPA/NEI | 2012
2021 | WY | Buffalo Bill | 7317 | 1 | HY | OP | NA | WAT |  | 179954.667 |  |  | EIA Prime Mover-level Data
2021 | WY | Buffalo Bill | 7317 | 2 | HY | OP | NA | WAT |  | 179954.667 |  |  | EIA Prime Mover-level Data
2021 | WY | Buffalo Bill | 7317 | 3 | HY | OP | NA | WAT |  | 179954.667 |  |  | EIA Prime Mover-level Data
2021 | DE | Van Sant | 7318 | **11 | GT | OP | CT | NG | 240 | 82200.057 | 0.0073169 | 0.00017803 | EPA/CAMD | EPA/NEI | 1991
2021 | TX | San Jacinto Steam Electric Station | 7325 | SJS1 | GT | OP | CT | NG | 6959 | 6572197.272 | 36.2585 | 0.011034 | EPA/CAMD | EPA/NEI | 1995
2021 | TX | San Jacinto Steam Electric Station | 7325 | SJS2 | GT | OP | CT | NG | 5643 | 5070200.007 | 30.5671 | 0.012058 | EPA/CAMD | EPA/NEI | 1995
2021 | IN | Richmond (IN) | 7335 | RCT1 | GT | OP | CT | NG | 213 | 69398.937 | 0.11151 | 0.0032135 | EPA/CAMD | EPA/NEI | 1992
2021 | IN | Richmond (IN) | 7335 | RCT2 | GT | OP | CT | NG | 189 | 63273.962 | 0.11151 | 0.0035246 | EPA/CAMD | EPA/NEI | 1992
2021 | IN | Anderson | 7336 | ACT1 | GT | OP | CT | NG | 148 | 44596.009 | 0.31066 | 0.013932 | EPA/CAMD | EPA/NEI | 1992
2021 | IN | Anderson | 7336 | ACT2 | GT | OP | CT | NG | 135 | 43873.602 | 0.31066 | 0.014161 | EPA/CAMD | EPA/NEI | 1992
2021 | IN | Anderson | 7336 | ACT3 | GT | OP | CT | NG | 220 | 156923.528 | 0.31066 | 0.0039593 | EPA/CAMD | EPA/NEI | 2004
2021 | CA | Grizzly | 7338 | NA1 | HY | OP | NA | WAT
2021 | KS | Wellington 2 | 7339 | 6 | GT | OP | NA | NG |  | 31279 | 0.12537 | 0.0080165 | EIA Prime Mover-level Data | NEI avg EF - PM, fuel type
2021 | IA | George Neal South | 7343 | 4 | ST | OP | WALL | RC | 3543 | 14895001.362 | 183.5454 | 0.024645 | EPA/CAMD | EPA/NEI | 1979
2021 | FL | University of Florida | 7345 | 1 | CT | OP | CC | NG | 7323 | 2935542.679 | 9.5965 | 0.0065382 | EPA/CAMD | EPA/NEI | 1993
2021 | GA | Robins | 7348 | CT1 | GT | OP | CT | NG | 84 | 48647 | 0.36522 | 0.015015 | EPA/CAMD | EPA/NEI | 1995
2021 | GA | Robins | 7348 | CT2 | GT | OP | CT | NG | 118 | 63650.2 | 0.47764 | 0.015008 | EPA/CAMD | EPA/NEI | 1995
2021 | OR | Coyote Springs | 7350 | CTG1 | CT | OP | CC | NG | 7212 | 12171262.933 | 12.1 | 0.0019883 | EPA/CAMD | EPA/NEI | 1995
2021 | OR | Coyote Springs | 7350 | CTG2 | CT | OP | CC | NG | 5665 | 10546485.508 | 13.1 | 0.0024842 | EPA/CAMD | EPA/NEI | 2003
2021 | AK | Bradley Lake | 7367 | 1 | HY | OP | NA | WAT |  | 1728885.5 |  |  | EIA Prime Mover-level Data
2021 | AK | Bradley Lake | 7367 | 2 | HY | OP | NA | WAT |  | 1728885.5 |  |  | EIA Prime Mover-level Data
2021 | CA | Geothermal 1 | 7368 | 1 | ST | OP | NA | GEO |  | 2128691 |  |  | EIA Prime Mover-level Data
2021 | CA | Geothermal 1 | 7368 | 2 | ST | OP | NA | GEO |  | 2128691 |  |  | EIA Prime Mover-level Data
2021 | CA | Geothermal 2 | 7369 | 3 | ST | SB | NA | GEO |  | 1391734 |  |  | EIA Prime Mover-level Data
2021 | CA | Geothermal 2 | 7369 | 4 | ST | OP | NA | GEO |  | 1391734 |  |  | EIA Prime Mover-level Data
2021 | CO | McPhee | 7372 | 1 | HY | OP | NA | WAT |  | 1388 |  |  | EIA Prime Mover-level Data
2021 | CO | Towaoc | 7373 | 1 | HY | OP | NA | WAT |  | 64738 |  |  | EIA Prime Mover-level Data
2021 | FL | Midulla Generating Station | 7380 | 1 | CT | OP | CC | NG | 8076 | 14310964.784 | 47.2264 | 0.0066 | EPA/CAMD | EPA/NEI | 2001
2021 | FL | Midulla Generating Station | 7380 | 2 | CT | OP | CC | NG | 8023 | 14503096.072 | 47.8604 | 0.0066 | EPA/CAMD | EPA/NEI | 2001
2021 | FL | Midulla Generating Station | 7380 | 4A | GT | OP | CT | NG | 577 | 100529.051 | 0.0019338 | 3.8472e-05 | EPA/CAMD | EPA/NEI | 2006
2021 | FL | Midulla Generating Station | 7380 | 4B | GT | OP | CT | NG | 565 | 114307.157 | 0.0019338 | 3.3835e-05 | EPA/CAMD | EPA/NEI | 2006
2021 | FL | Midulla Generating Station | 7380 | 5A | GT | OP | CT | NG | 434 | 85668.891 | 0.34338 | 0.0080165 | EPA/CAMD | NEI avg EF - PM, fuel type, firing type | 2006
2021 | FL | Midulla Generating Station | 7380 | 5B | GT | OP | CT | NG | 563 | 110466.24 | 0.44278 | 0.0080165 | EPA/CAMD | NEI avg EF - PM, fuel type, firing type | 2006
2021 | FL | Midulla Generating Station | 7380 | 6A | GT | OP | CT | NG | 786 | 153532.229 | 0.6154 | 0.0080165 | EPA/CAMD | NEI avg EF - PM, fuel type, firing type | 2006
2021 | FL | Midulla Generating Station | 7380 | 6B | GT | OP | CT | NG | 799 | 155682.509 | 0.62401 | 0.0080165 | EPA/CAMD | NEI avg EF - PM, fuel type, firing type | 2006
2021 | FL | Midulla Generating Station | 7380 | 7A | GT | OP | CT | NG | 878 | 173052.103 | 0.69364 | 0.0080165 | EPA/CAMD | NEI avg EF - PM, fuel type, firing type | 2006
2021 | FL | Midulla Generating Station | 7380 | 7B | GT | OP | CT | NG | 862 | 172089.458 | 0.68978 | 0.0080165 | EPA/CAMD | NEI avg EF - PM, fuel type, firing type | 2006
2021 | FL | Midulla Generating Station | 7380 | 8A | GT | OP | CT | NG | 542 | 92594.493 | 0.37114 | 0.0080165 | EPA/CAMD | NEI avg EF - PM, fuel type, firing type | 2006
2021 | FL | Midulla Generating Station | 7380 | 8B | GT | OP | CT | NG | 532 | 114647 | 0.45953 | 0.0080165 | EPA/CAMD | NEI avg EF - PM, fuel type, firing type | 2006
2021 | VT | Searsburg Wind Turbine | 7381 | 1 | WT | OP | NA | WND |  | 97009 |  |  | EIA Prime Mover-level Data
2021 | MO | Poplar Bluff Generating Station | 7392 | 1 | IC | OP | NA | NG |  | 7944.487 | 0.0016763 | 0.000422 | EIA Prime Mover-level Data | Estimated using an emission factor
2021 | MO | Poplar Bluff Generating Station | 7392 | 2 | IC | OP | NA | NG |  | 7944.487 | 0.0016763 | 0.000422 | EIA Prime Mover-level Data | Estimated using an emission factor
2021 | MO | Poplar Bluff Generating Station | 7392 | 3 | IC | OP | NA | DFO |  | 7604.009 | 1.1786 | 0.31 | EIA Prime Mover-level Data | Estimated using an emission factor
2021 | MO | Poplar Bluff Generating Station | 7392 | 4 | IC | OA | NA | DFO |  | 7604.009 | 1.1786 | 0.31 | EIA Prime Mover-level Data | Estimated using an emission factor
2021 | MO | Poplar Bluff Generating Station | 7392 | 5 | IC | OP | NA | DFO |  | 7604.009 | 1.1786 | 0.31 | EIA Prime Mover-level Data | Estimated using an emission factor
2021 | TX | Gonzales Hydro Plant | 7394 | 1 | HY | OS | NA | WAT
2021 | TX | Gonzales Hydro Plant | 7394 | 2 | HY | OS | NA | WAT
2021 | TX | Gonzales Hydro Plant | 7394 | 3 | HY | OS | NA | WAT
2021 | MA | Front Street | 7396 | 1 | IC | OP | NA | DFO |  | 1488.667 | 0.23074 | 0.31 | EIA Prime Mover-level Data | Estimated using an emission factor
2021 | MA | Front Street | 7396 | 2 | IC | OP | NA | DFO |  | 1488.667 | 0.23074 | 0.31 | EIA Prime Mover-level Data | Estimated using an emission factor
2021 | MA | Front Street | 7396 | 3 | IC | OP | NA | DFO |  | 1488.667 | 0.23074 | 0.31 | EIA Prime Mover-level Data | Estimated using an emission factor
2021 | PA | Falling Spring | 7397 | 5 | IC | OP | NA | NG |  | 5977.222 | 0.0012612 | 0.000422 | EIA Prime Mover-level Data | Estimated using an emission factor
2021 | PA | Falling Spring | 7397 | 6 | IC | OP | NA | NG |  | 5977.222 | 0.0012612 | 0.000422 | EIA Prime Mover-level Data | Estimated using an emission factor
2021 | PA | Falling Spring | 7397 | 7 | IC | OP | NA | NG |  | 9563.556 | 0.0020179 | 0.000422 | EIA Prime Mover-level Data | Estimated using an emission factor
2021 | MI | Water Street Station | 7398 | GEN1 | IC | OP | NA | NG |  | 4061.476 | 0.00085697 | 0.000422 | EIA Prime Mover-level Data | Estimated using an emission factor
2021 | MI | Water Street Station | 7398 | GEN2 | IC | OP | NA | NG |  | 4916.524 | 0.0010374 | 0.000422 | EIA Prime Mover-level Data | Estimated using an emission factor
2021 | MI | Henry Station | 7399 | GEN3 | IC | OP | NA | NG |  | 2928 | 0.00061781 | 0.000422 | EIA Prime Mover-level Data | Estimated using an emission factor
2021 | MI | Henry Station | 7399 | GEN4 | IC | OP | NA | NG |  | 2928 | 0.00061781 | 0.000422 | EIA Prime Mover-level Data | Estimated using an emission factor
2021 | MO | Salisbury City of | 7400 | 1 | IC | OP | NA | DFO
2021 | MO | Salisbury City of | 7400 | 2 | IC | OP | NA | DFO
2021 | MO | Salisbury City of | 7400 | 3 | IC | OP | NA | DFO
2021 | MO | Salisbury City of | 7400 | 4 | IC | OP | NA | DFO
2021 | MO | Shelbina Power #1 | 7405 | G1 | IC | OP | NA | DFO |  | 601.957 | 0.093303 | 0.31 | EIA Prime Mover-level Data | Estimated using an emission factor
2021 | MO | Shelbina Power #1 | 7405 | G2 | IC | OP | NA | DFO |  | 321.043 | 0.049762 | 0.31 | EIA Prime Mover-level Data | Estimated using an emission factor
2021 | MO | Shelbina Power #2 | 7406 | G3 | IC | OP | NA | DFO |  | 715.636 | 0.11092 | 0.31 | EIA Prime Mover-level Data | Estimated using an emission factor
2021 | MO | Shelbina Power #2 | 7406 | G4 | IC | OP | NA | DFO |  | 715.636 | 0.11092 | 0.31 | EIA Prime Mover-level Data | Estimated using an emission factor
2021 | MO | Shelbina Power #2 | 7406 | G5 | IC | OP | NA | DFO |  | 715.636 | 0.11092 | 0.31 | EIA Prime Mover-level Data | Estimated using an emission factor
2021 | MO | Shelbina Power #2 | 7406 | G6 | IC | OP | NA | DFO |  | 805.091 | 0.12479 | 0.31 | EIA Prime Mover-level Data | Estimated using an emission factor
2021 | UT | Payson | 7408 | 86-1 | IC | OP | NA | NG |  | 225.691 | 4.7621e-05 | 0.000422 | EIA Prime Mover-level Data | Estimated using an emission factor
2021 | UT | Payson | 7408 | 86-2 | IC | OP | NA | NG |  | 225.691 | 4.7621e-05 | 0.000422 | EIA Prime Mover-level Data | Estimated using an emission factor
2021 | UT | Payson | 7408 | 86-3 | IC | OP | NA | NG |  | 217.01 | 4.5789e-05 | 0.000422 | EIA Prime Mover-level Data | Estimated using an emission factor
2021 | UT | Payson | 7408 | 86-4 | IC | OP | NA | NG |  | 173.608 | 3.6631e-05 | 0.000422 | EIA Prime Mover-level Data | Estimated using an emission factor
2021 | OR | Short Mountain | 7413 | 1 | IC | OP | NA | LFG |  | 68122.5 | 0.5007 | 0.0147 | EIA Prime Mover-level Data | Estimated using an emission factor
2021 | OR | Short Mountain | 7413 | 2 | IC | OP | NA | LFG |  | 68122.5 | 0.5007 | 0.0147 | EIA Prime Mover-level Data | Estimated using an emission factor
2021 | OR | Short Mountain | 7413 | 3 | IC | OP | NA | LFG |  | 68122.5 | 0.5007 | 0.0147 | EIA Prime Mover-level Data | Estimated using an emission factor
2021 | OR | Short Mountain | 7413 | 4 | IC | OP | NA | LFG |  | 68122.5 | 0.5007 | 0.0147 | EIA Prime Mover-level Data | Estimated using an emission factor
2021 | AK | Thorne Bay Plant | 7414 | 2 | IC | OP | NA | DFO |  | 607.8 | 0.094209 | 0.31 | EIA Prime Mover-level Data | Estimated using an emission factor
2021 | AK | Thorne Bay Plant | 7414 | 4 | IC | OP | NA | DFO |  | 405.2 | 0.062806 | 0.31 | EIA Prime Mover-level Data | Estimated using an emission factor
2021 | MN | Lakefield Utilities | 7415 | 5 | IC | OP | NA | DFO |  | 277.412 | 0.042999 | 0.31 | EIA Prime Mover-level Data | Estimated using an emission factor
2021 | MN | Lakefield Utilities | 7415 | 6 | IC | OP | NA | DFO |  | 508.588 | 0.078831 | 0.31 | EIA Prime Mover-level Data | Estimated using an emission factor
2021 | IL | Interstate | 7425 | 1 | GT | OP | CT | NG | 18 | 12080.265 | 0.4 | 0.066224 | EPA/CAMD | EPA/NEI | 1997
2021 | WA | Cowlitz Falls | 7427 | U#1 | HY | OP | NA | WAT |  | 1047878 |  |  | EIA Prime Mover-level Data
2021 | WA | Cowlitz Falls | 7427 | U#2 | HY | OP | NA | WAT |  | 1047878 |  |  | EIA Prime Mover-level Data
2021 | NC | Edenton Generators | 7429 | 2 | IC | OP | NA | DFO |  | 1943.5 | 0.30124 | 0.31 | EIA Prime Mover-level Data | Estimated using an emission factor
2021 | NC | Edenton Generators | 7429 | 3 | IC | OP | NA | DFO |  | 1943.5 | 0.30124 | 0.31 | EIA Prime Mover-level Data | Estimated using an emission factor
2021 | OR | Dalles Dam North Fishway Project | 7431 | 1 | HY | OP | NA | WAT |  | 374916 |  |  | EIA Prime Mover-level Data
2021 | KS | Oxford (KS) | 7432 | 1A | IC | OP | NA | DFO |  | 75.333 | 0.011677 | 0.31 | EIA Prime Mover-level Data | Estimated using an emission factor
2021 | KS | Oxford (KS) | 7432 | 2A | IC | OP | NA | DFO |  | 75.333 | 0.011677 | 0.31 | EIA Prime Mover-level Data | Estimated using an emission factor
2021 | KS | Oxford (KS) | 7432 | 3A | IC | OP | NA | DFO |  | 75.333 | 0.011677 | 0.31 | EIA Prime Mover-level Data | Estimated using an emission factor
2021 | CA | Vernon | 7436 | JH1 | IC | OS | NA | DFO
2021 | CA | Vernon | 7436 | JH2 | IC | OS | NA | DFO
2021 | CA | Vernon | 7436 | JH3 | IC | OS | NA | DFO
2021 | CA | Vernon | 7436 | JH4 | IC | OS | NA | DFO
2021 | CA | Vernon | 7436 | JH5 | IC | OS | NA | DFO
2021 | AK | Galena Electric Utility | 7437 | 1A | IC | OP | NA | DFO |  | 11685.949 | 1.8113 | 0.31 | EIA Prime Mover-level Data | Estimated using an emission factor
2021 | AK | Galena Electric Utility | 7437 | 2A | IC | OP | NA | DFO |  | 7303.718 | 1.1321 | 0.31 | EIA Prime Mover-level Data | Estimated using an emission factor
2021 | AK | Galena Electric Utility | 7437 | 3A | IC | OP | NA | DFO |  | 11685.949 | 1.8113 | 0.31 | EIA Prime Mover-level Data | Estimated using an emission factor
2021 | AK | Galena Electric Utility | 7437 | 4A | IC | OP | NA | DFO |  | 14607.436 | 2.2642 | 0.31 | EIA Prime Mover-level Data | Estimated using an emission factor
2021 | AK | Galena Electric Utility | 7437 | 5A | IC | OP | NA | DFO |  | 11685.949 | 1.8113 | 0.31 | EIA Prime Mover-level Data | Estimated using an emission factor
2021 | VA | Church Street Plant | 7438 | C3A | IC | OP | NA | DFO |  | 454.07 | 0.070381 | 0.31 | EIA Prime Mover-level Data | Estimated using an emission factor
2021 | VA | Church Street Plant | 7438 | C5 | IC | OP | NA | DFO |  | 660.465 | 0.10237 | 0.31 | EIA Prime Mover-level Data | Estimated using an emission factor
2021 | VA | Church Street Plant | 7438 | C6 | IC | OP | NA | DFO |  | 660.465 | 0.10237 | 0.31 | EIA Prime Mover-level Data | Estimated using an emission factor
2021 | VA | Godwin Drive Plant | 7439 | C10 | IC | OP | NA | DFO |  | 1397.619 | 0.21663 | 0.31 | EIA Prime Mover-level Data | Estimated using an emission factor
2021 | VA | Godwin Drive Plant | 7439 | C7 | IC | OP | NA | DFO |  | 1490.794 | 0.23107 | 0.31 | EIA Prime Mover-level Data | Estimated using an emission factor
2021 | VA | Godwin Drive Plant | 7439 | C8 | IC | OP | NA | DFO |  | 1490.794 | 0.23107 | 0.31 | EIA Prime Mover-level Data | Estimated using an emission factor
2021 | VA | Godwin Drive Plant | 7439 | C9 | IC | OP | NA | DFO |  | 1490.794 | 0.23107 | 0.31 | EIA Prime Mover-level Data | Estimated using an emission factor
2021 | VA | VMEA 1 Credit Gen | 7440 | V10 | IC | OP | NA | DFO |  | 117.333 | 0.018187 | 0.31 | EIA Prime Mover-level Data | Estimated using an emission factor
2021 | VA | VMEA 1 Credit Gen | 7440 | V3 | IC | OP | NA | DFO |  | 117.333 | 0.018187 | 0.31 | EIA Prime Mover-level Data | Estimated using an emission factor
2021 | VA | VMEA 1 Credit Gen | 7440 | V4 | IC | OP | NA | DFO |  | 117.333 | 0.018187 | 0.31 | EIA Prime Mover-level Data | Estimated using an emission factor
2021 | VA | VMEA 1 Credit Gen | 7440 | V5 | IC | OP | NA | DFO |  | 117.333 | 0.018187 | 0.31 | EIA Prime Mover-level Data | Estimated using an emission factor
2021 | VA | VMEA 1 Credit Gen | 7440 | V6 | IC | OP | NA | DFO |  | 117.333 | 0.018187 | 0.31 | EIA Prime Mover-level Data | Estimated using an emission factor
2021 | VA | VMEA 1 Credit Gen | 7440 | V7 | IC | OP | NA | DFO |  | 117.333 | 0.018187 | 0.31 | EIA Prime Mover-level Data | Estimated using an emission factor
2021 | VA | VMEA 1 Credit Gen | 7440 | V8 | IC | OP | NA | DFO |  | 117.333 | 0.018187 | 0.31 | EIA Prime Mover-level Data | Estimated using an emission factor
2021 | VA | VMEA 1 Credit Gen | 7440 | V9-1 | IC | OP | NA | DFO |  | 146.667 | 0.022733 | 0.31 | EIA Prime Mover-level Data | Estimated using an emission factor
2021 | VA | VMEA Peaking Gen | 7441 | V1 | IC | OP | NA | DFO |  | 2361.75 | 0.36607 | 0.31 | EIA Prime Mover-level Data | Estimated using an emission factor
2021 | VA | VMEA Peaking Gen | 7441 | V11 | IC | OP | NA | DFO |  | 2361.75 | 0.36607 | 0.31 | EIA Prime Mover-level Data | Estimated using an emission factor
2021 | VA | VMEA Peaking Gen | 7441 | V12 | IC | OP | NA | DFO |  | 2361.75 | 0.36607 | 0.31 | EIA Prime Mover-level Data | Estimated using an emission factor
2021 | VA | VMEA Peaking Gen | 7441 | V2 | IC | OP | NA | DFO |  | 2361.75 | 0.36607 | 0.31 | EIA Prime Mover-level Data | Estimated using an emission factor
2021 | KS | Pratt 2 | 7447 | IC2 | IC | OP | NA | NG |  | 1420 | 0.00029962 | 0.000422 | EIA Prime Mover-level Data | Estimated using an emission factor
2021 | KS | Pratt 2 | 7447 | IC3 | IC | OP | NA | NG |  | 1420 | 0.00029962 | 0.000422 | EIA Prime Mover-level Data | Estimated using an emission factor
2021 | CA | NCPA Combustion Turbine Project #2 | 7449 | NA1 | GT | OP | CT | NG | 782 | 248285.158 | 0.4391 | 0.003537 | EPA/CAMD | EPA/NEI | 1996
2021 | CA | Alameda | 7450 | 1 | GT | OP | NA | NG |  | 57671 | 0.23116 | 0.0080165 | EIA Prime Mover-level Data | NEI avg EF - PM, fuel type
2021 | CA | Alameda | 7450 | 2 | GT | OP | NA | NG |  | 57671 | 0.23116 | 0.0080165 | EIA Prime Mover-level Data | NEI avg EF - PM, fuel type
2021 | CA | Lodi | 7451 | 1 | GT | SB | NA | NG |  | 63682 | 0.25525 | 0.0080165 | EIA Prime Mover-level Data | NEI avg EF - PM, fuel type
2021 | CA | Roseville Power Plant #2 | 7452 | 1 | GT | SB | NA | NG |  | 84384 | 0.33823 | 0.0080165 | EIA Prime Mover-level Data | NEI avg EF - PM, fuel type
2021 | CA | Roseville Power Plant #2 | 7452 | 2 | GT | SB | NA | NG |  | 84384 | 0.33823 | 0.0080165 | EIA Prime Mover-level Data | NEI avg EF - PM, fuel type
2021 | ID | Rathdrum Combustion Turbine Project | 7456 | 1 | GT | OP | CT | NG | 1457 | 1019883.725 | 4.8 | 0.0094128 | EPA/CAMD | EPA/NEI | 1995
2021 | ID | Rathdrum Combustion Turbine Project | 7456 | 2 | GT | OP | CT | NG | 1343 | 891236.395 | 4.41 | 0.0098964 | EPA/CAMD | EPA/NEI | 1995
2021 | CO | Basalt | 7458 | 1 | HY | OP | NA | WAT |  | 107335 |  |  | EIA Prime Mover-level Data
2021 | AK | Angoon | 7462 | 1A | IC | OP | NA | DFO |  | 5970 | 0.92535 | 0.31 | EIA Prime Mover-level Data | Estimated using an emission factor
2021 | AK | Angoon | 7462 | 2A | IC | OP | NA | DFO |  | 5970 | 0.92535 | 0.31 | EIA Prime Mover-level Data | Estimated using an emission factor
2021 | AK | Angoon | 7462 | 3 | IC | OP | NA | DFO |  | 5970 | 0.92535 | 0.31 | EIA Prime Mover-level Data | Estimated using an emission factor
2021 | AK | Hoonah | 7463 | 2A | IC | OP | NA | DFO |  | 17657.5 | 2.7369 | 0.31 | EIA Prime Mover-level Data | Estimated using an emission factor
2021 | AK | Hoonah | 7463 | 3A | IC | OP | NA | DFO |  | 8828.75 | 1.3685 | 0.31 | EIA Prime Mover-level Data | Estimated using an emission factor
2021 | AK | Hoonah | 7463 | 4 | IC | OP | NA | DFO |  | 8828.75 | 1.3685 | 0.31 | EIA Prime Mover-level Data | Estimated using an emission factor
2021 | AK | Kake | 7464 | 1B | IC | OP | NA | DFO |  | 2230.323 | 0.3457 | 0.31 | EIA Prime Mover-level Data | Estimated using an emission factor
2021 | AK | Kake | 7464 | 2 | IC | OP | NA | DFO |  | 4906.71 | 0.76054 | 0.31 | EIA Prime Mover-level Data | Estimated using an emission factor
2021 | AK | Kake | 7464 | 2A | IC | OP | NA | DFO |  | 2230.323 | 0.3457 | 0.31 | EIA Prime Mover-level Data | Estimated using an emission factor
2021 | AK | Kake | 7464 | 3B | IC | OP | NA | DFO |  | 2230.323 | 0.3457 | 0.31 | EIA Prime Mover-level Data | Estimated using an emission factor
2021 | AK | Kake | 7464 | 4 | IC | OP | NA | DFO |  | 2230.323 | 0.3457 | 0.31 | EIA Prime Mover-level Data | Estimated using an emission factor
2021 | NE | Madison Utilities | 7469 | FM1 | IC | OP | NA | DFO |  | 350 | 0.05425 | 0.31 | EIA Prime Mover-level Data | Estimated using an emission factor
2021 | NE | Madison Utilities | 7469 | FM2 | IC | OP | NA | DFO |  | 227.5 | 0.035263 | 0.31 | EIA Prime Mover-level Data | Estimated using an emission factor
2021 | NE | Madison Utilities | 7469 | FM3 | IC | OP | NA | DFO |  | 192.5 | 0.029837 | 0.31 | EIA Prime Mover-level Data | Estimated using an emission factor
2021 | NE | Madison Utilities | 7469 | FM5 | IC | OP | NA | DFO |  | 245 | 0.037975 | 0.31 | EIA Prime Mover-level Data | Estimated using an emission factor
2021 | MO | Marceline | 7470 | 1 | IC | SB | NA | DFO |  | 8.25 | 0.0012787 | 0.31 | EIA Prime Mover-level Data | Estimated using an emission factor
2021 | MO | Marceline | 7470 | 2 | IC | SB | NA | DFO |  | 24.75 | 0.0038362 | 0.31 | EIA Prime Mover-level Data | Estimated using an emission factor
2021 | MO | Marceline | 7470 | 5 | IC | SB | NA | DFO |  | 16.5 | 0.0025575 | 0.31 | EIA Prime Mover-level Data | Estimated using an emission factor
2021 | MO | Marceline | 7470 | 6 | IC | SB | NA | DFO |  | 16.5 | 0.0025575 | 0.31 | EIA Prime Mover-level Data | Estimated using an emission factor
2021 | IL | Upper Sterling | 7474 | 1 | HY | OP | NA | WAT |  | 43733.5 |  |  | EIA Prime Mover-level Data
2021 | IL | Upper Sterling | 7474 | 2 | HY | OP | NA | WAT |  | 43733.5 |  |  | EIA Prime Mover-level Data
2021 | SC | North Road Peak | 7479 | EAST | IC | OP | NA | DFO |  | 661.5 | 0.10253 | 0.31 | EIA Prime Mover-level Data | Estimated using an emission factor
2021 | SC | North Road Peak | 7479 | WEST | IC | OP | NA | DFO |  | 661.5 | 0.10253 | 0.31 | EIA Prime Mover-level Data | Estimated using an emission factor
2021 | SC | Rowesville Rd Plant | 7480 | GEN3 | GT | OP | NA | NG |  | 427.5 | 0.0017135 | 0.0080165 | EIA Prime Mover-level Data | NEI avg EF - PM, fuel type
2021 | SC | Rowesville Rd Plant | 7480 | GEN4 | GT | OP | NA | NG |  | 427.5 | 0.0017135 | 0.0080165 | EIA Prime Mover-level Data | NEI avg EF - PM, fuel type
2021 | NE | City Light & Water | 7481 | 1 | IC | OP | NA | DFO |  | 64.385 | 0.0099797 | 0.31 | EIA Prime Mover-level Data | Estimated using an emission factor
2021 | NE | City Light & Water | 7481 | 2 | IC | OP | NA | DFO |  | 28.615 | 0.0044353 | 0.31 | EIA Prime Mover-level Data | Estimated using an emission factor
2021 | AK | NSB Atqasuk Utility | 7482 | NA1 | IC | OP | NA | DFO |  | 10378.969 | 1.6087 | 0.31 | EIA Prime Mover-level Data | Estimated using an emission factor
2021 | AK | NSB Atqasuk Utility | 7482 | NA2 | IC | OP | NA | DFO |  | 10378.969 | 1.6087 | 0.31 | EIA Prime Mover-level Data | Estimated using an emission factor
2021 | AK | NSB Atqasuk Utility | 7482 | NA3 | IC | OP | NA | DFO |  | 4612.875 | 0.715 | 0.31 | EIA Prime Mover-level Data | Estimated using an emission factor
2021 | AK | NSB Atqasuk Utility | 7482 | PG2 | IC | OP | NA | DFO |  | 4612.875 | 0.715 | 0.31 | EIA Prime Mover-level Data | Estimated using an emission factor
2021 | AK | NSB Atqasuk Utility | 7482 | PG3 | IC | OP | NA | DFO |  | 6919.312 | 1.0725 | 0.31 | EIA Prime Mover-level Data | Estimated using an emission factor
2021 | AK | NSB Kaktovik Utility | 7483 | PG1A | IC | OP | NA | DFO |  | 18318.808 | 2.8394 | 0.31 | EIA Prime Mover-level Data | Estimated using an emission factor
2021 | AK | NSB Kaktovik Utility | 7483 | PG2A | IC | OP | NA | DFO |  | 18318.808 | 2.8394 | 0.31 | EIA Prime Mover-level Data | Estimated using an emission factor
2021 | AK | NSB Kaktovik Utility | 7483 | PG3A | IC | OP | NA | DFO |  | 8141.692 | 1.262 | 0.31 | EIA Prime Mover-level Data | Estimated using an emission factor
2021 | AK | NSB Kaktovik Utility | 7483 | PG4A | IC | OP | NA | DFO |  | 8141.692 | 1.262 | 0.31 | EIA Prime Mover-level Data | Estimated using an emission factor
2021 | AK | NSB Nuiqsut Utility | 7484 | PG1A | IC | OP | NA | DFO |  | 16353.409 | 2.5348 | 0.31 | EIA Prime Mover-level Data | Estimated using an emission factor
2021 | AK | NSB Nuiqsut Utility | 7484 | PG2A | IC | OP | NA | DFO |  | 16353.409 | 2.5348 | 0.31 | EIA Prime Mover-level Data | Estimated using an emission factor
2021 | AK | NSB Nuiqsut Utility | 7484 | PG3A | IC | OP | NA | DFO |  | 7268.182 | 1.1266 | 0.31 | EIA Prime Mover-level Data | Estimated using an emission factor
2021 | AK | NSB Nuiqsut Utility | 7484 | PG3B | IC | OP | NA | NG |  | 10902.273 | 0.0023004 | 0.000422 | EIA Prime Mover-level Data | Estimated using an emission factor
2021 | AK | NSB Nuiqsut Utility | 7484 | PG5A | IC | OP | NA | NG |  | 14536.364 | 0.0030672 | 0.000422 | EIA Prime Mover-level Data | Estimated using an emission factor
2021 | AK | NSB Nuiqsut Utility | 7484 | PG6A | IC | OP | NA | NG |  | 14536.364 | 0.0030672 | 0.000422 | EIA Prime Mover-level Data | Estimated using an emission factor
2021 | AK | NSB Point Hope Utility | 7485 | PG1A | IC | OP | NA | DFO |  | 22931.935 | 3.5544 | 0.31 | EIA Prime Mover-level Data | Estimated using an emission factor
2021 | AK | NSB Point Hope Utility | 7485 | PG6 | IC | OP | NA | DFO |  | 13759.161 | 2.1327 | 0.31 | EIA Prime Mover-level Data | Estimated using an emission factor
2021 | AK | NSB Point Hope Utility | 7485 | PG7 | IC | OP | NA | DFO |  | 13759.161 | 2.1327 | 0.31 | EIA Prime Mover-level Data | Estimated using an emission factor
2021 | AK | NSB Point Hope Utility | 7485 | PG8 | IC | OP | NA | DFO |  | 20638.742 | 3.199 | 0.31 | EIA Prime Mover-level Data | Estimated using an emission factor
2021 | AK | NSB Point Lay Utility | 7486 | PG10 | IC | OP | NA | DFO |  | 10284.25 | 1.5941 | 0.31 | EIA Prime Mover-level Data | Estimated using an emission factor
2021 | AK | NSB Point Lay Utility | 7486 | PG7 | IC | OP | NA | DFO |  | 10284.25 | 1.5941 | 0.31 | EIA Prime Mover-level Data | Estimated using an emission factor
2021 | AK | NSB Point Lay Utility | 7486 | PG8 | IC | OP | NA | DFO |  | 10284.25 | 1.5941 | 0.31 | EIA Prime Mover-level Data | Estimated using an emission factor
2021 | AK | NSB Point Lay Utility | 7486 | PG9 | IC | OP | NA | DFO |  | 10284.25 | 1.5941 | 0.31 | EIA Prime Mover-level Data | Estimated using an emission factor
2021 | AK | NSB Anaktuvuk Pass | 7487 | 1 | IC | OP | NA | DFO |  | 4931 | 0.76431 | 0.31 | EIA Prime Mover-level Data | Estimated using an emission factor
2021 | AK | NSB Anaktuvuk Pass | 7487 | 2 | IC | OP | NA | DFO |  | 4931 | 0.76431 | 0.31 | EIA Prime Mover-level Data | Estimated using an emission factor
2021 | AK | NSB Anaktuvuk Pass | 7487 | 3 | IC | OP | NA | DFO |  | 4931 | 0.76431 | 0.31 | EIA Prime Mover-level Data | Estimated using an emission factor
2021 | AK | NSB Anaktuvuk Pass | 7487 | 6 | IC | OP | NA | DFO |  | 14793 | 2.2929 | 0.31 | EIA Prime Mover-level Data | Estimated using an emission factor
2021 | AK | NSB Anaktuvuk Pass | 7487 | 7 | IC | OP | NA | DFO |  | 14793 | 2.2929 | 0.31 | EIA Prime Mover-level Data | Estimated using an emission factor
2021 | AK | NSB Wainwright Utility | 7488 | PG1 | IC | OP | NA | DFO |  | 10357.2 | 1.6054 | 0.31 | EIA Prime Mover-level Data | Estimated using an emission factor
2021 | AK | NSB Wainwright Utility | 7488 | PG2 | IC | OP | NA | DFO |  | 10357.2 | 1.6054 | 0.31 | EIA Prime Mover-level Data | Estimated using an emission factor
2021 | AK | NSB Wainwright Utility | 7488 | PG3 | IC | OP | NA | DFO |  | 10357.2 | 1.6054 | 0.31 | EIA Prime Mover-level Data | Estimated using an emission factor
2021 | AK | NSB Wainwright Utility | 7488 | PG4A | IC | OP | NA | DFO |  | 23303.7 | 3.6121 | 0.31 | EIA Prime Mover-level Data | Estimated using an emission factor
2021 | AK | NSB Wainwright Utility | 7488 | PG5 | IC | OP | NA | DFO |  | 23303.7 | 3.6121 | 0.31 | EIA Prime Mover-level Data | Estimated using an emission factor
2021 | CA | Lake Mendocino | 7489 | G1 | HY | OP | NA | WAT |  | 4419.429 |  |  | EIA Prime Mover-level Data
2021 | CA | Lake Mendocino | 7489 | G2 | HY | OP | NA | WAT |  | 11048.571 |  |  | EIA Prime Mover-level Data
2021 | AK | King Cove | 7493 | 1 | IC | OP | NA | DFO |  | 1308.5 | 0.20282 | 0.31 | EIA Prime Mover-level Data | Estimated using an emission factor
2021 | AK | King Cove | 7493 | 2 | IC | OP | NA | DFO |  | 2180.833 | 0.33803 | 0.31 | EIA Prime Mover-level Data | Estimated using an emission factor
2021 | AK | King Cove | 7493 | 3 | IC | OP | NA | DFO |  | 3053.167 | 0.47324 | 0.31 | EIA Prime Mover-level Data | Estimated using an emission factor
2021 | AK | King Cove | 7493 | 4 | HY | OP | NA | WAT |  | 30798 |  |  | EIA Prime Mover-level Data
2021 | AK | King Cove | 7493 | 5 | IC | OP | NA | DFO |  | 1308.5 | 0.20282 | 0.31 | EIA Prime Mover-level Data | Estimated using an emission factor
2021 | MI | Croswell | 7497 | 1 | IC | SB | NA | DFO
2021 | MI | Croswell | 7497 | 2 | IC | SB | NA | DFO
2021 | MI | Croswell | 7497 | 3 | IC | SB | NA | DFO
2021 | MI | Croswell | 7497 | 4 | IC | SB | NA | DFO
2021 | MI | Croswell | 7497 | 5 | IC | SB | NA | DFO
2021 | MA | Princeton Wind Farm | 7501 | 2 | WT | OP | NA | WND |  | 34657 |  |  | EIA Prime Mover-level Data
2021 | AK | Dutch Harbor | 7502 | 10 | IC | OP | NA | DFO |  | 97084.95 | 15.0482 | 0.31 | EIA Prime Mover-level Data | Estimated using an emission factor
2021 | AK | Dutch Harbor | 7502 | 11 | IC | OP | NA | DFO |  | 97084.95 | 15.0482 | 0.31 | EIA Prime Mover-level Data | Estimated using an emission factor
2021 | AK | Dutch Harbor | 7502 | 12 | IC | OP | NA | DFO |  | 82148.804 | 12.7331 | 0.31 | EIA Prime Mover-level Data | Estimated using an emission factor
2021 | AK | Dutch Harbor | 7502 | 13 | IC | OP | NA | DFO |  | 82148.804 | 12.7331 | 0.31 | EIA Prime Mover-level Data | Estimated using an emission factor
2021 | AK | Dutch Harbor | 7502 | 15 | IC | SB | NA | DFO |  | 5601.055 | 0.86816 | 0.31 | EIA Prime Mover-level Data | Estimated using an emission factor
2021 | AK | Dutch Harbor | 7502 | 8 | IC | OP | NA | DFO |  | 22404.219 | 3.4727 | 0.31 | EIA Prime Mover-level Data | Estimated using an emission factor
2021 | AK | Dutch Harbor | 7502 | 9 | IC | OP | NA | DFO |  | 22404.219 | 3.4727 | 0.31 | EIA Prime Mover-level Data | Estimated using an emission factor
2021 | AK | Unalaska Power Module | 7503 | 7 | IC | OP | NA | DFO |  | 13261 | 2.0555 | 0.31 | EIA Prime Mover-level Data | Estimated using an emission factor
2021 | WY | Neil Simpson II | 7504 | 001 | ST | OP | WALL | SUB | 7882 | 7994310.799 | 69.673 | 0.017431 | EPA/CAMD | NEI avg EF - PM, fuel type, firing type | 1995
2021 | WY | Neil Simpson II | 7504 | CT1 | GT | OP | CT | NG | 2814 | 860096.971 | 7.7954 | 0.018127 | EPA/CAMD | EPA/NEI | 2000
2021 | CA | Deadwood Creek | 7507 | 1 | HY | OP | NA | WAT |  | 1601 |  |  | EIA Prime Mover-level Data
2021 | OR | Stone Creek | 7508 | 1 | HY | OP | NA | WAT |  | 327227 |  |  | EIA Prime Mover-level Data
2021 | WA | McNary Dam Fish Attraction Project | 7511 | 1 | HY | OP | NA | WAT |  | 351227 |  |  | EIA Prime Mover-level Data
2021 | KS | McPherson Municipal Power Plant #3 | 7515 | 1 | GT | OP | CT | NG | 506 | 285874.841 | 0.58372 | 0.0040837 | EPA/CAMD | EPA/NEI | 1998
2021 | CA | Solano Wind | 7526 | 1 | WT | OP | NA | WND |  | 336348.899 |  |  | EIA Prime Mover-level Data
2021 | CA | Solano Wind | 7526 | 2 | WT | OP | NA | WND |  | 611543.453 |  |  | EIA Prime Mover-level Data
2021 | CA | Solano Wind | 7526 | 2B | WT | OP | NA | WND |  | 1605301.564 |  |  | EIA Prime Mover-level Data
2021 | CA | Solano Wind | 7526 | 3 | WT | OP | NA | WND |  | 3261565.083 |  |  | EIA Prime Mover-level Data
2021 | CA | Carson Power Plant | 7527 | 1 | CT | OP | CC | NG | 6204 | 2104805.374 | 0.19995 | 0.00019 | EPA/CAMD | EPA/NEI | 1995
2021 | CA | Carson Power Plant | 7527 | 2 | GT | OP | CT | NG | 357 | 116404.338 | 0.050637 | 0.00087003 | EPA/CAMD | EPA/NEI | 1995
2021 | WY | Spirit Mountain | 7541 | 1 | HY | OP | NA | WAT |  | 137808 |  |  | EIA Prime Mover-level Data
2021 | OK | Kaw Hydro | 7545 | 1 | HY | OP | NA | WAT |  | 781095 |  |  | EIA Prime Mover-level Data
2021 | UT | Causey | 7548 | 1 | HY | OP | NA | WAT |  | 8809.091 |  |  | EIA Prime Mover-level Data
2021 | UT | Causey | 7548 | 2 | HY | OP | NA | WAT |  | 3523.636 |  |  | EIA Prime Mover-level Data
2021 | UT | Causey | 7548 | MINI | HY | OP | NA | WAT |  | 587.273 |  |  | EIA Prime Mover-level Data
2021 | CA | Procter and Gamble Power Plant | 7551 | 1A | CT | OP | CC | NG | 7281 | 2615007.357 | 2.1421 | 0.0016383 | EPA/CAMD | EPA/NEI | 1997
2021 | CA | Procter and Gamble Power Plant | 7551 | 1B | CT | OP | CC | NG | 7568 | 3040200.536 | 2.2241 | 0.0014631 | EPA/CAMD | EPA/NEI | 1997
2021 | CA | Procter and Gamble Power Plant | 7551 | 1C | GT | OP | CT | NG | 612 | 201640.549 | 0.11507 | 0.0011413 | EPA/CAMD | EPA/NEI | 2001
2021 | CA | Campbell Power Plant | 7552 | 1 | CT | OP | CC | NG | 5242 | 5223336.466 | 5.9374 | 0.0022734 | EPA/CAMD | EPA/NEI | 1997
2021 | NE | Nebraska City # 2 | 7555 | 11 | IC | OP | NA | NG |  | 195.667 | 4.1286e-05 | 0.000422 | EIA Prime Mover-level Data | Estimated using an emission factor
2021 | NE | Nebraska City # 2 | 7555 | 12 | IC | OP | NA | NG |  | 195.667 | 4.1286e-05 | 0.000422 | EIA Prime Mover-level Data | Estimated using an emission factor
2021 | NE | Nebraska City # 2 | 7555 | 13 | IC | OP | NA | DFO |  | 195.667 | 0.030328 | 0.31 | EIA Prime Mover-level Data | Estimated using an emission factor
2021 | IL | State Farm | 7556 | 1 | IC | SB | NA | DFO |  | 135 | 0.020925 | 0.31 | EIA Prime Mover-level Data | Estimated using an emission factor
2021 | IL | State Farm | 7556 | 2 | IC | SB | NA | DFO |  | 135 | 0.020925 | 0.31 | EIA Prime Mover-level Data | Estimated using an emission factor
2021 | IL | State Farm | 7556 | 3 | IC | SB | NA | DFO |  | 135 | 0.020925 | 0.31 | EIA Prime Mover-level Data | Estimated using an emission factor
2021 | NY | Talcville | 7583 | 1 | HY | OP | NA | WAT |  | 32670.909 |  |  | EIA Prime Mover-level Data
2021 | NY | Talcville | 7583 | 2 | HY | OP | NA | WAT |  | 3267.091 |  |  | EIA Prime Mover-level Data
2021 | IA | Panora | 7584 | 1 | IC | SB | NA | DFO |  | 136 | 0.02108 | 0.31 | EIA Prime Mover-level Data | Estimated using an emission factor
2021 | IA | Panora | 7584 | 2 | IC | SB | NA | DFO |  | 90.667 | 0.014053 | 0.31 | EIA Prime Mover-level Data | Estimated using an emission factor
2021 | IA | Panora | 7584 | 3 | IC | SB | NA | DFO |  | 181.333 | 0.028107 | 0.31 | EIA Prime Mover-level Data | Estimated using an emission factor
2021 | WA | H M Jackson | 7588 | 1 | HY | OP | NA | WAT |  | 1665239.535 |  |  | EIA Prime Mover-level Data
2021 | WA | H M Jackson | 7588 | 2 | HY | OP | NA | WAT |  | 1665239.535 |  |  | EIA Prime Mover-level Data
2021 | WA | H M Jackson | 7588 | 3 | HY | OP | NA | WAT |  | 294484.465 |  |  | EIA Prime Mover-level Data
2021 | WA | H M Jackson | 7588 | 4 | HY | OP | NA | WAT |  | 294484.465 |  |  | EIA Prime Mover-level Data
2021 | NM | El Vado Dam | 7593 | 1 | HY | OP | NA | WAT |  | 73265 |  |  | EIA Prime Mover-level Data
2021 | WV | Belleville Dam | 7594 | 1 | HY | OP | NA | WAT |  | 1399834 |  |  | EIA Prime Mover-level Data
2021 | WV | Belleville Dam | 7594 | 2 | HY | OP | NA | WAT |  | 1399834 |  |  | EIA Prime Mover-level Data
2021 | OH | Prospect Municipal | 7603 | 1 | IC | SB | NA | DFO |  | 1021 | 0.15826 | 0.31 | EIA Prime Mover-level Data | Estimated using an emission factor
2021 | MO | St. Francis Power Plant | 7604 | 1 | CT | OP | CC | NG | 2572 | 3336129.372 | 0.0106 | 6.3547e-06 | EPA/CAMD | EPA/NEI | 1999
2021 | MO | St. Francis Power Plant | 7604 | 2 | CT | OP | CC | NG | 2547 | 3198093.643 | 0.0102 | 6.3788e-06 | EPA/CAMD | EPA/NEI | 2001
2021 | WA | River Road | 7605 | 1 | CT | OP | CC | NG | 7899 | 13659324.515 | 35.52 | 0.0052008 | EPA/CAMD | EPA/NEI | 1997
2021 | CA | Monticello Dam | 7646 | 1 | HY | OP | NA | WAT |  | 119268.696 |  |  | EIA Prime Mover-level Data
2021 | CA | Monticello Dam | 7646 | 2 | HY | OP | NA | WAT |  | 119268.696 |  |  | EIA Prime Mover-level Data
2021 | CA | Monticello Dam | 7646 | 3 | HY | OP | NA | WAT |  | 35780.609 |  |  | EIA Prime Mover-level Data
2021 | OH | Auglaize Hydro | 7657 | 1 | HY | OP | NA | WAT |  | 15646.944 |  |  | EIA Prime Mover-level Data
2021 | OH | Auglaize Hydro | 7657 | 2A | HY | OP | NA | WAT |  | 20117.5 |  |  | EIA Prime Mover-level Data
2021 | OH | Auglaize Hydro | 7657 | 3A | HY | OP | NA | WAT |  | 20117.5 |  |  | EIA Prime Mover-level Data
2021 | OH | Auglaize Hydro | 7657 | 4 | HY | OP | NA | WAT |  | 11176.389 |  |  | EIA Prime Mover-level Data
2021 | OH | Auglaize Hydro | 7657 | 5 | HY | OP | NA | WAT |  | 11176.389 |  |  | EIA Prime Mover-level Data
2021 | OH | Auglaize Hydro | 7657 | 6 | HY | OP | NA | WAT |  | 2235.278 |  |  | EIA Prime Mover-level Data
2021 | PA | Pennsbury | 7690 | 1 | GT | OS | NA | LFG
2021 | PA | Pennsbury | 7690 | 2 | GT | OS | NA | LFG
2021 | AL | Washington County Cogen (Olin) | 7697 | CC1 | CT | OP | CC | NG | 8503 | 8734395.1 | 55.41 | 0.012688 | EPA/CAMD | EPA/NEI | 1999
2021 | AL | SABIC Innovative Plastics - Burkville | 7698 | CC1 | CT | OP | CC | NG | 8391 | 5732121.15 | 44.68 | 0.015589 | EPA/CAMD | EPA/NEI | 1999
2021 | FL | Tiger Bay | 7699 | 1 | CT | OP | CC | NG | 6090 | 8562655.916 | 28.2568 | 0.0066 | EPA/CAMD | EPA/NEI | 1997
2021 | AL | Plant H. Allen Franklin | 7710 | 1A | CT | OP | CC | NG | 7898 | 13873544.25 | 29.14 | 0.0042008 | EPA/CAMD | EPA/NEI | 2001
2021 | AL | Plant H. Allen Franklin | 7710 | 1B | CT | OP | CC | NG | 8015 | 14120034.65 | 46.59 | 0.0065991 | EPA/CAMD | EPA/NEI | 2001
2021 | AL | Plant H. Allen Franklin | 7710 | 2A | CT | OP | CC | NG | 6622 | 11835938.5 | 23.08 | 0.0039 | EPA/CAMD | EPA/NEI | 2003
2021 | AL | Plant H. Allen Franklin | 7710 | 2B | CT | OP | CC | NG | 6496 | 11584063.475 | 22.59 | 0.0039002 | EPA/CAMD | EPA/NEI | 2003
2021 | AL | Plant H. Allen Franklin | 7710 | 3A | CT | OP | CC | NG | 7533 | 13935915.6 | 34.15 | 0.004901 | EPA/CAMD | EPA/NEI | 2008
2021 | AL | Plant H. Allen Franklin | 7710 | 3B | CT | OP | CC | NG | 7362 | 13254353.025 | 25.85 | 0.0039006 | EPA/CAMD | EPA/NEI | 2008
2021 | FL | Pea Ridge | 7715 | 1 | GT | OP | NA | NG |  | 605663.667 | 2.4277 | 0.0080165 | EIA Prime Mover-level Data | NEI avg EF - PM, fuel type
2021 | FL | Pea Ridge | 7715 | 2 | GT | OP | NA | NG |  | 605663.667 | 2.4277 | 0.0080165 | EIA Prime Mover-level Data | NEI avg EF - PM, fuel type
2021 | FL | Pea Ridge | 7715 | 3 | GT | OP | NA | NG |  | 605663.667 | 2.4277 | 0.0080165 | EIA Prime Mover-level Data | NEI avg EF - PM, fuel type
2021 | MS | Meridian | 7719 | 1 | IC | OP | NA | DFO |  | 275 | 0.042625 | 0.31 | EIA Prime Mover-level Data | Estimated using an emission factor
2021 | MS | Meridian | 7719 | 2 | IC | OP | NA | DFO |  | 275 | 0.042625 | 0.31 | EIA Prime Mover-level Data | Estimated using an emission factor
2021 | MS | Meridian | 7719 | 3 | IC | OP | NA | DFO |  | 275 | 0.042625 | 0.31 | EIA Prime Mover-level Data | Estimated using an emission factor
2021 | MS | Meridian | 7719 | 4 | IC | OP | NA | DFO |  | 275 | 0.042625 | 0.31 | EIA Prime Mover-level Data | Estimated using an emission factor
2021 | MS | Meridian | 7719 | 5 | IC | OP | NA | DFO |  | 275 | 0.042625 | 0.31 | EIA Prime Mover-level Data | Estimated using an emission factor
2021 | AL | Theodore Cogeneration | 7721 | CC1 | CT | OP | CC | NG | 8293 | 12032654.775 | 95.07 | 0.015802 | EPA/CAMD | EPA/NEI | 2000
2021 | TN | Watts Bar Nuclear Plant | 7722 | 1 | ST | OP | NA | NUC |  | 0 |  |  | EIA Prime Mover-level Data
2021 | TN | Watts Bar Nuclear Plant | 7722 | 2 | ST | OP | NA | NUC |  | 0 |  |  | EIA Prime Mover-level Data
2021 | AK | Nymans Plant Microgrid | 7723 | 1 | IC | OP | NA | DFO
2021 | AK | Nymans Plant Microgrid | 7723 | 2 | IC | OP | NA | DFO
2021 | OR | Coffin Butte | 7725 | 1 | IC | OP | NA | LFG |  | 64897.286 | 0.477 | 0.0147 | EIA Prime Mover-level Data | Estimated using an emission factor
2021 | OR | Coffin Butte | 7725 | 2 | IC | OP | NA | LFG |  | 64897.286 | 0.477 | 0.0147 | EIA Prime Mover-level Data | Estimated using an emission factor
2021 | OR | Coffin Butte | 7725 | 3 | IC | OP | NA | LFG |  | 64897.286 | 0.477 | 0.0147 | EIA Prime Mover-level Data | Estimated using an emission factor
2021 | OR | Coffin Butte | 7725 | 4 | IC | OP | NA | LFG |  | 129794.571 | 0.95399 | 0.0147 | EIA Prime Mover-level Data | Estimated using an emission factor
2021 | OR | Coffin Butte | 7725 | 5 | IC | OP | NA | LFG |  | 129794.571 | 0.95399 | 0.0147 | EIA Prime Mover-level Data | Estimated using an emission factor
2021 | SC | WestRock Charleston Kraft, LLC | 7737 | B001 | ST | OP | WALL | BIT |  | 10681263 | 482.4867 | 0.090343 | EIA Prime Mover-level Data | EPA/NEI | 1999
2021 | SC | WestRock Charleston Kraft, LLC | 7737 | B002 | ST | OP | WALL | NG | [6 empty] | 1999
2021 | SC | WestRock Charleston Kraft, LLC | 7737 | B003 | ST | OP | WALL | NG | [6 empty] | 1999
2021 | SC | WestRock Charleston Kraft, LLC | 7737 | B004 | ST | OP | WALL | NG | [6 empty] | 1999
2021 | MO | Essex Power Plant | 7749 | 1 | GT | OP | CT | NG | 399 | 412555.203 | 2.6896 | 0.013039 | EPA/CAMD | EPA/NEI | 1999
2021 | AK | Goat Lake Hydro | 7751 | 1 | HY | OP | NA | WAT |  | 127986 |  |  | EIA Prime Mover-level Data
2021 | AK | Black Bear Lake | 7752 | 1 | HY | OP | NA | WAT |  | 200974 |  |  | EIA Prime Mover-level Data
2021 | MO | Nodaway Power Plant | 7754 | 1 | GT | OP | CT | NG | 87 | 83435.405 | 0.2538 | 0.0060837 | EPA/CAMD | EPA/NEI | 1999
2021 | MO | Nodaway Power Plant | 7754 | 2 | GT | OP | CT | NG | 65 | 66389.573 | 0.1889 | 0.0056907 | EPA/CAMD | EPA/NEI | 1999
2021 | OK | Chouteau Power Plant | 7757 | 1 | CT | OP | CC | NG | 5313 | 7169414.31 | 0.6811 | 0.00019 | EPA/CAMD | EPA/NEI | 2000
2021 | OK | Chouteau Power Plant | 7757 | 2 | CT | OP | CC | NG | 5968 | 8094750.389 | 0.769 | 0.00019 | EPA/CAMD | EPA/NEI | 2000
2021 | OK | Chouteau Power Plant | 7757 | 3 | CT | OP | CC | NG | 6057 | 8364834.413 | 11.907 | 0.0028469 | EPA/CAMD | EPA/NEI | 2011
2021 | OK | Chouteau Power Plant | 7757 | 4 | CT | OP | CC | NG | 6193 | 8647211.722 | 15.5131 | 0.003588 | EPA/CAMD | EPA/NEI | 2011
2021 | IA | South Plant | 7758 | 1 | IC | OP | NA | DFO |  | 87.333 | 0.013537 | 0.31 | EIA Prime Mover-level Data | Estimated using an emission factor
2021 | IA | South Plant | 7758 | 2 | IC | OP | NA | DFO |  | 87.333 | 0.013537 | 0.31 | EIA Prime Mover-level Data | Estimated using an emission factor
2021 | IA | South Plant | 7758 | 3 | IC | OP | NA | DFO |  | 87.333 | 0.013537 | 0.31 | EIA Prime Mover-level Data | Estimated using an emission factor
2021 | IA | South Plant | 7758 | 4 | IC | OP | NA | DFO |  | 87.333 | 0.013537 | 0.31 | EIA Prime Mover-level Data | Estimated using an emission factor
2021 | IA | South Plant | 7758 | 5 | IC | OP | NA | DFO |  | 87.333 | 0.013537 | 0.31 | EIA Prime Mover-level Data | Estimated using an emission factor
2021 | IA | South Plant | 7758 | 6 | IC | OP | NA | DFO |  | 87.333 | 0.013537 | 0.31 | EIA Prime Mover-level Data | Estimated using an emission factor
2021 | IN | Georgetown Substation | 7759 | GT1 | GT | OP | CT | NG | 1312 | 932606.691 | 1.2983 | 0.0027842 | EPA/CAMD | EPA/NEI | 2000
2021 | IN | Georgetown Substation | 7759 | GT2 | GT | OP | CT | NG | 1305 | 913352.251 | 2.0835 | 0.0045624 | EPA/CAMD | EPA/NEI | 2000
2021 | IN | Georgetown Substation | 7759 | GT3 | GT | OP | CT | NG | 1527 | 1089650.746 | 1.9788 | 0.003632 | EPA/CAMD | EPA/NEI | 2000
2021 | IN | Georgetown Substation | 7759 | GT4 | GT | OP | CT | NG | 1513 | 1064607.922 | 2.3636 | 0.0044403 | EPA/CAMD | EPA/NEI | 2001
2021 | IL | Tilton Power Station | 7760 | 1 | GT | OP | CT | NG | 1426 | 413057.11 | 0.42228 | 0.0020447 | EPA/CAMD | EPA/NEI | 1999
2021 | IL | Tilton Power Station | 7760 | 2 | GT | OP | CT | NG | 1425 | 411705.596 | 0.42573 | 0.0020681 | EPA/CAMD | EPA/NEI | 1999
2021 | IL | Tilton Power Station | 7760 | 3 | GT | OP | CT | NG | 1332 | 389104.84 | 0.5835 | 0.0029992 | EPA/CAMD | EPA/NEI | 1999
2021 | IL | Tilton Power Station | 7760 | 4 | GT | OP | CT | NG | 1218 | 360785.181 | 0.36995 | 0.0020508 | EPA/CAMD | EPA/NEI | 1999
2021 | TX | Calpine Hidalgo Energy Center | 7762 | HRSG1 | CT | OP | CC | NG | 6026 | 8506537.815 | 20.84 | 0.0048998 | EPA/CAMD | EPA/NEI | 2000
2021 | TX | Calpine Hidalgo Energy Center | 7762 | HRSG2 | CT | OP | CC | NG | 6309 | 9110018.476 | 22.32 | 0.0049001 | EPA/CAMD | EPA/NEI | 2000
2021 | IN | Henry County Generating Station | 7763 | 1 | GT | OP | CT | NG | 2079 | 670520.827 | 2.4021 | 0.007165 | EPA/CAMD | EPA/NEI | 2001
2021 | IN | Henry County Generating Station | 7763 | 2 | GT | OP | CT | NG | 1789 | 577093.123 | 2.8221 | 0.0097804 | EPA/CAMD | EPA/NEI | 2001
2021 | IN | Henry County Generating Station | 7763 | 3 | GT | OP | CT | NG | 1684 | 547815.548 | 2.8433 | 0.010381 | EPA/CAMD | EPA/NEI | 2001
2021 | GA | MPC Generating | 7764 | 1 | GT | OP | CT | NG | 65 | 81340.104 | 0.12245 | 0.0030109 | EPA/CAMD | EPA/NEI | 1999
2021 | GA | MPC Generating | 7764 | 2 | GT | OP | CT | NG | 94 | 130069.406 | 0.11267 | 0.0017324 | EPA/CAMD | EPA/NEI | 2001
2021 | GA | Dahlberg (Jackson County) | 7765 | 1 | GT | OP | CT | NG | 257 | 189420.347 | 0.31485 | 0.0033244 | EPA/CAMD | EPA/NEI | 2000
2021 | GA | Dahlberg (Jackson County) | 7765 | 10 | GT | OP | CT | NG | 338 | 249723.002 | 0.40581 | 0.0032501 | EPA/CAMD | EPA/NEI | 2001
2021 | GA | Dahlberg (Jackson County) | 7765 | 2 | GT | OP | CT | NG | 401 | 301542.894 | 0.095033 | 0.00063031 | EPA/CAMD | EPA/NEI | 2000
2021 | GA | Dahlberg (Jackson County) | 7765 | 3 | GT | OP | CT | NG | 341 | 242055.289 | 0.39346 | 0.003251 | EPA/CAMD | EPA/NEI | 2000
2021 | GA | Dahlberg (Jackson County) | 7765 | 4 | GT | OP | CT | NG | 264 | 207399.639 | 0.33994 | 0.0032781 | EPA/CAMD | EPA/NEI | 2000
2021 | GA | Dahlberg (Jackson County) | 7765 | 5 | GT | OP | CT | NG | 350 | 250530.205 | 0.40722 | 0.0032509 | EPA/CAMD | EPA/NEI | 2000
2021 | GA | Dahlberg (Jackson County) | 7765 | 6 | GT | OP | CT | NG | 364 | 267170.203 | 0.43763 | 0.003276 | EPA/CAMD | EPA/NEI | 2000
2021 | GA | Dahlberg (Jackson County) | 7765 | 7 | GT | OP | CT | NG | 255 | 184228.97 | 0.3098 | 0.0033632 | EPA/CAMD | EPA/NEI | 2000
2021 | GA | Dahlberg (Jackson County) | 7765 | 8 | GT | OP | CT | NG | 345 | 262338.312 | 0.44025 | 0.0033564 | EPA/CAMD | EPA/NEI | 2000
2021 | GA | Dahlberg (Jackson County) | 7765 | 9 | GT | OP | CT | NG | 278 | 198164.588 | 0.3235 | 0.0032649 | EPA/CAMD | EPA/NEI | 2001
2021 | KS | Erie Energy Center | 7766 | 1 | IC | OP | NA | DFO |  | 5042 | 0.78151 | 0.31 | EIA Prime Mover-level Data | Estimated using an emission factor
2021 | KS | Erie Energy Center | 7766 | 2 | IC | OP | NA | DFO |  | 5042 | 0.78151 | 0.31 | EIA Prime Mover-level Data | Estimated using an emission factor
2021 | KS | Erie Energy Center | 7766 | 3 | IC | OP | NA | DFO |  | 5042 | 0.78151 | 0.31 | EIA Prime Mover-level Data | Estimated using an emission factor
2021 | KS | Erie Energy Center | 7766 | 4 | IC | OP | NA | DFO |  | 5042 | 0.78151 | 0.31 | EIA Prime Mover-level Data | Estimated using an emission factor
2021 | KS | Erie Energy Center | 7766 | 5 | IC | OP | NA | DFO |  | 5042 | 0.78151 | 0.31 | EIA Prime Mover-level Data | Estimated using an emission factor
2021 | KS | Erie Energy Center | 7766 | 6 | IC | OP | NA | DFO |  | 5042 | 0.78151 | 0.31 | EIA Prime Mover-level Data | Estimated using an emission factor
2021 | KS | Erie Energy Center | 7766 | 7 | IC | OP | NA | DFO |  | 5042 | 0.78151 | 0.31 | EIA Prime Mover-level Data | Estimated using an emission factor
2021 | KS | Erie Energy Center | 7766 | 8 | IC | OP | NA | DFO |  | 5042 | 0.78151 | 0.31 | EIA Prime Mover-level Data | Estimated using an emission factor
2021 | UT | Bloomington Power Plant | 7767 | 1 | IC | OP | NA | DFO |  | 7.333 | 0.0011366 | 0.31 | EIA Prime Mover-level Data | Estimated using an emission factor
2021 | UT | Bloomington Power Plant | 7767 | 2 | IC | OP | NA | DFO |  | 7.333 | 0.0011366 | 0.31 | EIA Prime Mover-level Data | Estimated using an emission factor
2021 | UT | Bloomington Power Plant | 7767 | 3 | IC | OP | NA | DFO |  | 7.333 | 0.0011366 | 0.31 | EIA Prime Mover-level Data | Estimated using an emission factor
2021 | UT | Bloomington Power Plant | 7767 | 4 | IC | OP | NA | DFO |  | 7.333 | 0.0011366 | 0.31 | EIA Prime Mover-level Data | Estimated using an emission factor
2021 | UT | Bloomington Power Plant | 7767 | 5 | IC | OP | NA | DFO |  | 7.333 | 0.0011366 | 0.31 | EIA Prime Mover-level Data | Estimated using an emission factor
2021 | UT | Bloomington Power Plant | 7767 | 6 | IC | OP | NA | DFO |  | 7.333 | 0.0011366 | 0.31 | EIA Prime Mover-level Data | Estimated using an emission factor
2021 | GA | Sowega Power Project | 7768 | CT2 | GT | OP | CT | NG | 877 | 317271.704 | 1.0755 | 0.0067797 | EPA/CAMD | EPA/NEI | 1999
2021 | GA | Sowega Power Project | 7768 | CT3 | GT | OP | CT | NG | 821 | 312615.432 | 1.3389 | 0.0085657 | EPA/CAMD | EPA/NEI | 1999
2021 | IL | 1515 S Caron Road | 7770 | GT1 | GT | OP | NA | NG |  | 3859 | 0.015468 | 0.0080165 | EIA Prime Mover-level Data | NEI avg EF - PM, fuel type
2021 | NE | Springview | 7771 | 3 | WT | OP | NA | WND |  | 43047.5 |  |  | EIA Prime Mover-level Data
2021 | NE | Springview | 7771 | 4 | WT | OP | NA | WND |  | 43047.5 |  |  | EIA Prime Mover-level Data
2021 | OH | Cleveland Peaking | 7774 | 1 | IC | OP | NA | DFO |  | 849.167 | 0.13162 | 0.31 | EIA Prime Mover-level Data | Estimated using an emission factor
2021 | OH | Cleveland Peaking | 7774 | 2 | IC | OP | NA | DFO |  | 849.167 | 0.13162 | 0.31 | EIA Prime Mover-level Data | Estimated using an emission factor
2021 | OH | Cleveland Peaking | 7774 | 3 | IC | OP | NA | DFO |  | 849.167 | 0.13162 | 0.31 | EIA Prime Mover-level Data | Estimated using an emission factor
2021 | OH | Cleveland Peaking | 7774 | 4 | IC | OP | NA | DFO |  | 849.167 | 0.13162 | 0.31 | EIA Prime Mover-level Data | Estimated using an emission factor
2021 | OH | Cleveland Peaking | 7774 | 5 | IC | OP | NA | DFO |  | 849.167 | 0.13162 | 0.31 | EIA Prime Mover-level Data | Estimated using an emission factor
2021 | OH | Cleveland Peaking | 7774 | 6 | IC | OP | NA | DFO |  | 849.167 | 0.13162 | 0.31 | EIA Prime Mover-level Data | Estimated using an emission factor
2021 | OH | Versailles Peaking | 7775 | 1 | IC | OP | NA | DFO |  | 1435.333 | 0.22248 | 0.31 | EIA Prime Mover-level Data | Estimated using an emission factor
2021 | OH | Versailles Peaking | 7775 | 2 | IC | OP | NA | DFO |  | 1435.333 | 0.22248 | 0.31 | EIA Prime Mover-level Data | Estimated using an emission factor
2021 | OH | Versailles Peaking | 7775 | 3 | IC | OP | NA | DFO |  | 1435.333 | 0.22248 | 0.31 | EIA Prime Mover-level Data | Estimated using an emission factor
2021 | OH | Napoleon Peaking | 7776 | 4 | IC | OP | NA | DFO |  | 854.667 | 0.13247 | 0.31 | EIA Prime Mover-level Data | Estimated using an emission factor
2021 | OH | Napoleon Peaking | 7776 | 5 | IC | OP | NA | DFO |  | 854.667 | 0.13247 | 0.31 | EIA Prime Mover-level Data | Estimated using an emission factor
2021 | OH | Napoleon Peaking | 7776 | 6 | IC | OP | NA | DFO |  | 854.667 | 0.13247 | 0.31 | EIA Prime Mover-level Data | Estimated using an emission factor
2021 | OH | Dover Peaking | 7777 | 1 | IC | OP | NA | DFO |  | 1381.667 | 0.21416 | 0.31 | EIA Prime Mover-level Data | Estimated using an emission factor
2021 | OH | Dover Peaking | 7777 | 2 | IC | OP | NA | DFO |  | 1381.667 | 0.21416 | 0.31 | EIA Prime Mover-level Data | Estimated using an emission factor
2021 | OH | Dover Peaking | 7777 | 3 | IC | OP | NA | DFO |  | 1381.667 | 0.21416 | 0.31 | EIA Prime Mover-level Data | Estimated using an emission factor
2021 | OH | Dover Peaking | 7777 | 4 | IC | OP | NA | DFO |  | 1381.667 | 0.21416 | 0.31 | EIA Prime Mover-level Data | Estimated using an emission factor
2021 | OH | Dover Peaking | 7777 | 5 | IC | OP | NA | DFO |  | 1381.667 | 0.21416 | 0.31 | EIA Prime Mover-level Data | Estimated using an emission factor
2021 | OH | Dover Peaking | 7777 | 6 | IC | OP | NA | DFO |  | 1381.667 | 0.21416 | 0.31 | EIA Prime Mover-level Data | Estimated using an emission factor
2021 | OH | Orrville Peaking | 7778 | 1 | IC | OP | NA | DFO |  | 1256 | 0.19468 | 0.31 | EIA Prime Mover-level Data | Estimated using an emission factor
2021 | OH | Orrville Peaking | 7778 | 2 | IC | OP | NA | DFO |  | 1256 | 0.19468 | 0.31 | EIA Prime Mover-level Data | Estimated using an emission factor
2021 | OH | Orrville Peaking | 7778 | 3 | IC | OP | NA | DFO |  | 1256 | 0.19468 | 0.31 | EIA Prime Mover-level Data | Estimated using an emission factor
2021 | OH | Bryan Peaking | 7779 | 1 | IC | OP | NA | DFO |  | 1294.667 | 0.20067 | 0.31 | EIA Prime Mover-level Data | Estimated using an emission factor
2021 | OH | Bryan Peaking | 7779 | 2 | IC | OP | NA | DFO |  | 1294.667 | 0.20067 | 0.31 | EIA Prime Mover-level Data | Estimated using an emission factor
2021 | OH | Bryan Peaking | 7779 | 3 | IC | OP | NA | DFO |  | 1294.667 | 0.20067 | 0.31 | EIA Prime Mover-level Data | Estimated using an emission factor
2021 | OH | Bryan Peaking | 7779 | 4 | IC | OP | NA | DFO |  | 1294.667 | 0.20067 | 0.31 | EIA Prime Mover-level Data | Estimated using an emission factor
2021 | OH | Bryan Peaking | 7779 | 5 | IC | OP | NA | DFO |  | 1294.667 | 0.20067 | 0.31 | EIA Prime Mover-level Data | Estimated using an emission factor
2021 | OH | Bryan Peaking | 7779 | 6 | IC | OP | NA | DFO |  | 1294.667 | 0.20067 | 0.31 | EIA Prime Mover-level Data | Estimated using an emission factor
2021 | OH | Jackson Cntr Peaking | 7780 | 1 | IC | OP | NA | DFO |  | 1273 | 0.19731 | 0.31 | EIA Prime Mover-level Data | Estimated using an emission factor
2021 | OH | Arcanum Peaking | 7781 | 1 | IC | OP | NA | DFO |  | 5095 | 0.78973 | 0.31 | EIA Prime Mover-level Data | Estimated using an emission factor
2021 | OH | Omega JV2 Hamilton | 7782 | P001 | GT | OP | CT | NG | 120 | 31077.1 | 0.27411 | 0.017641 | EPA/CAMD | EPA/NEI | 2000
2021 | OH | Omega JV2 Bowling Green | 7783 | P001 | GT | OP | CT | NG | 113 | 30037.9 | 0.24379 | 0.016232 | EPA/CAMD | EPA/NEI | 2000
2021 | NM | Abiquiu Dam | 7789 | 1 | HY | OP | NA | WAT |  | 70335.058 |  |  | EIA Prime Mover-level Data
2021 | NM | Abiquiu Dam | 7789 | 2 | HY | OP | NA | WAT |  | 70335.058 |  |  | EIA Prime Mover-level Data
2021 | NM | Abiquiu Dam | 7789 | 3 | HY | OP | NA | WAT |  | 33492.885 |  |  | EIA Prime Mover-level Data
2021 | UT | Bonanza | 7790 | 1-1 | ST | OP | WALL | BIT | 7723 | 31776552.046 | 359.5602 | 0.022631 | EPA/CAMD | NEI avg EF - PM, fuel type, firing type | 1985
2021 | OH | Montpelier | 7791 | 1 | IC | OP | NA | DFO |  | 1085.5 | 0.16825 | 0.31 | EIA Prime Mover-level Data | Estimated using an emission factor
2021 | OH | Montpelier | 7791 | 2 | IC | OP | NA | DFO |  | 1085.5 | 0.16825 | 0.31 | EIA Prime Mover-level Data | Estimated using an emission factor
2021 | OH | Montpelier | 7791 | 3 | IC | OP | NA | DFO |  | 1085.5 | 0.16825 | 0.31 | EIA Prime Mover-level Data | Estimated using an emission factor
2021 | OH | Montpelier | 7791 | 4 | IC | OP | NA | DFO |  | 1085.5 | 0.16825 | 0.31 | EIA Prime Mover-level Data | Estimated using an emission factor
2021 | OH | Montpelier | 7791 | 5 | IC | OP | NA | DFO |  | 1085.5 | 0.16825 | 0.31 | EIA Prime Mover-level Data | Estimated using an emission factor
2021 | OH | Montpelier | 7791 | 6 | IC | OP | NA | DFO |  | 1085.5 | 0.16825 | 0.31 | EIA Prime Mover-level Data | Estimated using an emission factor
2021 | WI | Custer Energy Center | 7795 | 1 | GT | OP | NA | NG |  | 40877 | 0.16385 | 0.0080165 | EIA Prime Mover-level Data | NEI avg EF - PM, fuel type
2021 | VA | Dominion/Lo Mar | 7797 | DOM1 | GT | OP | NA | DFO |  | 1682 | 0.01384 | 0.016457 | EIA Prime Mover-level Data | NEI avg EF - PM, fuel type, firing type
2021 | VA | Dominion/Lo Mar | 7797 | DOM2 | IC | OP | NA | DFO |  | 1305 | 0.20228 | 0.31 | EIA Prime Mover-level Data | Estimated using an emission factor
2021 | VA | Dominion/Lo Mar | 7797 | LOM1 | IC | OP | NA | DFO |  | 1305 | 0.20228 | 0.31 | EIA Prime Mover-level Data | Estimated using an emission factor
2021 | VA | Dominion/Lo Mar | 7797 | LOM2 | IC | OP | NA | DFO |  | 1305 | 0.20228 | 0.31 | EIA Prime Mover-level Data | Estimated using an emission factor
2021 | VA | Dominion/Lo Mar | 7797 | LOM3 | IC | OP | NA | DFO |  | 1305 | 0.20228 | 0.31 | EIA Prime Mover-level Data | Estimated using an emission factor
2021 | VA | Gateway Gen | 7798 | 1 | IC | OP | NA | DFO |  | 984 | 0.15252 | 0.31 | EIA Prime Mover-level Data | Estimated using an emission factor
2021 | VA | Gateway Gen | 7798 | 2 | IC | OP | NA | DFO |  | 984 | 0.15252 | 0.31 | EIA Prime Mover-level Data | Estimated using an emission factor
2021 | NC | Richmond County Plant | 7805 | 1 | GT | OP | CT | NG | 1685 | 2266610.377 | 6.25 | 0.0055148 | EPA/CAMD | EPA/NEI | 2001
2021 | NC | Richmond County Plant | 7805 | 10 | CT | OP | CC | NG | 7249 | 14497816.794 | 39.87 | 0.0055001 | EPA/CAMD | EPA/NEI | 2011
2021 | NC | Richmond County Plant | 7805 | 2 | GT | OP | CT | NG | 2308 | 3092479.822 | 8.52 | 0.0055101 | EPA/CAMD | EPA/NEI | 2001
2021 | NC | Richmond County Plant | 7805 | 3 | GT | OP | CT | NG | 1914 | 2542731.829 | 7.09 | 0.0055767 | EPA/CAMD | EPA/NEI | 2001
2021 | NC | Richmond County Plant | 7805 | 4 | GT | OP | CT | NG | 2458 | 3265747.505 | 9.07 | 0.0055546 | EPA/CAMD | EPA/NEI | 2001
2021 | NC | Richmond County Plant | 7805 | 6 | GT | OP | CT | NG | 2313 | 3103235.32 | 8.66 | 0.0055813 | EPA/CAMD | EPA/NEI | 2002
2021 | NC | Richmond County Plant | 7805 | 7 | CT | OP | CC | NG | 6234 | 10211154.543 | 28.11 | 0.0055057 | EPA/CAMD | EPA/NEI | 2002
2021 | NC | Richmond County Plant | 7805 | 8 | CT | OP | CC | NG | 6444 | 10584942.387 | 29.11 | 0.0055003 | EPA/CAMD | EPA/NEI | 2002
2021 | NC | Richmond County Plant | 7805 | 9 | CT | OP | CC | NG | 6939 | 13889267.477 | 38.21 | 0.0055021 | EPA/CAMD | EPA/NEI | 2011
2021 | MI | Pine Street | 7806 | 7 | IC | OP | NA | NG |  | 153594.857 | 0.032409 | 0.000422 | EIA Prime Mover-level Data | Estimated using an emission factor
2021 | MI | Pine Street | 7806 | 8 | IC | OP | NA | NG |  | 115196.143 | 0.024306 | 0.000422 | EIA Prime Mover-level Data | Estimated using an emission factor
2021 | OH | Hamilton Hydro | 7807 | 3 | HY | OP | NA | WAT |  | 29974 |  |  | EIA Prime Mover-level Data
2021 | OH | Hamilton Hydro | 7807 | 4 | HY | OP | NA | WAT |  | 29974 |  |  | EIA Prime Mover-level Data
2021 | WI | Argyle | 7810 | 3 | HY | RE | NA | WAT |  | 1707 |  |  | EIA Prime Mover-level Data
2021 | WI | Argyle | 7810 | 5 | IC | SB | NA | DFO |  | 230 | 0.03565 | 0.31 | EIA Prime Mover-level Data | Estimated using an emission factor
2021 | GA | Sewell Creek Energy | 7813 | 1 | GT | OP | CT | NG | 421 | 392946.566 | 5.28 | 0.026874 | EPA/CAMD | EPA/NEI | 2000
2021 | GA | Sewell Creek Energy | 7813 | 2 | GT | OP | CT | NG | 343 | 324470.857 | 5.87 | 0.036182 | EPA/CAMD | EPA/NEI | 2000
2021 | GA | Sewell Creek Energy | 7813 | 3 | GT | OP | CT | NG | 1585 | 1805268.4 | 5.62 | 0.0062262 | EPA/CAMD | EPA/NEI | 2000
2021 | GA | Sewell Creek Energy | 7813 | 4 | GT | OP | CT | NG | 1526 | 1680998.278 | 9.24 | 0.010993 | EPA/CAMD | EPA/NEI | 2000
2021 | SC | Webb Forging | 7814 | 1 | IC | OP | NA | DFO |  | 486 | 0.07533 | 0.31 | EIA Prime Mover-level Data | Estimated using an emission factor
2021 | SC | Webb Forging | 7814 | 2 | IC | OP | NA | DFO |  | 486 | 0.07533 | 0.31 | EIA Prime Mover-level Data | Estimated using an emission factor
2021 | IL | Alsey Station | 7818 | ACT1 | GT | OP | CT | NG | 134 | 44777.713 | 0.1449 | 0.006472 | EPA/CAMD | EPA/NEI | 1999
2021 | IL | Alsey Station | 7818 | ACT2 | GT | OP | CT | NG | 82 | 26412.245 | 0.08534 | 0.0064622 | EPA/CAMD | EPA/NEI | 1999
2021 | IL | Alsey Station | 7818 | ACT5 | GT | OP | CT | NG | 116 | 34361.243 | 0.11155 | 0.0064928 | EPA/CAMD | EPA/NEI | 1999
2021 | IL | Alsey Station | 7818 | ACT6 | GT | OP | CT | NG | 1084 | 363613.185 | 1.2212 | 0.006717 | EPA/CAMD | EPA/NEI | 2016
2021 | MI | Big Quinnesec 92 | 7820 | 1 | HY | OP | NA | WAT |  | 462829 |  |  | EIA Prime Mover-level Data
2021 | MI | Big Quinnesec 92 | 7820 | 2 | HY | OP | NA | WAT |  | 462829 |  |  | EIA Prime Mover-level Data
2021 | MI | Big Quinnesec 61 | 7821 | 4 | HY | OP | NA | WAT |  | 20002 |  |  | EIA Prime Mover-level Data
2021 | MI | Big Quinnesec 61 | 7821 | 5 | HY | OP | NA | WAT |  | 20002 |  |  | EIA Prime Mover-level Data
2021 | WI | Kaukauna City Hydro | 7822 | 1 | HY | OP | NA | WAT |  | 161345 |  |  | EIA Prime Mover-level Data
2021 | WI | Kaukauna City Hydro | 7822 | 2 | HY | OP | NA | WAT |  | 161345 |  |  | EIA Prime Mover-level Data
2021 | CA | Rockwood | 7824 | 1 | GT | OP | NA | NG |  | 22057 | 0.08841 | 0.0080165 | EIA Prime Mover-level Data | NEI avg EF - PM, fuel type
2021 | CA | Rockwood | 7824 | 2 | GT | OP | NA | DFO |  | 22057 | 0.18149 | 0.016457 | EIA Prime Mover-level Data | NEI avg EF - PM, fuel type, firing type
2021 | AR | Fulton | 7825 | CT1 | GT | OP | CT | NG | 1047 | 1373155.23 | 2.4339 | 0.003545 | EPA/CAMD | EPA/NEI | 2001
2021 | NC | Plant Rowan County | 7826 | 1 | GT | OP | CT | NG | 993 | 1388551.555 | 3.02 | 0.0043499 | EPA/CAMD | EPA/NEI | 2001
2021 | NC | Plant Rowan County | 7826 | 2 | GT | OP | CT | NG | 1262 | 1939242.838 | 4.31 | 0.004445 | EPA/CAMD | EPA/NEI | 2001
2021 | NC | Plant Rowan County | 7826 | 3 | GT | OP | CT | NG | 1477 | 2130779.524 | 4.71 | 0.0044209 | EPA/CAMD | EPA/NEI | 2001
2021 | NC | Plant Rowan County | 7826 | 4 | CT | OP | CC | NG | 7855 | 13648819.723 | 28.7 | 0.0042055 | EPA/CAMD | EPA/NEI | 2003
2021 | NC | Plant Rowan County | 7826 | 5 | CT | OP | CC | NG | 7748 | 13381564.099 | 28.1 | 0.0041998 | EPA/CAMD | EPA/NEI | 2003
2021 | OH | Shelby North | 7827 | 1 | IC | OP | NA | DFO |  | 1436 | 0.22258 | 0.31 | EIA Prime Mover-level Data | Estimated using an emission factor
2021 | OH | Shelby South | 7828 | 1 | IC | OP | NA | DFO |  | 1530 | 0.23715 | 0.31 | EIA Prime Mover-level Data | Estimated using an emission factor
2021 | GA | Smarr Energy Facility | 7829 | 1 | GT | OP | CT | NG | 975 | 1049097.151 | 19 | 0.036222 | EPA/CAMD | EPA/NEI | 1999
2021 | GA | Smarr Energy Facility | 7829 | 2 | GT | OP | CT | NG | 934 | 952164.234 | 16 | 0.033608 | EPA/CAMD | EPA/NEI | 1999
2021 | MI | Beaver Island | 7831 | 1 | IC | SB | NA | DFO |  | 836.727 | 0.12969 | 0.31 | EIA Prime Mover-level Data | Estimated using an emission factor
2021 | MI | Beaver Island | 7831 | 2 | IC | SB | NA | DFO |  | 836.727 | 0.12969 | 0.31 | EIA Prime Mover-level Data | Estimated using an emission factor
2021 | MI | Beaver Island | 7831 | 3 | IC | SB | NA | DFO |  | 627.545 | 0.097269 | 0.31 | EIA Prime Mover-level Data | Estimated using an emission factor
2021 | SC | John S. Rainey Generating Station | 7834 | CT1A | CT | OP | CC | NG | 7651 | 12402940.587 | 79.3161 | 0.01279 | EPA/CAMD | EPA/NEI | 2001
2021 | SC | John S. Rainey Generating Station | 7834 | CT1B | CT | OP | CC | NG | 7744 | 12397754.552 | 79.3161 | 0.012795 | EPA/CAMD | EPA/NEI | 2001
2021 | SC | John S. Rainey Generating Station | 7834 | CT2A | GT | OP | CT | NG | 4799 | 7169266.477 | 56.4058 | 0.015735 | EPA/CAMD | EPA/NEI | 2002
2021 | SC | John S. Rainey Generating Station | 7834 | CT2B | GT | OP | CT | NG | 5048 | 7485498.936 | 56.4058 | 0.015071 | EPA/CAMD | EPA/NEI | 2002
2021 | SC | John S. Rainey Generating Station | 7834 | CT3 | GT | OP | CT | NG | 1051 | 707994 | 3.5198 | 0.0099431 | EPA/CAMD | EPA/NEI | 2003
2021 | SC | John S. Rainey Generating Station | 7834 | CT4 | GT | OP | CT | NG | 1004 | 662812.2 | 3.5198 | 0.010621 | EPA/CAMD | EPA/NEI | 2003
2021 | SC | John S. Rainey Generating Station | 7834 | CT5 | GT | OP | CT | NG | 928 | 614197.5 | 3.5198 | 0.011461 | EPA/CAMD | EPA/NEI | 2003
2021 | MD | Rock Springs Generating Facility | 7835 | 1 | GT | OP | CT | NG | 389 | 580295.424 | 0.58506 | 0.0020164 | EPA/CAMD | EPA/NEI | 2003
2021 | MD | Rock Springs Generating Facility | 7835 | 2 | GT | OP | CT | NG | 435 | 637466.741 | 1.0367 | 0.0032526 | EPA/CAMD | EPA/NEI | 2003
2021 | MD | Rock Springs Generating Facility | 7835 | 3 | GT | OP | CT | NG | 341 | 490744.884 | 1.4402 | 0.0058693 | EPA/CAMD | EPA/NEI | 2002
2021 | MD | Rock Springs Generating Facility | 7835 | 4 | GT | OP | CT | NG | 498 | 752365.793 | 1.3569 | 0.0036071 | EPA/CAMD | EPA/NEI | 2002
2021 | VA | Marsh Run Generation Facility | 7836 | EU1 | GT | OP | CT | NG | 1772 | 2511975.266 | 14.463 | 0.011515 | EPA/CAMD | EPA/NEI | 2004
2021 | VA | Marsh Run Generation Facility | 7836 | EU2 | GT | OP | CT | NG | 1555 | 2149597.096 | 12.636 | 0.011757 | EPA/CAMD | EPA/NEI | 2004
2021 | VA | Marsh Run Generation Facility | 7836 | EU3 | GT | OP | CT | NG | 1636 | 2266846.406 | 13.293 | 0.011728 | EPA/CAMD | EPA/NEI | 2004
2021 | VA | Louisa Generation Facility | 7837 | EU1 | GT | OP | CT | NG | 999 | 788267.117 | 4.379 | 0.01111 | EPA/CAMD | EPA/NEI | 2003
2021 | VA | Louisa Generation Facility | 7837 | EU2 | GT | OP | CT | NG | 976 | 718952.158 | 4.2508 | 0.011825 | EPA/CAMD | EPA/NEI | 2003
2021 | VA | Louisa Generation Facility | 7837 | EU3 | GT | OP | CT | NG | 1029 | 775982.453 | 4.5029 | 0.011606 | EPA/CAMD | EPA/NEI | 2003
2021 | VA | Louisa Generation Facility | 7837 | EU4 | GT | OP | CT | NG | 1084 | 827224.139 | 4.7114 | 0.011391 | EPA/CAMD | EPA/NEI | 2003
2021 | VA | Louisa Generation Facility | 7837 | EU5 | GT | OP | CT | NG | 1615 | 2260139.01 | 12.7301 | 0.011265 | EPA/CAMD | EPA/NEI | 2003
2021 | VA | Remington Combustion Turbine Station | 7838 | 1 | GT | OP | CT | NG | 1358 | 1658686.466 | 5.4955 | 0.0066263 | EPA/CAMD | EPA/NEI | 2000
2021 | VA | Remington Combustion Turbine Station | 7838 | 2 | GT | OP | CT | NG | 711 | 855669.497 | 2.9508 | 0.0068971 | EPA/CAMD | EPA/NEI | 2000
2021 | VA | Remington Combustion Turbine Station | 7838 | 3 | GT | OP | CT | NG | 1228 | 1516237.617 | 2.8129 | 0.0037103 | EPA/CAMD | EPA/NEI | 2000
2021 | VA | Remington Combustion Turbine Station | 7838 | 4 | GT | OP | CT | NG | 899 | 1093070.477 | 3.7395 | 0.0068422 | EPA/CAMD | EPA/NEI | 2000
2021 | VA | Ladysmith Combustion Turbine Sta | 7839 | 1 | GT | OP | CT | NG | 645 | 832485.872 | 3.1254 | 0.0075085 | EPA/CAMD | EPA/NEI | 2001
2021 | VA | Ladysmith Combustion Turbine Sta | 7839 | 2 | GT | OP | CT | NG | 704 | 875565.555 | 3.2622 | 0.0074516 | EPA/CAMD | EPA/NEI | 2001
2021 | VA | Ladysmith Combustion Turbine Sta | 7839 | 3 | GT | OP | CT | NG | 497 | 687931.994 | 2.5961 | 0.0075477 | EPA/CAMD | EPA/NEI | 2008
2021 | VA | Ladysmith Combustion Turbine Sta | 7839 | 4 | GT | OP | CT | NG | 1104 | 1503852.202 | 4.9687 | 0.0066079 | EPA/CAMD | EPA/NEI | 2008
2021 | VA | Ladysmith Combustion Turbine Sta | 7839 | 5 | GT | OP | CT | NG | 697 | 947062.754 | 6.0816 | 0.012843 | EPA/CAMD | EPA/NEI | 2009
2021 | AK | Valdez Cogen | 7841 | 1 | GT | OP | NA | WO |  | 366742 | 56.845 | 0.31 | EIA Prime Mover-level Data | Estimated using an emission factor
2021 | IL | Freedom Power Project | 7842 | CT1 | GT | OP | CT | NG | 57 | 17614.517 | 0.057719 | 0.0065536 | EPA/CAMD | EPA/NEI | 2000
2021 | MN | Pleasant Valley Station | 7843 | 11 | GT | OP | CT | NG | 946 | 906456.107 | 0.29619 | 0.00065351 | EPA/CAMD | EPA/NEI | 2001
2021 | MN | Pleasant Valley Station | 7843 | 12 | GT | OP | CT | NG | 499 | 451027.843 | 0.12888 | 0.0005715 | EPA/CAMD | EPA/NEI | 2001
2021 | MN | Pleasant Valley Station | 7843 | 13 | GT | OP | CT | NG | 219 | 193648.182 | 0.050786 | 0.00052452 | EPA/CAMD | EPA/NEI | 2002
2021 | MN | Minnesota River Station | 7844 | U001 | GT | OP | CT | NG | 88 | 16017.468 | 0.052884 | 0.0066033 | EPA/CAMD | EPA/NEI | 2001
2021 | TN | Lagoon Creek | 7845 | LCC1 | CT | OP | CC | NG | 5549 | 9385534.074 | 14.6175 | 0.0031149 | EPA/CAMD | EPA/NEI | 2010
2021 | TN | Lagoon Creek | 7845 | LCC2 | CT | OP | CC | NG | 4946 | 8236805.818 | 14.5813 | 0.0035405 | EPA/CAMD | EPA/NEI | 2010
2021 | TN | Lagoon Creek | 7845 | LCT1 | GT | OP | CT | DFO | 364 | 272914.959 | 1.0278 | 0.0075322 | EPA/CAMD | EPA/NEI | 2001
2021 | TN | Lagoon Creek | 7845 | LCT10 | GT | OP | CT | DFO | 347 | 261707.406 | 1.3373 | 0.01022 | EPA/CAMD | EPA/NEI | 2002
2021 | TN | Lagoon Creek | 7845 | LCT11 | GT | OP | CT | DFO | 341 | 256541.267 | 1.2641 | 0.009855 | EPA/CAMD | EPA/NEI | 2002
2021 | TN | Lagoon Creek | 7845 | LCT12 | GT | OP | CT | DFO | 257 | 198650.443 | 1.306 | 0.013149 | EPA/CAMD | EPA/NEI | 2002
2021 | TN | Lagoon Creek | 7845 | LCT2 | GT | OP | CT | DFO | 380 | 267377.238 | 0.75667 | 0.00566 | EPA/CAMD | EPA/NEI | 2001
2021 | TN | Lagoon Creek | 7845 | LCT3 | GT | OP | CT | DFO | 363 | 263984.951 | 1.2583 | 0.0095329 | EPA/CAMD | EPA/NEI | 2001
2021 | TN | Lagoon Creek | 7845 | LCT4 | GT | OP | CT | NG | 437 | 315768.461 | 1.328 | 0.008411 | EPA/CAMD | EPA/NEI | 2001
2021 | TN | Lagoon Creek | 7845 | LCT5 | GT | OP | CT | DFO | 334 | 240402.626 | 1.3978 | 0.011629 | EPA/CAMD | EPA/NEI | 2001
2021 | TN | Lagoon Creek | 7845 | LCT6 | GT | OP | CT | DFO | 361 | 271578.647 | 1.3901 | 0.010237 | EPA/CAMD | EPA/NEI | 2001
2021 | TN | Lagoon Creek | 7845 | LCT7 | GT | OP | CT | DFO | 254 | 180153.725 | 1.3253 | 0.014713 | EPA/CAMD | EPA/NEI | 2001
2021 | TN | Lagoon Creek | 7845 | LCT8 | GT | OP | CT | DFO | 320 | 211177.105 | 1.224 | 0.011592 | EPA/CAMD | EPA/NEI | 2001
2021 | TN | Lagoon Creek | 7845 | LCT9 | GT | OP | CT | DFO | 377 | 281211.384 | 1.3931 | 0.0099079 | EPA/CAMD | EPA/NEI | 2002
2021 | FL | Brandy Branch | 7846 | 1 | GT | OP | CT | NG | 1197 | 1305243.467 | 4.9383 | 0.0075668 | EPA/CAMD | EPA/NEI | 2001
2021 | FL | Brandy Branch | 7846 | 2 | CT | OP | CC | NG | 8331 | 16245649.332 | 53.5927 | 0.0065978 | EPA/CAMD | EPA/NEI | 2001
2021 | FL | Brandy Branch | 7846 | 3 | CT | OP | CC | NG | 8184 | 16074410.199 | 53.1646 | 0.0066148 | EPA/CAMD | EPA/NEI | 2001
2021 | IA | Coon Rapids II | 7847 | 1 | IC | SB | NA | DFO |  | 2411 | 0.37371 | 0.31 | EIA Prime Mover-level Data | Estimated using an emission factor
2021 | IA | Coon Rapids II | 7847 | 2 | IC | SB | NA | DFO |  | 2411 | 0.37371 | 0.31 | EIA Prime Mover-level Data | Estimated using an emission factor
2021 | IA | Coon Rapids II | 7847 | 3 | IC | SB | NA | DFO |  | 2411 | 0.37371 | 0.31 | EIA Prime Mover-level Data | Estimated using an emission factor
2021 | MO | Holden Power Plant | 7848 | 1 | GT | OP | CT | NG | 416 | 321527.585 | 1.0705 | 0.0066588 | EPA/CAMD | EPA/NEI | 2002
2021 | MO | Holden Power Plant | 7848 | 2 | GT | OP | CT | NG | 636 | 528415.141 | 2.2964 | 0.0086917 | EPA/CAMD | EPA/NEI | 2002
2021 | MO | Holden Power Plant | 7848 | 3 | GT | OP | CT | NG | 439 | 373078.364 | 1.963 | 0.010523 | EPA/CAMD | EPA/NEI | 2002
2021 | IA | Knoxville Industrial | 7849 | 1 | IC | OP | NA | DFO |  | 429.25 | 0.066534 | 0.31 | EIA Prime Mover-level Data | Estimated using an emission factor
2021 | IA | Knoxville Industrial | 7849 | 2 | IC | OP | NA | DFO |  | 429.25 | 0.066534 | 0.31 | EIA Prime Mover-level Data | Estimated using an emission factor
2021 | IA | Knoxville Industrial | 7849 | 3 | IC | OP | NA | DFO |  | 429.25 | 0.066534 | 0.31 | EIA Prime Mover-level Data | Estimated using an emission factor
2021 | IA | Knoxville Industrial | 7849 | 4 | IC | OP | NA | DFO |  | 429.25 | 0.066534 | 0.31 | EIA Prime Mover-level Data | Estimated using an emission factor
2021 | IA | Knoxville Industrial | 7849 | 5 | IC | OP | NA | DFO |  | 429.25 | 0.066534 | 0.31 | EIA Prime Mover-level Data | Estimated using an emission factor
2021 | IA | Knoxville Industrial | 7849 | 6 | IC | OP | NA | DFO |  | 429.25 | 0.066534 | 0.31 | EIA Prime Mover-level Data | Estimated using an emission factor
2021 | IA | Knoxville Industrial | 7849 | 7 | IC | OP | NA | DFO |  | 429.25 | 0.066534 | 0.31 | EIA Prime Mover-level Data | Estimated using an emission factor
2021 | IA | Knoxville Industrial | 7849 | 8 | IC | OP | NA | DFO |  | 429.25 | 0.066534 | 0.31 | EIA Prime Mover-level Data | Estimated using an emission factor
2021 | IA | Shenandoah | 7850 | 1 | IC | OP | NA | DFO |  | 333 | 0.051615 | 0.31 | EIA Prime Mover-level Data | Estimated using an emission factor
2021 | IA | Shenandoah | 7850 | 10 | IC | OP | NA | DFO |  | 333 | 0.051615 | 0.31 | EIA Prime Mover-level Data | Estimated using an emission factor
2021 | IA | Shenandoah | 7850 | 2 | IC | OP | NA | DFO |  | 333 | 0.051615 | 0.31 | EIA Prime Mover-level Data | Estimated using an emission factor
2021 | IA | Shenandoah | 7850 | 3 | IC | OP | NA | DFO |  | 333 | 0.051615 | 0.31 | EIA Prime Mover-level Data | Estimated using an emission factor
2021 | IA | Shenandoah | 7850 | 4 | IC | OP | NA | DFO |  | 333 | 0.051615 | 0.31 | EIA Prime Mover-level Data | Estimated using an emission factor
2021 | IA | Shenandoah | 7850 | 5 | IC | OP | NA | DFO |  | 333 | 0.051615 | 0.31 | EIA Prime Mover-level Data | Estimated using an emission factor
2021 | IA | Shenandoah | 7850 | 6 | IC | OP | NA | DFO |  | 333 | 0.051615 | 0.31 | EIA Prime Mover-level Data | Estimated using an emission factor
2021 | IA | Shenandoah | 7850 | 7 | IC | OP | NA | DFO |  | 333 | 0.051615 | 0.31 | EIA Prime Mover-level Data | Estimated using an emission factor
2021 | IA | Shenandoah | 7850 | 8 | IC | OP | NA | DFO |  | 333 | 0.051615 | 0.31 | EIA Prime Mover-level Data | Estimated using an emission factor
2021 | IA | Shenandoah | 7850 | 9 | IC | OP | NA | DFO |  | 333 | 0.051615 | 0.31 | EIA Prime Mover-level Data | Estimated using an emission factor
2021 | IA | Waterloo Lundquist | 7851 | 1 | IC | OP | NA | DFO |  | 493.778 | 0.076536 | 0.31 | EIA Prime Mover-level Data | Estimated using an emission factor
2021 | IA | Waterloo Lundquist | 7851 | 2 | IC | OP | NA | DFO |  | 493.778 | 0.076536 | 0.31 | EIA Prime Mover-level Data | Estimated using an emission factor
2021 | IA | Waterloo Lundquist | 7851 | 3 | IC | OP | NA | DFO |  | 493.778 | 0.076536 | 0.31 | EIA Prime Mover-level Data | Estimated using an emission factor
2021 | IA | Waterloo Lundquist | 7851 | 4 | IC | OP | NA | DFO |  | 493.778 | 0.076536 | 0.31 | EIA Prime Mover-level Data | Estimated using an emission factor
2021 | IA | Waterloo Lundquist | 7851 | 5 | IC | OP | NA | DFO |  | 493.778 | 0.076536 | 0.31 | EIA Prime Mover-level Data | Estimated using an emission factor
2021 | IA | Waterloo Lundquist | 7851 | 6 | IC | OP | NA | DFO |  | 493.778 | 0.076536 | 0.31 | EIA Prime Mover-level Data | Estimated using an emission factor
2021 | IA | Waterloo Lundquist | 7851 | 7 | IC | OP | NA | DFO |  | 493.778 | 0.076536 | 0.31 | EIA Prime Mover-level Data | Estimated using an emission factor
2021 | IA | Waterloo Lundquist | 7851 | 8 | IC | OP | NA | DFO |  | 493.778 | 0.076536 | 0.31 | EIA Prime Mover-level Data | Estimated using an emission factor
2021 | IA | Waterloo Lundquist | 7851 | 9 | IC | OP | NA | DFO |  | 493.778 | 0.076536 | 0.31 | EIA Prime Mover-level Data | Estimated using an emission factor
2021 | IA | West Receiving | 7853 | 1 | IC | OP | NA | DFO |  | 1446 | 0.22413 | 0.31 | EIA Prime Mover-level Data | Estimated using an emission factor
2021 | IL | Avenue A Generator Sets | 7854 | 1 | IC | SB | NA | DFO |  | 1081 | 0.16756 | 0.31 | EIA Prime Mover-level Data | Estimated using an emission factor
2021 | IL | Avenue A Generator Sets | 7854 | 2 | IC | SB | NA | DFO |  | 1081 | 0.16756 | 0.31 | EIA Prime Mover-level Data | Estimated using an emission factor
2021 | MN | Moorhead Wind Turbine | 7855 | 8 | WT | OP | NA | WND |  | 6115 |  |  | EIA Prime Mover-level Data
2021 | MN | Moorhead Wind Turbine | 7855 | 9 | WT | OP | NA | WND |  | 6115 |  |  | EIA Prime Mover-level Data
2021 | IA | North Generation Plant | 7856 | 1 | IC | OP | NA | DFO |  | 284.85 | 0.044152 | 0.31 | EIA Prime Mover-level Data | Estimated using an emission factor
2021 | IA | North Generation Plant | 7856 | 2 | IC | OP | NA | DFO |  | 284.85 | 0.044152 | 0.31 | EIA Prime Mover-level Data | Estimated using an emission factor
2021 | IA | North Generation Plant | 7856 | 3 | IC | OP | NA | DFO |  | 348.15 | 0.053963 | 0.31 | EIA Prime Mover-level Data | Estimated using an emission factor
2021 | IA | North Generation Plant | 7856 | 4 | IC | OP | NA | DFO |  | 348.15 | 0.053963 | 0.31 | EIA Prime Mover-level Data | Estimated using an emission factor
2021 | IA | Gilliam South | 7857 | 1 | IC | OP | NA | DFO |  | 87.907 | 0.013626 | 0.31 | EIA Prime Mover-level Data | Estimated using an emission factor
2021 | IA | Gilliam South | 7857 | 7 | IC | OP | NA | DFO |  | 122.093 | 0.018924 | 0.31 | EIA Prime Mover-level Data | Estimated using an emission factor
2021 | IL | MEPI GT Facility | 7858 | 1 | GT | OP | CT | NG | 403 | 232430.887 | 0.37185 | 0.0031997 | EPA/CAMD | EPA/NEI | 2000
2021 | IL | MEPI GT Facility | 7858 | 2 | GT | OP | CT | NG | 432 | 248745.275 | 0.39759 | 0.0031967 | EPA/CAMD | EPA/NEI | 2000
2021 | IL | MEPI GT Facility | 7858 | 3 | GT | OP | CT | NG | 421 | 242952.355 | 0.38828 | 0.0031964 | EPA/CAMD | EPA/NEI | 2000
2021 | IL | MEPI GT Facility | 7858 | 4 | GT | OP | CT | NG | 480 | 117950.189 | 0.31865 | 0.0054032 | EPA/CAMD | EPA/NEI | 2000
2021 | IL | MEPI GT Facility | 7858 | 5 | GT | OP | CT | NG | 497 | 125047.393 | 0.33796 | 0.0054053 | EPA/CAMD | EPA/NEI | 2000
2021 | MO | Shelbina Power #3 | 7860 | G7 | IC | OP | NA | DFO |  | 103.5 | 0.016043 | 0.31 | EIA Prime Mover-level Data | Estimated using an emission factor
2021 | MO | Shelbina Power #3 | 7860 | G8 | IC | OP | NA | DFO |  | 103.5 | 0.016043 | 0.31 | EIA Prime Mover-level Data | Estimated using an emission factor
2021 | AK | Power Creek | 7862 | 4 | HY | OP | NA | WAT |  | 68237 |  |  | EIA Prime Mover-level Data
2021 | AK | Power Creek | 7862 | 5 | HY | OP | NA | WAT |  | 68237 |  |  | EIA Prime Mover-level Data
2021 | WI | Elk Mound Generating Station | 7863 | 1 | GT | OP | CT | NG | 1012 | 406285.9 | 2.8895 | 0.014224 | EPA/CAMD | EPA/NEI | 2001
2021 | WI | Elk Mound Generating Station | 7863 | 2 | GT | OP | CT | NG | 1020 | 397637.1 | 2.2051 | 0.011091 | EPA/CAMD | EPA/NEI | 2001
2021 | IA | Earlville | 7865 | 1 | IC | OP | NA | DFO |  | 172 | 0.02666 | 0.31 | EIA Prime Mover-level Data | Estimated using an emission factor
2021 | WA | Snoqualmie 2 | 7867 | 6A | HY | OP | NA | WAT |  | 585961.302 |  |  | EIA Prime Mover-level Data
2021 | WA | Snoqualmie 2 | 7867 | 7 | HY | OP | NA | WAT |  | 988809.698 |  |  | EIA Prime Mover-level Data
2021 | NY | Glenwood Landing Energy Center | 7869 | UGT011 | GT | OP | CT | DFO | 1 | 36 | 0.00044599 | 0.024777 | EPA/CAMD | NEI avg EF - PM, fuel type, firing type | 1967
2021 | NY | Glenwood Landing Energy Center | 7869 | UGT012 | GT | OP | CT | NG | 2487 | 884208.988 | 4.8587 | 0.01099 | EPA/CAMD | EPA/NEI | 2002
2021 | NY | Glenwood Landing Energy Center | 7869 | UGT013 | GT | OP | CT | NG | 1662 | 589740.348 | 4.8587 | 0.016477 | EPA/CAMD | EPA/NEI | 2002
2021 | WA | Encogen Generating Station | 7870 | CT1 | CT | OP | CC | NG | 4139 | 1504652.942 | 5.94 | 0.0078955 | EPA/CAMD | EPA/NEI | 1993
2021 | WA | Encogen Generating Station | 7870 | CT2 | CT | OP | CC | NG | 4211 | 1632508.527 | 4.98 | 0.006101 | EPA/CAMD | EPA/NEI | 1993
2021 | WA | Encogen Generating Station | 7870 | CT3 | CT | OP | CC | NG | 4151 | 1635413.326 | 5.4 | 0.0066038 | EPA/CAMD | EPA/NEI | 1993
2021 | OH | Robert P Mone | 7872 | 1 | GT | OP | CT | NG | 797 | 988536.9 | 3.87 | 0.0078298 | EPA/CAMD | EPA/NEI | 2002
2021 | OH | Robert P Mone | 7872 | 2 | GT | OP | CT | NG | 813 | 1014790.7 | 3.02 | 0.005952 | EPA/CAMD | EPA/NEI | 2002
2021 | OH | Robert P Mone | 7872 | 3 | GT | OP | CT | NG | 811 | 991947 | 4.64 | 0.0093553 | EPA/CAMD | EPA/NEI | 2002
2021 | FL | Bayside Power Station | 7873 | CT1A | CT | OP | CC | NG | 5851 | 7820806.9 | 27.0603 | 0.0069201 | EPA/CAMD | EPA/NEI | 2003
2021 | FL | Bayside Power Station | 7873 | CT1B | CT | OP | CC | NG | 6291 | 8468194.364 | 29.2609 | 0.0069108 | EPA/CAMD | EPA/NEI | 2003
2021 | FL | Bayside Power Station | 7873 | CT1C | CT | OP | CC | NG | 5689 | 7348012.754 | 25.5344 | 0.00695 | EPA/CAMD | EPA/NEI | 2003
2021 | FL | Bayside Power Station | 7873 | CT2A | CT | OP | CC | NG | 7431 | 9952275.941 | 34.0529 | 0.0068432 | EPA/CAMD | EPA/NEI | 2003
2021 | FL | Bayside Power Station | 7873 | CT2B | CT | OP | CC | NG | 7061 | 9658688.107 | 32.9755 | 0.0068282 | EPA/CAMD | EPA/NEI | 2003
2021 | FL | Bayside Power Station | 7873 | CT2C | CT | OP | CC | NG | 5790 | 7731544.32 | 26.5806 | 0.0068759 | EPA/CAMD | EPA/NEI | 2003
2021 | FL | Bayside Power Station | 7873 | CT2D | CT | OP | CC | NG | 5522 | 7334769.035 | 25.2334 | 0.0068805 | EPA/CAMD | EPA/NEI | 2003
2021 | FL | Bayside Power Station | 7873 | CT3A | GT | OP | CT | NG | 65 | 13337.081 | 0.093723 | 0.014054 | EPA/CAMD | EPA/NEI | 2009
2021 | FL | Bayside Power Station | 7873 | CT3B | GT | OP | CT | NG | 65 | 13348.401 | 0.094231 | 0.014119 | EPA/CAMD | EPA/NEI | 2009
2021 | FL | Bayside Power Station | 7873 | CT4A | GT | OP | CT | NG | 173 | 35239.941 | 0.249 | 0.014132 | EPA/CAMD | EPA/NEI | 2009
2021 | FL | Bayside Power Station | 7873 | CT4B | GT | OP | CT | NG | 169 | 35189.495 | 0.23981 | 0.01363 | EPA/CAMD | EPA/NEI | 2009
2021 | FL | Bayside Power Station | 7873 | CT5A | GT | OP | CT | NG | 173 | 36954.727 | 0.25405 | 0.01375 | EPA/CAMD | EPA/NEI | 2009
2021 | FL | Bayside Power Station | 7873 | CT5B | GT | OP | CT | NG | 154 | 31885.047 | 0.22564 | 0.014153 | EPA/CAMD | EPA/NEI | 2009
2021 | FL | Bayside Power Station | 7873 | CT6A | GT | OP | CT | NG | 131 | 27479.874 | 0.19647 | 0.014299 | EPA/CAMD | EPA/NEI | 2009
2021 | FL | Bayside Power Station | 7873 | CT6B | GT | OP | CT | NG | 129 | 26258.724 | 0.18662 | 0.014214 | EPA/CAMD | EPA/NEI | 2009
2021 | OH | Edgerton | 7874 | 1 | IC | OP | NA | DFO |  | 1004.5 | 0.1557 | 0.31 | EIA Prime Mover-level Data | Estimated using an emission factor
2021 | OH | Edgerton | 7874 | 2 | IC | OP | NA | DFO |  | 1004.5 | 0.1557 | 0.31 | EIA Prime Mover-level Data | Estimated using an emission factor
2021 | OH | Wellington | 7878 | 1 | IC | SB | NA | DFO |  | 594 | 0.09207 | 0.31 | EIA Prime Mover-level Data | Estimated using an emission factor
2021 | TN | Powell Valley | 7883 | 1 | IC | OP | NA | DFO
2021 | TN | Powell Valley | 7883 | 10 | IC | OP | NA | DFO
2021 | TN | Powell Valley | 7883 | 11 | IC | OP | NA | DFO
2021 | TN | Powell Valley | 7883 | 2 | IC | OP | NA | DFO
2021 | TN | Powell Valley | 7883 | 3 | IC | OP | NA | DFO
2021 | TN | Powell Valley | 7883 | 4 | IC | OP | NA | DFO
2021 | TN | Powell Valley | 7883 | 5 | IC | OP | NA | DFO
2021 | TN | Powell Valley | 7883 | 6 | IC | OP | NA | DFO
2021 | TN | Powell Valley | 7883 | 7 | IC | OP | NA | DFO
2021 | TN | Powell Valley | 7883 | 8 | IC | OP | NA | DFO
2021 | TN | Powell Valley | 7883 | 9 | IC | OP | NA | DFO
2021 | ND | Dakota Magic | 7884 | 1 | IC | SB | NA | DFO
2021 | WI | Wind Turbine | 7886 | 1 | WT | OP | NA | WND |  | 131858 |  |  | EIA Prime Mover-level Data
2021 | NE | Terry Bundy Generating Station | 7887 | SVGS2 | CT | OP | CC | NG | 2185 | 637993.859 | 1.7141 | 0.0053736 | EPA/CAMD | NEI avg EF - PM, fuel type, firing type | 2003
2021 | NE | Terry Bundy Generating Station | 7887 | SVGS3 | CT | OP | CC | NG | 2297 | 661698.882 | 1.7778 | 0.0053736 | EPA/CAMD | NEI avg EF - PM, fuel type, firing type | 2003
2021 | NE | Terry Bundy Generating Station | 7887 | SVGS4 | GT | OP | CT | NG | 2217 | 588761.295 | 2.3599 | 0.0080165 | EPA/CAMD | NEI avg EF - PM, fuel type, firing type | 2003
2021 | AL | E B Harris Generating Plant | 7897 | 1A | CT | OP | CC | NG | 5451 | 9066467.65 | 14.96 | 0.0033001 | EPA/CAMD | EPA/NEI | 2003
2021 | AL | E B Harris Generating Plant | 7897 | 1B | CT | OP | CC | NG | 6011 | 10058829.65 | 16.6 | 0.0033006 | EPA/CAMD | EPA/NEI | 2003
2021 | AL | E B Harris Generating Plant | 7897 | 2A | CT | OP | CC | NG | 3178 | 5042389.425 | 12.1 | 0.0047993 | EPA/CAMD | EPA/NEI | 2003
2021 | AL | E B Harris Generating Plant | 7897 | 2B | CT | OP | CC | NG | 5570 | 8742597.2 | 17.93 | 0.0041018 | EPA/CAMD | EPA/NEI | 2003
2021 | OH | New Knoxville | 7898 | 1 | IC | OS | NA | DFO
2021 | TX | Sand Hill Energy Center | 7900 | SH1 | GT | OP | CT | NG | 1561 | 529348.881 | 1.0587 | 0.004 | EPA/CAMD | EPA/NEI | 2001
2021 | TX | Sand Hill Energy Center | 7900 | SH2 | GT | OP | CT | NG | 1354 | 465041.698 | 0.9301 | 0.0040001 | EPA/CAMD | EPA/NEI | 2001
2021 | TX | Sand Hill Energy Center | 7900 | SH3 | GT | OP | CT | NG | 1667 | 539714.704 | 1.0794 | 0.0039999 | EPA/CAMD | EPA/NEI | 2001
2021 | TX | Sand Hill Energy Center | 7900 | SH4 | GT | OP | CT | NG | 1836 | 611415.381 | 1.2228 | 0.0039999 | EPA/CAMD | EPA/NEI | 2001
2021 | TX | Sand Hill Energy Center | 7900 | SH5 | CT | OP | CC | NG | 6406 | 8551463.16 | 12.4014 | 0.0029004 | EPA/CAMD | EPA/NEI | 2004
2021 | TX | Sand Hill Energy Center | 7900 | SH6 | GT | OP | CT | NG | 1354 | 417419.343 | 0.8348 | 0.0039998 | EPA/CAMD | EPA/NEI | 2010
2021 | TX | Sand Hill Energy Center | 7900 | SH7 | GT | OP | CT | NG | 1392 | 444595.763 | 0.8892 | 0.004 | EPA/CAMD | EPA/NEI | 2010
2021 | TX | H W Pirkey Power Plant | 7902 | 1 | ST | OP | WALL | LIG | 5585 | 30822883.366 | 56.1 | 0.0036402 | EPA/CAMD | EPA/NEI | 1984
2021 | MO | McCartney Generating Station | 7903 | MGS1A | GT | OP | CT | NG | 758 | 122733.328 | 0.2382 | 0.0038816 | EPA/CAMD | EPA/NEI | 2002
2021 | MO | McCartney Generating Station | 7903 | MGS1B | GT | OP | CT | NG | 775 | 131983.238 | 0.2504 | 0.0037944 | EPA/CAMD | EPA/NEI | 2002
2021 | MO | McCartney Generating Station | 7903 | MGS2A | GT | OP | CT | NG | 715 | 118326.047 | 0.258 | 0.0043608 | EPA/CAMD | EPA/NEI | 2002
2021 | MO | McCartney Generating Station | 7903 | MGS2B | GT | OP | CT | NG | 739 | 122803.71 | 0.2697 | 0.0043924 | EPA/CAMD | EPA/NEI | 2002
2021 | CA | Pine Flat | 7907 | 1 | HY | OP | NA | WAT |  | 153104.667 |  |  | EIA Prime Mover-level Data
2021 | CA | Pine Flat | 7907 | 2 | HY | OP | NA | WAT |  | 153104.667 |  |  | EIA Prime Mover-level Data
2021 | CA | Pine Flat | 7907 | 3 | HY | OP | NA | WAT |  | 153104.667 |  |  | EIA Prime Mover-level Data
2021 | NY | Vernon Boulevard | 7909 | VB01 | GT | OP | CT | NG | 1346 | 438953.631 | 3.1659 | 0.014425 | EPA/CAMD | EPA/NEI | 2001
2021 | NY | Vernon Boulevard | 7909 | VB02 | GT | OP | CT | NG | 1587 | 507834.877 | 3.1659 | 0.012468 | EPA/CAMD | EPA/NEI | 2001
2021 | NY | 23rd and 3rd | 7910 | 2301 | GT | OP | CT | NG | 1293 | 434668.953 | 2.833 | 0.013035 | EPA/CAMD | EPA/NEI | 2001
2021 | NY | 23rd and 3rd | 7910 | 2302 | GT | OP | CT | NG | 1240 | 416190.514 | 2.833 | 0.013614 | EPA/CAMD | EPA/NEI | 2001
2021 | CA | Kern Canyon | 7911 | 1 | HY | OS | NA | WAT
2021 | NY | Brentwood | 7912 | BW01 | GT | OP | CT | NG | 1860 | 667723.485 | 2.2112 | 0.006623 | EPA/CAMD | EPA/NEI | 2001
2021 | NY | Hell Gate | 7913 | HG01 | GT | OP | CT | NG | 1267 | 414699.876 | 0 | 0 | EPA/CAMD | EPA/NEI | 2001
2021 | NY | Hell Gate | 7913 | HG02 | GT | OP | CT | NG | 1136 | 388887.221 | 0 | 0 | EPA/CAMD | EPA/NEI | 2001
2021 | NY | Harlem River Yard | 7914 | HR01 | GT | OP | CT | NG | 1316 | 423236.52 | 2.6053 | 0.012311 | EPA/CAMD | EPA/NEI | 2001
2021 | NY | Harlem River Yard | 7914 | HR02 | GT | OP | CT | NG | 1090 | 347903.43 | 2.6053 | 0.014977 | EPA/CAMD | EPA/NEI | 2001
2021 | NY | North 1st | 7915 | NO1 | GT | OP | CT | NG | 1029 | 376628.12 | 1.1715 | 0.0062208 | EPA/CAMD | EPA/NEI | 2001
2021 | GA | Talbot Energy Facility | 7916 | 1 | GT | OP | CT | NG | 583 | 548042.751 | 5 | 0.018247 | EPA/CAMD | EPA/NEI | 2002
2021 | GA | Talbot Energy Facility | 7916 | 2 | GT | OP | CT | NG | 600 | 562662.69 | 5.15 | 0.018306 | EPA/CAMD | EPA/NEI | 2002
2021 | GA | Talbot Energy Facility | 7916 | 3 | GT | OP | CT | NG | 649 | 597528.614 | 5.54 | 0.018543 | EPA/CAMD | EPA/NEI | 2002
2021 | GA | Talbot Energy Facility | 7916 | 4 | GT | OP | CT | NG | 659 | 616941.392 | 5.69 | 0.018446 | EPA/CAMD | EPA/NEI | 2002
2021 | GA | Talbot Energy Facility | 7916 | 5 | GT | OP | CT | NG | 563 | 517082.922 | 4.764 | 0.018426 | EPA/CAMD | EPA/NEI | 2003
2021 | GA | Talbot Energy Facility | 7916 | 6 | GT | OP | CT | NG | 656 | 602846.854 | 5.63 | 0.018678 | EPA/CAMD | EPA/NEI | 2003
2021 | GA | Chattahoochee Energy Facility | 7917 | 8A | CT | OP | CC | NG | 7558 | 11357378.96 | 1.079 | 0.00019 | EPA/CAMD | EPA/NEI | 2002
2021 | GA | Chattahoochee Energy Facility | 7917 | 8B | CT | OP | CC | NG | 7223 | 10882411.498 | 1.0338 | 0.00019 | EPA/CAMD | EPA/NEI | 2002
2021 | OH | Galion | 7918 | 1 | IC | OP | NA | DFO |  | 1052.333 | 0.16311 | 0.31 | EIA Prime Mover-level Data | Estimated using an emission factor
2021 | OH | Galion | 7918 | 2 | IC | OP | NA | DFO |  | 1052.333 | 0.16311 | 0.31 | EIA Prime Mover-level Data | Estimated using an emission factor
2021 | OH | Galion | 7918 | 3 | IC | OP | NA | DFO |  | 1052.333 | 0.16311 | 0.31 | EIA Prime Mover-level Data | Estimated using an emission factor
2021 | OH | Seville | 7919 | 1 | IC | OP | NA | DFO |  | 717.333 | 0.11119 | 0.31 | EIA Prime Mover-level Data | Estimated using an emission factor
2021 | OH | Seville | 7919 | 2 | IC | OP | NA | DFO |  | 717.333 | 0.11119 | 0.31 | EIA Prime Mover-level Data | Estimated using an emission factor
2021 | OH | Seville | 7919 | 3 | IC | OP | NA | DFO |  | 717.333 | 0.11119 | 0.31 | EIA Prime Mover-level Data | Estimated using an emission factor
2021 | IA | Traer South | 7920 | 5 | IC | SB | NA | DFO |  | 6 | 0.00093 | 0.31 | EIA Prime Mover-level Data | Estimated using an emission factor
2021 | IA | Maquoketa 2 | 7921 | 11 | IC | SB | NA | DFO |  | 0 | 0 |  | EIA Prime Mover-level Data | Estimated using an emission factor
2021 | IA | Maquoketa 2 | 7921 | 12 | IC | SB | NA | DFO |  | 0 | 0 |  | EIA Prime Mover-level Data | Estimated using an emission factor
2021 | IA | Maquoketa 2 | 7921 | 13 | IC | SB | NA | DFO |  | 0 | 0 |  | EIA Prime Mover-level Data | Estimated using an emission factor
2021 | IA | Maquoketa 2 | 7921 | 14 | IC | SB | NA | DFO |  | 0 | 0 |  | EIA Prime Mover-level Data | Estimated using an emission factor
2021 | AL | Albertville | 7924 | DG1 | IC | OP | NA | DFO
2021 | AL | Albertville | 7924 | DG2 | IC | OP | NA | DFO
2021 | AL | Albertville | 7924 | DG3 | IC | OP | NA | DFO
2021 | AL | Albertville | 7924 | DG4 | IC | OP | NA | DFO
2021 | MN | Lakefield Junction Generating | 7925 | CT01 | GT | OP | CT | NG | 562 | 380207.36 | 0.078126 | 0.00041097 | EPA/CAMD | EPA/NEI | 2001
2021 | MN | Lakefield Junction Generating | 7925 | CT02 | GT | OP | CT | NG | 505 | 335246.484 | 0.062438 | 0.00037249 | EPA/CAMD | EPA/NEI | 2001
2021 | MN | Lakefield Junction Generating | 7925 | CT03 | GT | OP | CT | NG | 448 | 301711.527 | 0.05252 | 0.00034815 | EPA/CAMD | EPA/NEI | 2001
2021 | MN | Lakefield Junction Generating | 7925 | CT04 | GT | OP | CT | NG | 337 | 238932.806 | 0.041616 | 0.00034835 | EPA/CAMD | EPA/NEI | 2001
2021 | MN | Lakefield Junction Generating | 7925 | CT05 | GT | OP | CT | NG | 300 | 201817.704 | 0.035114 | 0.00034798 | EPA/CAMD | EPA/NEI | 2001
2021 | MN | Lakefield Junction Generating | 7925 | CT06 | GT | OP | CT | NG | 352 | 242944.965 | 0.042202 | 0.00034742 | EPA/CAMD | EPA/NEI | 2001
2021 | IA | South Strawberry | 7926 | 1A | IC | SB | NA | DFO |  | 202 | 0.03131 | 0.31 | EIA Prime Mover-level Data | Estimated using an emission factor
2021 | IA | South Strawberry | 7926 | 2A | IC | SB | NA | DFO |  | 202 | 0.03131 | 0.31 | EIA Prime Mover-level Data | Estimated using an emission factor
2021 | TN | Buffalo Mountain | 7927 | 1 | WT | OP | NA | WND
2021 | TN | Buffalo Mountain | 7927 | 2 | WT | OP | NA | WND
2021 | TN | Buffalo Mountain | 7927 | 3 | WT | OP | NA | WND
2021 | KS | Osawatomie Generating Station | 7928 | 1 | GT | OP | CT | NG | 784 | 435378.704 | 1.4367 | 0.0066 | EPA/CAMD | EPA/NEI | 2003
2021 | KS | West Gardner Generating Station | 7929 | 1 | GT | OP | CT | NG | 317 | 179645.536 | 0.59283 | 0.0066 | EPA/CAMD | EPA/NEI | 2003
2021 | KS | West Gardner Generating Station | 7929 | 2 | GT | OP | CT | NG | 360 | 209044.72 | 0.68985 | 0.0066 | EPA/CAMD | EPA/NEI | 2003
2021 | KS | West Gardner Generating Station | 7929 | 3 | GT | OP | CT | NG | 285 | 161374.546 | 0.53254 | 0.0066 | EPA/CAMD | EPA/NEI | 2003
2021 | KS | West Gardner Generating Station | 7929 | 4 | GT | OP | CT | NG | 262 | 148072.874 | 0.48864 | 0.0066 | EPA/CAMD | EPA/NEI | 2003
2021 | KS | Russell Energy Center | 7930 | T-1 | GT | OP | NA | NG |  | 3521.5 | 0.014115 | 0.0080165 | EIA Prime Mover-level Data | NEI avg EF - PM, fuel type
2021 | KS | Russell Energy Center | 7930 | T-2 | GT | OP | NA | NG |  | 3521.5 | 0.014115 | 0.0080165 | EIA Prime Mover-level Data | NEI avg EF - PM, fuel type
2021 | OR | Coyote Springs II | 7931 | 1 | CT | OP | NA | NG |  | 10141581.924 | 27.2482 | 0.0053736 | EIA Unit-level Data | NEI avg EF - PM, fuel type
2021 | OR | Coyote Springs II | 7931 | SG02 | CA | OP | DUCTBURNER | NG |  | 402733.393 | 0.084977 | 0.000422 | EIA Unit-level Data | Estimated using an emission factor
2021 | MI | Gaylord - Wolverine | 7932 | 1 | GT | OP | NA | NG |  | 117052.333 | 0.46917 | 0.0080165 | EIA Prime Mover-level Data | NEI avg EF - PM, fuel type
2021 | MI | Gaylord - Wolverine | 7932 | 2 | GT | OP | NA | NG |  | 117052.333 | 0.46917 | 0.0080165 | EIA Prime Mover-level Data | NEI avg EF - PM, fuel type
2021 | MI | Gaylord - Wolverine | 7932 | 3 | GT | OP | NA | NG |  | 117052.333 | 0.46917 | 0.0080165 | EIA Prime Mover-level Data | NEI avg EF - PM, fuel type
2021 | IL | Industrial Park | 7934 | 3 | IC | OP | NA | DFO |  | 966.358 | 0.14979 | 0.31 | EIA Prime Mover-level Data | Estimated using an emission factor
2021 | IL | Industrial Park | 7934 | 4 | IC | OP | NA | DFO |  | 966.358 | 0.14979 | 0.31 | EIA Prime Mover-level Data | Estimated using an emission factor
2021 | IL | Industrial Park | 7934 | 5 | IC | OP | NA | DFO |  | 966.358 | 0.14979 | 0.31 | EIA Prime Mover-level Data | Estimated using an emission factor
2021 | IL | Industrial Park | 7934 | 6 | IC | OP | NA | DFO |  | 966.358 | 0.14979 | 0.31 | EIA Prime Mover-level Data | Estimated using an emission factor
2021 | IL | Industrial Park | 7934 | 7 | IC | OP | NA | DFO |  | 966.358 | 0.14979 | 0.31 | EIA Prime Mover-level Data | Estimated using an emission factor
2021 | IL | Industrial Park | 7934 | 8 | IC | OP | NA | DFO |  | 1181.104 | 0.18307 | 0.31 | EIA Prime Mover-level Data | Estimated using an emission factor
2021 | IL | Industrial Park | 7934 | 9 | IC | OP | NA | DFO |  | 1181.104 | 0.18307 | 0.31 | EIA Prime Mover-level Data | Estimated using an emission factor
2021 | MO | Trenton South | 7935 | 1 | IC | OP | NA | DFO |  | 84.286 | 0.013064 | 0.31 | EIA Prime Mover-level Data | Estimated using an emission factor
2021 | MO | Trenton South | 7935 | 2 | IC | OP | NA | DFO |  | 84.286 | 0.013064 | 0.31 | EIA Prime Mover-level Data | Estimated using an emission factor
2021 | MO | Trenton South | 7935 | 3 | IC | OP | NA | DFO |  | 84.286 | 0.013064 | 0.31 | EIA Prime Mover-level Data | Estimated using an emission factor
2021 | MO | Trenton South | 7935 | 4 | IC | OP | NA | DFO |  | 84.286 | 0.013064 | 0.31 | EIA Prime Mover-level Data | Estimated using an emission factor
2021 | MO | Trenton South | 7935 | 5 | IC | OP | NA | DFO |  | 84.286 | 0.013064 | 0.31 | EIA Prime Mover-level Data | Estimated using an emission factor
2021 | MO | Trenton South | 7935 | 6 | IC | OP | NA | DFO |  | 84.286 | 0.013064 | 0.31 | EIA Prime Mover-level Data | Estimated using an emission factor
2021 | MO | Trenton South | 7935 | 7 | IC | OP | NA | DFO |  | 84.286 | 0.013064 | 0.31 | EIA Prime Mover-level Data | Estimated using an emission factor
2021 | WA | Nine Canyon | 7936 | 1 | WT | OP | NA | WND |  | 2154533 |  |  | EIA Prime Mover-level Data
2021 | VA | Ponton Diesel Generating Facility | 7940 | 1 | IC | SB | NA | DFO |  | 2551.5 | 0.39548 | 0.31 | EIA Prime Mover-level Data | Estimated using an emission factor
2021 | VA | Ponton Diesel Generating Facility | 7940 | 2 | IC | SB | NA | DFO |  | 2551.5 | 0.39548 | 0.31 | EIA Prime Mover-level Data | Estimated using an emission factor
2021 | VA | Nottoway Diesel Generating Facility | 7941 | 1 | IC | SB | NA | DFO |  | 3364 | 0.52142 | 0.31 | EIA Prime Mover-level Data | Estimated using an emission factor
2021 | VA | Nottoway Diesel Generating Facility | 7941 | 2 | IC | SB | NA | DFO |  | 3364 | 0.52142 | 0.31 | EIA Prime Mover-level Data | Estimated using an emission factor
2021 | CA | Diamond Valley Lake | 7942 | 10 | HY | OP | NA | WAT |  | 4328.111 |  |  | EIA Prime Mover-level Data
2021 | CA | Diamond Valley Lake | 7942 | 11 | HY | OP | NA | WAT |  | 4328.111 |  |  | EIA Prime Mover-level Data
2021 | CA | Diamond Valley Lake | 7942 | 12 | HY | OP | NA | WAT |  | 4328.111 |  |  | EIA Prime Mover-level Data
2021 | CA | Diamond Valley Lake | 7942 | 2 | HY | OP | NA | WAT |  | 4328.111 |  |  | EIA Prime Mover-level Data
2021 | CA | Diamond Valley Lake | 7942 | 3 | HY | OP | NA | WAT |  | 4328.111 |  |  | EIA Prime Mover-level Data
2021 | CA | Diamond Valley Lake | 7942 | 4 | HY | OP | NA | WAT |  | 4328.111 |  |  | EIA Prime Mover-level Data
2021 | CA | Diamond Valley Lake | 7942 | 6 | HY | OP | NA | WAT |  | 4328.111 |  |  | EIA Prime Mover-level Data
2021 | CA | Diamond Valley Lake | 7942 | 7 | HY | OP | NA | WAT |  | 4328.111 |  |  | EIA Prime Mover-level Data
2021 | CA | Diamond Valley Lake | 7942 | 8 | HY | OP | NA | WAT |  | 4328.111 |  |  | EIA Prime Mover-level Data
2021 | GA | Wansley (7946) | 7946 | CT9A | CT | OP | CC | NG | 6465 | 10788433.255 | 30.9415 | 0.0057361 | EPA/CAMD | EPA/NEI | 2004
2021 | GA | Wansley (7946) | 7946 | CT9B | CT | OP | CC | NG | 6296 | 10623326.353 | 35.71 | 0.0067229 | EPA/CAMD | EPA/NEI | 2004
2021 | MN | Solway Plant | 7947 | 1 | GT | OP | CT | NG | 3611 | 1136356.396 | 0.19987 | 0.00035177 | EPA/CAMD | EPA/NEI | 2003
2021 | IN | Hoosier Energy Lawrence Co Station | 7948 | 1 | GT | OP | CT | NG | 835 | 218645.693 | 0.38525 | 0.003524 | EPA/CAMD | EPA/NEI | 2005
2021 | IN | Hoosier Energy Lawrence Co Station | 7948 | 2 | GT | OP | CT | NG | 818 | 205342.901 | 0.36146 | 0.0035206 | EPA/CAMD | EPA/NEI | 2005
2021 | IN | Hoosier Energy Lawrence Co Station | 7948 | 3 | GT | OP | CT | NG | 700 | 184913.291 | 0.3216 | 0.0034784 | EPA/CAMD | EPA/NEI | 2005
2021 | IN | Hoosier Energy Lawrence Co Station | 7948 | 4 | GT | OP | CT | NG | 812 | 219213.884 | 0.34538 | 0.0031511 | EPA/CAMD | EPA/NEI | 2005
2021 | IN | Hoosier Energy Lawrence Co Station | 7948 | 5 | GT | OP | CT | NG | 775 | 193888.286 | 0.34103 | 0.0035178 | EPA/CAMD | EPA/NEI | 2005
2021 | IN | Hoosier Energy Lawrence Co Station | 7948 | 6 | GT | OP | CT | NG | 822 | 225940.503 | 0.32127 | 0.0028438 | EPA/CAMD | EPA/NEI | 2005
2021 | ID | Evander Andrews Power Complex | 7953 | CT1 | GT | OP | CT | NG | 3235 | 4580958.428 | 14.2839 | 0.0062362 | EPA/CAMD | EPA/NEI | 2008
2021 | ID | Evander Andrews Power Complex | 7953 | CT2 | GT | OP | CT | NG | 976 | 391622.117 | 1.2898 | 0.0065868 | EPA/CAMD | EPA/NEI | 2001
2021 | ID | Evander Andrews Power Complex | 7953 | CT3 | GT | OP | CT | NG | 877 | 372427.051 | 1.1035 | 0.0059262 | EPA/CAMD | EPA/NEI | 2001
2021 | FL | Field Street | 7954 | 1 | GT | OS | NA | DFO |  | 0 | 0 |  | EIA Prime Mover-level Data | NEI avg EF - PM, fuel type, firing type
2021 | FL | Field Street | 7954 | 2 | GT | OP | NA | DFO |  | 0 | 0 |  | EIA Prime Mover-level Data | NEI avg EF - PM, fuel type, firing type
2021 | NE | Elk City Station | 7955 | 1 | IC | OP | NA | LFG |  | 75416.5 | 0.55431 | 0.0147 | EIA Prime Mover-level Data | Estimated using an emission factor
2021 | NE | Elk City Station | 7955 | 2 | IC | OP | NA | LFG |  | 75416.5 | 0.55431 | 0.0147 | EIA Prime Mover-level Data | Estimated using an emission factor
2021 | NE | Elk City Station | 7955 | 3 | IC | OP | NA | LFG |  | 75416.5 | 0.55431 | 0.0147 | EIA Prime Mover-level Data | Estimated using an emission factor
2021 | NE | Elk City Station | 7955 | 4 | IC | OP | NA | LFG |  | 75416.5 | 0.55431 | 0.0147 | EIA Prime Mover-level Data | Estimated using an emission factor
2021 | NE | Elk City Station | 7955 | 5 | IC | OP | NA | LFG |  | 75416.5 | 0.55431 | 0.0147 | EIA Prime Mover-level Data | Estimated using an emission factor
2021 | NE | Elk City Station | 7955 | 6 | IC | OP | NA | LFG |  | 75416.5 | 0.55431 | 0.0147 | EIA Prime Mover-level Data | Estimated using an emission factor
2021 | NE | Elk City Station | 7955 | 7 | IC | OP | NA | LFG |  | 75416.5 | 0.55431 | 0.0147 | EIA Prime Mover-level Data | Estimated using an emission factor
2021 | NE | Elk City Station | 7955 | 8 | IC | OP | NA | LFG |  | 75416.5 | 0.55431 | 0.0147 | EIA Prime Mover-level Data | Estimated using an emission factor
2021 | SC | Sediver | 7957 | 1 | IC | OP | NA | DFO |  | 888 | 0.13764 | 0.31 | EIA Prime Mover-level Data | Estimated using an emission factor
2021 | SC | Horry Land Fill Gas Site | 7958 | HG1 | IC | OP | NA | LFG |  | 9449.032 | 0.06945 | 0.0147 | EIA Prime Mover-level Data | Estimated using an emission factor
2021 | SC | Horry Land Fill Gas Site | 7958 | HG2 | IC | OP | NA | LFG |  | 9449.032 | 0.06945 | 0.0147 | EIA Prime Mover-level Data | Estimated using an emission factor
2021 | SC | Horry Land Fill Gas Site | 7958 | HG3 | IC | OP | NA | LFG |  | 10393.935 | 0.076395 | 0.0147 | EIA Prime Mover-level Data | Estimated using an emission factor
2021 | MS | Kemper County | 7960 | KCT1 | GT | OP | CT | NG | 1220 | 948530.322 | 4.13 | 0.0087082 | EPA/CAMD | EPA/NEI | 2002
2021 | MS | Kemper County | 7960 | KCT2 | GT | OP | CT | NG | 1171 | 920000.031 | 4.01 | 0.0087174 | EPA/CAMD | EPA/NEI | 2002
2021 | MS | Kemper County | 7960 | KCT3 | GT | OP | CT | NG | 1128 | 874432.015 | 4.51 | 0.010315 | EPA/CAMD | EPA/NEI | 2002
2021 | MS | Kemper County | 7960 | KCT4 | GT | OP | CT | NG | 917 | 702532.621 | 4.5 | 0.012811 | EPA/CAMD | EPA/NEI | 2002
2021 | DE | Warren F. Sam Beasley Pwr Station | 7962 | 1 | GT | OP | CT | NG | 285 | 105221.741 | 0.33303 | 0.0063301 | EPA/CAMD | EPA/NEI | 2002
2021 | DE | Warren F. Sam Beasley Pwr Station | 7962 | 2 | GT | OP | CT | NG | 432 | 152055.353 | 0.53131 | 0.0069884 | EPA/CAMD | EPA/NEI | 2012
2021 | MO | Peno Creek Energy Center | 7964 | CT1A | GT | OP | CT | NG | 241 | 44877.088 | 0.1491 | 0.0066448 | EPA/CAMD | EPA/NEI | 2002
2021 | MO | Peno Creek Energy Center | 7964 | CT1B | GT | OP | CT | NG | 244 | 47543.894 | 0.158 | 0.0066465 | EPA/CAMD | EPA/NEI | 2002
2021 | MO | Peno Creek Energy Center | 7964 | CT2A | GT | OP | CT | NG | 223 | 41439.357 | 0.1378 | 0.0066507 | EPA/CAMD | EPA/NEI | 2002
2021 | MO | Peno Creek Energy Center | 7964 | CT2B | GT | OP | CT | NG | 223 | 41803.391 | 0.139 | 0.0066502 | EPA/CAMD | EPA/NEI | 2002
2021 | MO | Peno Creek Energy Center | 7964 | CT3A | GT | OP | CT | NG | 249 | 46664.192 | 0.1548 | 0.0066346 | EPA/CAMD | EPA/NEI | 2002
2021 | MO | Peno Creek Energy Center | 7964 | CT3B | GT | OP | CT | NG | 257 | 48655.303 | 0.1614 | 0.0066344 | EPA/CAMD | EPA/NEI | 2002
2021 | MO | Peno Creek Energy Center | 7964 | CT4A | GT | OP | CT | NG | 282 | 52809.303 | 0.1747 | 0.0066163 | EPA/CAMD | EPA/NEI | 2002
2021 | MO | Peno Creek Energy Center | 7964 | CT4B | GT | OP | CT | NG | 282 | 53402.927 | 0.1767 | 0.0066176 | EPA/CAMD | EPA/NEI | 2002
2021 | NE | Salt Valley Wind Plant | 7965 | G1 | WT | OP | NA | WND |  | 9921 |  |  | EIA Prime Mover-level Data
2021 | NE | Salt Valley Wind Plant | 7965 | G2 | WT | OP | NA | WND |  | 9921 |  |  | EIA Prime Mover-level Data
2021 | IA | Iowa Distributed Wind Generation Project | 7966 | IDWG | WT | OP | NA | WND |  | 41907 |  |  | EIA Prime Mover-level Data
2021 | NM | Lordsburg Generating Station | 7967 | 1 | GT | OP | CT | NG | 1009 | 223451.429 | 0.737 | 0.0065965 | EPA/CAMD | EPA/NEI | 2002
2021 | NM | Lordsburg Generating Station | 7967 | 2 | GT | OP | CT | NG | 627 | 141678.994 | 0.468 | 0.0066065 | EPA/CAMD | EPA/NEI | 2002
2021 | IA | Pella Peaking | 7971 | 10 | IC | OP | NA | DFO |  | 408.071 | 0.063251 | 0.31 | EIA Prime Mover-level Data | Estimated using an emission factor
2021 | IA | Pella Peaking | 7971 | 11 | IC | OP | NA | DFO |  | 408.071 | 0.063251 | 0.31 | EIA Prime Mover-level Data | Estimated using an emission factor
2021 | IA | Pella Peaking | 7971 | 12 | IC | OP | NA | DFO |  | 408.071 | 0.063251 | 0.31 | EIA Prime Mover-level Data | Estimated using an emission factor
2021 | IA | Pella Peaking | 7971 | 13 | IC | OP | NA | DFO |  | 408.071 | 0.063251 | 0.31 | EIA Prime Mover-level Data | Estimated using an emission factor
2021 | IA | Pella Peaking | 7971 | 14 | IC | OP | NA | DFO |  | 408.071 | 0.063251 | 0.31 | EIA Prime Mover-level Data | Estimated using an emission factor
2021 | IA | Pella Peaking | 7971 | 15 | IC | OP | NA | DFO |  | 408.071 | 0.063251 | 0.31 | EIA Prime Mover-level Data | Estimated using an emission factor
2021 | IA | Pella Peaking | 7971 | 16 | IC | OP | NA | DFO |  | 408.071 | 0.063251 | 0.31 | EIA Prime Mover-level Data | Estimated using an emission factor
2021 | IA | Pella Peaking | 7971 | 3 | IC | OP | NA | DFO |  | 408.071 | 0.063251 | 0.31 | EIA Prime Mover-level Data | Estimated using an emission factor
2021 | IA | Pella Peaking | 7971 | 4 | IC | OP | NA | DFO |  | 408.071 | 0.063251 | 0.31 | EIA Prime Mover-level Data | Estimated using an emission factor
2021 | IA | Pella Peaking | 7971 | 5 | IC | OP | NA | DFO |  | 408.071 | 0.063251 | 0.31 | EIA Prime Mover-level Data | Estimated using an emission factor
2021 | IA | Pella Peaking | 7971 | 6 | IC | OP | NA | DFO |  | 408.071 | 0.063251 | 0.31 | EIA Prime Mover-level Data | Estimated using an emission factor
2021 | IA | Pella Peaking | 7971 | 7 | IC | OP | NA | DFO |  | 408.071 | 0.063251 | 0.31 | EIA Prime Mover-level Data | Estimated using an emission factor
2021 | IA | Pella Peaking | 7971 | 8 | IC | OP | NA | DFO |  | 408.071 | 0.063251 | 0.31 | EIA Prime Mover-level Data | Estimated using an emission factor
2021 | IA | Pella Peaking | 7971 | 9 | IC | OP | NA | DFO |  | 408.071 | 0.063251 | 0.31 | EIA Prime Mover-level Data | Estimated using an emission factor
2021 | MI | Sumpter Plant | 7972 | 1 | GT | OP | CT | NG | 974 | 721536.309 | 2.313 | 0.0064113 | EPA/CAMD | EPA/NEI | 2002
2021 | MI | Sumpter Plant | 7972 | 2 | GT | OP | CT | NG | 1168 | 873495.753 | 2.8 | 0.006411 | EPA/CAMD | EPA/NEI | 2002
2021 | MI | Sumpter Plant | 7972 | 3 | GT | OP | CT | NG | 1256 | 960804.026 | 3.081 | 0.0064134 | EPA/CAMD | EPA/NEI | 2002
2021 | MI | Sumpter Plant | 7972 | 4 | GT | OP | CT | NG | 1187 | 876570.906 | 2.81 | 0.0064113 | EPA/CAMD | EPA/NEI | 2002
2021 | KS | Sharpe | 7973 | 1 | IC | OP | NA | DFO |  | 3419.9 | 0.53008 | 0.31 | EIA Prime Mover-level Data | Estimated using an emission factor
2021 | KS | Sharpe | 7973 | 10 | IC | OP | NA | DFO |  | 3419.9 | 0.53008 | 0.31 | EIA Prime Mover-level Data | Estimated using an emission factor
2021 | KS | Sharpe | 7973 | 2 | IC | OP | NA | DFO |  | 3419.9 | 0.53008 | 0.31 | EIA Prime Mover-level Data | Estimated using an emission factor
2021 | KS | Sharpe | 7973 | 3 | IC | OP | NA | DFO |  | 3419.9 | 0.53008 | 0.31 | EIA Prime Mover-level Data | Estimated using an emission factor
2021 | KS | Sharpe | 7973 | 4 | IC | OP | NA | DFO |  | 3419.9 | 0.53008 | 0.31 | EIA Prime Mover-level Data | Estimated using an emission factor
2021 | KS | Sharpe | 7973 | 5 | IC | OP | NA | DFO |  | 3419.9 | 0.53008 | 0.31 | EIA Prime Mover-level Data | Estimated using an emission factor
2021 | KS | Sharpe | 7973 | 6 | IC | OP | NA | DFO |  | 3419.9 | 0.53008 | 0.31 | EIA Prime Mover-level Data | Estimated using an emission factor
2021 | KS | Sharpe | 7973 | 7 | IC | OP | NA | DFO |  | 3419.9 | 0.53008 | 0.31 | EIA Prime Mover-level Data | Estimated using an emission factor
2021 | KS | Sharpe | 7973 | 8 | IC | OP | NA | DFO |  | 3419.9 | 0.53008 | 0.31 | EIA Prime Mover-level Data | Estimated using an emission factor
2021 | KS | Sharpe | 7973 | 9 | IC | OP | NA | DFO |  | 3419.9 | 0.53008 | 0.31 | EIA Prime Mover-level Data | Estimated using an emission factor
2021 | SD | Chamberlain Wind Project | 7974 | WTC1 | WT | OP | NA | WND |  | 2604.5 |  |  | EIA Prime Mover-level Data
2021 | SD | Chamberlain Wind Project | 7974 | WTC2 | WT | OP | NA | WND |  | 2604.5 |  |  | EIA Prime Mover-level Data
2021 | NM | Pyramid Generating Station | 7975 | 1 | GT | OP | CT | NG | 907 | 238534.875 | 0.68 | 0.0057015 | EPA/CAMD | EPA/NEI | 2003
2021 | NM | Pyramid Generating Station | 7975 | 2 | GT | OP | CT | NG | 608 | 166048.497 | 0.49 | 0.0059019 | EPA/CAMD | EPA/NEI | 2003
2021 | NM | Pyramid Generating Station | 7975 | 3 | GT | OP | CT | NG | 1247 | 312899.554 | 0.94 | 0.0060083 | EPA/CAMD | EPA/NEI | 2003
2021 | NM | Pyramid Generating Station | 7975 | 4 | GT | OP | CT | NG | 524 | 138199.849 | 0.44 | 0.0063676 | EPA/CAMD | EPA/NEI | 2003
2021 | KS | Mulvane 2 | 7976 | 10 | IC | OP | NA | DFO |  | 1168.5 | 0.18112 | 0.31 | EIA Prime Mover-level Data | Estimated using an emission factor
2021 | KS | Mulvane 2 | 7976 | 11 | IC | OS | NA | DFO |  | 1168.5 | 0.18112 | 0.31 | EIA Prime Mover-level Data | Estimated using an emission factor
2021 | KS | Mulvane 2 | 7976 | 9 | IC | OP | NA | DFO |  | 285 | 0.044175 | 0.31 | EIA Prime Mover-level Data | Estimated using an emission factor
2021 | MN | Granite Falls 2 | 7977 | 1 | IC | SB | NA | DFO |  | 139 | 0.021545 | 0.31 | EIA Prime Mover-level Data | Estimated using an emission factor
2021 | MN | Granite Falls 2 | 7977 | 2 | IC | SB | NA | DFO |  | 139 | 0.021545 | 0.31 | EIA Prime Mover-level Data | Estimated using an emission factor
2021 | MN | Granite Falls 2 | 7977 | 3 | IC | SB | NA | DFO |  | 139 | 0.021545 | 0.31 | EIA Prime Mover-level Data | Estimated using an emission factor
2021 | SC | Mill Creek Combustion Turbine Station | 7981 | 1 | GT | OP | CT | NG | 164 | 96608.847 | 0.5421 | 0.011223 | EPA/CAMD | EPA/NEI | 2002
2021 | SC | Mill Creek Combustion Turbine Station | 7981 | 2 | GT | OP | CT | NG | 207 | 123659.286 | 0.52365 | 0.0084693 | EPA/CAMD | EPA/NEI | 2002
2021 | SC | Mill Creek Combustion Turbine Station | 7981 | 3 | GT | OP | CT | NG | 168 | 98228.449 | 0.48593 | 0.0098939 | EPA/CAMD | EPA/NEI | 2002
2021 | SC | Mill Creek Combustion Turbine Station | 7981 | 4 | GT | OP | CT | NG | 241 | 139103.612 | 0.4134 | 0.0059437 | EPA/CAMD | EPA/NEI | 2002
2021 | SC | Mill Creek Combustion Turbine Station | 7981 | 5 | GT | OP | CT | NG | 144 | 83241.125 | 0.32317 | 0.0077648 | EPA/CAMD | EPA/NEI | 2003
2021 | SC | Mill Creek Combustion Turbine Station | 7981 | 6 | GT | OP | CT | NG | 209 | 123508.147 | 0.34192 | 0.0055368 | EPA/CAMD | EPA/NEI | 2003
2021 | SC | Mill Creek Combustion Turbine Station | 7981 | 7 | GT | OP | CT | NG | 151 | 89287.252 | 0.25876 | 0.0057962 | EPA/CAMD | EPA/NEI | 2003
2021 | SC | Mill Creek Combustion Turbine Station | 7981 | 8 | GT | OP | CT | NG | 141 | 85924.4 | 0.25662 | 0.0059732 | EPA/CAMD | EPA/NEI | 2003
2021 | MN | South Generation | 7982 | 3 | IC | OP | NA | DFO |  | 1359.667 | 0.21075 | 0.31 | EIA Prime Mover-level Data | Estimated using an emission factor
2021 | MN | South Generation | 7982 | 4 | IC | OP | NA | DFO |  | 1359.667 | 0.21075 | 0.31 | EIA Prime Mover-level Data | Estimated using an emission factor
2021 | MN | South Generation | 7982 | 5 | IC | OP | NA | DFO |  | 1359.667 | 0.21075 | 0.31 | EIA Prime Mover-level Data | Estimated using an emission factor
2021 | MI | Kalkaska CT Project #1 | 7984 | 1A | GT | OP | CT | NG | 1330 | 280877.836 | 1.814 | 0.012917 | EPA/CAMD | EPA/NEI | 2002
2021 | MI | Kalkaska CT Project #1 | 7984 | 1B | GT | OP | CT | NG | 1314 | 287120.819 | 1.814 | 0.012636 | EPA/CAMD | EPA/NEI | 2002
2021 | IA | Greater Des Moines Energy Center | 7985 | 1 | CT | OP | CC | NG | 3130 | 5026610.41 | 27.5054 | 0.010944 | EPA/CAMD | EPA/NEI | 2003
2021 | IA | Greater Des Moines Energy Center | 7985 | 2 | CT | OP | CC | NG | 3150 | 5027070.061 | 27.9724 | 0.011129 | EPA/CAMD | EPA/NEI | 2003
2021 | CA | Lake | 7987 | 01 | GT | OP | CT | NG | 759 | 227366.48 | 0.91134 | 0.0080165 | EPA/CAMD | NEI avg EF - PM, fuel type, firing type | 2002
2021 | MS | Silver Creek Generating Plant | 7988 | 1 | GT | OP | CT | NG | 521 | 339309.457 | 2.1661 | 0.012768 | EPA/CAMD | EPA/NEI | 2003
2021 | MS | Silver Creek Generating Plant | 7988 | 2 | GT | OP | CT | NG | 525 | 375672.116 | 1.8817 | 0.010018 | EPA/CAMD | EPA/NEI | 2004
2021 | MS | Silver Creek Generating Plant | 7988 | 3 | GT | OP | CT | NG | 315 | 220756.323 | 1.641 | 0.014867 | EPA/CAMD | EPA/NEI | 2005
2021 | MS | Sylvarena Generating Plant | 7989 | 1 | GT | OP | CT | NG | 2626 | 914053.473 | 0.086835 | 0.00019 | EPA/CAMD | EPA/NEI | 2003
2021 | MS | Sylvarena Generating Plant | 7989 | 2 | GT | OP | CT | NG | 2573 | 885168.107 | 0.08409 | 0.00019 | EPA/CAMD | EPA/NEI | 2003
2021 | MS | Sylvarena Generating Plant | 7989 | 3 | GT | OP | CT | NG | 2453 | 826212.688 | 0.07849 | 0.00019 | EPA/CAMD | EPA/NEI | 2003
2021 | IL | Altamont | 7990 | 1 | IC | SB | NA | DFO |  | 591.25 | 0.091644 | 0.31 | EIA Prime Mover-level Data | Estimated using an emission factor
2021 | IL | Altamont | 7990 | 2 | IC | SB | NA | DFO |  | 591.25 | 0.091644 | 0.31 | EIA Prime Mover-level Data | Estimated using an emission factor
2021 | IL | Altamont | 7990 | 3 | IC | SB | NA | DFO |  | 591.25 | 0.091644 | 0.31 | EIA Prime Mover-level Data | Estimated using an emission factor
2021 | IL | Altamont | 7990 | 4 | IC | SB | NA | DFO |  | 591.25 | 0.091644 | 0.31 | EIA Prime Mover-level Data | Estimated using an emission factor
2021 | WI | West Campus Cogeneration Facility | 7991 | U1 | CT | OP | CC | NG | 4719 | 1806522.649 | 0.88929 | 0.00098453 | EPA/CAMD | EPA/NEI | 2005
2021 | WI | West Campus Cogeneration Facility | 7991 | U2 | CT | OP | CC | NG | 4791 | 1896862.079 | 0.93783 | 0.00098882 | EPA/CAMD | EPA/NEI | 2005
2021 | CO | Airport Industrial | 7995 | IC1 | IC | OP | NA | DFO |  | 232 | 0.03596 | 0.31 | EIA Prime Mover-level Data | Estimated using an emission factor
2021 | CO | Airport Industrial | 7995 | IC2 | IC | OP | NA | DFO |  | 232 | 0.03596 | 0.31 | EIA Prime Mover-level Data | Estimated using an emission factor
2021 | CO | Airport Industrial | 7995 | IC3 | IC | OP | NA | DFO |  | 232 | 0.03596 | 0.31 | EIA Prime Mover-level Data | Estimated using an emission factor
2021 | CO | Airport Industrial | 7995 | IC4 | IC | OP | NA | DFO |  | 232 | 0.03596 | 0.31 | EIA Prime Mover-level Data | Estimated using an emission factor
2021 | FL | Winston | 7997 | WD01 | IC | OP | NA | DFO |  | 585.75 | 0.090791 | 0.31 | EIA Prime Mover-level Data | Estimated using an emission factor
2021 | FL | Winston | 7997 | WD02 | IC | OP | NA | DFO |  | 585.75 | 0.090791 | 0.31 | EIA Prime Mover-level Data | Estimated using an emission factor
2021 | FL | Winston | 7997 | WD03 | IC | OP | NA | DFO |  | 585.75 | 0.090791 | 0.31 | EIA Prime Mover-level Data | Estimated using an emission factor
2021 | FL | Winston | 7997 | WD04 | IC | OP | NA | DFO |  | 585.75 | 0.090791 | 0.31 | EIA Prime Mover-level Data | Estimated using an emission factor
2021 | FL | Winston | 7997 | WD05 | IC | OP | NA | DFO |  | 585.75 | 0.090791 | 0.31 | EIA Prime Mover-level Data | Estimated using an emission factor
2021 | FL | Winston | 7997 | WD06 | IC | OP | NA | DFO |  | 585.75 | 0.090791 | 0.31 | EIA Prime Mover-level Data | Estimated using an emission factor
2021 | FL | Winston | 7997 | WD07 | IC | OP | NA | DFO |  | 585.75 | 0.090791 | 0.31 | EIA Prime Mover-level Data | Estimated using an emission factor
2021 | FL | Winston | 7997 | WD08 | IC | OP | NA | DFO |  | 585.75 | 0.090791 | 0.31 | EIA Prime Mover-level Data | Estimated using an emission factor
2021 | FL | Winston | 7997 | WD09 | IC | OP | NA | DFO |  | 585.75 | 0.090791 | 0.31 | EIA Prime Mover-level Data | Estimated using an emission factor
2021 | FL | Winston | 7997 | WD10 | IC | OP | NA | DFO |  | 585.75 | 0.090791 | 0.31 | EIA Prime Mover-level Data | Estimated using an emission factor
2021 | FL | Winston | 7997 | WD11 | IC | OP | NA | DFO |  | 585.75 | 0.090791 | 0.31 | EIA Prime Mover-level Data | Estimated using an emission factor
2021 | FL | Winston | 7997 | WD12 | IC | OP | NA | DFO |  | 585.75 | 0.090791 | 0.31 | EIA Prime Mover-level Data | Estimated using an emission factor
2021 | FL | Winston | 7997 | WD13 | IC | OP | NA | DFO |  | 585.75 | 0.090791 | 0.31 | EIA Prime Mover-level Data | Estimated using an emission factor
2021 | FL | Winston | 7997 | WD14 | IC | OP | NA | DFO |  | 585.75 | 0.090791 | 0.31 | EIA Prime Mover-level Data | Estimated using an emission factor
2021 | FL | Winston | 7997 | WD15 | IC | OP | NA | DFO |  | 585.75 | 0.090791 | 0.31 | EIA Prime Mover-level Data | Estimated using an emission factor
2021 | FL | Winston | 7997 | WD16 | IC | OP | NA | DFO |  | 585.75 | 0.090791 | 0.31 | EIA Prime Mover-level Data | Estimated using an emission factor
2021 | FL | Winston | 7997 | WD17 | IC | OP | NA | DFO |  | 585.75 | 0.090791 | 0.31 | EIA Prime Mover-level Data | Estimated using an emission factor
2021 | FL | Winston | 7997 | WD18 | IC | OP | NA | DFO |  | 585.75 | 0.090791 | 0.31 | EIA Prime Mover-level Data | Estimated using an emission factor
2021 | FL | Winston | 7997 | WD19 | IC | OP | NA | DFO |  | 585.75 | 0.090791 | 0.31 | EIA Prime Mover-level Data | Estimated using an emission factor
2021 | FL | Winston | 7997 | WD20 | IC | OP | NA | DFO |  | 585.75 | 0.090791 | 0.31 | EIA Prime Mover-level Data | Estimated using an emission factor
2021 | WA | Grays Harbor Energy Center | 7999 | 1 | CT | OP | CC | NG | 6404 | 12498614.549 | 43.8 | 0.0070088 | EPA/CAMD | EPA/NEI | 2008
2021 | WA | Grays Harbor Energy Center | 7999 | 2 | CT | OP | CC | NG | 6730 | 12844570.518 | 24 | 0.003737 | EPA/CAMD | EPA/NEI | 2008
2021 | NE | Beatrice | 8000 | 1 | CT | OP | CC | NG | 3001 | 2290340.821 | 5.9163 | 0.0051663 | EPA/CAMD | EPA/NEI | 2004
2021 | NE | Beatrice | 8000 | 2 | CT | OP | CC | NG | 2998 | 2246053.016 | 13.1524 | 0.011712 | EPA/CAMD | EPA/NEI | 2004
2021 | NH | Newington | 8002 | 1 | ST | OP | TANGENTIAL | RFO | 516 | 784320.612 | 3.1881 | 0.0081297 | EPA/CAMD | EPA/NEI | 1974
2021 | MA | Fife Brook | 8004 | GEN1 | HY | OP | NA | WAT |  | 284674 |  |  | EIA Prime Mover-level Data
2021 | MA | Bear Swamp | 8005 | GEN1 | PS | OP | NA | WAT |  | 0 |  |  | EIA Prime Mover-level Data
2021 | MA | Bear Swamp | 8005 | GEN2 | PS | OP | NA | WAT |  | 0 |  |  | EIA Prime Mover-level Data
2021 | NY | Roseton Generating LLC | 8006 | 1 | ST | OP | TANGENTIAL | RFO | 368 | 614240.685 | 1.0018 | 0.003262 | EPA/CAMD | EPA/NEI | 1974
2021 | NY | Roseton Generating LLC | 8006 | 2 | ST | OP | TANGENTIAL | RFO | 501 | 1004159.055 | 1.9117 | 0.0038075 | EPA/CAMD | EPA/NEI | 1974
2021 | NY | Holtsville Facility | 8007 | U00001 | GT | OP | CT | DFO | 246 | 47633.5 | 2.9929 | 0.12566 | EPA/CAMD | EPA/NEI | 1974
2021 | NY | Holtsville Facility | 8007 | U00002 | GT | OP | CT | DFO | 246 | 47633.5 | 2.9929 | 0.12566 | EPA/CAMD | EPA/NEI | 1974
2021 | NY | Holtsville Facility | 8007 | U00003 | GT | OP | CT | DFO | 98 | 20592.1 | 2.9929 | 0.29069 | EPA/CAMD | EPA/NEI | 1974
2021 | NY | Holtsville Facility | 8007 | U00004 | GT | OP | CT | DFO | 97 | 20578.2 | 2.9929 | 0.29088 | EPA/CAMD | EPA/NEI | 1974
2021 | NY | Holtsville Facility | 8007 | U00005 | GT | OP | CT | DFO | 152 | 27915.3 | 2.9929 | 0.21443 | EPA/CAMD | EPA/NEI | 1974
2021 | NY | Holtsville Facility | 8007 | U00006 | GT | OP | CT | DFO | 150 | 27887.9 | 2.9929 | 0.21464 | EPA/CAMD | EPA/NEI | 1974
2021 | NY | Holtsville Facility | 8007 | U00007 | GT | OP | CT | DFO | 86 | 17465.2 | 2.9929 | 0.34273 | EPA/CAMD | EPA/NEI | 1974
2021 | NY | Holtsville Facility | 8007 | U00008 | GT | OP | CT | DFO | 85 | 17451.3 | 2.9929 | 0.343 | EPA/CAMD | EPA/NEI | 1974
2021 | NY | Holtsville Facility | 8007 | U00009 | GT | OP | CT | DFO | 103 | 16926.8 | 2.9929 | 0.35363 | EPA/CAMD | EPA/NEI | 1974
2021 | NY | Holtsville Facility | 8007 | U00010 | GT | OP | CT | DFO | 93 | 14900.7 | 2.9929 | 0.40172 | EPA/CAMD | EPA/NEI | 1974
2021 | NY | Holtsville Facility | 8007 | U00011 | GT | OP | CT | DFO | 316 | 55724.8 | 2.9929 | 0.10742 | EPA/CAMD | EPA/NEI | 1974
2021 | NY | Holtsville Facility | 8007 | U00012 | GT | OP | CT | DFO | 315 | 55710.9 | 2.9929 | 0.10744 | EPA/CAMD | EPA/NEI | 1974
2021 | NY | Holtsville Facility | 8007 | U00013 | GT | OP | CT | DFO | 97 | 15726.7 | 2.9929 | 0.38062 | EPA/CAMD | EPA/NEI | 1974
2021 | NY | Holtsville Facility | 8007 | U00014 | GT | OP | CT | DFO | 97 | 15726.7 | 2.9929 | 0.38062 | EPA/CAMD | EPA/NEI | 1974
2021 | NY | Holtsville Facility | 8007 | U00015 | GT | OP | CT | DFO | 67 | 12789.4 | 2.9929 | 0.46803 | EPA/CAMD | EPA/NEI | 1974
2021 | NY | Holtsville Facility | 8007 | U00016 | GT | OP | CT | DFO | 67 | 12789.4 | 2.9929 | 0.46803 | EPA/CAMD | EPA/NEI | 1974
2021 | NY | Holtsville Facility | 8007 | U00017 | GT | OP | CT | DFO | 138 | 28127.1 | 2.9929 | 0.21281 | EPA/CAMD | EPA/NEI | 1974
2021 | NY | Holtsville Facility | 8007 | U00018 | GT | OP | CT | DFO | 138 | 28127.1 | 2.9929 | 0.21281 | EPA/CAMD | EPA/NEI | 1974
2021 | NY | Holtsville Facility | 8007 | U00019 | GT | OP | CT | DFO | 170 | 29910.5 | 2.9929 | 0.20013 | EPA/CAMD | EPA/NEI | 1974
2021 | NY | Holtsville Facility | 8007 | U00020 | GT | OP | CT | DFO | 177 | 29991 | 2.9929 | 0.19959 | EPA/CAMD | EPA/NEI | 1974
2021 | NJ | Mickleton Energy Center | 8008 | 001001 | GT | OP | CT | NG | 91 | 99372 | 0.39831 | 0.0080165 | EPA/CAMD | NEI avg EF - PM, fuel type, firing type | 1974
2021 | UT | Murray Turbine | 8010 | 1 | GT | OP | NA | NG |  | 65954.333 | 0.26436 | 0.0080165 | EIA Prime Mover-level Data | NEI avg EF - PM, fuel type
2021 | UT | Murray Turbine | 8010 | 2 | GT | OP | NA | NG |  | 65954.333 | 0.26436 | 0.0080165 | EIA Prime Mover-level Data | NEI avg EF - PM, fuel type
2021 | UT | Murray Turbine | 8010 | 3 | GT | OP | NA | NG |  | 65954.333 | 0.26436 | 0.0080165 | EIA Prime Mover-level Data | NEI avg EF - PM, fuel type
2021 | PA | Croydon Generating Station | 8012 | 11 | GT | OP | CT | DFO | 21 | 7092.9 | 0.065 | 0.018328 | EPA/CAMD | EPA/NEI | 1974
2021 | PA | Croydon Generating Station | 8012 | 12 | GT | OP | CT | DFO | 37 | 8795.1 | 0.0806 | 0.018328 | EPA/CAMD | EPA/NEI | 1974
2021 | PA | Croydon Generating Station | 8012 | 21 | GT | OP | CT | DFO | 39 | 12680.3 | 0.1184 | 0.018675 | EPA/CAMD | EPA/NEI | 1974
2021 | PA | Croydon Generating Station | 8012 | 22 | GT | OP | CT | DFO | 17 | 5929.9 | 0.0554 | 0.018685 | EPA/CAMD | EPA/NEI | 1974
2021 | PA | Croydon Generating Station | 8012 | 31 | GT | OP | CT | DFO | 21 | 7948.5 | 0.0716 | 0.018016 | EPA/CAMD | EPA/NEI | 1974
2021 | PA | Croydon Generating Station | 8012 | 32 | GT | OP | CT | DFO | 28 | 9259.1 | 0.0864 | 0.018663 | EPA/CAMD | EPA/NEI | 1974
2021 | PA | Croydon Generating Station | 8012 | 41 | GT | OP | CT | DFO | 21 | 7259.2 | 0.0672 | 0.018514 | EPA/CAMD | EPA/NEI | 1974
2021 | PA | Croydon Generating Station | 8012 | 42 | GT | OP | CT | DFO | 21 | 8559.3 | 0.0812 | 0.018974 | EPA/CAMD | EPA/NEI | 1974
2021 | WI | Winter | 8013 | IC 1 | IC | OP | NA | DFO |  | 0 | 0 |  | EIA Prime Mover-level Data | Estimated using an emission factor
2021 | WI | Winter | 8013 | IC 2 | IC | OP | NA | DFO |  | 0 | 0 |  | EIA Prime Mover-level Data | Estimated using an emission factor
2021 | AR | Paragould Reciprocating | 8015 | 011 | IC | OP | NA | NG |  | 1580.333 | 0.00033345 | 0.000422 | EIA Prime Mover-level Data | Estimated using an emission factor
2021 | AR | Paragould Reciprocating | 8015 | 021 | IC | OP | NA | NG |  | 1580.333 | 0.00033345 | 0.000422 | EIA Prime Mover-level Data | Estimated using an emission factor
2021 | AR | Paragould Reciprocating | 8015 | 031 | IC | OP | NA | NG |  | 1580.333 | 0.00033345 | 0.000422 | EIA Prime Mover-level Data | Estimated using an emission factor
2021 | IL | Factory Gas Turbine | 8016 | 2 | GT | OP | CT | DFO | 17 | 2398.9 | 0.029719 | 0.024777 | EPA/CAMD | NEI avg EF - PM, fuel type, firing type | 1973
2021 | MI | Portage | 8019 | 1 | GT | RE | NA | DFO
2021 | KS | Baldwin City Plant No 2 | 8020 | 7 | IC | OP | NA | DFO |  | 2246 | 0.34813 | 0.31 | EIA Prime Mover-level Data | Estimated using an emission factor
2021 | KS | Baldwin City Plant No 2 | 8020 | 8 | IC | OP | NA | DFO |  | 2246 | 0.34813 | 0.31 | EIA Prime Mover-level Data | Estimated using an emission factor
2021 | WA | Boulder Park | 8022 | 1 | IC | OP | NA | NG |  | 107298.167 | 0.02264 | 0.000422 | EIA Prime Mover-level Data | Estimated using an emission factor
2021 | WA | Boulder Park | 8022 | 2 | IC | OP | NA | NG |  | 107298.167 | 0.02264 | 0.000422 | EIA Prime Mover-level Data | Estimated using an emission factor
2021 | WA | Boulder Park | 8022 | 3 | IC | OP | NA | NG |  | 107298.167 | 0.02264 | 0.000422 | EIA Prime Mover-level Data | Estimated using an emission factor
2021 | WA | Boulder Park | 8022 | 4 | IC | OP | NA | NG |  | 107298.167 | 0.02264 | 0.000422 | EIA Prime Mover-level Data | Estimated using an emission factor
2021 | WA | Boulder Park | 8022 | 5 | IC | OP | NA | NG |  | 107298.167 | 0.02264 | 0.000422 | EIA Prime Mover-level Data | Estimated using an emission factor
2021 | WA | Boulder Park | 8022 | 6 | IC | OP | NA | NG |  | 107298.167 | 0.02264 | 0.000422 | EIA Prime Mover-level Data | Estimated using an emission factor
2021 | WI | Columbia | 8023 | 1 | ST | OP | TANGENTIAL | RC | 6881 | 32937172.881 | 60.5666 | 0.0036777 | EPA/CAMD | EPA/NEI | 1975
2021 | WI | Columbia | 8023 | 2 | ST | OP | TANGENTIAL | RC | 7094 | 33793882.159 | 146.9311 | 0.0086957 | EPA/CAMD | EPA/NEI | 1978
2021 | WY | Hartzog | 8026 | 1 | GT | OP | NA | NG |  | 2095.667 | 0.0084 | 0.0080165 | EIA Prime Mover-level Data | NEI avg EF - PM, fuel type
2021 | WY | Hartzog | 8026 | 2 | GT | OP | NA | NG |  | 2095.667 | 0.0084 | 0.0080165 | EIA Prime Mover-level Data | NEI avg EF - PM, fuel type
2021 | WY | Hartzog | 8026 | 3 | GT | OP | NA | NG |  | 2095.667 | 0.0084 | 0.0080165 | EIA Prime Mover-level Data | NEI avg EF - PM, fuel type
2021 | MN | Blue Lake Generating Plant | 8027 | 1 | GT | OP | CT | DFO | 38 | 15039.1 | 0.033408 | 0.0044428 | EPA/CAMD | EPA/NEI | 1974
2021 | MN | Blue Lake Generating Plant | 8027 | 2 | GT | OP | CT | DFO | 107 | 45913.4 | 0.10198 | 0.0044421 | EPA/CAMD | EPA/NEI | 1974
2021 | MN | Blue Lake Generating Plant | 8027 | 3 | GT | OP | CT | DFO | 98 | 40947.3 | 0.090951 | 0.0044423 | EPA/CAMD | EPA/NEI | 1974
2021 | MN | Blue Lake Generating Plant | 8027 | 4 | GT | OP | CT | DFO | 32 | 6600.8 | 0.01466 | 0.0044419 | EPA/CAMD | EPA/NEI | 1974
2021 | MN | Blue Lake Generating Plant | 8027 | 7 | GT | OP | CT | NG | 623 | 841518.005 | 0.14609 | 0.00034721 | EPA/CAMD | EPA/NEI | 2005
2021 | MN | Blue Lake Generating Plant | 8027 | 8 | GT | OP | CT | NG | 642 | 890697.556 | 0.15402 | 0.00034584 | EPA/CAMD | EPA/NEI | 2005
2021 | WY | Arvada | 8028 | 1 | GT | OP | NA | NG |  | 4678.333 | 0.018752 | 0.0080165 | EIA Prime Mover-level Data | NEI avg EF - PM, fuel type
2021 | WY | Arvada | 8028 | 2 | GT | OP | NA | NG |  | 4678.333 | 0.018752 | 0.0080165 | EIA Prime Mover-level Data | NEI avg EF - PM, fuel type
2021 | WY | Arvada | 8028 | 3 | GT | RE | NA | NG |  | 4678.333 | 0.018752 | 0.0080165 | EIA Prime Mover-level Data | NEI avg EF - PM, fuel type
2021 | IA | Sycamore Combustion Turbine | 8029 | 1 | GT | OP | CT | NG | 208 | 98561.786 | 0.29799 | 0.0060468 | EPA/CAMD | EPA/NEI | 1974
2021 | IA | Sycamore Combustion Turbine | 8029 | 2 | GT | OP | CT | NG | 187 | 85941.912 | 0.25242 | 0.0058741 | EPA/CAMD | EPA/NEI | 1974
2021 | WY | Barber Creek | 8030 | 1 | GT | OP | NA | NG |  | 3235.667 | 0.012969 | 0.0080165 | EIA Prime Mover-level Data | NEI avg EF - PM, fuel type
2021 | WY | Barber Creek | 8030 | 2 | GT | OP | NA | NG |  | 3235.667 | 0.012969 | 0.0080165 | EIA Prime Mover-level Data | NEI avg EF - PM, fuel type
2021 | WY | Barber Creek | 8030 | 3 | GT | OP | NA | NG |  | 3235.667 | 0.012969 | 0.0080165 | EIA Prime Mover-level Data | NEI avg EF - PM, fuel type
2021 | IA | Emery Station | 8031 | 11 | CT | OP | CC | NG | 4493 | 7739864.861 | 18.5757 | 0.0048 | EPA/CAMD | EPA/NEI | 2004
2021 | IA | Emery Station | 8031 | 12 | CT | OP | CC | NG | 4277 | 7357246.191 | 19.8646 | 0.0054 | EPA/CAMD | EPA/NEI | 2004
2021 | SD | Yankton | 8034 | 1 | IC | SB | NA | NG |  | 224.761 | 4.7425e-05 | 0.000422 | EIA Prime Mover-level Data | Estimated using an emission factor
2021 | SD | Yankton | 8034 | 2 | IC | SB | NA | DFO |  | 275.843 | 0.042756 | 0.31 | EIA Prime Mover-level Data | Estimated using an emission factor
2021 | SD | Yankton | 8034 | 3 | IC | SB | NA | NG |  | 664.067 | 0.00014012 | 0.000422 | EIA Prime Mover-level Data | Estimated using an emission factor
2021 | SD | Yankton | 8034 | 4 | IC | SB | NA | DFO |  | 204.328 | 0.031671 | 0.31 | EIA Prime Mover-level Data | Estimated using an emission factor
2021 | NE | Cooper Nuclear Station | 8036 | 1 | ST | OP | NA | NUC |  | 0 |  |  | EIA Prime Mover-level Data
2021 | KS | Clifton Station | 8037 | CL1 | GT | OP | CT | NG | 833 | 291923.13 | 0.96335 | 0.0066 | EPA/CAMD | EPA/NEI | 1974
2021 | NC | Belews Creek | 8042 | 1 | ST | OP | CELL | BIT | 5968 | 41808167.382 | 445.63 | 0.021318 | EPA/CAMD | EPA/NEI | 1974
2021 | NC | Belews Creek | 8042 | 2 | ST | OP | CELL | BIT | 7426 | 45500554.775 | 489.1 | 0.021499 | EPA/CAMD | EPA/NEI | 1975
2021 | FL | Anclote | 8048 | 1 | ST | OP | TANGENTIAL | NG | 5777 | 11256187.537 | 41.6989 | 0.0074091 | EPA/CAMD | EPA/NEI | 1974
2021 | FL | Anclote | 8048 | 2 | ST | OP | TANGENTIAL | NG | 6569 | 12143665.927 | 44.9634 | 0.0074052 | EPA/CAMD | EPA/NEI | 1978
2021 | FL | Intercession City | 8049 | **10 | GT | OP | CT | NG | 547 | 358730.441 | 1.5287 | 0.0085226 | EPA/CAMD | EPA/NEI | 1993
2021 | FL | Intercession City | 8049 | **11 | GT | OP | CT | DFO | 64 | 63257.146 | 0.34552 | 0.010924 | EPA/CAMD | EPA/NEI | 1996
2021 | FL | Intercession City | 8049 | **12 | GT | OP | CT | NG | 714 | 490689.469 | 1.5398 | 0.0062762 | EPA/CAMD | EPA/NEI | 2000
2021 | FL | Intercession City | 8049 | **13 | GT | OP | CT | NG | 1423 | 1018229.492 | 3.2813 | 0.0064451 | EPA/CAMD | EPA/NEI | 2000
2021 | FL | Intercession City | 8049 | **14 | GT | OP | CT | NG | 1449 | 1045568.744 | 3.3378 | 0.0063847 | EPA/CAMD | EPA/NEI | 2000
2021 | FL | Intercession City | 8049 | **7 | GT | OP | CT | NG | 1266 | 867602.497 | 2.791 | 0.0064339 | EPA/CAMD | EPA/NEI | 1993
2021 | FL | Intercession City | 8049 | **8 | GT | OP | CT | NG | 965 | 671134.334 | 2.4028 | 0.0071606 | EPA/CAMD | EPA/NEI | 1993
2021 | FL | Intercession City | 8049 | **9 | GT | OP | CT | NG | 543 | 362392.573 | 1.5185 | 0.0083806 | EPA/CAMD | EPA/NEI | 1993
2021 | NY | Pouch Terminal | 8053 | PT01 | GT | OP | CT | NG | 1604 | 617621.913 | 2.1149 | 0.0068486 | EPA/CAMD | EPA/NEI | 2001
2021 | MS | Gerald Andrus | 8054 | 1 | ST | OP | WALL | NG | 648 | 2080842.074 | 13.18 | 0.012668 | EPA/CAMD | EPA/NEI | 1975
2021 | AR | Arkansas Nuclear One | 8055 | 1 | ST | OP | NA | NUC |  | 0 |  |  | EIA Prime Mover-level Data
2021 | AR | Arkansas Nuclear One | 8055 | 2 | ST | OP | NA | NUC |  | 0 |  |  | EIA Prime Mover-level Data
2021 | LA | Waterford 1 & 2 | 8056 | 1 | ST | OP | WALL | NG | 103 | 142340.966 | 0.22 | 0.0030912 | EPA/CAMD | EPA/NEI | 1974
2021 | LA | Waterford 1 & 2 | 8056 | 2 | ST | OP | WALL | NG | 1631 | 2630618.383 | 12.94 | 0.009838 | EPA/CAMD | EPA/NEI | 1975
2021 | LA | Waterford 1 & 2 | 8056 | 4 | GT | OP | CT | DFO | 161 | 56962.6 | 0.70569 | 0.024777 | EPA/CAMD | NEI avg EF - PM, fuel type, firing type | 2009
2021 | OK | Comanche (8059) | 8059 | 7251 | CT | OP | CC | NG | 1299 | 1010082.034 | 0.09596 | 0.00019 | EPA/CAMD | EPA/NEI | 1973
2021 | OK | Comanche (8059) | 8059 | 7252 | CT | OP | CC | NG | 1385 | 1070309.352 | 0.10168 | 0.00019 | EPA/CAMD | EPA/NEI | 1973
2021 | TX | Decordova | 8063 | CT1 | GT | OP | CT | NG | 455 | 279839.9 | 2.1298 | 0.015222 | EPA/CAMD | EPA/NEI | 1990
2021 | TX | Decordova | 8063 | CT2 | GT | OP | CT | NG | 243 | 176644.3 | 1.5441 | 0.017483 | EPA/CAMD | EPA/NEI | 1990
2021 | TX | Decordova | 8063 | CT3 | GT | OP | CT | NG | 377 | 257745.5 | 2.0999 | 0.016294 | EPA/CAMD | EPA/NEI | 1990
2021 | TX | Decordova | 8063 | CT4 | GT | OP | CT | NG | 316 | 208823.4 | 1.7485 | 0.016746 | EPA/CAMD | EPA/NEI | 1990
2021 | WY | Jim Bridger | 8066 | BW71 | ST | OP | TANGENTIAL | SUB | 8570 | 29313345.258 | 154.28 | 0.010526 | EPA/CAMD | EPA/NEI | 1974
2021 | WY | Jim Bridger | 8066 | BW72 | ST | OP | TANGENTIAL | SUB | 8592 | 30312504.715 | 152.1 | 0.010035 | EPA/CAMD | EPA/NEI | 1975
2021 | WY | Jim Bridger | 8066 | BW73 | ST | OP | TANGENTIAL | SUB | 8499 | 27986550.258 | 160.1 | 0.011441 | EPA/CAMD | EPA/NEI | 1976
2021 | WY | Jim Bridger | 8066 | BW74 | ST | OP | TANGENTIAL | SUB | 7393 | 25317390.538 | 259.2 | 0.020476 | EPA/CAMD | EPA/NEI | 1979
2021 | CO | Fort Lupton | 8067 | 1 | GT | OP | NA | NG |  | 39225.5 | 0.15723 | 0.0080165 | EIA Prime Mover-level Data | NEI avg EF - PM, fuel type
2021 | CO | Fort Lupton | 8067 | 2 | GT | OP | NA | NG |  | 39225.5 | 0.15723 | 0.0080165 | EIA Prime Mover-level Data | NEI avg EF - PM, fuel type
2021 | AZ | Santan | 8068 | 5A | CT | OP | CC | NG | 6531 | 11008701.248 | 16.513 | 0.003 | EPA/CAMD | EPA/NEI | 2004
2021 | AZ | Santan | 8068 | 5B | CT | OP | CC | NG | 6872 | 11691212.615 | 11.6912 | 0.002 | EPA/CAMD | EPA/NEI | 2004
2021 | AZ | Santan | 8068 | 6A | CT | OP | CC | NG | 6078 | 10255596.941 | 15.3834 | 0.003 | EPA/CAMD | EPA/NEI | 2005
2021 | UT | Huntington | 8069 | 1 | ST | OP | TANGENTIAL | BIT | 8610 | 33426042.828 | 138.0655 | 0.008261 | EPA/CAMD | EPA/NEI | 1977
2021 | UT | Huntington | 8069 | 2 | ST | OP | TANGENTIAL | BIT | 8652 | 33246623.302 | 120.201 | 0.0072309 | EPA/CAMD | EPA/NEI | 1974
2021 | OR | Beaver | 8073 | 1 | CT | OP | NA | NG |  | 1266482.213 | 3.4028 | 0.0053736 | EIA Unit-level Data | NEI avg EF - PM, fuel type
2021 | OR | Beaver | 8073 | 2 | CT | OP | NA | NG |  | 1412998.606 | 3.7964 | 0.0053736 | EIA Unit-level Data | NEI avg EF - PM, fuel type
2021 | OR | Beaver | 8073 | 3 | CT | OP | NA | NG |  | 1405312.212 | 3.7758 | 0.0053736 | EIA Unit-level Data | NEI avg EF - PM, fuel type
2021 | OR | Beaver | 8073 | 4 | CT | OP | NA | NG |  | 1839275.592 | 4.9417 | 0.0053736 | EIA Unit-level Data | NEI avg EF - PM, fuel type
2021 | OR | Beaver | 8073 | 5 | CT | OP | NA | NG |  | 1221095.623 | 3.2808 | 0.0053736 | EIA Unit-level Data | NEI avg EF - PM, fuel type
2021 | OR | Beaver | 8073 | 6 | CT | OP | NA | NG |  | 1327849.682 | 3.5676 | 0.0053736 | EIA Unit-level Data | NEI avg EF - PM, fuel type
2021 | OR | Beaver | 8073 | 8 | GT | OP | NA | NG |  | 72769 | 0.29168 | 0.0080165 | EIA Prime Mover-level Data | NEI avg EF - PM, fuel type
2021 | CA | Ellwood | 8076 | 01 | GT | OP | NA | NG |  | 27705 | 0.11105 | 0.0080165 | EIA Prime Mover-level Data | NEI avg EF - PM, fuel type
2021 | HI | Keahole | 8083 | 2 | GT | OP | NA | DFO |  | 161602 | 1.3297 | 0.016457 | EIA Prime Mover-level Data | NEI avg EF - PM, fuel type, firing type
2021 | HI | Keahole | 8083 | 21 | IC | OP | NA | DFO |  | 4268.667 | 0.66164 | 0.31 | EIA Prime Mover-level Data | Estimated using an emission factor
2021 | HI | Keahole | 8083 | 22 | IC | OP | NA | DFO |  | 4268.667 | 0.66164 | 0.31 | EIA Prime Mover-level Data | Estimated using an emission factor
2021 | HI | Keahole | 8083 | 23 | IC | OP | NA | DFO |  | 4268.667 | 0.66164 | 0.31 | EIA Prime Mover-level Data | Estimated using an emission factor
2021 | HI | Keahole | 8083 | CT4 | CT | OP | NA | DFO |  | 1039997.64 | 5.8377 | 0.011226 | EIA Unit-level Data | NEI avg EF - PM, fuel type
2021 | HI | Keahole | 8083 | CT5 | CT | OP | NA | DFO |  | 1637049.6 | 9.1891 | 0.011226 | EIA Unit-level Data | NEI avg EF - PM, fuel type
2021 | HI | Keahole | 8083 | ST7 | CA | OP | NA | DFO |  | 0 | 0 |  | EIA Unit-level Data | Estimated using an emission factor
2021 | CO | Springfield (CO) | 8100 | 1 | IC | SB | NA | DFO
2021 | CO | Springfield (CO) | 8100 | 2 | IC | SB | NA | DFO
2021 | CO | Springfield (CO) | 8100 | IC4 | IC | SB | NA | DFO
2021 | CO | Springfield (CO) | 8100 | IC5 | IC | SB | NA | DFO
2021 | OH | Gen J M Gavin | 8102 | 1 | ST | OP | CELL | RC | 7274 | 78728400.871 | 246 | 0.0062493 | EPA/CAMD | EPA/NEI | 1974
2021 | OH | Gen J M Gavin | 8102 | 2 | ST | OP | CELL | RC | 5640 | 64763103.894 | 376.94 | 0.011641 | EPA/CAMD | EPA/NEI | 1975
2021 | OH | Gen J M Gavin | 8102 | B001 | ST | OP | OTHER BOILER | DFO | 153 | 88818 | 0.4532 | 0.010205 | EPA/CAMD | EPA/NEI | 1974
2021 | OH | Gen J M Gavin | 8102 | B002 | ST | OP | OTHER BOILER | DFO | 141 | 80580 | 0.5226 | 0.012971 | EPA/CAMD | EPA/NEI | 1974
2021 | MN | Halstad | 8105 | 4 | IC | SB | NA | DFO |  | 138 | 0.02139 | 0.31 | EIA Prime Mover-level Data | Estimated using an emission factor
2021 | MN | Halstad | 8105 | 5 | IC | SB | NA | DFO |  | 138 | 0.02139 | 0.31 | EIA Prime Mover-level Data | Estimated using an emission factor
2021 | IA | Tipton | 8106 | 1A | IC | OP | NA | NG |  | 755.914 | 0.0001595 | 0.000422 | EIA Prime Mover-level Data | Estimated using an emission factor
2021 | IA | Tipton | 8106 | 2 | IC | OP | NA | NG |  | 491.344 | 0.00010367 | 0.000422 | EIA Prime Mover-level Data | Estimated using an emission factor
2021 | IA | Tipton | 8106 | 5 | IC | OP | NA | DFO |  | 755.914 | 0.11717 | 0.31 | EIA Prime Mover-level Data | Estimated using an emission factor
2021 | IA | Tipton | 8106 | 6 | IC | OP | NA | DFO |  | 755.914 | 0.11717 | 0.31 | EIA Prime Mover-level Data | Estimated using an emission factor
2021 | IA | Tipton | 8106 | 7 | IC | OP | NA | DFO |  | 755.914 | 0.11717 | 0.31 | EIA Prime Mover-level Data | Estimated using an emission factor
2021 | IA | Hopkinton | 8108 | 1 | IC | OP | NA | DFO |  | 545.561 | 0.084562 | 0.31 | EIA Prime Mover-level Data | Estimated using an emission factor
2021 | IA | Hopkinton | 8108 | CAT | IC | OP | NA | DFO |  | 852.439 | 0.13213 | 0.31 | EIA Prime Mover-level Data | Estimated using an emission factor
2021 | MO | Stanberry | 8110 | 1 | IC | SB | NA | NG
2021 | MO | Stanberry | 8110 | 2 | IC | SB | NA | NG
2021 | MO | Stanberry | 8110 | IC5 | IC | SB | NA | DFO
2021 | MO | Stanberry | 8110 | IC6 | IC | SB | NA | NG
2021 | CO | Ray D Nixon | 8219 | 1 | ST | OP | WALL | SUB | 6994 | 12036851.449 | 13.08 | 0.0021733 | EPA/CAMD | EPA/NEI | 1980
2021 | CO | Ray D Nixon | 8219 | 2 | GT | OP | CT | NG | 90 | 18875.813 | 0.11 | 0.011655 | EPA/CAMD | EPA/NEI | 1999
2021 | CO | Ray D Nixon | 8219 | 3 | GT | OP | CT | NG | 128 | 27827.536 | 0.1547 | 0.011118 | EPA/CAMD | EPA/NEI | 1999
2021 | ND | Coyote | 8222 | B1 | ST | OP | CYCLONE | LIG | 7751 | 28091870.643 | 474.16 | 0.033758 | EPA/CAMD | EPA/NEI | 1981
2021 | AZ | Springerville Generating Station | 8223 | 1 | ST | OP | TANGENTIAL | SUB | 4487 | 13419817.335 | 36.0396 | 0.0053711 | EPA/CAMD | EPA/NEI | 1985
2021 | AZ | Springerville Generating Station | 8223 | 2 | ST | OP | TANGENTIAL | SUB | 8264 | 25174164.036 | 66.0103 | 0.0052443 | EPA/CAMD | EPA/NEI | 1990
2021 | AZ | Springerville Generating Station | 8223 | 4 | ST | OP | WALL | RC | 7293 | 22390201.016 | 50.3743 | 0.0044997 | EPA/CAMD | EPA/NEI | 2009
2021 | AZ | Springerville Generating Station | 8223 | SGSS | PV | OP | NA | SUN |  | 39027.269 |  |  | EIA Prime Mover-level Data
2021 | AZ | Springerville Generating Station | 8223 | SGSS1 | PV | OP | NA | SUN |  | 14767.075 |  |  | EIA Prime Mover-level Data
2021 | AZ | Springerville Generating Station | 8223 | TS3 | ST | OP | WALL | RC | 7726 | 27679412.386 | 138.3347 | 0.0099955 | EPA/CAMD | EPA/NEI | 2006
2021 | AZ | Springerville Generating Station | 8223 | WMS | PV | OP | NA | SUN |  | 87547.657 |  |  | EIA Prime Mover-level Data
2021 | NV | North Valmy | 8224 | 1 | ST | OP | WALL | BIT | 4811 | 5704571.116 | 28.6483 | 0.010044 | EPA/CAMD | EPA/NEI | 1981
2021 | NV | North Valmy | 8224 | 2 | ST | OP | WALL | BIT | 6690 | 11376760.983 | 71.4176 | 0.012555 | EPA/CAMD | EPA/NEI | 1985
2021 | PA | Seneca Generation LLC | 8225 | 1 | PS | OP | NA | WAT |  | 0 |  |  | EIA Prime Mover-level Data
2021 | PA | Seneca Generation LLC | 8225 | 2 | PS | OP | NA | WAT |  | 0 |  |  | EIA Prime Mover-level Data
2021 | PA | Seneca Generation LLC | 8225 | 3 | HY | OP | NA | WAT
2021 | PA | Cheswick | 8226 | 1 | ST | OP | TANGENTIAL | BIT | 4135 | 15359967.85 | 86.237 | 0.011229 | EPA/CAMD | EPA/NEI | 1970
2021 | AZ | Hoover Dam (AZ) | 8902 | A0 | HY | OP | NA | WAT |  | 32769.485 |  |  | EIA Prime Mover-level Data
2021 | AZ | Hoover Dam (AZ) | 8902 | A1 | HY | OP | NA | WAT |  | 1775013.796 |  |  | EIA Prime Mover-level Data
2021 | AZ | Hoover Dam (AZ) | 8902 | A2 | HY | OP | NA | WAT |  | 1775013.796 |  |  | EIA Prime Mover-level Data
2021 | AZ | Hoover Dam (AZ) | 8902 | A3 | HY | OP | NA | WAT |  | 1775013.796 |  |  | EIA Prime Mover-level Data
2021 | AZ | Hoover Dam (AZ) | 8902 | A4 | HY | OP | NA | WAT |  | 1775013.796 |  |  | EIA Prime Mover-level Data
2021 | AZ | Hoover Dam (AZ) | 8902 | A5 | HY | OP | NA | WAT |  | 1734051.94 |  |  | EIA Prime Mover-level Data
2021 | AZ | Hoover Dam (AZ) | 8902 | A6 | HY | OP | NA | WAT |  | 1775013.796 |  |  | EIA Prime Mover-level Data
2021 | AZ | Hoover Dam (AZ) | 8902 | A7 | HY | OP | NA | WAT |  | 1775013.796 |  |  | EIA Prime Mover-level Data
2021 | AZ | Hoover Dam (AZ) | 8902 | A8 | HY | OP | NA | WAT |  | 839718.065 |  |  | EIA Prime Mover-level Data
2021 | AZ | Hoover Dam (AZ) | 8902 | A9 | HY | OP | NA | WAT |  | 935295.731 |  |  | EIA Prime Mover-level Data
2021 | NY | Astoria Generating Station | 8906 | 20 | ST | OP | WALL | NG | 171 | 126617.179 | 0.65095 | 0.010282 | EPA/CAMD | EPA/NEI | 1953
2021 | NY | Astoria Generating Station | 8906 | 31RH | ST | OP | WALL | NG | 2596 | 1616464.755 | 11.5148 | 0.014247 | EPA/CAMD | EPA/NEI | 1958
2021 | NY | Astoria Generating Station | 8906 | 32SH | ST | OP | WALL | NG | 2596 | 1531729.497 | 11.5148 | 0.015035 | EPA/CAMD | EPA/NEI | 1958
2021 | NY | Astoria Generating Station | 8906 | 51RH | ST | OP | TANGENTIAL | NG | 3987 | 2573247.246 | 18.6945 | 0.01453 | EPA/CAMD | EPA/NEI | 1962
2021 | NY | Astoria Generating Station | 8906 | 52SH | ST | OP | TANGENTIAL | NG | 3987 | 2588713.971 | 18.6945 | 0.014443 | EPA/CAMD | EPA/NEI | 1962
2021 | NY | Astoria Generating Station | 8906 | CT0001 | GT | OP | CT | NG | 113 | 14895.4 | 0.048747 | 0.0065453 | EPA/CAMD | EPA/NEI | 1967
2021 | NY | Indian Point 3 | 8907 | 3 | ST | RE | NA | NUC |  | 0 |  |  | EIA Prime Mover-level Data
2021 | MA | Cherry Street | 9038 | 10 | IC | OP | NA | NG |  | 274.936 | 5.8011e-05 | 0.000422 | EIA Prime Mover-level Data | Estimated using an emission factor
2021 | MA | Cherry Street | 9038 | 11 | IC | OP | NA | NG |  | 274.936 | 5.8011e-05 | 0.000422 | EIA Prime Mover-level Data | Estimated using an emission factor
2021 | MA | Cherry Street | 9038 | 12 | IC | OP | NA | NG |  | 699.838 | 0.00014767 | 0.000422 | EIA Prime Mover-level Data | Estimated using an emission factor
2021 | MA | Cherry Street | 9038 | 7 | IC | OP | NA | DFO |  | 412.405 | 0.063923 | 0.31 | EIA Prime Mover-level Data | Estimated using an emission factor
2021 | MA | Cherry Street | 9038 | 8 | IC | OP | NA | NG |  | 499.884 | 0.00010548 | 0.000422 | EIA Prime Mover-level Data | Estimated using an emission factor
2021 | WA | Monroe Street | 9095 | 6 | HY | OP | NA | WAT |  | 789749 |  |  | EIA Prime Mover-level Data
2021 | WA | Upper Falls | 9096 | 1 | HY | OP | NA | WAT |  | 496790 |  |  | EIA Prime Mover-level Data
2021 | WI | Nine Springs | 9674 | GT1 | GT | OP | NA | NG |  | 354 | 0.0014189 | 0.0080165 | EIA Prime Mover-level Data | NEI avg EF - PM, fuel type
2021 | WA | Newhalem | 9842 | 20 | HY | OS | NA | WAT
2021 | MA | Cabot Holyoke | 9864 | 1 | HY | OP | NA | WAT |  | 9936.923 |  |  | EIA Prime Mover-level Data
2021 | MA | Cabot Holyoke | 9864 | 2 | HY | OP | NA | WAT |  | 9936.923 |  |  | EIA Prime Mover-level Data
2021 | MA | Cabot Holyoke | 9864 | 3 | HY | OP | NA | WAT |  | 4968.462 |  |  | EIA Prime Mover-level Data
2021 | MA | Cabot Holyoke | 9864 | 4 | HY | OP | NA | WAT |  | 7452.692 |  |  | EIA Prime Mover-level Data
2021 | CO | Colorado Energy Nations Company | 10003 | BLR1 | ST | OP | NA | NG |  | 574815.881 | 2.7332 | 0.0095098 | EIA Unit-level Data | NEI avg EF - PM, fuel type
2021 | CO | Colorado Energy Nations Company | 10003 | BLR2 | ST | OP | NA | NG |  | 15899.4 | 0.0756 | 0.0095098 | EIA Unit-level Data | NEI avg EF - PM, fuel type
2021 | CO | Colorado Energy Nations Company | 10003 | BLR4 | ST | OP | NA | NG |  | 1290826.952 | 6.1378 | 0.0095098 | EIA Unit-level Data | NEI avg EF - PM, fuel type
2021 | CO | Colorado Energy Nations Company | 10003 | BLR5 | ST | OP | NA | NG |  | 2367298.474 | 11.2563 | 0.0095098 | EIA Unit-level Data | NEI avg EF - PM, fuel type
2021 | FL | Mosaic South Pierce Operations | 10004 | TG1 | ST | OP | NA | WH |  | 173832.033 |  |  | EIA Prime Mover-level Data
2021 | FL | Mosaic South Pierce Operations | 10004 | TG2 | ST | OP | NA | WH |  | 880748.967 |  |  | EIA Prime Mover-level Data
2021 | CA | Dinosaur Point | 10005 | WTGS | WT | OP | NA | WND |  | 129929 |  |  | EIA Prime Mover-level Data
2021 | FL | Baptist Medical Center | 10008 | TG-2 | GT | OP | NA | NG |  | 75576.667 | 0.30293 | 0.0080165 | EIA Prime Mover-level Data | NEI avg EF - PM, fuel type
2021 | FL | Baptist Medical Center | 10008 | TG-3 | GT | OP | NA | NG |  | 90692 | 0.36352 | 0.0080165 | EIA Prime Mover-level Data | NEI avg EF - PM, fuel type
2021 | FL | Baptist Medical Center | 10008 | TG-4 | GT | OP | NA | NG |  | 105807.333 | 0.4241 | 0.0080165 | EIA Prime Mover-level Data | NEI avg EF - PM, fuel type
2021 | MN | Covanta Hennepin Energy | 10013 | 1 | ST | OP | NA | MSW |  | 1872437.568 |  |  | EIA Unit-level Data
2021 | MN | Covanta Hennepin Energy | 10013 | 2 | ST | OP | NA | MSW |  | 1934291.853 |  |  | EIA Unit-level Data
2021 | ID | Lucky Peak Power Plant Project | 10014 | U131 | HY | OP | NA | WAT |  | 871633.992 |  |  | EIA Prime Mover-level Data
2021 | ID | Lucky Peak Power Plant Project | 10014 | U132 | HY | OP | NA | WAT |  | 871633.992 |  |  | EIA Prime Mover-level Data
2021 | ID | Lucky Peak Power Plant Project | 10014 | U133 | HY | OP | NA | WAT |  | 216940.016 |  |  | EIA Prime Mover-level Data
2021 | VA | RockTenn West Point Mill | 10017 | 002 | ST | OP | TANGENTIAL | BIT | 3660 | 11182617.44 | 79.507 | 0.01422 | EIA non-ozone season distributed and EPA/CAMD ozone season | NEI avg EF - PM, fuel type, firing type
2021 | NV | Desert Peak Power Plant | 10018 | GEN2 | BT | OP | NA | GEO |  | 470818.269 |  |  | EIA Prime Mover-level Data
2021 | NV | Desert Peak Power Plant | 10018 | OEC2 | BT | OP | NA | GEO |  | 345266.731 |  |  | EIA Prime Mover-level Data
2021 | FL | Cutrale Citrus Juices USA I | 10020 | GEN3 | GT | OP | NA | NG |  | 335921 | 1.3465 | 0.0080165 | EIA Prime Mover-level Data | NEI avg EF - PM, fuel type
2021 | NY | RED-Rochester, LLC-Eastman Business Park | 10025 | 4B | ST | OP | TANGENTIAL | NG | 8095 | 3364185.95 | 3.6585 | 0.002175 | EPA/CAMD | EPA/NEI
2021 | NY | RED-Rochester, LLC-Eastman Business Park | 10025 | KPR1 | HY | OP | NA | WAT
2021 | CA | Encina Water Pollution Control | 10026 | EG10 | IC | OP | NA | OBG |  | 39487.25 | 0.29023 | 0.0147 | EIA Prime Mover-level Data | Estimated using an emission factor
2021 | CA | Encina Water Pollution Control | 10026 | EG20 | IC | OP | NA | OBG |  | 39487.25 | 0.29023 | 0.0147 | EIA Prime Mover-level Data | Estimated using an emission factor
2021 | CA | Encina Water Pollution Control | 10026 | EG30 | IC | OP | NA | OBG |  | 39487.25 | 0.29023 | 0.0147 | EIA Prime Mover-level Data | Estimated using an emission factor
2021 | CA | Encina Water Pollution Control | 10026 | EG40 | IC | OP | NA | OBG |  | 39487.25 | 0.29023 | 0.0147 | EIA Prime Mover-level Data | Estimated using an emission factor
2021 | MA | General Electric Aircraft Engines | 10029 | PV | PV | OP | NA | SUN |  | 20302 |  |  | EIA Prime Mover-level Data
2021 | DE | Energy Center Dover LLC | 10030 | 2 | CT | OP | CC | NG | 2074 | 815737.51 | 2.53 | 0.006203 | EPA/CAMD | EPA/NEI | 2001
2021 | DE | Energy Center Dover LLC | 10030 | 3 | GT | OP | CT | NG | 1059 | 349527.86 | 1.1699 | 0.0066941 | EPA/CAMD | EPA/NEI | 2001
2021 | CA | Calpine Gilroy Cogen, LP | 10034 | S-100 | CT | OP | CC | NG | 1281 | 881677.992 | 2.3689 | 0.0053736 | EPA/CAMD | NEI avg EF - PM, fuel type, firing type | 1987
2021 | NH | Hillsborough Hosiery | 10036 | GEN1 | HY | OP | NA | WAT |  | 21895 |  |  | EIA Prime Mover-level Data
2021 | NH | Hillsborough Hosiery | 10036 | GEN2 | HY | OP | NA | WAT |  | 21895 |  |  | EIA Prime Mover-level Data
2021 | CA | Kaweah Delta District Hospital | 10042 | KDHT1 | GT | OP | NA | NG |  | 337734 | 1.3537 | 0.0080165 | EIA Prime Mover-level Data | NEI avg EF - PM, fuel type
2021 | NJ | Logan Generating Plant | 10043 | 1001 | ST | OP | WALL | BIT | 7972 | 7225655.973 | 46.87 | 0.012973 | EPA/CAMD | EPA/NEI | 1994
2021 | ID | Little Mac Project | 10049 | 1 | HY | OP | NA | WAT |  | 8793.4 |  |  | EIA Prime Mover-level Data
2021 | ID | Little Mac Project | 10049 | 2 | HY | OP | NA | WAT |  | 11724.533 |  |  | EIA Prime Mover-level Data
2021 | ID | Little Mac Project | 10049 | 3 | HY | OP | NA | WAT |  | 11724.533 |  |  | EIA Prime Mover-level Data
2021 | ID | Little Mac Project | 10049 | 4 | HY | OP | NA | WAT |  | 11724.533 |  |  | EIA Prime Mover-level Data
2021 | AR | Fourche Creek Wastewater | 10050 | 4 | IC | OP | NA | OBG |  | 29257 | 0.21504 | 0.0147 | EIA Prime Mover-level Data | Estimated using an emission factor
2021 | NC | Lockville Hydropower | 10051 | GEN1 | HY | OP | NA | WAT
2021 | NC | Lockville Hydropower | 10051 | GEN2 | HY | OP | NA | WAT
2021 | CA | Fairhaven Power | 10052 | BLR1 | ST | OP | NA | NG |  | 0 | 0 |  | EIA Unit-level Data | NEI avg EF - PM, fuel type
2021 | PA | General Electric Diesel Engine Plant | 10058 | REGN | IC | OP | NA | DFO |  | 125768 | 19.494 | 0.31 | EIA Prime Mover-level Data | Estimated using an emission factor
2021 | NH | General Electric Great Falls Upper Hydro | 10059 | 1575 | HY | OS | NA | WAT
2021 | NH | General Electric Great Falls Upper Hydro | 10059 | 500 | HY | OS | NA | WAT
2021 | NJ | Mars Wrigley Confectionery US, LLC | 10061 | GEN1 | CT | OP | NA | NG |  | 831699.925 | 2.2346 | 0.0053736 | EIA Unit-level Data | NEI avg EF - PM, fuel type
2021 | NJ | Mars Wrigley Confectionery US, LLC | 10061 | GEN2 | CA | OP | NA | NG
2021 | FL | Miami Dade County Resource Recovery Fac | 10062 | BLR1 | ST | OP | NA | MSW |  | 1823916.425 |  |  | EIA Unit-level Data
2021 | FL | Miami Dade County Resource Recovery Fac | 10062 | BLR2 | ST | OP | NA | MSW |  | 1852608.653 |  |  | EIA Unit-level Data
2021 | FL | Miami Dade County Resource Recovery Fac | 10062 | BLR3 | ST | OP | NA | MSW |  | 1964606.866 |  |  | EIA Unit-level Data
2021 | FL | Miami Dade County Resource Recovery Fac | 10062 | BLR4 | ST | OP | NA | MSW |  | 1995333.355 |  |  | EIA Unit-level Data
2021 | CT | Derby Hydro | 10063 | GEN1 | HY | OP | NA | WAT |  | 129745.116 |  |  | EIA Prime Mover-level Data
2021 | CT | Derby Hydro | 10063 | GEN2 | HY | OP | NA | WAT |  | 129745.116 |  |  | EIA Prime Mover-level Data
2021 | CT | Derby Hydro | 10063 | GEN3 | HY | SB | NA | WAT |  | 9730.884 |  |  | EIA Prime Mover-level Data
2021 | CT | Derby Hydro | 10063 | GEN4 | HY | SB | NA | WAT |  | 9730.884 |  |  | EIA Prime Mover-level Data
2021 | ME | Lockwood Hydroelectric Facility | 10066 | GEN1 | HY | OP | NA | WAT |  | 19522.444 |  |  | EIA Prime Mover-level Data
2021 | ME | Lockwood Hydroelectric Facility | 10066 | GEN2 | HY | OP | NA | WAT |  | 19522.444 |  |  | EIA Prime Mover-level Data
2021 | ME | Lockwood Hydroelectric Facility | 10066 | GEN3 | HY | OP | NA | WAT |  | 19522.444 |  |  | EIA Prime Mover-level Data
2021 | ME | Lockwood Hydroelectric Facility | 10066 | GEN4 | HY | OP | NA | WAT |  | 19522.444 |  |  | EIA Prime Mover-level Data
2021 | ME | Lockwood Hydroelectric Facility | 10066 | GEN5 | HY | OP | NA | WAT |  | 19522.444 |  |  | EIA Prime Mover-level Data
2021 | ME | Lockwood Hydroelectric Facility | 10066 | GEN6 | HY | OP | NA | WAT |  | 19522.444 |  |  | EIA Prime Mover-level Data
2021 | ME | Lockwood Hydroelectric Facility | 10066 | GEN7 | HY | OP | NA | WAT |  | 58567.333 |  |  | EIA Prime Mover-level Data
2021 | CO | Foothills Hydro Plant | 10070 | GEN1 | HY | OP | NA | WAT |  | 46053 |  |  | EIA Prime Mover-level Data
2021 | TX | Engineered Carbons Borger Cogen | 10072 | WHBOIL | ST | OP | NA | PRG |  | 1360568.52 | 34.657 | 0.050945 | EIA Unit-level Data | NEI avg EF - PM, fuel type
2021 | MN | Taconite Harbor Energy Center | 10075 | 1 | ST | OP | TANGENTIAL | SUB | 0 | [5 empty] | 2002
2021 | MN | Taconite Harbor Energy Center | 10075 | 2 | ST | OP | TANGENTIAL | SUB | 0 | [5 empty] | 2002
2021 | CO | Strontia Springs Hydro Plant | 10081 | GEN1 | HY | OP | NA | WAT |  | 67402 |  |  | EIA Prime Mover-level Data
2021 | CA | Total Energy Facilities | 10091 | G2 | CT | OP | NA | OBG |  | 564899.36 | 6.1009 | 0.0216 | EIA Unit-level Data | Estimated using an emission factor
2021 | CA | Total Energy Facilities | 10091 | G3 | CT | OP | NA | OBG |  | 502253.76 | 5.4243 | 0.0216 | EIA Unit-level Data | Estimated using an emission factor
2021 | CA | Total Energy Facilities | 10091 | GEN1 | CT | OP | NA | OBG |  | 572519.32 | 6.1832 | 0.0216 | EIA Unit-level Data | Estimated using an emission factor
2021 | CA | Total Energy Facilities | 10091 | GEN4 | CA | OP | NA | OBG |  | 0 | 0 |  | EIA Prime Mover-level Data | Estimated using an emission factor
2021 | HI | Tesoro Hawaii | 10093 | GEN1 | GT | OP | NA | WO |  | 1708443 | 264.8087 | 0.31 | EIA Prime Mover-level Data | Estimated using an emission factor
2021 | NJ | Pedricktown Cogeneration Plant | 10099 | 001001 | CT | OP | CC | NG | 526 | 418891.37 | 1.1255 | 0.0053736 | EPA/CAMD | NEI avg EF - PM, fuel type, firing type | 1992
2021 | NH | Hampton Facility | 10108 | GEN8 | GT | OP | NA | NG |  | 347948 | 1.3947 | 0.0080165 | EIA Prime Mover-level Data | NEI avg EF - PM, fuel type
2021 | NH | Stevens Mills Dam | 10109 | 1G | HY | OP | NA | WAT |  | 6425.579 |  |  | EIA Prime Mover-level Data
2021 | NH | Stevens Mills Dam | 10109 | 3G | HY | OP | NA | WAT |  | 54617.421 |  |  | EIA Prime Mover-level Data
2021 | CA | Frito-Lay Cogen Plant | 10110 | GEN1 | GT | OS | NA | NG |  | 410569 | 1.6457 | 0.0080165 | EIA Prime Mover-level Data | NEI avg EF - PM, fuel type
2021 | PA | Gilberton Power Company | 10113 | 031 | ST | OP | FLUIDIZED | WC | 8045 | 3716126.052 | 20.5425 | 0.011056 | EPA/CAMD | NEI avg EF - PM, fuel type, firing type | 1988
2021 | PA | Gilberton Power Company | 10113 | 032 | ST | OP | FLUIDIZED | WC | 7954 | 3629655.684 | 20.0645 | 0.011056 | EPA/CAMD | NEI avg EF - PM, fuel type, firing type | 1988
2021 | CA | Grossmont Hospital | 10115 | GEN3 | GT | OP | NA | NG |  | 249700 | 1.0009 | 0.0080165 | EIA Prime Mover-level Data | NEI avg EF - PM, fuel type
2021 | NY | Hampshire Paper | 10116 | 05 | HY | OP | NA | WAT |  | 79391 |  |  | EIA Prime Mover-level Data
2021 | PA | Harrisburg Facility | 10118 | 1 | ST | OP | NA | MSW |  | 838557.986 |  |  | EIA Unit-level Data
2021 | PA | Harrisburg Facility | 10118 | 2 | ST | OP | NA | MSW |  | 885441.669 |  |  | EIA Unit-level Data
2021 | PA | Harrisburg Facility | 10118 | 3 | ST | OP | NA | MSW |  | 829047.349 |  |  | EIA Unit-level Data
2021 | GA | PInova Inc | 10120 | GEN5 | ST | OP | NA | WDS |  | 2706973 | 14.0483 | 0.010379 | EIA Prime Mover-level Data | NEI avg EF - PM, fuel type
2021 | GA | High Shoals Hydro (GA) | 10121 | GEN1 | HY | OP | NA | WAT
2021 | NJ | CIP II/AR Bridgewater Holdings - NJCOE | 10122 | 02 | GT | OP | NA | NG |  | 402550 | 1.6135 | 0.0080165 | EIA Prime Mover-level Data | NEI avg EF - PM, fuel type
2021 | NJ | Hoffmann LaRoche | 10123 | TG01 | GT | OP | NA | NG |  | 333496.5 | 1.3367 | 0.0080165 | EIA Prime Mover-level Data | NEI avg EF - PM, fuel type
2021 | NJ | Hoffmann LaRoche | 10123 | TG03 | GT | OP | NA | NG |  | 333496.5 | 1.3367 | 0.0080165 | EIA Prime Mover-level Data | NEI avg EF - PM, fuel type
2021 | NY | Hollow Dam Power Partnership | 10124 | HY1 | HY | OS | NA | WAT |  | 11319 |  |  | EIA Prime Mover-level Data
2021 | NY | Hollow Dam Power Partnership | 10124 | HY2 | HY | OP | NA | WAT |  | 11319 |  |  | EIA Prime Mover-level Data
2021 | CA | Gosselin Hydro Plant | 10128 | GEN1 | HY | OP | NA | WAT |  | 19088.5 |  |  | EIA Prime Mover-level Data
2021 | CA | Gosselin Hydro Plant | 10128 | GEN2 | HY | OP | NA | WAT |  | 19088.5 |  |  | EIA Prime Mover-level Data
2021 | PA | Indiana University of Pennsylvania | 10129 | GEN1 | IC | OP | NA | NG |  | 53565.75 | 0.011302 | 0.000422 | EIA Prime Mover-level Data | Estimated using an emission factor
2021 | PA | Indiana University of Pennsylvania | 10129 | GEN2 | IC | OP | NA | NG |  | 53565.75 | 0.011302 | 0.000422 | EIA Prime Mover-level Data | Estimated using an emission factor
2021 | PA | Indiana University of Pennsylvania | 10129 | GEN3 | IC | OP | NA | NG |  | 53565.75 | 0.011302 | 0.000422 | EIA Prime Mover-level Data | Estimated using an emission factor
2021 | PA | Indiana University of Pennsylvania | 10129 | GEN4 | IC | OP | NA | NG |  | 53565.75 | 0.011302 | 0.000422 | EIA Prime Mover-level Data | Estimated using an emission factor
2021 | VT | Deweys Mill | 10137 | GEN1 | HY | OP | NA | WAT |  | 3928.333 |  |  | EIA Prime Mover-level Data
2021 | VT | Deweys Mill | 10137 | GEN2 | HY | OP | NA | WAT |  | 785.667 |  |  | EIA Prime Mover-level Data
2021 | MT | South Dry Creek Hydro | 10138 | 1 | HY | OP | NA | WAT |  | 24594 |  |  | EIA Prime Mover-level Data
2021 | CA | Isabella Hydro Project | 10139 | GEN1 | HY | OP | NA | WAT |  | 14640.5 |  |  | EIA Prime Mover-level Data
2021 | CA | Isabella Hydro Project | 10139 | GEN2 | HY | OP | NA | WAT |  | 14640.5 |  |  | EIA Prime Mover-level Data
2021 | ID | Birch Creek Power | 10140 | GEN1 | HY | OP | NA | WAT |  | 109089 |  |  | EIA Prime Mover-level Data
2021 | PA | Colver Green Energy | 10143 | AAB01 | ST | OP | FLUIDIZED | WC | 7469 | 8613063.57 | 12.68 | 0.0029444 | EPA/CAMD | EPA/NEI | 1995
2021 | CA | Sierra Pacific Lincoln Facility | 10144 | BLR3 | ST | OP | NA | WDS |  | 2309760 | 11.9869 | 0.010379 | EIA Unit-level Data | NEI avg EF - PM, fuel type
2021 | MI | Decorative Panels Intl | 10149 | GEN1 | ST | OP | NA | NG |  | 1753268 | 8.3366 | 0.0095098 | EIA Prime Mover-level Data | NEI avg EF - PM, fuel type
2021 | WV | Grant Town Power Plant | 10151 | 1A | ST | OP | FLUIDIZED | WC | 8335 | 4116435.595 | 98.6871 | 0.047948 | EPA/CAMD | EPA/NEI | 1993
2021 | WV | Grant Town Power Plant | 10151 | 1B | ST | OP | FLUIDIZED | WC | 8358 | 4107595.442 | 98.6871 | 0.048051 | EPA/CAMD | EPA/NEI | 1993
2021 | PA | Warrior Ridge Hydro | 10152 | L-1 | HY | OP | NA | WAT |  | 1600 |  |  | EIA Prime Mover-level Data
2021 | PA | Warrior Ridge Hydro | 10152 | L-2 | HY | OP | NA | WAT |  | 1600 |  |  | EIA Prime Mover-level Data
2021 | PA | Warrior Ridge Hydro | 10152 | L-4 | HY | OP | NA | WAT |  | 1600 |  |  | EIA Prime Mover-level Data
2021 | PA | Warrior Ridge Hydro | 10152 | L-5 | HY | OP | NA | WAT |  | 1600 |  |  | EIA Prime Mover-level Data
2021 | VA | Brasfield | 10155 | 1 | HY | OP | NA | WAT |  | 84459 |  |  | EIA Prime Mover-level Data
2021 | CA | Fresno Cogeneration Partners, LP | 10156 | GEN1 | CT | OP | CC | NG | 260 | 51890.268 | 0.081336 | 0.0031349 | EPA/CAMD | EPA/NEI | 2005
2021 | CA | Whitewater Hydro Plant | 10162 | WWHI | HY | SB | NA | WAT |  | 2733 |  |  | EIA Prime Mover-level Data
2021 | TX | Seadrift Coke LP | 10167 | GEN1 | ST | OP | NA | PC |  | 1354726 | 11.1367 | 0.016441 | EIA Prime Mover-level Data | NEI avg EF - PM, fuel type
2021 | CA | Carson Cogeneration Company | 10169 | D1 | CT | OP | CC | NG | 610 | 146263.283 | 0.39298 | 0.0053736 | EPA/CAMD | NEI avg EF - PM, fuel type, firing type | 2003
2021 | SC | Cherokee Falls | 10173 | T-1 | HY | OP | NA | WAT |  | 27360 |  |  | EIA Prime Mover-level Data
2021 | CA | Childrens Hospital | 10175 | 0799 | IC | SB | NA | DFO |  | 40.615 | 0.0062953 | 0.31 | EIA Prime Mover-level Data | Estimated using an emission factor
2021 | CA | Childrens Hospital | 10175 | 1711 | GT | OP | NA | NG |  | 415120 | 1.6639 | 0.0080165 | EIA Prime Mover-level Data | NEI avg EF - PM, fuel type
2021 | CA | Childrens Hospital | 10175 | 5083 | IC | OP | NA | DFO |  | 30.462 | 0.0047216 | 0.31 | EIA Prime Mover-level Data | Estimated using an emission factor
2021 | CA | Childrens Hospital | 10175 | 5084 | IC | OP | NA | DFO |  | 30.462 | 0.0047216 | 0.31 | EIA Prime Mover-level Data | Estimated using an emission factor
2021 | CA | Childrens Hospital | 10175 | 5085 | IC | OP | NA | DFO |  | 30.462 | 0.0047216 | 0.31 | EIA Prime Mover-level Data | Estimated using an emission factor
2021 | MA | MBTA South Boston Power Facility | 10176 | A | GT | OP | CT | KER | 16 | 4205.5 | 0.08001 | 0.03805 | EPA/CAMD | EPA/NEI | 1979
2021 | MA | MBTA South Boston Power Facility | 10176 | B | GT | OP | CT | KER | 8 | 1623.6 | 0.01038 | 0.012786 | EPA/CAMD | EPA/NEI | 1979
2021 | CO | Metro Wastewater Reclamation District | 10180 | 1 | IC | OS | NA | OBG |  | 4004 | 0.029429 | 0.0147 | EIA Prime Mover-level Data | Estimated using an emission factor
2021 | CO | Metro Wastewater Reclamation District | 10180 | 2 | IC | OS | NA | OBG |  | 4004 | 0.029429 | 0.0147 | EIA Prime Mover-level Data | Estimated using an emission factor
2021 | CO | Metro Wastewater Reclamation District | 10180 | 3 | IC | SB | NA | OBG |  | 4004 | 0.029429 | 0.0147 | EIA Prime Mover-level Data | Estimated using an emission factor
2021 | CO | Metro Wastewater Reclamation District | 10180 | 4 | IC | SB | NA | OBG |  | 4004 | 0.029429 | 0.0147 | EIA Prime Mover-level Data | Estimated using an emission factor
2021 | CO | Metro Wastewater Reclamation District | 10180 | 5 | GT | OP | NA | OBG |  | 292151.5 | 3.1552 | 0.0216 | EIA Prime Mover-level Data | Estimated using an emission factor
2021 | CO | Metro Wastewater Reclamation District | 10180 | 6 | GT | OP | NA | OBG |  | 292151.5 | 3.1552 | 0.0216 | EIA Prime Mover-level Data | Estimated using an emission factor
2021 | NC | Metropolitan Sewerage District | 10181 | GEN1 | HY | SB | NA | WAT |  | 24106 |  |  | EIA Prime Mover-level Data
2021 | NC | Metropolitan Sewerage District | 10181 | GEN2 | HY | OP | NA | WAT |  | 24106 |  |  | EIA Prime Mover-level Data
2021 | NC | Metropolitan Sewerage District | 10181 | GEN3 | HY | OP | NA | WAT |  | 24106 |  |  | EIA Prime Mover-level Data
2021 | NH | Mine Falls Generating Station | 10183 | GEN1 | HY | OP | NA | WAT |  | 69055.5 |  |  | EIA Prime Mover-level Data
2021 | NH | Mine Falls Generating Station | 10183 | GEN2 | HY | OP | NA | WAT |  | 69055.5 |  |  | EIA Prime Mover-level Data
2021 | TX | Central Utility Plant | 10184 | EG1 | IC | SB | NA | NG
2021 | TX | Central Utility Plant | 10184 | EG2 | IC | SB | NA | NG
2021 | TX | Central Utility Plant | 10184 | TG1 | ST | SB | NA | NG
2021 | ME | Anson Abenaki Hydros | 10186 | AB1 | HY | OP | NA | WAT |  | 83544.414 |  |  | EIA Prime Mover-level Data
2021 | ME | Anson Abenaki Hydros | 10186 | AB2 | HY | OP | NA | WAT |  | 75189.972 |  |  | EIA Prime Mover-level Data
2021 | ME | Anson Abenaki Hydros | 10186 | AB3 | HY | OP | NA | WAT |  | 83544.414 |  |  | EIA Prime Mover-level Data
2021 | ME | Anson Abenaki Hydros | 10186 | AB4 | HY | OP | NA | WAT |  | 83544.414 |  |  | EIA Prime Mover-level Data
2021 | ME | Anson Abenaki Hydros | 10186 | AB5 | HY | OP | NA | WAT |  | 69620.345 |  |  | EIA Prime Mover-level Data
2021 | ME | Anson Abenaki Hydros | 10186 | AB6 | HY | OP | NA | WAT |  | 83544.414 |  |  | EIA Prime Mover-level Data
2021 | ME | Anson Abenaki Hydros | 10186 | AB7 | HY | OP | NA | WAT |  | 69620.345 |  |  | EIA Prime Mover-level Data
2021 | ME | Anson Abenaki Hydros | 10186 | AB8 | HY | OP | NA | WAT |  | 8354.441 |  |  | EIA Prime Mover-level Data
2021 | ME | Anson Abenaki Hydros | 10186 | AN1 | HY | OP | NA | WAT |  | 50126.648 |  |  | EIA Prime Mover-level Data
2021 | ME | Anson Abenaki Hydros | 10186 | AN2 | HY | OP | NA | WAT |  | 50126.648 |  |  | EIA Prime Mover-level Data
2021 | ME | Anson Abenaki Hydros | 10186 | AN3 | HY | OP | NA | WAT |  | 50126.648 |  |  | EIA Prime Mover-level Data
2021 | ME | Anson Abenaki Hydros | 10186 | AN4 | HY | OP | NA | WAT |  | 50126.648 |  |  | EIA Prime Mover-level Data
2021 | ME | Anson Abenaki Hydros | 10186 | AN5 | HY | OP | NA | WAT |  | 50126.648 |  |  | EIA Prime Mover-level Data
2021 | FL | Cutrale Citrus Juices USA II | 10188 | GEN6 | GT | OP | NA | NG |  | 318028 | 1.2747 | 0.0080165 | EIA Prime Mover-level Data | NEI avg EF - PM, fuel type
2021 | FL | Cutrale Citrus Juices USA II | 10188 | GEN7 | GT | OP | NA | NG |  | 318028 | 1.2747 | 0.0080165 | EIA Prime Mover-level Data | NEI avg EF - PM, fuel type
2021 | NY | Castleton Power, LLC | 10190 | 1 | CT | OP | CC | NG | 2742 | 1374700.171 | 2.3491 | 0.0034176 | EPA/CAMD | EPA/NEI | 1992
2021 | CA | Tehachapi Wind Resource I | 10191 | EXIS | WT | OP | NA | WND |  | 134086 |  |  | EIA Prime Mover-level Data
2021 | HI | Hawaii Cogen | 10194 | GEN1 | GT | OS | NA | WO |  | 7153.77 | 1.1088 | 0.31 | EIA Prime Mover-level Data | Estimated using an emission factor
2021 | HI | Hawaii Cogen | 10194 | GEN2 | GT | OS | NA | WO |  | 7153.77 | 1.1088 | 0.31 | EIA Prime Mover-level Data | Estimated using an emission factor
2021 | HI | Hawaii Cogen | 10194 | GEN3 | GT | OS | NA | WO |  | 7153.77 | 1.1088 | 0.31 | EIA Prime Mover-level Data | Estimated using an emission factor
2021 | HI | Hawaii Cogen | 10194 | GEN4 | GT | OS | NA | WO |  | 7630.689 | 1.1828 | 0.31 | EIA Prime Mover-level Data | Estimated using an emission factor
2021 | MS | CF Industries Yazoo City Complex | 10195 | EXIS | GT | OP | NA | NG |  | 1878835 | 7.5308 | 0.0080165 | EIA Prime Mover-level Data | NEI avg EF - PM, fuel type
2021 | NY | Moose River | 10196 | GEN1 | HY | OP | NA | WAT |  | 495128 |  |  | EIA Prime Mover-level Data
2021 | NY | Philadlephia | 10197 | GEN1 | HY | OP | NA | WAT |  | 49813 |  |  | EIA Prime Mover-level Data
2021 | LA | Mosaic Phosphates Uncle Sam | 10198 | GEN2 | ST | OP | NA | WH |  | 0 |  |  | EIA Prime Mover-level Data
2021 | LA | Mosaic Phosphates Uncle Sam | 10198 | GEN3 | ST | OP | NA | WH |  | 0 |  |  | EIA Prime Mover-level Data
2021 | FL | Fernandina Beach Mill | 10202 | 4REC | ST | OP | OTHER BOILER | BLQ |  | 5129058.99 | 23.2289 | 0.0090577 | EIA Unit-level Data | NEI avg EF - PM, fuel type, firing type
2021 | FL | Fernandina Beach Mill | 10202 | 5PWR | ST | OP | OTHER BOILER | WDS |  | 3405812.62 | 34.4498 | 0.02023 | EIA Unit-level Data | NEI avg EF - PM, fuel type, firing type
2021 | FL | Fernandina Beach Mill | 10202 | 5REC | ST | OP | OTHER BOILER | BLQ |  | 5232103.3 | 23.6955 | 0.0090577 | EIA Unit-level Data | NEI avg EF - PM, fuel type, firing type
2021 | FL | Fernandina Beach Mill | 10202 | 7PWR | ST | OP | TANGENTIAL | NG |  | 5720815.54 | 35.1609 | 0.012292 | EIA Unit-level Data | NEI avg EF - PM, fuel type, firing type
2021 | FL | Mosaic Co Tampa Facility | 10204 | GEN1 | ST | OP | NA | WH |  | 908518.301 |  |  | EIA Prime Mover-level Data
2021 | FL | Mosaic Co Tampa Facility | 10204 | GEN3 | ST | OP | NA | WH |  | 831606.699 |  |  | EIA Prime Mover-level Data
2021 | CA | Loma Linda University Cogen | 10206 | GEN1 | GT | OP | NA | NG |  | 527826.5 | 2.1157 | 0.0080165 | EIA Prime Mover-level Data | NEI avg EF - PM, fuel type
2021 | CA | Loma Linda University Cogen | 10206 | GEN2 | GT | OP | NA | NG |  | 527826.5 | 2.1157 | 0.0080165 | EIA Prime Mover-level Data | NEI avg EF - PM, fuel type
2021 | CA | Loma Linda University Cogen | 10206 | GEN4 | IC | SB | NA | DFO
2021 | CA | Loma Linda University Cogen | 10206 | GEN5 | IC | SB | NA | DFO
2021 | MI | Escanaba Mill | 10208 | 10 | ST | OP | WALL | BLQ |  | 7991573.078 | 36.1928 | 0.0090577 | EIA Unit-level Data | NEI avg EF - PM, fuel type
2021 | MI | Escanaba Mill | 10208 | 11 | ST | OP | TANGENTIAL | NG |  | 5770360.64 | 35.4654 | 0.012292 | EIA Unit-level Data | NEI avg EF - PM, fuel type, firing type
2021 | MI | Escanaba Mill | 10208 | 7 | ST | OP | WALL | NG |  | 0 | 0 |  | EIA Unit-level Data | NEI avg EF - PM, fuel type, firing type
2021 | MI | Escanaba Mill | 10208 | 8 | ST | OP | WALL | NG |  | 2302007.4 | 8.931 | 0.0077594 | EIA Unit-level Data | NEI avg EF - PM, fuel type, firing type
2021 | MI | Escanaba Mill | 10208 | 9 | ST | OP | STOKER | NG |  | 1177814.172 | 5.1706 | 0.00878 | EIA Unit-level Data | NEI avg EF - PM, fuel type, firing type
2021 | CA | El Segundo Cogen | 10213 | GEN1 | CT | OP | NA | NG |  | 3306148.545 | 8.8829 | 0.0053736 | EIA Unit-level Data | NEI avg EF - PM, fuel type
2021 | CA | El Segundo Cogen | 10213 | GEN2 | CT | OP | NA | NG |  | 3201465.345 | 8.6016 | 0.0053736 | EIA Unit-level Data | NEI avg EF - PM, fuel type
2021 | CA | El Segundo Cogen | 10213 | GEN5 | CT | OP | NA | NG |  | 2544142.27 | 6.8355 | 0.0053736 | EIA Unit-level Data | NEI avg EF - PM, fuel type
2021 | CA | El Segundo Cogen | 10213 | GEN7 | CT | OP | NA | NG |  | 2952640.08 | 7.9331 | 0.0053736 | EIA Unit-level Data | NEI avg EF - PM, fuel type
2021 | CA | El Segundo Cogen | 10213 | HRSG1 | CA | OP | NA | OG |  | 260332.442 | 0.05493 | 0.000422 | EIA Unit-level Data | Estimated using an emission factor
2021 | CA | El Segundo Cogen | 10213 | HRSG2 | CA | OP | NA | OG |  | 201305.551 | 0.042475 | 0.000422 | EIA Unit-level Data | Estimated using an emission factor
2021 | CA | El Segundo Cogen | 10213 | HRSG5 | CA | OP | NA | OG |  | 117576.55 | 0.024809 | 0.000422 | EIA Unit-level Data | Estimated using an emission factor
2021 | CA | El Segundo Cogen | 10213 | HRSG7 | CA | OP | NA | OG |  | 29486.376 | 0.0062216 | 0.000422 | EIA Unit-level Data | Estimated using an emission factor
2021 | NY | Lower Saranac Hydroelectric Facility | 10214 | GEN1 | HY | OP | NA | WAT |  | 93149.612 |  |  | EIA Prime Mover-level Data
2021 | NY | Lower Saranac Hydroelectric Facility | 10214 | GEN2 | HY | OP | NA | WAT |  | 93149.612 |  |  | EIA Prime Mover-level Data
2021 | NY | Lower Saranac Hydroelectric Facility | 10214 | GEN3 | HY | OP | NA | WAT |  | 8732.776 |  |  | EIA Prime Mover-level Data
2021 | UT | Snowbird Power Plant | 10215 | 1367 | IC | RE | NA | NG |  | 22646 | 0.0047783 | 0.000422 | EIA Prime Mover-level Data | Estimated using an emission factor
2021 | UT | Snowbird Power Plant | 10215 | 1391 | IC | RE | NA | NG |  | 22646 | 0.0047783 | 0.000422 | EIA Prime Mover-level Data | Estimated using an emission factor
2021 | UT | Snowbird Power Plant | 10215 | 1392 | IC | RE | NA | NG |  | 22646 | 0.0047783 | 0.000422 | EIA Prime Mover-level Data | Estimated using an emission factor
2021 | AL | Alabama River Pulp | 10216 | PB1 | ST | OP | NA | WDS |  | 5266230.74 | 27.3301 | 0.010379 | EIA Unit-level Data | NEI avg EF - PM, fuel type
2021 | AL | Alabama River Pulp | 10216 | RB1 | ST | OP | NA | BLQ |  | 10931949.5 | 49.5094 | 0.0090577 | EIA Unit-level Data | NEI avg EF - PM, fuel type
2021 | NY | Warrensburg Hydroelectric | 10218 | HY1 | HY | OP | NA | WAT |  | 107868 |  |  | EIA Prime Mover-level Data
2021 | NY | Middle Falls Hydro | 10219 | HY1 | HY | OP | NA | WAT |  | 64916.5 |  |  | EIA Prime Mover-level Data
2021 | NY | Middle Falls Hydro | 10219 | HY2 | HY | OP | NA | WAT |  | 64916.5 |  |  | EIA Prime Mover-level Data
2021 | NY | Sissonville Hydro | 10220 | HY1 | HY | OP | NA | WAT |  | 117320 |  |  | EIA Prime Mover-level Data
2021 | NY | New York State Dam Hydro | 10221 | GEN1 | HY | OP | NA | WAT |  | 232578.5 |  |  | EIA Prime Mover-level Data
2021 | NY | New York State Dam Hydro | 10221 | GEN2 | HY | OP | NA | WAT |  | 232578.5 |  |  | EIA Prime Mover-level Data
2021 | CA | Tulare Success Power Project | 10222 | SPP1 | HY | SB | NA | WAT
2021 | NJ | Merck Rahway Power Plant | 10224 | BLR 10 | ST | OP | NA | NG |  | 683927.57 | 3.252 | 0.0095098 | EIA Unit-level Data | NEI avg EF - PM, fuel type
2021 | NJ | Merck Rahway Power Plant | 10224 | BLR 3 | ST | OP | NA | NG |  | 300621.01 | 1.4294 | 0.0095098 | EIA Unit-level Data | NEI avg EF - PM, fuel type
2021 | NJ | Merck Rahway Power Plant | 10224 | BLR 5 | ST | SC | NA | DFO |  | 0 | 0 |  | EIA Unit-level Data | NEI avg EF - PM, fuel type
2021 | NJ | Merck Rahway Power Plant | 10224 | BLR 9 | ST | OP | NA | NG |  | 299649.23 | 1.4248 | 0.0095098 | EIA Unit-level Data | NEI avg EF - PM, fuel type
2021 | NJ | Merck Rahway Power Plant | 10224 | BLR11 | ST | OP | NA | NG |  | 307807.58 | 1.4636 | 0.0095098 | EIA Unit-level Data | NEI avg EF - PM, fuel type
2021 | NJ | Merck Rahway Power Plant | 10224 | SOLAR | PV | OP | NA | SUN |  | 6400 |  |  | EIA Prime Mover-level Data
2021 | MS | Leaf River Cellulose LLC | 10233 | PB | ST | OP | NA | WDS |  | 3151226 | 16.3539 | 0.010379 | EIA Unit-level Data | NEI avg EF - PM, fuel type
2021 | MS | Leaf River Cellulose LLC | 10233 | RB | ST | OP | NA | BLQ |  | 14658659.73 | 66.3872 | 0.0090577 | EIA Unit-level Data | NEI avg EF - PM, fuel type
2021 | WI | Biron Mill | 10234 | 1 | ST | SB | NA | NG |  | 30328.102 | 0.14421 | 0.0095098 | EIA Unit-level Data | NEI avg EF - PM, fuel type
2021 | WI | Biron Mill | 10234 | 2 | ST | SB | NA | NG |  | 24530.235 | 0.11664 | 0.0095098 | EIA Unit-level Data | NEI avg EF - PM, fuel type
2021 | WI | Biron Mill | 10234 | 3 | ST | SB | NA | NG |  | 33152.89 | 0.15764 | 0.0095098 | EIA Unit-level Data | NEI avg EF - PM, fuel type
2021 | WI | Biron Mill | 10234 | 4 | ST | RE | NA | NG |  | 2357770.902 | 11.211 | 0.0095098 | EIA Unit-level Data | NEI avg EF - PM, fuel type
2021 | WI | Biron Mill | 10234 | 5 | ST | OP | NA | SUB |  | 2039489.1 | 14.094 | 0.013821 | EIA Unit-level Data | NEI avg EF - PM, fuel type
2021 | NY | Diana Hydroelectric | 10237 | GEN1 | HY | OP | NA | WAT |  | 53711 |  |  | EIA Prime Mover-level Data
2021 | NY | Dolgeville Hydro | 10238 | GEN1 | HY | OP | NA | WAT |  | 106550 |  |  | EIA Prime Mover-level Data
2021 | TX | Ticona Polymers Inc | 10243 | GEN5 | GT | OP | NA | NG |  | 3083764 | 12.3605 | 0.0080165 | EIA Prime Mover-level Data | NEI avg EF - PM, fuel type
2021 | OH | Pixelle Specialty Solutions LLC | 10244 | B002 | ST | OP | TANGENTIAL | NG | 3672 | 3953973.665 | 5.875 | 0.0029717 | EIA non-ozone season distributed and EPA/CAMD ozone season | EPA/NEI | 1963
2021 | OH | Pixelle Specialty Solutions LLC | 10244 | B003 | ST | OP | WALL | NG | 3672 | 5623082.843 | 9.213 | 0.0032769 | EIA non-ozone season distributed and EPA/CAMD ozone season | EPA/NEI | 1972
2021 | IN | ArcelorMittal Burns Harbor | 10245 | 10 | ST | OP | TANGENTIAL | NG |  | 5406304.996 | 33.2279 | 0.012292 | EIA Unit-level Data | NEI avg EF - PM, fuel type, firing type
2021 | IN | ArcelorMittal Burns Harbor | 10245 | 11 | ST | OP | TANGENTIAL | COG |  | 7678685.644 | 73.2534 | 0.01908 | EIA Unit-level Data | NEI avg EF - PM, fuel type
2021 | IN | ArcelorMittal Burns Harbor | 10245 | 12 | ST | OP | TANGENTIAL | COG |  | 7932945.546 | 75.679 | 0.01908 | EIA Unit-level Data | NEI avg EF - PM, fuel type
2021 | FL | Bay County Waste to Energy | 10250 | 1 | ST | OP | NA | NG |  | 6496.123 | 0.030888 | 0.0095098 | EIA Unit-level Data | NEI avg EF - PM, fuel type
2021 | FL | Bay County Waste to Energy | 10250 | 2 | ST | OP | NA | MSW |  | 28648.66 |  |  | EIA Unit-level Data
2021 | TN | Domtar Kingsport Mill | 10252 | REC 2 | ST | OA | NA | BLQ |  | 0 | 0 |  | EIA Unit-level Data | NEI avg EF - PM, fuel type
2021 | TN | Domtar Kingsport Mill | 10252 | THB | ST | OA | NA | BLQ |  | 0 | 0 |  | EIA Unit-level Data | NEI avg EF - PM, fuel type
2021 | CA | Haypress | 10253 | LGEN | HY | OP | NA | WAT |  | 6477 |  |  | EIA Prime Mover-level Data
2021 | CA | Haypress | 10253 | UGEN | HY | OP | NA | WAT |  | 6477 |  |  | EIA Prime Mover-level Data
2021 | ME | West Enfield Hydro | 10255 | GEN1 | HY | OP | NA | WAT |  | 371162.5 |  |  | EIA Prime Mover-level Data
2021 | ME | West Enfield Hydro | 10255 | GEN2 | HY | OP | NA | WAT |  | 371162.5 |  |  | EIA Prime Mover-level Data
2021 | NC | Haw River Hydro | 10258 | 1 | HY | OP | NA | WAT |  | 31716 |  |  | EIA Prime Mover-level Data
2021 | NC | Haw River Hydro | 10258 | 2 | HY | OP | NA | WAT |  | 15858 |  |  | EIA Prime Mover-level Data
2021 | TX | Enterprise Products Operating | 10261 | GEN3 | GT | OP | NA | NG |  | 254757.729 | 1.0211 | 0.0080165 | EIA Prime Mover-level Data | NEI avg EF - PM, fuel type
2021 | TX | Enterprise Products Operating | 10261 | GEN4 | GT | OP | NA | NG |  | 254757.729 | 1.0211 | 0.0080165 | EIA Prime Mover-level Data | NEI avg EF - PM, fuel type
2021 | TX | Enterprise Products Operating | 10261 | GEN5 | GT | OP | NA | NG |  | 254757.729 | 1.0211 | 0.0080165 | EIA Prime Mover-level Data | NEI avg EF - PM, fuel type
2021 | TX | Enterprise Products Operating | 10261 | GEN6 | GT | OP | NA | NG |  | 262250.604 | 1.0512 | 0.0080165 | EIA Prime Mover-level Data | NEI avg EF - PM, fuel type
2021 | TX | Enterprise Products Operating | 10261 | GEN7 | GT | OP | NA | NG |  | 262250.604 | 1.0512 | 0.0080165 | EIA Prime Mover-level Data | NEI avg EF - PM, fuel type
2021 | TX | Enterprise Products Operating | 10261 | GEN8 | GT | OP | NA | NG |  | 262250.604 | 1.0512 | 0.0080165 | EIA Prime Mover-level Data | NEI avg EF - PM, fuel type
2021 | CA | California Institute of Technology | 10262 | GEN6 | CT | OP | NA | NG |  | 937457.397 | 2.5187 | 0.0053736 | EIA Unit-level Data | NEI avg EF - PM, fuel type
2021 | CA | California Institute of Technology | 10262 | GEN7 | CA | OP | NA | NG |  | 180695 | 0.038127 | 0.000422 | EIA Prime Mover-level Data | Estimated using an emission factor
2021 | FL | Florida's Natural Growers | 10275 | CE50 | GT | OP | NA | NG |  | 248297.85 | 0.99524 | 0.0080165 | EIA Prime Mover-level Data | NEI avg EF - PM, fuel type
2021 | FL | Florida's Natural Growers | 10275 | TA70 | GT | OP | NA | NG |  | 510784.15 | 2.0473 | 0.0080165 | EIA Prime Mover-level Data | NEI avg EF - PM, fuel type
2021 | NH | Clement Dam Hydro LLC | 10276 | 0049 | HY | OP | NA | WAT |  | 77757 |  |  | EIA Prime Mover-level Data
2021 | KS | Kansas River Project | 10279 | 1 | HY | OP | NA | WAT |  | 11349.471 |  |  | EIA Prime Mover-level Data
2021 | KS | Kansas River Project | 10279 | 10 | HY | OP | NA | WAT |  | 49181.043 |  |  | EIA Prime Mover-level Data
2021 | KS | Kansas River Project | 10279 | 11 | HY | OP | NA | WAT |  | 37831.571 |  |  | EIA Prime Mover-level Data
2021 | KS | Kansas River Project | 10279 | 2 | HY | OP | NA | WAT |  | 11349.471 |  |  | EIA Prime Mover-level Data
2021 | KS | Kansas River Project | 10279 | 3 | HY | OP | NA | WAT |  | 11349.471 |  |  | EIA Prime Mover-level Data
2021 | KS | Kansas River Project | 10279 | 4 | HY | OP | NA | WAT |  | 11349.471 |  |  | EIA Prime Mover-level Data
2021 | KS | Kansas River Project | 10279 | 5 | HY | OP | NA | WAT |  | 15132.629 |  |  | EIA Prime Mover-level Data
2021 | KS | Kansas River Project | 10279 | 6 | HY | OP | NA | WAT |  | 15132.629 |  |  | EIA Prime Mover-level Data
2021 | KS | Kansas River Project | 10279 | 7 | HY | OP | NA | WAT |  | 15132.629 |  |  | EIA Prime Mover-level Data
2021 | KS | Kansas River Project | 10279 | 8 | HY | OP | NA | WAT |  | 37831.571 |  |  | EIA Prime Mover-level Data
2021 | KS | Kansas River Project | 10279 | 9 | HY | OP | NA | WAT |  | 49181.043 |  |  | EIA Prime Mover-level Data
2021 | SC | Central Plant | 10280 | ENG1 | IC | SB | NA | DFO
2021 | SC | Central Plant | 10280 | ENG5 | IC | SB | NA | DFO
2021 | SC | Central Plant | 10280 | ENG6 | IC | SB | NA | DFO
2021 | SC | Central Plant | 10280 | ENG7 | IC | SB | NA | DFO
2021 | CA | Big Creek Water Works | 10282 | BCHY | HY | OP | NA | WAT |  | 37167 |  |  | EIA Prime Mover-level Data
2021 | PA | Townsend Hydro | 10285 | GEN1 | HY | OP | NA | WAT |  | 81187.5 |  |  | EIA Prime Mover-level Data
2021 | PA | Townsend Hydro | 10285 | GEN2 | HY | OP | NA | WAT |  | 81187.5 |  |  | EIA Prime Mover-level Data
2021 | NY | Cornell Hydro | 10286 | 1 | HY | OP | NA | WAT |  | 29600.421 |  |  | EIA Prime Mover-level Data
2021 | NY | Cornell Hydro | 10286 | 2 | HY | OP | NA | WAT |  | 40700.579 |  |  | EIA Prime Mover-level Data
2021 | NV | Beowawe | 10287 | GEN1 | ST | OP | NA | GEO |  | 791379 |  |  | EIA Prime Mover-level Data
2021 | NV | Beowawe | 10287 | GEN2 | BT | OP | NA | GEO |  | 79966 |  |  | EIA Prime Mover-level Data
2021 | CA | Big Valley Power LLC | 10288 | IS27 | ST | OS | NA | WDS
2021 | NH | Bridgewater Power LP | 10290 | EU1 | ST | OP | NA | WDS |  | 1846753.608 | 9.5841 | 0.010379 | EIA Unit-level Data | NEI avg EF - PM, fuel type
2021 | CA | King City Power Plant | 10294 | 2 | GT | OP | CT | NG | 427 | 120069.796 | 0.11077 | 0.0018451 | EPA/CAMD | EPA/NEI | 2001
2021 | CA | King City Power Plant | 10294 | GTG | CT | OP | CC | NG | 1015 | 690260.754 | 0.8939 | 0.00259 | EPA/CAMD | EPA/NEI | 1989
2021 | ID | South Forks Hydro | 10296 | GEN1 | HY | OP | NA | WAT |  | 116165.5 |  |  | EIA Prime Mover-level Data
2021 | ID | South Forks Hydro | 10296 | GEN2 | HY | OP | NA | WAT |  | 116165.5 |  |  | EIA Prime Mover-level Data
2021 | TX | Air Liquide Bayport Complex | 10298 | CG801 | GT | OP | CT | NG | 7934 | 7618753.617 | 12.33 | 0.0032367 | EPA/CAMD | EPA/NEI | 1984
2021 | TX | Air Liquide Bayport Complex | 10298 | CG802 | GT | OP | CT | NG | 7894 | 7368514.662 | 2.87 | 0.00077899 | EPA/CAMD | EPA/NEI | 1984
2021 | TX | Air Liquide Bayport Complex | 10298 | CG803 | GT | OP | CT | NG | 7523 | 7262354.709 | 12.58 | 0.0034644 | EPA/CAMD | EPA/NEI | 1985
2021 | TX | Air Liquide Bayport Complex | 10298 | CG804 | GT | OP | CT | NG | 7972 | 7749848.797 | 1.96 | 0.00050582 | EPA/CAMD | EPA/NEI | 1985
2021 | CA | Desert View Power | 10300 | BLR1 | ST | OP | NA | WDS |  | 2461530.91 | 12.7746 | 0.010379 | EIA Unit-level Data | NEI avg EF - PM, fuel type
2021 | CA | Desert View Power | 10300 | BLR2 | ST | OP | NA | WDS |  | 2535595.97 | 13.1589 | 0.010379 | EIA Unit-level Data | NEI avg EF - PM, fuel type
2021 | LA | Louisiana Sugar Refining | 10301 | GEN2 | ST | OP | NA | NG |  | 1077480 | 5.1233 | 0.0095098 | EIA Prime Mover-level Data | NEI avg EF - PM, fuel type
2021 | LA | Louisiana Sugar Refining | 10301 | GEN3 | ST | SB | NA | NG
2021 | LA | Louisiana Sugar Refining | 10301 | GEN4 | ST | OP | NA | NG |  | 1077480 | 5.1233 | 0.0095098 | EIA Prime Mover-level Data | NEI avg EF - PM, fuel type
2021 | PA | Juniata Locomotive Shop | 10302 | GEN3 | GT | OP | NA | NG
2021 | NY | Dutchess Cnty Resource Recovery Facility | 10305 | GEN1 | ST | OP | NA | MSW |  | 1380398 | 107.671 | 0.156 | EIA Prime Mover-level Data | Estimated using an emission factor
2021 | MA | Bellingham | 10307 | 1 | CT | OP | CC | NG | 481 | 501496.576 | 1.8682 | 0.0074504 | EPA/CAMD | EPA/NEI | 1991
2021 | MA | Bellingham | 10307 | 2 | CT | OP | CC | NG | 616 | 642432.019 | 1.5214 | 0.0047363 | EPA/CAMD | EPA/NEI | 1991
2021 | NJ | Sayreville Power LP | 10308 | 1001 | CT | OP | CC | NG | 2852 | 2927507.727 | 3.04 | 0.0020769 | EPA/CAMD | EPA/NEI | 1991
2021 | NJ | Sayreville Power LP | 10308 | 1002 | CT | OP | CC | NG | 2787 | 2880653.573 | 2.68 | 0.0018607 | EPA/CAMD | EPA/NEI | 1991
2021 | LA | Geismar | 10319 | GEN1 | GT | OP | NA | NG |  | 3112545.585 | 12.4759 | 0.0080165 | EIA Prime Mover-level Data | NEI avg EF - PM, fuel type
2021 | LA | Geismar | 10319 | GEN2 | GT | OP | NA | NG |  | 3592069.415 | 14.3979 | 0.0080165 | EIA Prime Mover-level Data | NEI avg EF - PM, fuel type
2021 | LA | Geismar | 10319 | HRSG | ST | PL | NA | NG |  | 1571206.1 | 7.4709 | 0.0095098 | EIA Unit-level Data | NEI avg EF - PM, fuel type
2021 | OR | Copper Dam Plant | 10323 | TURGO | HY | OP | NA | WAT |  | 129931 |  |  | EIA Prime Mover-level Data
2021 | OR | Peters Drive Plant | 10324 | GEN3 | HY | OP | NA | WAT |  | 63590 |  |  | EIA Prime Mover-level Data
2021 | ID | Mink Creek Hydro | 10325 | GEN1 | HY | OP | NA | WAT |  | 49786 |  |  | EIA Prime Mover-level Data
2021 | MI | T B Simon Power Plant | 10328 | UNIT1 | ST | OP | WALL | NG | 2812 | 1066395.696 | 5.283 | 0.0099081 | EIA non-ozone season distributed and EPA/CAMD ozone season | EPA/NEI | 1965
2021 | MI | T B Simon Power Plant | 10328 | UNIT2 | ST | OP | WALL | NG | 3829 | 1525869.402 | 4.814 | 0.0063098 | EIA non-ozone season distributed and EPA/CAMD ozone season | EPA/NEI | 1965
2021 | MI | T B Simon Power Plant | 10328 | UNIT3 | ST | OP | WALL | NG | 2515 | 1662989.151 | 6.921 | 0.0083236 | EIA non-ozone season distributed and EPA/CAMD ozone season | EPA/NEI | 1973
2021 | MI | T B Simon Power Plant | 10328 | UNIT4 | ST | OP | FLUIDIZED | NG | 4392 | 1492066.691 | 4.002 | 0.0053644 | EIA non-ozone season distributed and EPA/CAMD ozone season | EPA/NEI | 1994
2021 | HI | H Power | 10334 | 1 | ST | OP | NA | MSW |  | 1975507.785 |  |  | EIA Unit-level Data
2021 | HI | H Power | 10334 | 2 | ST | OP | NA | MSW |  | 1823676.46 |  |  | EIA Unit-level Data
2021 | HI | H Power | 10334 | 3 | ST | OP | NA | MSW |  | 3324657.355 |  |  | EIA Unit-level Data
2021 | HI | H Power | 10334 | PV1 | PV | OP | NA | SUN
2021 | NM | Southside Water Reclamation Plant | 10339 | GEN1 | IC | OP | NA | NG |  | 78326.667 | 0.016527 | 0.000422 | EIA Prime Mover-level Data | Estimated using an emission factor
2021 | NM | Southside Water Reclamation Plant | 10339 | GEN2 | IC | OP | NA | NG |  | 78326.667 | 0.016527 | 0.000422 | EIA Prime Mover-level Data | Estimated using an emission factor
2021 | NM | Southside Water Reclamation Plant | 10339 | GEN3 | IC | OP | NA | OBG |  | 39163.333 | 0.28785 | 0.0147 | EIA Prime Mover-level Data | Estimated using an emission factor
2021 | NM | Southside Water Reclamation Plant | 10339 | GEN4 | IC | OP | NA | OBG |  | 39163.333 | 0.28785 | 0.0147 | EIA Prime Mover-level Data | Estimated using an emission factor
2021 | CA | Marathon Bay Area Cogen | 10342 | EIHRSG | CA | OP | NA | NG |  | 0 | 0 |  | EIA Unit-level Data | Estimated using an emission factor
2021 | CA | Marathon Bay Area Cogen | 10342 | TG1 | CT | OP | NA | NG |  | 3000231.273 | 8.061 | 0.0053736 | EIA Unit-level Data | NEI avg EF - PM, fuel type
2021 | CA | Marathon Bay Area Cogen | 10342 | TG2 | CT | OP | NA | NG |  | 1863532.803 | 5.0069 | 0.0053736 | EIA Unit-level Data | NEI avg EF - PM, fuel type
2021 | PA | Mt. Carmel Cogeneration | 10343 | SG-101 | ST | OP | FLUIDIZED | WC | 83 | 19962.728 | 0.098048 | 0.0098231 | EPA/CAMD | EPA/NEI | 1990
2021 | MI | Hillman Power LLC | 10346 | BOIL01 | ST | OP | NA | WDS |  | 106785.3 | 0.55418 | 0.010379 | EIA Unit-level Data | NEI avg EF - PM, fuel type
2021 | CA | Yuba City Energy Center | 10349 | 2 | GT | OP | CT | NG | 3294 | 995636.032 | 0.5952 | 0.0011956 | EPA/CAMD | EPA/NEI | 2002
2021 | ME | ReEnergy Livermore Falls | 10354 | 1 | ST | OP | NA | WDS |  | 4846535.1 | 25.152 | 0.010379 | EIA Unit-level Data | NEI avg EF - PM, fuel type
2021 | WI | Consumer Operations LLC | 10360 | B02 | ST | OP | WALL | NG |  | 1975431.59 | 7.664 | 0.0077594 | EIA Unit-level Data | NEI avg EF - PM, fuel type, firing type
2021 | WI | Consumer Operations LLC | 10360 | B03 | ST | OP | NA | NG |  | 1872100.512 | 8.9016 | 0.0095098 | EIA Unit-level Data | NEI avg EF - PM, fuel type
2021 | WI | Consumer Operations LLC | 10360 | B26 | ST | OP | STOKER | BIT |  | 0 | 0 |  | EIA Unit-level Data | NEI avg EF - PM, fuel type, firing type
2021 | WI | Consumer Operations LLC | 10360 | B28 | ST | OP | STOKER | BIT |  | 0 | 0 |  | EIA Unit-level Data | NEI avg EF - PM, fuel type, firing type
2021 | GA | Savannah River Mill | 10361 | 3B | ST | OP | NA | PC |  | 2913703.9 | 23.9525 | 0.016441 | EIA Unit-level Data | NEI avg EF - PM, fuel type
2021 | GA | Savannah River Mill | 10361 | 4B | ST | OS | NA | BIT |  | 0 | 0 |  | EIA Unit-level Data | NEI avg EF - PM, fuel type
2021 | GA | Savannah River Mill | 10361 | 5B | ST | OP | NA | PC |  | 1094804.1 | 9 | 0.016441 | EIA Unit-level Data | NEI avg EF - PM, fuel type
2021 | GA | Savannah River Mill | 10361 | GEN1 | GT | SB | NA | NG |  | 261198 | 1.0469 | 0.0080165 | EIA Prime Mover-level Data | NEI avg EF - PM, fuel type
2021 | GA | Savannah River Mill | 10361 | GEN2 | GT | OS | NA | NG |  | 261198 | 1.0469 | 0.0080165 | EIA Prime Mover-level Data | NEI avg EF - PM, fuel type
2021 | OK | Georgia-Pacific Muskogee LLC | 10362 | BLR1 | ST | OP | WALL | NG |  | 1167743.509 | 4.5305 | 0.0077594 | EIA Unit-level Data | NEI avg EF - PM, fuel type, firing type
2021 | OK | Georgia-Pacific Muskogee LLC | 10362 | BLR3 | ST | OP | TANGENTIAL | SUB |  | 780614.112 | 4.057 | 0.010394 | EIA Unit-level Data | NEI avg EF - PM, fuel type, firing type
2021 | OK | Georgia-Pacific Muskogee LLC | 10362 | BLR4 | ST | OP | WALL | NG |  | 3211798.144 | 12.4607 | 0.0077594 | EIA Unit-level Data | NEI avg EF - PM, fuel type, firing type
2021 | OK | Georgia-Pacific Muskogee LLC | 10362 | BLR5 | ST | OP | WALL | NG |  | 2187386.689 | 8.4864 | 0.0077594 | EIA Unit-level Data | NEI avg EF - PM, fuel type, firing type
2021 | NC | CPI USA North Carolina Southport | 10378 | BLR01A | ST | OP | STOKER | WDS | 1413 | 205212.389 | 12.6 | 0.1228 | EPA/CAMD | EPA/NEI | 1987
2021 | NC | CPI USA North Carolina Southport | 10378 | BLR01B | ST | OP | STOKER | WDS | 1298 | 190432.825 | 12.6 | 0.13233 | EPA/CAMD | EPA/NEI | 1987
2021 | NC | CPI USA North Carolina Southport | 10378 | BLR01C | ST | OP | STOKER | WDS | 1491 | 239939.374 | 12.6 | 0.10503 | EPA/CAMD | EPA/NEI | 1987
2021 | NC | CPI USA North Carolina Southport | 10378 | BLR02A | ST | OP | STOKER | WDS | 1785 | 260528.892 | 12.6 | 0.096726 | EPA/CAMD | EPA/NEI | 1987
2021 | NC | CPI USA North Carolina Southport | 10378 | BLR02B | ST | OP | STOKER | WDS | 1645 | 240476.793 | 12.6 | 0.10479 | EPA/CAMD | EPA/NEI | 1987
2021 | NC | CPI USA North Carolina Southport | 10378 | BLR02C | ST | OP | STOKER | WDS | 1223 | 187168.248 | 12.6 | 0.13464 | EPA/CAMD | EPA/NEI | 1987
2021 | NC | CPI USA North Carolina Roxboro | 10379 | BLR01A | ST | OP | STOKER | WDS | 1553 | 274072.368 | 3.27 | 0.023862 | EPA/CAMD | EPA/NEI | 1987
2021 | NC | CPI USA North Carolina Roxboro | 10379 | BLR01B | ST | OP | STOKER | WDS | 1563 | 281537.464 | 3.27 | 0.02323 | EPA/CAMD | EPA/NEI | 1987
2021 | NC | CPI USA North Carolina Roxboro | 10379 | BLR01C | ST | OP | STOKER | WDS | 1549 | 269478.667 | 3.27 | 0.024269 | EPA/CAMD | EPA/NEI | 1987
2021 | NC | NC Renewable Power - Lumberton LLC | 10382 | UNIT1 | ST | OP | STOKER | WDS | 0 | [5 empty] | 1985
2021 | NC | NC Renewable Power - Lumberton LLC | 10382 | UNIT2 | ST | OP | STOKER | WDS | 0 | [5 empty] | 1985
2021 | CA | Sycamore Energy LLC | 10387 | 1A | GT | OP | NA | LFG |  | 118865.111 | 1.2837 | 0.0216 | EIA Prime Mover-level Data | Estimated using an emission factor
2021 | CA | Sycamore Energy LLC | 10387 | 2A | GT | OP | NA | LFG |  | 118865.111 | 1.2837 | 0.0216 | EIA Prime Mover-level Data | Estimated using an emission factor
2021 | CA | Sycamore Energy LLC | 10387 | 3 | GT | OP | NA | LFG |  | 297162.778 | 3.2094 | 0.0216 | EIA Prime Mover-level Data | Estimated using an emission factor
2021 | IN | Indiana Harbor West | 10397 | 5HPB | ST | OP | WALL | BFG |  | 0 |  |  | EIA Unit-level Data
2021 | IN | Indiana Harbor West | 10397 | 6HPB | ST | OP | WALL | NG |  | 702038.415 | 2.7237 | 0.0077594 | EIA Unit-level Data | NEI avg EF - PM, fuel type, firing type
2021 | IN | Indiana Harbor West | 10397 | 7HPB | ST | OP | WALL | BFG |  | 1756639.858 |  |  | EIA Unit-level Data
2021 | IN | Indiana Harbor West | 10397 | 8HPB | ST | OP | TANGENTIAL | BFG |  | 5230520.163 | 1.1036 | 0.000422 | EIA Unit-level Data | Estimated using an emission factor
2021 | IN | Indiana Harbor West | 10397 | 9HPB | ST | OP | TANGENTIAL | BFG |  | 1150413.103 | 0.24274 | 0.000422 | EIA Unit-level Data | Estimated using an emission factor
2021 | OH | Arcelormittal Cleveland Inc | 10398 | A | ST | OS | NA | BFG |  | 475785.139 | 0.10039 | 0.000422 | EIA Unit-level Data | Estimated using an emission factor
2021 | OH | Arcelormittal Cleveland Inc | 10398 | B | ST | OP | NA | BFG |  | 1889652.793 | 0.39872 | 0.000422 | EIA Unit-level Data | Estimated using an emission factor
2021 | OH | Arcelormittal Cleveland Inc | 10398 | C | ST | OP | NA | BFG |  | 2436426.716 | 0.51409 | 0.000422 | EIA Unit-level Data | Estimated using an emission factor
2021 | CA | Kingsburg Cogen Facility | 10405 | 1 | CT | OP | CC | NG | 623 | 128629.563 | 0.099333 | 0.0015445 | EPA/CAMD | EPA/NEI | 1991
2021 | MA | Clark University | 10408 | GEN2 | IC | OP | NA | NG |  | 88891 | 0.018756 | 0.000422 | EIA Prime Mover-level Data | Estimated using an emission factor
2021 | HI | Kalaheo Hydro | 10412 | KPH1 | HY | OP | NA | WAT |  | 44233 |  |  | EIA Prime Mover-level Data
2021 | HI | Wainiha Hydro | 10413 | WAIA | HY | OP | NA | WAT |  | 91029 |  |  | EIA Prime Mover-level Data
2021 | HI | Wainiha Hydro | 10413 | WAIB | HY | OP | NA | WAT |  | 91029 |  |  | EIA Prime Mover-level Data
2021 | FL | Pensacola Florida Plant | 10416 | BO4 | ST | OP | NA | NG |  | 973172.105 | 4.6273 | 0.0095098 | EIA Unit-level Data | NEI avg EF - PM, fuel type
2021 | FL | Pensacola Florida Plant | 10416 | BO5 | ST | OP | NA | NG |  | 1034671.68 | 4.9198 | 0.0095098 | EIA Unit-level Data | NEI avg EF - PM, fuel type
2021 | FL | Pensacola Florida Plant | 10416 | BO6 | ST | OP | NA | NG |  | 873282.18 | 4.1524 | 0.0095098 | EIA Unit-level Data | NEI avg EF - PM, fuel type
2021 | FL | Pensacola Florida Plant | 10416 | BO7 | ST | OP | NA | NG |  | 973418.67 | 4.6285 | 0.0095098 | EIA Unit-level Data | NEI avg EF - PM, fuel type
2021 | FL | Pensacola Florida Plant | 10416 | BO8 | ST | OP | NA | NG |  | 901484.655 | 4.2865 | 0.0095098 | EIA Unit-level Data | NEI avg EF - PM, fuel type
2021 | FL | Pensacola Florida Plant | 10416 | BO9 | ST | OP | NA | NG |  | 965645.22 | 4.5915 | 0.0095098 | EIA Unit-level Data | NEI avg EF - PM, fuel type
2021 | FL | Pensacola Florida Plant | 10416 | GEN4 | GT | OP | NA | NG |  | 7427242 | 29.7702 | 0.0080165 | EIA Prime Mover-level Data | NEI avg EF - PM, fuel type
2021 | MA | Indian Orchard Plant 1 | 10417 | TG | ST | OP | NA | NG |  | 1474995 | 7.0135 | 0.0095098 | EIA Prime Mover-level Data | NEI avg EF - PM, fuel type
2021 | TX | Ascend Performance Materials Texas Inc. | 10418 | H1 | ST | OP | NA | NG |  | 915332.08 | 4.3523 | 0.0095098 | EIA Unit-level Data | NEI avg EF - PM, fuel type
2021 | TX | Ascend Performance Materials Texas Inc. | 10418 | H101 | ST | OP | NA | NG |  | 1225202.16 | 5.8257 | 0.0095098 | EIA Unit-level Data | NEI avg EF - PM, fuel type
2021 | TX | Ascend Performance Materials Texas Inc. | 10418 | H4 | ST | OP | NA | NG |  | 942702.8 | 4.4825 | 0.0095098 | EIA Unit-level Data | NEI avg EF - PM, fuel type
2021 | TX | Ascend Performance Materials Texas Inc. | 10418 | H5 | ST | OP | NA | NG |  | 819807.04 | 3.8981 | 0.0095098 | EIA Unit-level Data | NEI avg EF - PM, fuel type
2021 | CO | Dillon Hydro Plant | 10421 | GEN1 | HY | OP | NA | WAT |  | 94832 |  |  | EIA Prime Mover-level Data
2021 | CO | Williams Fork Hydro Plant | 10422 | GEN1 | HY | OP | NA | WAT |  | 67080.857 |  |  | EIA Prime Mover-level Data
2021 | CO | Williams Fork Hydro Plant | 10422 | GEN2 | HY | OP | NA | WAT |  | 11180.143 |  |  | EIA Prime Mover-level Data
2021 | CO | North Fork Hydro Plant | 10423 | GEN1 | HY | OA | NA | WAT |  | 142 |  |  | EIA Prime Mover-level Data
2021 | CO | Gross Hydro Plant | 10424 | GEN1 | HY | OP | NA | WAT |  | 103524 |  |  | EIA Prime Mover-level Data
2021 | TX | International Paper - Orange | 10425 | 1RB | ST | OP | NA | BLQ |  | 4098230 | 18.5604 | 0.0090577 | EIA Unit-level Data | NEI avg EF - PM, fuel type
2021 | TX | International Paper - Orange | 10425 | 2RB | ST | OP | NA | BLQ |  | 4044099 | 18.3152 | 0.0090577 | EIA Unit-level Data | NEI avg EF - PM, fuel type
2021 | TX | International Paper - Orange | 10425 | 3PB | ST | OP | NA | NG |  | 2899408 | 13.7864 | 0.0095098 | EIA Unit-level Data | NEI avg EF - PM, fuel type
2021 | TX | International Paper - Orange | 10425 | BRKBLR | ST | OP | NA | WDS |  | 3116714 | 16.1748 | 0.010379 | EIA Unit-level Data | NEI avg EF - PM, fuel type
2021 | TX | International Paper - Orange | 10425 | PF1BLR | ST | OP | NA | NG |  | 1247424 | 5.9314 | 0.0095098 | EIA Unit-level Data | NEI avg EF - PM, fuel type
2021 | GA | Inland Paperboard Packaging Rome | 10426 | PB3 | ST | OP | NA | BLQ |  | 0 | 0 |  | EIA Unit-level Data | NEI avg EF - PM, fuel type
2021 | GA | Inland Paperboard Packaging Rome | 10426 | PB4 | ST | OP | NA | BIT |  | 2920269.048 | 27.1613 | 0.018602 | EIA Unit-level Data | NEI avg EF - PM, fuel type
2021 | GA | Inland Paperboard Packaging Rome | 10426 | RF5 | ST | OP | NA | BLQ |  | 9877834.56 | 44.7355 | 0.0090577 | EIA Unit-level Data | NEI avg EF - PM, fuel type
2021 | GA | Inland Paperboard Packaging Rome | 10426 | WFB | ST | OP | NA | WDS |  | 5053930.54 | 26.2283 | 0.010379 | EIA Unit-level Data | NEI avg EF - PM, fuel type
2021 | CA | New-Indy Ontario Mill | 10427 | GEN2 | GT | OP | NA | NG |  | 1431382.5 | 5.7373 | 0.0080165 | EIA Prime Mover-level Data | NEI avg EF - PM, fuel type
2021 | CA | New-Indy Ontario Mill | 10427 | GEN3 | GT | OP | NA | NG |  | 1431382.5 | 5.7373 | 0.0080165 | EIA Prime Mover-level Data | NEI avg EF - PM, fuel type
2021 | MO | Anheuser-Busch St Louis | 10430 | B1 | ST | OP | NA | NG |  | 200151 | 0.9517 | 0.0095098 | EIA Unit-level Data | NEI avg EF - PM, fuel type
2021 | MO | Anheuser-Busch St Louis | 10430 | B7 | ST | OP | NA | NG |  | 898943.85 | 4.2744 | 0.0095098 | EIA Unit-level Data | NEI avg EF - PM, fuel type
2021 | MO | Anheuser-Busch St Louis | 10430 | B8 | ST | OP | NA | NG |  | 267023.85 | 1.2697 | 0.0095098 | EIA Unit-level Data | NEI avg EF - PM, fuel type
2021 | MO | Anheuser-Busch St Louis | 10430 | B9 | ST | OP | NA | NG |  | 346716.3 | 1.6486 | 0.0095098 | EIA Unit-level Data | NEI avg EF - PM, fuel type
2021 | FL | Anheuser-Busch Jacksonville | 10431 | GEN1 | GT | OP | NA | NG |  | 957564 | 3.8382 | 0.0080165 | EIA Prime Mover-level Data | NEI avg EF - PM, fuel type
2021 | FL | Mosaic New Wales Operations | 10434 | TG1 | ST | OS | NA | WH |  | 245920.221 |  |  | EIA Prime Mover-level Data
2021 | FL | Mosaic New Wales Operations | 10434 | TG2 | ST | OP | NA | WH |  | 1438633.295 |  |  | EIA Prime Mover-level Data
2021 | FL | Mosaic New Wales Operations | 10434 | TG3 | ST | OP | NA | WH |  | 786944.708 |  |  | EIA Prime Mover-level Data
2021 | FL | Mosaic New Wales Operations | 10434 | TG4 | ST | OP | NA | WH |  | 860720.775 |  |  | EIA Prime Mover-level Data
2021 | NJ | Camden Resource Recovery Facility | 10435 | SG101A | ST | OP | NA | MSW |  | 1176874.065 |  |  | EIA Unit-level Data
2021 | NJ | Camden Resource Recovery Facility | 10435 | SG101B | ST | OP | NA | MSW |  | 1231595.004 |  |  | EIA Unit-level Data
2021 | NJ | Camden Resource Recovery Facility | 10435 | SG101C | ST | OP | NA | MSW |  | 1229334.483 |  |  | EIA Unit-level Data
2021 | TX | ExxonMobil Baytown Refinery | 10436 | GT38 | GT | OP | NA | NG |  | 369849.104 | 1.4824 | 0.0080165 | EIA Prime Mover-level Data | NEI avg EF - PM, fuel type
2021 | TX | ExxonMobil Baytown Refinery | 10436 | GT41 | GT | OP | NA | NG |  | 223366.198 | 0.89531 | 0.0080165 | EIA Prime Mover-level Data | NEI avg EF - PM, fuel type
2021 | TX | ExxonMobil Baytown Refinery | 10436 | GT42 | GT | OP | NA | NG |  | 223366.198 | 0.89531 | 0.0080165 | EIA Prime Mover-level Data | NEI avg EF - PM, fuel type
2021 | TX | ExxonMobil Baytown Refinery | 10436 | GT43 | GT | OP | NA | NG |  | 223366.198 | 0.89531 | 0.0080165 | EIA Prime Mover-level Data | NEI avg EF - PM, fuel type
2021 | TX | ExxonMobil Baytown Refinery | 10436 | GT44 | GT | OP | NA | NG |  | 223366.198 | 0.89531 | 0.0080165 | EIA Prime Mover-level Data | NEI avg EF - PM, fuel type
2021 | TX | ExxonMobil Baytown Refinery | 10436 | GT45 | GT | OP | NA | NG |  | 369849.104 | 1.4824 | 0.0080165 | EIA Prime Mover-level Data | NEI avg EF - PM, fuel type
2021 | TX | ExxonMobil Baytown Refinery | 10436 | ST34 | ST | OP | NA | WH
2021 | CA | Sunray 2 | 10437 | SUN2 | PV | OP | NA | SUN |  | 515574 |  |  | EIA Prime Mover-level Data
2021 | CA | Sunray 3 | 10438 | SUN3 | PV | OP | NA | SUN |  | 298335 |  |  | EIA Prime Mover-level Data
2021 | CA | SEGS III | 10439 | 3U100 | ST | OP | NA | NG |  | 0 | 0 |  | EIA Unit-level Data | NEI avg EF - PM, fuel type
2021 | CA | SEGS IV | 10440 | 4U100 | ST | OP | NA | NG |  | 0 | 0 |  | EIA Unit-level Data | NEI avg EF - PM, fuel type
2021 | CA | SEGS V | 10441 | 5U100 | ST | OP | NA | NG |  | 0 | 0 |  | EIA Unit-level Data | NEI avg EF - PM, fuel type
2021 | CA | SEGS VI | 10442 | 6U100 | ST | OP | NA | NG |  | 0 | 0 |  | EIA Unit-level Data | NEI avg EF - PM, fuel type
2021 | CA | SEGS VII | 10443 | 7U100 | ST | OP | NA | NG |  | 0 | 0 |  | EIA Unit-level Data | NEI avg EF - PM, fuel type
2021 | CA | Lockhart Solar PV, LLC | 10444 | HTFHTR | ST | OP | NA | NG |  | 0 | 0 |  | EIA Unit-level Data | NEI avg EF - PM, fuel type
2021 | CA | SEGS IX | 10446 | HTFHTR | ST | OP | NA | NG |  | 4667.544 | 0.022194 | 0.0095098 | EIA Unit-level Data | NEI avg EF - PM, fuel type
2021 | WI | LAC Courte Oreilles Hydroelect | 10453 | U1 | HY | OP | NA | WAT |  | 3698.471 |  |  | EIA Prime Mover-level Data
2021 | WI | LAC Courte Oreilles Hydroelect | 10453 | U2 | HY | OP | NA | WAT |  | 29587.765 |  |  | EIA Prime Mover-level Data
2021 | WI | LAC Courte Oreilles Hydroelect | 10453 | U3 | HY | OP | NA | WAT |  | 29587.765 |  |  | EIA Prime Mover-level Data
2021 | CA | Muck Valley Hydroelectric | 10458 | GEN1 | HY | OP | NA | WAT |  | 88652 |  |  | EIA Prime Mover-level Data
2021 | NY | Black River Generation, LLC | 10464 | E0001 | ST | OP | FLUIDIZED | WDS | 7768 | 1898455.864 | 18.5501 | 0.019542 | EPA/CAMD | EPA/NEI | 1991
2021 | NY | Black River Generation, LLC | 10464 | E0002 | ST | OP | FLUIDIZED | WDS | 7860 | 1953834.7 | 18.5501 | 0.018988 | EPA/CAMD | EPA/NEI | 1991
2021 | NY | Black River Generation, LLC | 10464 | E0003 | ST | OP | FLUIDIZED | WDS | 7955 | 1965063.889 | 18.5501 | 0.01888 | EPA/CAMD | EPA/NEI | 1991
2021 | NY | Fourth Branch Hydroelectric Facility | 10467 | 1 | HY | OP | NA | WAT |  | 134051 |  |  | EIA Prime Mover-level Data
2021 | CA | Puente Hills Energy Recovery | 10472 | B300 | ST | OP | NA | LFG |  | 1206284.042 | 1.7491 | 0.0029 | EIA Unit-level Data | Estimated using an emission factor
2021 | CA | Puente Hills Energy Recovery | 10472 | B400 | ST | OP | NA | LFG |  | 1217061.112 | 1.7647 | 0.0029 | EIA Unit-level Data | Estimated using an emission factor
2021 | IN | Expander Turbine | 10475 | 16TG | OT | OP | NA | BFG |  | 0 | 0 |  | EIA Prime Mover-level Data | Estimated using an emission factor
2021 | WI | Wisconsin Rapids Pulp Mill | 10477 | P1 | ST | OP | NA | BLQ |  | 0 | 0 |  | EIA Unit-level Data | NEI avg EF - PM, fuel type
2021 | WI | Wisconsin Rapids Pulp Mill | 10477 | P2 | ST | OP | NA | BLQ |  | 0 | 0 |  | EIA Unit-level Data | NEI avg EF - PM, fuel type
2021 | WI | Wisconsin Rapids Pulp Mill | 10477 | P3 | ST | OP | NA | NG |  | 579879.749 | 2.7573 | 0.0095098 | EIA Unit-level Data | NEI avg EF - PM, fuel type
2021 | WI | Wisconsin Rapids Pulp Mill | 10477 | R1 | ST | OP | NA | BLQ |  | 0 | 0 |  | EIA Unit-level Data | NEI avg EF - PM, fuel type
2021 | WI | Wisconsin Rapids Pulp Mill | 10477 | R2 | ST | OP | NA | BLQ |  | 0 | 0 |  | EIA Unit-level Data | NEI avg EF - PM, fuel type
2021 | WI | Wisconsin Rapids Pulp Mill | 10477 | R3 | ST | OP | NA | BLQ |  | 0 | 0 |  | EIA Unit-level Data | NEI avg EF - PM, fuel type
2021 | CA | Mammoth G3 | 10479 | T101 | BT | OP | NA | GEO |  | 303303.667 |  |  | EIA Prime Mover-level Data
2021 | CA | Mammoth G3 | 10479 | T102 | BT | OP | NA | GEO |  | 303303.667 |  |  | EIA Prime Mover-level Data
2021 | CA | Mammoth G3 | 10479 | T103 | BT | OP | NA | GEO |  | 303303.667 |  |  | EIA Prime Mover-level Data
2021 | CA | Mammoth G1 | 10480 | GEN1 | BT | OP | NA | GEO |  | 261713 |  |  | EIA Prime Mover-level Data
2021 | CA | Mammoth G1 | 10480 | GEN2 | BT | OP | NA | GEO |  | 261713 |  |  | EIA Prime Mover-level Data
2021 | CA | Mammoth G2 | 10481 | 1 | BT | OP | NA | GEO |  | 209606 |  |  | EIA Prime Mover-level Data
2021 | CA | Mammoth G2 | 10481 | 2 | BT | OP | NA | GEO |  | 209606 |  |  | EIA Prime Mover-level Data
2021 | CA | Mammoth G2 | 10481 | 3 | BT | OP | NA | GEO |  | 209606 |  |  | EIA Prime Mover-level Data
2021 | MN | Boise Cascade International Falls | 10486 | 1 | ST | OP | NA | NG |  | 890379.42 | 4.2337 | 0.0095098 | EIA Unit-level Data | NEI avg EF - PM, fuel type
2021 | MN | Boise Cascade International Falls | 10486 | 2 | ST | OP | NA | WDS |  | 1473147.615 | 7.6452 | 0.010379 | EIA Unit-level Data | NEI avg EF - PM, fuel type
2021 | MN | Boise Cascade International Falls | 10486 | 3 | ST | OP | NA | NG |  | 996158.52 | 4.7366 | 0.0095098 | EIA Unit-level Data | NEI avg EF - PM, fuel type
2021 | MN | Boise Cascade International Falls | 10486 | RECBLR | ST | OP | NA | BLQ |  | 6564185.06 | 29.7284 | 0.0090577 | EIA Unit-level Data | NEI avg EF - PM, fuel type
2021 | MN | International Falls Power | 10487 | GEN1 | HY | OP | NA | WAT |  | 52150.535 |  |  | EIA Prime Mover-level Data
2021 | MN | International Falls Power | 10487 | GEN2 | HY | OP | NA | WAT |  | 52150.535 |  |  | EIA Prime Mover-level Data
2021 | MN | International Falls Power | 10487 | GEN3 | HY | OP | NA | WAT |  | 52150.535 |  |  | EIA Prime Mover-level Data
2021 | MN | International Falls Power | 10487 | GEN4 | HY | OP | NA | WAT |  | 52150.535 |  |  | EIA Prime Mover-level Data
2021 | MN | International Falls Power | 10487 | GEN5 | HY | OP | NA | WAT |  | 52150.535 |  |  | EIA Prime Mover-level Data
2021 | MN | International Falls Power | 10487 | GEN6 | HY | OP | NA | WAT |  | 37927.662 |  |  | EIA Prime Mover-level Data
2021 | MN | International Falls Power | 10487 | GEN7 | HY | OP | NA | WAT |  | 37927.662 |  |  | EIA Prime Mover-level Data
2021 | LA | DeRidder Mill | 10488 | PB1 | ST | OP | NA | WDS |  | 6250972.318 | 32.4406 | 0.010379 | EIA Unit-level Data | NEI avg EF - PM, fuel type
2021 | LA | DeRidder Mill | 10488 | PB2 | ST | OP | NA | NG |  | 1543573.661 | 7.3395 | 0.0095098 | EIA Unit-level Data | NEI avg EF - PM, fuel type
2021 | LA | DeRidder Mill | 10488 | PB3 | ST | OP | NA | NG |  | 1321202.425 | 6.2822 | 0.0095098 | EIA Unit-level Data | NEI avg EF - PM, fuel type
2021 | LA | DeRidder Mill | 10488 | PB4 | ST | RE | NA | BLQ |  | 0 | 0 |  | EIA Unit-level Data | NEI avg EF - PM, fuel type
2021 | LA | DeRidder Mill | 10488 | REC | ST | OP | NA | BLQ |  | 8593181.838 | 38.9174 | 0.0090577 | EIA Unit-level Data | NEI avg EF - PM, fuel type
2021 | NY | Upper Beaver Falls Project | 10490 | 1G | HY | OP | NA | WAT |  | 68693 |  |  | EIA Prime Mover-level Data
2021 | ME | Mead Rumford Cogen | 10491 | 3 | ST | SB | NA | NG |  | 1111280 | 5.284 | 0.0095098 | EIA Unit-level Data | NEI avg EF - PM, fuel type
2021 | ME | Rumford Falls Hydro Facility | 10493 | GEN1 | HY | OP | NA | WAT |  | 336365.151 |  |  | EIA Prime Mover-level Data
2021 | ME | Rumford Falls Hydro Facility | 10493 | GEN2 | HY | OP | NA | WAT |  | 336365.151 |  |  | EIA Prime Mover-level Data
2021 | ME | Rumford Falls Hydro Facility | 10493 | GEN3 | HY | OP | NA | WAT |  | 365433.744 |  |  | EIA Prime Mover-level Data
2021 | ME | Rumford Falls Hydro Facility | 10493 | GEN4 | HY | SB | NA | WAT |  | 178564.216 |  |  | EIA Prime Mover-level Data
2021 | ME | Rumford Falls Hydro Facility | 10493 | GEN5 | HY | OP | NA | WAT |  | 315601.87 |  |  | EIA Prime Mover-level Data
2021 | ME | Rumford Falls Hydro Facility | 10493 | GEN6 | HY | OP | NA | WAT |  | 315601.87 |  |  | EIA Prime Mover-level Data
2021 | VT | Sheldon Springs Hydroelectric | 10494 | IG-1 | HY | OP | NA | WAT |  | 24573.429 |  |  | EIA Prime Mover-level Data
2021 | VT | Sheldon Springs Hydroelectric | 10494 | IG-2 | HY | OP | NA | WAT |  | 24573.429 |  |  | EIA Prime Mover-level Data
2021 | VT | Sheldon Springs Hydroelectric | 10494 | IG-3 | HY | OP | NA | WAT |  | 2730.381 |  |  | EIA Prime Mover-level Data
2021 | VT | Sheldon Springs Hydroelectric | 10494 | SG-1 | HY | OP | NA | WAT |  | 139249.429 |  |  | EIA Prime Mover-level Data
2021 | VT | Sheldon Springs Hydroelectric | 10494 | SG-2 | HY | OP | NA | WAT |  | 139249.429 |  |  | EIA Prime Mover-level Data
2021 | VT | Sheldon Springs Hydroelectric | 10494 | SG-3 | HY | OP | NA | WAT |  | 13651.905 |  |  | EIA Prime Mover-level Data
2021 | ME | Rumford Cogeneration | 10495 | 6 | ST | OP | FLUIDIZED | WDS |  | 2703496.01 | 8.8261 | 0.0065294 | EIA Unit-level Data | NEI avg EF - PM, fuel type, firing type
2021 | ME | Rumford Cogeneration | 10495 | 7 | ST | OP | FLUIDIZED | WDS |  | 2813461.394 | 9.1852 | 0.0065294 | EIA Unit-level Data | NEI avg EF - PM, fuel type, firing type
2021 | ME | Rumford Cogeneration | 10495 | CRECV | ST | OP | FLUIDIZED | BLQ |  | 6729431.05 | 30.4767 | 0.0090577 | EIA Unit-level Data | NEI avg EF - PM, fuel type
2021 | CA | Kern River Cogeneration | 10496 | GTAG | GT | OP | NA | NG |  | 644363.25 | 2.5828 | 0.0080165 | EIA Prime Mover-level Data | NEI avg EF - PM, fuel type
2021 | CA | Kern River Cogeneration | 10496 | GTBG | GT | OP | NA | NG |  | 644363.25 | 2.5828 | 0.0080165 | EIA Prime Mover-level Data | NEI avg EF - PM, fuel type
2021 | CA | Kern River Cogeneration | 10496 | GTCG | GT | OP | NA | NG |  | 644363.25 | 2.5828 | 0.0080165 | EIA Prime Mover-level Data | NEI avg EF - PM, fuel type
2021 | CA | Kern River Cogeneration | 10496 | GTDG | GT | OP | NA | NG |  | 644363.25 | 2.5828 | 0.0080165 | EIA Prime Mover-level Data | NEI avg EF - PM, fuel type
2021 | CA | Mid-Set Cogeneration | 10501 | K100 | GT | OS | NA | NG
2021 | NY | Wheelabrator Hudson Falls | 10503 | SG201A | ST | OP | NA | MSW |  | 731362.563 |  |  | EIA Unit-level Data
2021 | NY | Wheelabrator Hudson Falls | 10503 | SG201B | ST | OP | NA | MSW |  | 737649.111 |  |  | EIA Unit-level Data
2021 | ID | Amalgamated Sugar Twin Falls | 10504 | SB1 | ST | OP | NA | BIT |  | 1431764.2 | 13.3168 | 0.018602 | EIA Unit-level Data | NEI avg EF - PM, fuel type
2021 | ID | Amalgamated Sugar Twin Falls | 10504 | SB2 | ST | OP | NA | NG |  | 1819250.16 | 8.6504 | 0.0095098 | EIA Unit-level Data | NEI avg EF - PM, fuel type
2021 | NY | Finch Paper | 10511 | 10 | ST | OP | NA | WDL |  | 1506216.42 |  |  | EIA Unit-level Data
2021 | NY | Finch Paper | 10511 | 4 | ST | OP | NA | NG |  | 363188.3 | 1.7269 | 0.0095098 | EIA Unit-level Data | NEI avg EF - PM, fuel type
2021 | NY | Finch Paper | 10511 | 5 | ST | OP | NA | NG |  | 374374.1 | 1.7801 | 0.0095098 | EIA Unit-level Data | NEI avg EF - PM, fuel type
2021 | NY | Finch Paper | 10511 | 8 | ST | OP | NA | WDL |  | 1612823.76 |  |  | EIA Unit-level Data
2021 | NY | Finch Paper | 10511 | 9 | ST | OP | NA | WDS |  | 1847946.68 | 9.5903 | 0.010379 | EIA Unit-level Data | NEI avg EF - PM, fuel type
2021 | NH | Milton Hydro | 10519 | 1 | HY | OP | NA | WAT |  | 7219.714 |  |  | EIA Prime Mover-level Data
2021 | NH | Milton Hydro | 10519 | 2 | HY | OP | NA | WAT |  | 14439.429 |  |  | EIA Prime Mover-level Data
2021 | NH | Milton Hydro | 10519 | 3 | HY | OP | NA | WAT |  | 10829.571 |  |  | EIA Prime Mover-level Data
2021 | NH | Milton Hydro | 10519 | 4 | HY | OP | NA | WAT |  | 18049.286 |  |  | EIA Prime Mover-level Data
2021 | IL | Dayton Hydro | 10520 | 1 | HY | OP | NA | WAT |  | 41614.222 |  |  | EIA Prime Mover-level Data
2021 | IL | Dayton Hydro | 10520 | 2 | HY | OP | NA | WAT |  | 26008.889 |  |  | EIA Prime Mover-level Data
2021 | IL | Dayton Hydro | 10520 | 3 | HY | OP | NA | WAT |  | 26008.889 |  |  | EIA Prime Mover-level Data
2021 | NY | Lederle Laboratories | 10521 | BLR3 | CA | OP | NA | NG |  | 12507 | 0.002639 | 0.000422 | EIA Unit-level Data | Estimated using an emission factor
2021 | NY | Lederle Laboratories | 10521 | BLR4 | CA | OP | NA | NG |  | 121908.8 | 0.025723 | 0.000422 | EIA Unit-level Data | Estimated using an emission factor
2021 | NY | Lederle Laboratories | 10521 | BLR5 | CA | OP | NA | NG |  | 34052.6 | 0.0071851 | 0.000422 | EIA Unit-level Data | Estimated using an emission factor
2021 | NY | Lederle Laboratories | 10521 | GEN1 | CT | OP | NA | NG |  | 640526 | 1.721 | 0.0053736 | EIA Unit-level Data | NEI avg EF - PM, fuel type
2021 | NY | Lederle Laboratories | 10521 | GEN2 | CT | OP | NA | NG |  | 742510 | 1.995 | 0.0053736 | EIA Unit-level Data | NEI avg EF - PM, fuel type
2021 | NY | Lederle Laboratories | 10521 | WHSG1 | CA | OP | NA | NG |  | 99396 | 0.020973 | 0.000422 | EIA Unit-level Data | Estimated using an emission factor
2021 | NY | Lederle Laboratories | 10521 | WHSG2 | CA | OP | NA | NG |  | 190926 | 0.040285 | 0.000422 | EIA Unit-level Data | Estimated using an emission factor
2021 | ME | Benton Falls Associates | 10523 | GEN1 | HY | OP | NA | WAT |  | 104707.5 |  |  | EIA Prime Mover-level Data
2021 | ME | Benton Falls Associates | 10523 | GEN2 | HY | OP | NA | WAT |  | 20941.5 |  |  | EIA Prime Mover-level Data
2021 | NC | Craven County Wood Energy | 10525 | ES5A | ST | OP | STOKER | WDS | 7747 | 5042626.315 | 75.7 | 0.030024 | EPA/CAMD | EPA/NEI | 1990
2021 | NH | Dodge Falls Associates | 10526 | 1UNI | HY | OA | NA | WAT |  | 126234 |  |  | EIA Prime Mover-level Data
2021 | NY | Feeder Dam Hydro Plant | 10530 | 1 | HY | OP | NA | WAT |  | 40455.2 |  |  | EIA Prime Mover-level Data
2021 | NY | Feeder Dam Hydro Plant | 10530 | 2 | HY | OP | NA | WAT |  | 40455.2 |  |  | EIA Prime Mover-level Data
2021 | NY | Feeder Dam Hydro Plant | 10530 | 3 | HY | OP | NA | WAT |  | 40455.2 |  |  | EIA Prime Mover-level Data
2021 | NY | Feeder Dam Hydro Plant | 10530 | 4 | HY | OP | NA | WAT |  | 40455.2 |  |  | EIA Prime Mover-level Data
2021 | NY | Feeder Dam Hydro Plant | 10530 | 5 | HY | OP | NA | WAT |  | 40455.2 |  |  | EIA Prime Mover-level Data
2021 | NY | Beebee Island Hydro Plant | 10531 | 1 | HY | OP | NA | WAT |  | 185030.667 |  |  | EIA Prime Mover-level Data
2021 | NY | Beebee Island Hydro Plant | 10531 | 2 | HY | OP | NA | WAT |  | 231288.333 |  |  | EIA Prime Mover-level Data
2021 | MI | Grand River | 10532 | 2-1 | IC | OP | NA | LFG |  | 22599 | 0.1661 | 0.0147 | EIA Prime Mover-level Data | Estimated using an emission factor
2021 | MI | Grand River | 10532 | 2-3 | IC | OP | NA | LFG |  | 22599 | 0.1661 | 0.0147 | EIA Prime Mover-level Data | Estimated using an emission factor
2021 | MI | Grand River | 10532 | 2-4 | IC | OP | NA | LFG |  | 22599 | 0.1661 | 0.0147 | EIA Prime Mover-level Data | Estimated using an emission factor
2021 | MI | Grand River | 10532 | 2-5 | IC | OP | NA | LFG |  | 22599 | 0.1661 | 0.0147 | EIA Prime Mover-level Data | Estimated using an emission factor
2021 | NY | Dexter Plant | 10538 | GEN1 | HY | OP | NA | WAT |  | 15801.548 |  |  | EIA Prime Mover-level Data
2021 | NY | Dexter Plant | 10538 | GEN2 | HY | OP | NA | WAT |  | 15801.548 |  |  | EIA Prime Mover-level Data
2021 | NY | Dexter Plant | 10538 | GEN3 | HY | OP | NA | WAT |  | 6320.619 |  |  | EIA Prime Mover-level Data
2021 | NY | Dexter Plant | 10538 | GEN4 | HY | OP | NA | WAT |  | 6320.619 |  |  | EIA Prime Mover-level Data
2021 | NY | Dexter Plant | 10538 | GEN5 | HY | OP | NA | WAT |  | 6320.619 |  |  | EIA Prime Mover-level Data
2021 | NY | Dexter Plant | 10538 | GEN6 | HY | OP | NA | WAT |  | 41084.024 |  |  | EIA Prime Mover-level Data
2021 | NY | Dexter Plant | 10538 | GEN7 | HY | OP | NA | WAT |  | 41084.024 |  |  | EIA Prime Mover-level Data
2021 | NY | Theresa Plant | 10539 | GEN1 | HY | OP | NA | WAT |  | 32263.846 |  |  | EIA Prime Mover-level Data
2021 | NY | Theresa Plant | 10539 | GEN2 | HY | OP | NA | WAT |  | 9679.154 |  |  | EIA Prime Mover-level Data
2021 | NY | Diamond Island Plant | 10540 | GEN1 | HY | OA | NA | WAT |  | 11572 |  |  | EIA Prime Mover-level Data
2021 | NY | Diamond Island Plant | 10540 | GEN2 | HY | OP | NA | WAT |  | 11572 |  |  | EIA Prime Mover-level Data
2021 | NY | Diamond Island Plant | 10540 | GEN3 | HY | OP | NA | WAT |  | 11572 |  |  | EIA Prime Mover-level Data
2021 | NY | Hailesboro 4 Plant | 10544 | GEN1 | HY | OP | NA | WAT |  | 50813.714 |  |  | EIA Prime Mover-level Data
2021 | NY | Hailesboro 4 Plant | 10544 | GEN2 | HY | OP | NA | WAT |  | 38110.286 |  |  | EIA Prime Mover-level Data
2021 | NY | Copenhagen Plant | 10545 | GEN1 | HY | OP | NA | WAT |  | 34170.455 |  |  | EIA Prime Mover-level Data
2021 | NY | Copenhagen Plant | 10545 | GEN2 | HY | OP | NA | WAT |  | 34170.455 |  |  | EIA Prime Mover-level Data
2021 | NY | Copenhagen Plant | 10545 | GEN3 | HY | OP | NA | WAT |  | 6834.091 |  |  | EIA Prime Mover-level Data
2021 | PA | Beaver Valley Patterson Dam | 10546 | GEN1 | HY | OS | NA | WAT |  | 15871.333 |  |  | EIA Prime Mover-level Data
2021 | PA | Beaver Valley Patterson Dam | 10546 | GEN2 | HY | OP | NA | WAT |  | 15871.333 |  |  | EIA Prime Mover-level Data
2021 | PA | Beaver Valley Patterson Dam | 10546 | GEN3 | HY | OP | NA | WAT |  | 15871.333 |  |  | EIA Prime Mover-level Data
2021 | NY | Pyrites Plant | 10547 | GEN1 | HY | OP | NA | WAT |  | 27462.146 |  |  | EIA Prime Mover-level Data
2021 | NY | Pyrites Plant | 10547 | GEN2 | HY | OP | NA | WAT |  | 80097.927 |  |  | EIA Prime Mover-level Data
2021 | NY | Pyrites Plant | 10547 | GEN3 | HY | OP | NA | WAT |  | 80097.927 |  |  | EIA Prime Mover-level Data
2021 | CA | San Jose Cogeneration | 10548 | GEN1 | GT | OP | NA | NG |  | 408788 | 1.6385 | 0.0080165 | EIA Prime Mover-level Data | NEI avg EF - PM, fuel type
2021 | NY | Al Turi | 10549 | 2 | IC | OS | NA | LFG
2021 | NY | Al Turi | 10549 | 3 | IC | OS | NA | LFG
2021 | NY | Al Turi | 10549 | 3010 | IC | OS | NA | LFG
2021 | NC | High Shoals Hydro (NC) | 10550 | GEN1 | HY | OP | NA | WAT |  | 38979 |  |  | EIA Prime Mover-level Data
2021 | MA | Anderson Power Products Division | 10553 | 3622 | IC | RE | NA | DFO
2021 | MA | Anderson Power Products Division | 10553 | 6033 | IC | RE | NA | DFO
2021 | MA | Anderson Power Products Division | 10553 | 6035 | IC | RE | NA | DFO
2021 | MA | Anderson Power Products Division | 10553 | 6046 | IC | RE | NA | DFO
2021 | TX | Formosa Utility Venture Ltd | 10554 | BO3 | CT | OP | NA | NG |  | 1575697.25 | 4.2335 | 0.0053736 | EIA Unit-level Data | NEI avg EF - PM, fuel type
2021 | TX | Formosa Utility Venture Ltd | 10554 | TBG1 | CT | OP | NA | NG |  | 4400034.402 | 11.8219 | 0.0053736 | EIA Unit-level Data | NEI avg EF - PM, fuel type
2021 | TX | Formosa Utility Venture Ltd | 10554 | TBG2 | CT | OP | NA | NG |  | 4616247.107 | 12.4028 | 0.0053736 | EIA Unit-level Data | NEI avg EF - PM, fuel type
2021 | TX | Formosa Utility Venture Ltd | 10554 | TBG3 | CT | OP | NA | NG |  | 4496675.106 | 12.0816 | 0.0053736 | EIA Unit-level Data | NEI avg EF - PM, fuel type
2021 | TX | Formosa Utility Venture Ltd | 10554 | TBG4 | CT | OP | NA | NG |  | 5159499.412 | 13.8624 | 0.0053736 | EIA Unit-level Data | NEI avg EF - PM, fuel type
2021 | TX | Formosa Utility Venture Ltd | 10554 | TBG5 | CT | OP | NA | NG |  | 4640359.61 | 12.4676 | 0.0053736 | EIA Unit-level Data | NEI avg EF - PM, fuel type
2021 | TX | Formosa Utility Venture Ltd | 10554 | TBG6 | CT | OP | NA | NG |  | 4497365.598 | 12.0834 | 0.0053736 | EIA Unit-level Data | NEI avg EF - PM, fuel type
2021 | TX | Formosa Utility Venture Ltd | 10554 | THB-10 | CA | OP | DUCTBURNER | OG |  | 13620.69 | 0.002874 | 0.000422 | EIA Unit-level Data | Estimated using an emission factor
2021 | TX | Formosa Utility Venture Ltd | 10554 | THB-20 | CA | OP | DUCTBURNER | OG |  | 68697.45 | 0.014495 | 0.000422 | EIA Unit-level Data | Estimated using an emission factor
2021 | TX | Formosa Utility Venture Ltd | 10554 | THB-30 | CA | OP | DUCTBURNER | NG |  | 263208.159 | 0.055537 | 0.000422 | EIA Unit-level Data | Estimated using an emission factor
2021 | TX | Formosa Utility Venture Ltd | 10554 | THB-40 | CA | OP | DUCTBURNER | OG |  | 46671.355 | 0.0098477 | 0.000422 | EIA Unit-level Data | Estimated using an emission factor
2021 | TX | Formosa Utility Venture Ltd | 10554 | THB-50 | CA | OP | DUCTBURNER | OG |  | 105792.21 | 0.022322 | 0.000422 | EIA Unit-level Data | Estimated using an emission factor
2021 | TX | Formosa Utility Venture Ltd | 10554 | THB-60 | CA | OP | OTHER BOILER | NG |  | 0 | 0 |  | EIA Unit-level Data | Estimated using an emission factor
2021 | ME | Brassua Hydroelectric Project | 10555 | 1 | HY | OP | NA | WAT |  | 84832 |  |  | EIA Prime Mover-level Data
2021 | MA | Boott Hydropower | 10556 | GEN1 | HY | OP | NA | WAT |  | 219765.393 |  |  | EIA Prime Mover-level Data
2021 | MA | Boott Hydropower | 10556 | GEN2 | HY | OP | NA | WAT |  | 219765.393 |  |  | EIA Prime Mover-level Data
2021 | MA | Boott Hydropower | 10556 | GEN3 | HY | OP | NA | WAT |  | 231486.214 |  |  | EIA Prime Mover-level Data
2021 | GA | Jesup Plant | 10560 | POWB3 | ST | OP | NA | WDS |  | 3119920.752 | 16.1914 | 0.010379 | EIA Unit-level Data | NEI avg EF - PM, fuel type
2021 | GA | Jesup Plant | 10560 | POWB4 | ST | OP | NA | NG |  | 1097541.368 | 5.2187 | 0.0095098 | EIA Unit-level Data | NEI avg EF - PM, fuel type
2021 | GA | Jesup Plant | 10560 | POWB5 | ST | OP | NA | NG |  | 1079666.61 | 5.1337 | 0.0095098 | EIA Unit-level Data | NEI avg EF - PM, fuel type
2021 | GA | Jesup Plant | 10560 | RB5 | ST | OP | NA | BLQ |  | 5965461.06 | 27.0168 | 0.0090577 | EIA Unit-level Data | NEI avg EF - PM, fuel type
2021 | GA | Jesup Plant | 10560 | RB6 | ST | OP | NA | BLQ |  | 9852032.52 | 44.6186 | 0.0090577 | EIA Unit-level Data | NEI avg EF - PM, fuel type
2021 | FL | Fernandina Plant | 10562 | PB6 | ST | OP | NA | WDS |  | 3350422.69 | 17.3876 | 0.010379 | EIA Unit-level Data | NEI avg EF - PM, fuel type
2021 | FL | Fernandina Plant | 10562 | REC5 | ST | OP | NA | WDL |  | 4363046.925 |  |  | EIA Unit-level Data
2021 | NJ | Carneys Point | 10566 | 1001 | ST | OP | WALL | BIT | 6401 | 3691276.818 | 17.319 | 0.0093837 | EPA/CAMD | EPA/NEI | 1994
2021 | NJ | Carneys Point | 10566 | 1002 | ST | OP | WALL | BIT | 6375 | 3695248.838 | 11.35 | 0.006143 | EPA/CAMD | EPA/NEI | 1994
2021 | CT | Algonquin Power Windsor Locks, LLC | 10567 | GT1 | CT | OP | CC | NG | 1139 | 302678.205 | 0.60143 | 0.0039741 | EPA/CAMD | EPA/NEI | 1990
2021 | TX | Port Arthur Texas Refinery | 10568 | GEN1 | GT | OP | NA | NG |  | 3392527 | 13.5981 | 0.0080165 | EIA Prime Mover-level Data | NEI avg EF - PM, fuel type
2021 | NH | Errol Hydroelectric Project | 10570 | 1 | HY | OP | NA | WAT |  | 86625 |  |  | EIA Prime Mover-level Data
2021 | CA | Cameron Ridge LLC | 10586 | EXIS | WT | OP | NA | WND |  | 1518165 |  |  | EIA Prime Mover-level Data
2021 | LA | Agrilectric Power Partners Ltd | 10593 | BLR1 | ST | OP | NA | AB |  | 1385269.2 |  |  | EIA Unit-level Data
2021 | CA | Ridgetop Energy LLC | 10597 | WGN1 | WT | OP | NA | WND |  | 375916 |  |  | EIA Prime Mover-level Data
2021 | CA | Tesoro Wilmington Calciner | 10601 | GEN1 | ST | OP | NA | WH |  | 1805642 |  |  | EIA Prime Mover-level Data
2021 | PA | Ebensburg Power Company | 10603 | 031 | ST | OP | FLUIDIZED | WC | 5238 | 3595412.988 | 19.8753 | 0.011056 | EPA/CAMD | NEI avg EF - PM, fuel type, firing type | 1991
2021 | GA | Brunswick Cellulose | 10605 | 4PB | ST | OP | NA | WDS |  | 3382640.055 | 17.5548 | 0.010379 | EIA Unit-level Data | NEI avg EF - PM, fuel type
2021 | GA | Brunswick Cellulose | 10605 | 5RB | ST | OP | NA | BLQ |  | 6418172.561 | 29.0671 | 0.0090577 | EIA Unit-level Data | NEI avg EF - PM, fuel type
2021 | GA | Brunswick Cellulose | 10605 | 6PB | ST | OP | NA | NG |  | 1356368.143 | 6.4494 | 0.0095098 | EIA Unit-level Data | NEI avg EF - PM, fuel type
2021 | GA | Brunswick Cellulose | 10605 | 6RB | ST | OP | NA | BLQ |  | 11300276.395 | 51.1775 | 0.0090577 | EIA Unit-level Data | NEI avg EF - PM, fuel type
2021 | GA | Brunswick Cellulose | 10605 | 7PB | ST | OP | NA | NG |  | 511427.514 | 2.4318 | 0.0095098 | EIA Unit-level Data | NEI avg EF - PM, fuel type
2021 | AR | Georgia-Pacific Crossett LLC | 10606 | 5A | ST | OP | NA | NG |  | 1083821.667 | 5.1535 | 0.0095098 | EIA Unit-level Data | NEI avg EF - PM, fuel type
2021 | AR | Georgia-Pacific Crossett LLC | 10606 | 6A | ST | OP | NA | NG |  | 1025147.309 | 4.8745 | 0.0095098 | EIA Unit-level Data | NEI avg EF - PM, fuel type
2021 | AR | Georgia-Pacific Crossett LLC | 10606 | 9A | ST | SB | NA | NG |  | 88884.149 | 0.42264 | 0.0095098 | EIA Unit-level Data | NEI avg EF - PM, fuel type
2021 | VT | Gilman Mill | 10608 | GEN1 | HY | OP | NA | WAT |  | 78450.625 |  |  | EIA Prime Mover-level Data
2021 | VT | Gilman Mill | 10608 | GEN2 | HY | OP | NA | WAT |  | 35659.375 |  |  | EIA Prime Mover-level Data
2021 | VT | Gilman Mill | 10608 | GEN3 | HY | OP | NA | WAT |  | 28527.5 |  |  | EIA Prime Mover-level Data
2021 | VT | Gilman Mill | 10608 | GEN4 | HY | OP | NA | WAT |  | 28527.5 |  |  | EIA Prime Mover-level Data
2021 | MS | Georgia-Pacific Monticello Paper | 10610 | COMB | ST | OP | NA | NG |  | 1326088 | 6.3054 | 0.0095098 | EIA Unit-level Data | NEI avg EF - PM, fuel type
2021 | MS | Georgia-Pacific Monticello Paper | 10610 | PFI | ST | OP | NA | NG |  | 1323924 | 6.2951 | 0.0095098 | EIA Unit-level Data | NEI avg EF - PM, fuel type
2021 | MS | Georgia-Pacific Monticello Paper | 10610 | REC1 | ST | OP | NA | BLQ |  | 1205967 | 5.4617 | 0.0090577 | EIA Unit-level Data | NEI avg EF - PM, fuel type
2021 | MS | Georgia-Pacific Monticello Paper | 10610 | REC2 | ST | OP | NA | BLQ |  | 1177525.6 | 5.3329 | 0.0090577 | EIA Unit-level Data | NEI avg EF - PM, fuel type
2021 | FL | Georgia-Pacific Palatka Operations | 10611 | 4 COMB | ST | SB | STOKER | NG |  | 2109421.704 | 9.2603 | 0.00878 | EIA Unit-level Data | NEI avg EF - PM, fuel type, firing type
2021 | FL | Georgia-Pacific Palatka Operations | 10611 | 4RB | ST | OP | OTHER BOILER | BLQ |  | 7727735.999 | 34.9979 | 0.0090577 | EIA Unit-level Data | NEI avg EF - PM, fuel type, firing type
2021 | FL | Georgia-Pacific Palatka Operations | 10611 | 5 | ST | OP | WALL | NG |  | 2931378.105 | 11.3728 | 0.0077594 | EIA Unit-level Data | NEI avg EF - PM, fuel type, firing type
2021 | LA | Georgia-Pacific Port Hudson | 10612 | PB5 | ST | OP | WALL | NG |  | 3718677.174 | 14.4273 | 0.0077594 | EIA Unit-level Data | NEI avg EF - PM, fuel type, firing type
2021 | ME | Woodland Pulp, LLC | 10613 | 3RB | ST | OP | NA | BLQ |  | 6638173 | 30.0635 | 0.0090577 | EIA Unit-level Data | NEI avg EF - PM, fuel type
2021 | ME | Woodland Pulp, LLC | 10613 | 9PB | ST | OP | NA | NG |  | 2742150.93 | 13.0387 | 0.0095098 | EIA Unit-level Data | NEI avg EF - PM, fuel type
2021 | ME | Woodland Pulp, LLC | 10613 | HG1 | HY | OP | NA | WAT |  | 86255.189 |  |  | EIA Prime Mover-level Data
2021 | ME | Woodland Pulp, LLC | 10613 | HG10 | HY | SB | NA | WAT |  | 34502.076 |  |  | EIA Prime Mover-level Data
2021 | ME | Woodland Pulp, LLC | 10613 | HG2 | HY | SB | NA | WAT |  | 86255.189 |  |  | EIA Prime Mover-level Data
2021 | ME | Woodland Pulp, LLC | 10613 | HG3 | HY | OP | NA | WAT |  | 94880.708 |  |  | EIA Prime Mover-level Data
2021 | ME | Woodland Pulp, LLC | 10613 | HG4 | HY | SB | NA | WAT |  | 23001.384 |  |  | EIA Prime Mover-level Data
2021 | ME | Woodland Pulp, LLC | 10613 | HG5 | HY | SB | NA | WAT |  | 23001.384 |  |  | EIA Prime Mover-level Data
2021 | ME | Woodland Pulp, LLC | 10613 | HG6 | HY | SB | NA | WAT |  | 23001.384 |  |  | EIA Prime Mover-level Data
2021 | ME | Woodland Pulp, LLC | 10613 | HG7 | HY | OP | NA | WAT |  | 46002.768 |  |  | EIA Prime Mover-level Data
2021 | ME | Woodland Pulp, LLC | 10613 | HG8 | HY | OP | NA | WAT |  | 57503.459 |  |  | EIA Prime Mover-level Data
2021 | ME | Woodland Pulp, LLC | 10613 | HG9 | HY | OP | NA | WAT |  | 57503.459 |  |  | EIA Prime Mover-level Data
2021 | NY | Beaver Falls, LLC | 10617 | 1 | CT | OP | CC | NG | 85 | 40319.946 | 0.097769 | 0.0048497 | EPA/CAMD | EPA/NEI | 1995
2021 | NY | Allegany Station No. 133 | 10619 | 00001 | CT | OP | CC | NG | 401 | 130143.225 | 0.34967 | 0.0053736 | EPA/CAMD | NEI avg EF - PM, fuel type, firing type | 1996
2021 | NY | Carthage Energy | 10620 | 1 | CT | OP | CC | NG | 138 | 45166.892 | 0.15758 | 0.0069776 | EPA/CAMD | EPA/NEI | 1991
2021 | NY | Syracuse, LLC | 10621 | 1 | CT | OP | CC | NG | 223 | 111074.046 | 0.42303 | 0.0076171 | EPA/CAMD | EPA/NEI | 1994
2021 | CA | Civic Center | 10623 | 1 | CA | OP | NA | NG |  | 136232.53 | 0.028745 | 0.000422 | EIA Unit-level Data | Estimated using an emission factor
2021 | CA | Civic Center | 10623 | 2 | CA | OP | NA | NG |  | 121892.719 | 0.025719 | 0.000422 | EIA Unit-level Data | Estimated using an emission factor
2021 | CA | Civic Center | 10623 | 3 | CA | OP | NA | NG |  | 126627.641 | 0.026718 | 0.000422 | EIA Unit-level Data | Estimated using an emission factor
2021 | CA | Civic Center | 10623 | 4 | CA | OP | NA | NG |  | 156348.872 | 0.03299 | 0.000422 | EIA Unit-level Data | Estimated using an emission factor
2021 | CA | Civic Center | 10623 | GEN1 | CT | OP | NA | NG |  | 0 | 0 |  | EIA Unit-level Data | NEI avg EF - PM, fuel type
2021 | AR | Pine Bluff Mill | 10627 | BB1 | ST | OP | NA | NG |  | 748384.73 | 3.5585 | 0.0095098 | EIA Unit-level Data | NEI avg EF - PM, fuel type
2021 | AR | Pine Bluff Mill | 10627 | PB1 | ST | OP | NA | NG |  | 1385803.97 | 6.5894 | 0.0095098 | EIA Unit-level Data | NEI avg EF - PM, fuel type
2021 | AR | Pine Bluff Mill | 10627 | RB2 | ST | OP | NA | BLQ |  | 1795044.14 | 8.1295 | 0.0090577 | EIA Unit-level Data | NEI avg EF - PM, fuel type
2021 | AR | Pine Bluff Mill | 10627 | RB3 | ST | OP | NA | BLQ |  | 1899746.14 | 8.6037 | 0.0090577 | EIA Unit-level Data | NEI avg EF - PM, fuel type
2021 | AR | Pine Bluff Mill | 10627 | RB4 | ST | OP | NA | BLQ |  | 7291247.84 | 33.0211 | 0.0090577 | EIA Unit-level Data | NEI avg EF - PM, fuel type
2021 | MD | Wheelabrator Baltimore Refuse | 10629 | BLR1 | ST | OP | NA | MSW |  | 2419335.519 |  |  | EIA Unit-level Data
2021 | MD | Wheelabrator Baltimore Refuse | 10629 | BLR2 | ST | OP | NA | MSW |  | 2437839.183 |  |  | EIA Unit-level Data
2021 | MD | Wheelabrator Baltimore Refuse | 10629 | BLR3 | ST | OP | NA | MSW |  | 2404448.885 |  |  | EIA Unit-level Data
2021 | CA | CE Leathers | 10631 | GEN1 | ST | OP | NA | GEO |  | 2997555 |  |  | EIA Prime Mover-level Data
2021 | CA | Del Ranch Company | 10632 | GEN1 | ST | OP | NA | GEO |  | 2460769 |  |  | EIA Prime Mover-level Data
2021 | VA | Hopewell Cogeneration Facility | 10633 | 1 | CT | OP | CC | NG | 3100 | 2876382.414 | 2.403 | 0.0016709 | EPA/CAMD | EPA/NEI | 1990
2021 | VA | Hopewell Cogeneration Facility | 10633 | 2 | CT | OP | CC | NG | 3105 | 2886447.75 | 2.5929 | 0.0017966 | EPA/CAMD | EPA/NEI | 1990
2021 | VA | Hopewell Cogeneration Facility | 10633 | 3 | CT | OP | CC | NG | 2942 | 2752834.136 | 2.2896 | 0.0016634 | EPA/CAMD | EPA/NEI | 1990
2021 | CA | Elmore Company | 10634 | GEN1 | ST | OP | NA | GEO |  | 3292973 |  |  | EIA Prime Mover-level Data
2021 | NY | Covanta Hempstead | 10642 | 1 | ST | OP | NA | MSW |  | 3351298.827 |  |  | EIA Unit-level Data
2021 | NY | Covanta Hempstead | 10642 | 2 | ST | OP | NA | MSW |  | 3421065.031 |  |  | EIA Unit-level Data
2021 | NY | Covanta Hempstead | 10642 | 3 | ST | OP | NA | MSW |  | 3426603.61 |  |  | EIA Unit-level Data
2021 | NJ | Covanta Essex Company | 10643 | 1 | ST | OP | NA | MSW |  | 3289043.175 |  |  | EIA Unit-level Data
2021 | NJ | Covanta Essex Company | 10643 | 2 | ST | OP | NA | MSW |  | 3101608.87 |  |  | EIA Unit-level Data
2021 | NJ | Covanta Essex Company | 10643 | 3 | ST | OP | NA | MSW |  | 3174210.636 |  |  | EIA Unit-level Data
2021 | CT | Covanta Southeastern Connecticut Company | 10646 | BLR1 | ST | OP | NA | MSW |  | 1178951.749 |  |  | EIA Unit-level Data
2021 | CT | Covanta Southeastern Connecticut Company | 10646 | BLR2 | ST | OP | NA | MSW |  | 1197933.57 |  |  | EIA Unit-level Data
2021 | CA | Bear Mountain Limited | 10649 | GT1 | GT | OP | CT | NG | 1453 | 466000.65 | 0.03982 | 0.0001709 | EPA/CAMD | EPA/NEI | 1995
2021 | CA | Badger Creek Limited | 10650 | GT1 | GT | OP | CT | NG | 657 | 142428.825 | 0.1442 | 0.0020248 | EPA/CAMD | EPA/NEI | 1991
2021 | CA | Burney Forest Products | 10652 | BLR1 | ST | OP | NA | WDS |  | 1921545.242 | 9.9722 | 0.010379 | EIA Unit-level Data | NEI avg EF - PM, fuel type
2021 | CA | Burney Forest Products | 10652 | BLR2 | ST | OP | NA | WDS |  | 1989190.243 | 10.3233 | 0.010379 | EIA Unit-level Data | NEI avg EF - PM, fuel type
2021 | MI | French Paper Hydro | 10656 | 1 | HY | OP | NA | WAT |  | 12319.615 |  |  | EIA Prime Mover-level Data
2021 | MI | French Paper Hydro | 10656 | 2 | HY | OP | NA | WAT |  | 16426.154 |  |  | EIA Prime Mover-level Data
2021 | MI | French Paper Hydro | 10656 | 3 | HY | OP | NA | WAT |  | 16426.154 |  |  | EIA Prime Mover-level Data
2021 | MI | French Paper Hydro | 10656 | 4 | HY | OP | NA | WAT |  | 8213.077 |  |  | EIA Prime Mover-level Data
2021 | CA | Collins Pine Project | 10661 | 4 | ST | OP | NA | WDS |  | 454168 | 2.357 | 0.010379 | EIA Unit-level Data | NEI avg EF - PM, fuel type
2021 | OK | River Valley | 10671 | 1A | ST | OP | FLUIDIZED | SUB | 3166 | 2222653.721 | 7.997 | 0.0071959 | EPA/CAMD | EPA/NEI | 1990
2021 | OK | River Valley | 10671 | 1B | ST | OP | FLUIDIZED | SUB | 3302 | 2325157.864 | 25.715 | 0.022119 | EPA/CAMD | EPA/NEI | 1990
2021 | OK | River Valley | 10671 | 2A | ST | OP | FLUIDIZED | SUB | 5579 | 4308156.988 | 25.88 | 0.012014 | EPA/CAMD | EPA/NEI | 1990
2021 | OK | River Valley | 10671 | 2B | ST | OP | FLUIDIZED | SUB | 5503 | 4265896.643 | 12.932 | 0.006063 | EPA/CAMD | EPA/NEI | 1990
2021 | HI | AES Hawaii | 10673 | BLRA | ST | OP | FLUIDIZED | SUB |  | 5920359.24 | 32.7216 | 0.011054 | EIA Unit-level Data | NEI avg EF - PM, fuel type, firing type | 1992
2021 | HI | AES Hawaii | 10673 | BLRB | ST | OP | FLUIDIZED | SUB |  | 6645464.31 | 36.7292 | 0.011054 | EIA Unit-level Data | NEI avg EF - PM, fuel type, firing type | 1992
2021 | CA | CES Placerita Power Plant | 10677 | UNT2 | CT | OS | NA | NG
2021 | CA | CES Placerita Power Plant | 10677 | UNT3 | CA | OS | NA | NG
2021 | MD | AES Warrior Run | 10678 | 001 | ST | OP | FLUIDIZED | BIT | 8065 | 15047253.321 | 136.6481 | 0.018163 | EPA/CAMD | NEI avg EF - PM, fuel type, firing type | 2000
2021 | CO | Brush Power Projects | 10682 | GT2 | GT | OP | CT | NG | 430 | 140369.12 | 0.34 | 0.0048444 | EPA/CAMD | EPA/NEI | 2000
2021 | CO | Brush Power Projects | 10682 | GT4 | CT | OP | CC | NG | 1121 | 505405.31 | 3.81 | 0.015077 | EPA/CAMD | EPA/NEI | 2001
2021 | CO | Brush Power Projects | 10682 | GT5 | CT | OP | CC | NG | 1111 | 506393.525 | 1.8 | 0.0071091 | EPA/CAMD | EPA/NEI | 2001
2021 | CA | Argus Cogen Plant | 10684 | BLR22 | ST | SB | NA | NG |  | 131394.552 | 0.62477 | 0.0095098 | EIA Unit-level Data | NEI avg EF - PM, fuel type
2021 | CA | Argus Cogen Plant | 10684 | BLR25 | ST | OP | NA | RC |  | 7428678.998 | 54.1907 | 0.01459 | EIA Unit-level Data | NEI avg EF - PM, fuel type
2021 | CA | Argus Cogen Plant | 10684 | BLR26 | ST | OP | NA | RC |  | 7342016.361 | 53.5585 | 0.01459 | EIA Unit-level Data | NEI avg EF - PM, fuel type
2021 | CA | Westend Facility | 10685 | PINA | GT | OS | NA | NG
2021 | MN | Rapids Energy Center | 10686 | 5 | ST | OS | NA | NG |  | 0 | 0 |  | EIA Unit-level Data | NEI avg EF - PM, fuel type
2021 | MN | Rapids Energy Center | 10686 | 6 | ST | OS | NA | NG |  | 0 | 0 |  | EIA Unit-level Data | NEI avg EF - PM, fuel type
2021 | MN | Rapids Energy Center | 10686 | 7 | ST | OP | NA | NG |  | 944085.38 | 4.489 | 0.0095098 | EIA Unit-level Data | NEI avg EF - PM, fuel type
2021 | MN | Rapids Energy Center | 10686 | 8 | ST | OP | NA | NG |  | 908389.96 | 4.3193 | 0.0095098 | EIA Unit-level Data | NEI avg EF - PM, fuel type
2021 | MN | Rapids Energy Center | 10686 | HYD | HY | OP | NA | WAT |  | 63874 |  |  | EIA Prime Mover-level Data
2021 | NY | Black River Hydro Associates | 10687 | DE1 | HY | OP | NA | WAT |  | 38512.561 |  |  | EIA Prime Mover-level Data
2021 | NY | Black River Hydro Associates | 10687 | PL1 | HY | OA | NA | WAT |  | 52954.772 |  |  | EIA Prime Mover-level Data
2021 | NY | Black River Hydro Associates | 10687 | RI1 | HY | OP | NA | WAT |  | 45733.667 |  |  | EIA Prime Mover-level Data
2021 | LA | ExxonMobil Baton Rouge Turbine Generator | 10690 | CTG1 | GT | OP | NA | NG |  | 7874248 | 31.5619 | 0.0080165 | EIA Prime Mover-level Data | NEI avg EF - PM, fuel type
2021 | TX | ExxonMobil Baytown Turbine | 10692 | GEN1 | GT | OP | NA | NG |  | 3329919.333 | 13.3471 | 0.0080165 | EIA Prime Mover-level Data | NEI avg EF - PM, fuel type
2021 | TX | ExxonMobil Baytown Turbine | 10692 | GEN2 | GT | OP | NA | NG |  | 3329919.333 | 13.3471 | 0.0080165 | EIA Prime Mover-level Data | NEI avg EF - PM, fuel type
2021 | TX | ExxonMobil Baytown Turbine | 10692 | GEN3 | GT | OP | NA | NG |  | 3329919.333 | 13.3471 | 0.0080165 | EIA Prime Mover-level Data | NEI avg EF - PM, fuel type
2021 | TX | ExxonMobil Baytown Turbine | 10692 | GEN4 | GT | OP | NA | NG |  | 8295441.361 | 33.2502 | 0.0080165 | EIA Prime Mover-level Data | NEI avg EF - PM, fuel type
2021 | TX | ExxonMobil Baytown Turbine | 10692 | GEN5 | GT | OP | NA | NG |  | 13739062.639 | 55.0696 | 0.0080165 | EIA Prime Mover-level Data | NEI avg EF - PM, fuel type
2021 | MD | Eastern Correctional Institute | 10693 | 1147 | ST | OP | NA | WDS |  | 267173.5 | 1.3865 | 0.010379 | EIA Prime Mover-level Data | NEI avg EF - PM, fuel type
2021 | MD | Eastern Correctional Institute | 10693 | 1148 | ST | OP | NA | WDS |  | 267173.5 | 1.3865 | 0.010379 | EIA Prime Mover-level Data | NEI avg EF - PM, fuel type
2021 | MD | Eastern Correctional Institute | 10693 | DG1 | IC | SB | NA | DFO |  | 406 | 0.06293 | 0.31 | EIA Prime Mover-level Data | Estimated using an emission factor
2021 | MD | Eastern Correctional Institute | 10693 | DG2 | IC | SB | NA | DFO |  | 406 | 0.06293 | 0.31 | EIA Prime Mover-level Data | Estimated using an emission factor
2021 | MA | Pepperell Hydro Power Plant | 10694 | 2121 | HY | OP | NA | WAT |  | 22072.364 |  |  | EIA Prime Mover-level Data
2021 | MA | Pepperell Hydro Power Plant | 10694 | 8281 | HY | OP | NA | WAT |  | 22072.364 |  |  | EIA Prime Mover-level Data
2021 | MA | Pepperell Hydro Power Plant | 10694 | G3 | HY | OP | NA | WAT |  | 16554.273 |  |  | EIA Prime Mover-level Data
2021 | LA | St Francisville Mill | 10697 | PB | ST | OP | NA | NG |  | 2318388.6 | 11.0237 | 0.0095098 | EIA Unit-level Data | NEI avg EF - PM, fuel type
2021 | LA | St Francisville Mill | 10697 | RB | ST | OP | NA | BLQ |  | 4489515.9 | 20.3325 | 0.0090577 | EIA Unit-level Data | NEI avg EF - PM, fuel type
2021 | MI | Graphic Packaging International, Inc. | 10698 | BLR08 | ST | OP | WALL | NG | 3541 | 446231.95 | 4.314 | 0.019335 | EPA/CAMD | EPA/NEI | 1959
2021 | AL | Georgia-Pacific Consr Prods LP-Naheola | 10699 | 4 | ST | OP | WALL | BLQ |  | 11099702.07 | 50.2692 | 0.0090577 | EIA Unit-level Data | NEI avg EF - PM, fuel type
2021 | AL | Georgia-Pacific Consr Prods LP-Naheola | 10699 | BFB | ST | OP | FLUIDIZED | WDS |  | 4948115.91 | 16.1542 | 0.0065294 | EIA Unit-level Data | NEI avg EF - PM, fuel type, firing type
2021 | ME | Red Shield Envir Old Town Facility | 10700 | BLR1 | ST | OS | NA | WDS |  | 0 | 0 |  | EIA Unit-level Data | NEI avg EF - PM, fuel type
2021 | ME | Red Shield Envir Old Town Facility | 10700 | BLR5 | ST | OP | NA | NG |  | 887395 | 4.2195 | 0.0095098 | EIA Unit-level Data | NEI avg EF - PM, fuel type
2021 | ME | Red Shield Envir Old Town Facility | 10700 | BLR6 | ST | OP | NA | WDS |  | 46936 | 0.24358 | 0.010379 | EIA Unit-level Data | NEI avg EF - PM, fuel type
2021 | ME | Red Shield Envir Old Town Facility | 10700 | RB4 | ST | OP | NA | BLQ |  | 3105425 | 14.0641 | 0.0090577 | EIA Unit-level Data | NEI avg EF - PM, fuel type
2021 | CA | Burney Creek | 10706 | GEN1 | HY | OP | NA | WAT |  | 4005 |  |  | EIA Prime Mover-level Data
2021 | CA | Cove Hydroelectric | 10707 | GEN1 | HY | OP | NA | WAT |  | 22682 |  |  | EIA Prime Mover-level Data
2021 | CA | Lost Creek I | 10708 | GEN1 | HY | OP | NA | WAT |  | 49104 |  |  | EIA Prime Mover-level Data
2021 | CA | Ponderosa Bailey Creek | 10709 | GEN1 | HY | OP | NA | WAT |  | 1009 |  |  | EIA Prime Mover-level Data
2021 | CA | Karen Avenue Wind Farm | 10718 | WND | WT | OP | NA | WND |  | 269712 |  |  | EIA Prime Mover-level Data
2021 | CA | Kyocera America Project | 10720 | 0287 | IC | OP | NA | NG |  | 63344.684 | 0.013366 | 0.000422 | EIA Prime Mover-level Data | Estimated using an emission factor
2021 | CA | Kyocera America Project | 10720 | 0333 | IC | OP | NA | NG |  | 78249.316 | 0.016511 | 0.000422 | EIA Prime Mover-level Data | Estimated using an emission factor
2021 | NY | Selkirk Cogen Partners | 10725 | CTG101 | CT | OP | CC | NG | 169 | 138938.35 | 0.1591 | 0.0022902 | EPA/CAMD | EPA/NEI | 1992
2021 | NY | Selkirk Cogen Partners | 10725 | CTG201 | CT | OP | CC | NG | 515 | 455642.77 | 1.213 | 0.0053243 | EPA/CAMD | EPA/NEI | 1994
2021 | NY | Selkirk Cogen Partners | 10725 | CTG301 | CT | OP | CC | NG | 457 | 395309.025 | 1.213 | 0.006137 | EPA/CAMD | EPA/NEI | 1994
2021 | MA | MASSPOWER | 10726 | 1 | CT | OP | CC | NG | 1466 | 1151071.8 | 2.2668 | 0.0039385 | EPA/CAMD | EPA/NEI | 1993
2021 | MA | MASSPOWER | 10726 | 2 | CT | OP | CC | NG | 1324 | 1055641.4 | 2.0788 | 0.0039385 | EPA/CAMD | EPA/NEI | 1993
2021 | ME | Barker Lower | 10728 | GEN1 | HY | OP | NA | WAT |  | 39677 |  |  | EIA Prime Mover-level Data
2021 | ID | Barber Dam | 10735 | GEN1 | HY | OP | NA | WAT |  | 35938 |  |  | EIA Prime Mover-level Data
2021 | OR | Sprague Hydro | 10737 | GEN1 | HY | OP | NA | WAT |  | 7270 |  |  | EIA Prime Mover-level Data
2021 | ID | Magic Dam Hydroelectric Project | 10740 | GEN1 | HY | OP | NA | WAT
2021 | ID | Magic Dam Hydroelectric Project | 10740 | GEN2 | HY | OP | NA | WAT
2021 | ID | Magic Dam Hydroelectric Project | 10740 | GEN3 | HY | OP | NA | WAT
2021 | WV | Morgantown Energy Facility | 10743 | CFB1 | ST | OP | FLUIDIZED | NG | 607 | 89018.847 | 6.3923 | 0.14362 | EPA/CAMD | EPA/NEI | 1992
2021 | WV | Morgantown Energy Facility | 10743 | CFB2 | ST | OP | FLUIDIZED | NG | 0 |  | 6.3923 |  |  | EPA/NEI | 1992
2021 | MI | Midland Cogeneration Venture | 10745 | 003 | CT | OP | CC | NG | 5407 | 5253105.684 | 14.1139 | 0.0053736 | EPA/CAMD | NEI avg EF - PM, fuel type, firing type | 1990
2021 | MI | Midland Cogeneration Venture | 10745 | 004 | CT | OP | CC | NG | 5562 | 5321486.214 | 14.2977 | 0.0053736 | EPA/CAMD | NEI avg EF - PM, fuel type, firing type | 1990
2021 | MI | Midland Cogeneration Venture | 10745 | 005 | CT | OP | CC | NG | 6565 | 6311698.619 | 16.9581 | 0.0053736 | EPA/CAMD | NEI avg EF - PM, fuel type, firing type | 1990
2021 | MI | Midland Cogeneration Venture | 10745 | 006 | CT | OP | CC | NG | 4726 | 4344578.792 | 11.6729 | 0.0053736 | EPA/CAMD | NEI avg EF - PM, fuel type, firing type | 1990
2021 | MI | Midland Cogeneration Venture | 10745 | 007 | CT | OP | CC | NG | 4760 | 4178680.828 | 11.2272 | 0.0053736 | EPA/CAMD | NEI avg EF - PM, fuel type, firing type | 1990
2021 | MI | Midland Cogeneration Venture | 10745 | 008 | CT | OP | CC | NG | 5067 | 4759402.131 | 12.7875 | 0.0053736 | EPA/CAMD | NEI avg EF - PM, fuel type, firing type | 1990
2021 | MI | Midland Cogeneration Venture | 10745 | 009 | CT | OP | CC | NG | 4702 | 4440922.968 | 11.9318 | 0.0053736 | EPA/CAMD | NEI avg EF - PM, fuel type, firing type | 1990
2021 | MI | Midland Cogeneration Venture | 10745 | 010 | CT | OP | CC | NG | 5305 | 5094216.965 | 13.687 | 0.0053736 | EPA/CAMD | NEI avg EF - PM, fuel type, firing type | 1990
2021 | MI | Midland Cogeneration Venture | 10745 | 011 | CT | OP | CC | NG | 4167 | 3909574.564 | 10.5042 | 0.0053736 | EPA/CAMD | NEI avg EF - PM, fuel type, firing type | 1990
2021 | MI | Midland Cogeneration Venture | 10745 | 012 | CT | OP | CC | NG | 7244 | 7043291.224 | 18.9238 | 0.0053736 | EPA/CAMD | NEI avg EF - PM, fuel type, firing type | 1990
2021 | MI | Midland Cogeneration Venture | 10745 | 013 | CT | OP | CC | NG | 5093 | 5014463.762 | 13.4727 | 0.0053736 | EPA/CAMD | NEI avg EF - PM, fuel type, firing type | 1990
2021 | MI | Midland Cogeneration Venture | 10745 | 014 | CT | OP | CC | NG | 4986 | 4806447.727 | 12.9139 | 0.0053736 | EPA/CAMD | NEI avg EF - PM, fuel type, firing type | 1990
2021 | MI | Midland Cogeneration Venture | 10745 | 016 | ST | OP | OTHER BOILER | NG | 1439 | 188856.236 | 0.77098 | 0.0081647 | EPA/CAMD | NEI avg EF - PM, fuel type, firing type | 2008
2021 | MI | Midland Cogeneration Venture | 10745 | 017 | ST | OP | OTHER BOILER | NG | 1367 | 177600.02 | 0.72502 | 0.0081647 | EPA/CAMD | NEI avg EF - PM, fuel type, firing type | 2008
2021 | MI | Midland Cogeneration Venture | 10745 | 018 | ST | OP | OTHER BOILER | NG | 2966 | 461792.935 | 1.8852 | 0.0081647 | EPA/CAMD | NEI avg EF - PM, fuel type, firing type | 2008
2021 | MI | Midland Cogeneration Venture | 10745 | 019 | ST | OP | OTHER BOILER | NG | 1610 | 202680.231 | 0.82741 | 0.0081647 | EPA/CAMD | NEI avg EF - PM, fuel type, firing type | 2008
2021 | MI | Midland Cogeneration Venture | 10745 | 020 | ST | OP | OTHER BOILER | NG | 0 | [5 empty] | 2009
2021 | MI | Midland Cogeneration Venture | 10745 | 021 | ST | OP | OTHER BOILER | NG | 99 | 13417.924 | 0.054777 | 0.0081647 | EPA/CAMD | NEI avg EF - PM, fuel type, firing type | 2009
2021 | PA | Covanta Delaware Valley | 10746 | BLR1 | ST | OP | NA | MSW |  | 1935655.723 |  |  | EIA Unit-level Data
2021 | PA | Covanta Delaware Valley | 10746 | BLR2 | ST | OP | NA | MSW |  | 1931525.838 |  |  | EIA Unit-level Data
2021 | PA | Covanta Delaware Valley | 10746 | BLR3 | ST | OP | NA | MSW |  | 1932925.783 |  |  | EIA Unit-level Data
2021 | PA | Covanta Delaware Valley | 10746 | BLR4 | ST | OP | NA | MSW |  | 1936582.289 |  |  | EIA Unit-level Data
2021 | PA | Covanta Delaware Valley | 10746 | BLR5 | ST | OP | NA | MSW |  | 1936582.329 |  |  | EIA Unit-level Data
2021 | PA | Covanta Delaware Valley | 10746 | BLR6 | ST | OP | NA | MSW |  | 1936582.329 |  |  | EIA Unit-level Data
2021 | CA | Marina Landfill Gas | 10748 | U1C06 | IC | OP | NA | LFG |  | 103894.902 | 0.76363 | 0.0147 | EIA Prime Mover-level Data | Estimated using an emission factor
2021 | CA | Marina Landfill Gas | 10748 | U2J18 | IC | OP | NA | LFG |  | 71427.745 | 0.52499 | 0.0147 | EIA Prime Mover-level Data | Estimated using an emission factor
2021 | CA | Marina Landfill Gas | 10748 | U3J17 | IC | OP | NA | LFG |  | 64934.314 | 0.47727 | 0.0147 | EIA Prime Mover-level Data | Estimated using an emission factor
2021 | CA | Marina Landfill Gas | 10748 | U4J16 | IC | OP | NA | LFG |  | 90908.039 | 0.66817 | 0.0147 | EIA Prime Mover-level Data | Estimated using an emission factor
2021 | NJ | Camden Plant Holding, LLC | 10751 | 002001 | CT | OP | CC | NG | 728 | 746861.564 | 2.0067 | 0.0053736 | EPA/CAMD | NEI avg EF - PM, fuel type, firing type | 1993
2021 | NY | Lachute Hydro Lower | 10752 | GEN1 | HY | OP | NA | WAT |  | 156903 |  |  | EIA Prime Mover-level Data
2021 | NY | Lachute Hydro Upper | 10753 | GEN1 | HY | OP | NA | WAT |  | 156892 |  |  | EIA Prime Mover-level Data
2021 | CO | Rifle Generating Station | 10755 | GT2 | CT | OP | NA | NG |  | 66184.525 | 0.17782 | 0.0053736 | EIA Unit-level Data | NEI avg EF - PM, fuel type
2021 | CO | Rifle Generating Station | 10755 | GT3 | CT | OP | NA | NG |  | 62946.95 | 0.16912 | 0.0053736 | EIA Unit-level Data | NEI avg EF - PM, fuel type
2021 | CO | Rifle Generating Station | 10755 | GT4 | CT | OP | NA | NG |  | 64443.665 | 0.17315 | 0.0053736 | EIA Unit-level Data | NEI avg EF - PM, fuel type
2021 | CO | Rifle Generating Station | 10755 | HR2 | CA | OP | NA | NG |  | 0 | 0 |  | EIA Unit-level Data | Estimated using an emission factor
2021 | CO | Rifle Generating Station | 10755 | HR3 | CA | OP | NA | NG |  | 0 | 0 |  | EIA Unit-level Data | Estimated using an emission factor
2021 | CO | Rifle Generating Station | 10755 | HR4 | CA | OP | NA | NG |  | 0 | 0 |  | EIA Unit-level Data | Estimated using an emission factor
2021 | CA | Salton Sea Power Gen Co - Unit 3 | 10759 | GEN1 | ST | OP | NA | GEO |  | 2208716 |  |  | EIA Prime Mover-level Data
2021 | NV | Las Vegas Generating Station | 10761 | 1 | CT | OP | CC | NG | 1591 | 534009.657 | 1.25 | 0.0046816 | EPA/CAMD | EPA/NEI | 1994
2021 | NV | Las Vegas Generating Station | 10761 | 2 | CT | OP | CC | NG | 2304 | 551484.208 | 2.69 | 0.0097555 | EPA/CAMD | EPA/NEI | 2002
2021 | NV | Las Vegas Generating Station | 10761 | 3 | CT | OP | CC | NG | 2310 | 602455.438 | 2.69 | 0.0089301 | EPA/CAMD | EPA/NEI | 2002
2021 | NV | Las Vegas Generating Station | 10761 | 4 | CT | OP | CC | NG | 2395 | 613534.6 | 2.81 | 0.00916 | EPA/CAMD | EPA/NEI | 2002
2021 | NV | Las Vegas Generating Station | 10761 | 5 | CT | OP | CC | NG | 2401 | 602164.179 | 2.83 | 0.0093994 | EPA/CAMD | EPA/NEI | 2002
2021 | CA | Ormesa III | 10763 | GBU | BT | OP | NA | GEO |  | 218292.333 |  |  | EIA Prime Mover-level Data
2021 | CA | Ormesa III | 10763 | GEN1 | ST | OS | NA | GEO
2021 | CA | Ormesa III | 10763 | OE301 | BT | OP | NA | GEO |  | 436584.667 |  |  | EIA Prime Mover-level Data
2021 | CA | Blue Lake Power LLC | 10764 | Zurn | ST | OP | NA | PG |  | 0 |  |  | EIA Unit-level Data
2021 | ME | Indeck Jonesboro Energy Center | 10765 | CFB002 | ST | SB | NA | WDS |  | 590013.6 | 3.062 | 0.010379 | EIA Unit-level Data | NEI avg EF - PM, fuel type
2021 | ME | Indeck West Enfield Energy Center | 10766 | CFB001 | ST | OP | NA | WDS |  | 672030.16 | 3.4876 | 0.010379 | EIA Unit-level Data | NEI avg EF - PM, fuel type
2021 | CA | Rio Bravo Fresno | 10767 | CFB | ST | OP | NA | WDS |  | 2144022.171 | 11.1268 | 0.010379 | EIA Unit-level Data | NEI avg EF - PM, fuel type
2021 | VA | Hopewell Power Station | 10771 | 1 | ST | OP | STOKER | WDS | 6745 | 2375708.573 | 11.0583 | 0.0093095 | EPA/CAMD | EPA/NEI | 1992
2021 | VA | Hopewell Power Station | 10771 | 2 | ST | OP | STOKER | WDS | 6644 | 2328165.459 | 8.3949 | 0.0072116 | EPA/CAMD | EPA/NEI | 1992
2021 | CA | Rio Bravo Rocklin | 10772 | CFB | ST | OP | NA | WDS |  | 2612126.761 | 13.5561 | 0.010379 | EIA Unit-level Data | NEI avg EF - PM, fuel type
2021 | VA | Altavista Power Station | 10773 | 1 | ST | OP | STOKER | WDS | 6941 | 2320637.304 | 4.2932 | 0.0037 | EPA/CAMD | EPA/NEI | 1992
2021 | VA | Altavista Power Station | 10773 | 2 | ST | OP | STOKER | WDS | 6861 | 2304421.753 | 8.0776 | 0.0070105 | EPA/CAMD | EPA/NEI | 1992
2021 | VA | Southampton Power Station | 10774 | 1 | ST | OP | STOKER | WDS | 7003 | 2542192.474 | 7.3184 | 0.0057575 | EPA/CAMD | EPA/NEI | 1992
2021 | VA | Southampton Power Station | 10774 | 2 | ST | OP | STOKER | WDS | 7020 | 2486353.441 | 7.4294 | 0.0059761 | EPA/CAMD | EPA/NEI | 1992
2021 | CA | E. F. Oxnard Energy Facility | 10776 | GTG | GT | OP | CT | NG |  | 22251 | 0.089188 | 0.0080165 | EIA Prime Mover-level Data | NEI avg EF - PM, fuel type, firing type | 1990
2021 | CA | HL Power | 10777 | ZURN1 | ST | OP | NA | WDS |  | 2599428.71 | 13.4902 | 0.010379 | EIA Unit-level Data | NEI avg EF - PM, fuel type
2021 | ID | Koyle Ranch Hydroelectric Project | 10781 | GEN1 | HY | OP | NA | WAT |  | 3994.154 |  |  | EIA Prime Mover-level Data
2021 | ID | Koyle Ranch Hydroelectric Project | 10781 | GEN2 | HY | OP | NA | WAT |  | 5991.231 |  |  | EIA Prime Mover-level Data
2021 | ID | Koyle Ranch Hydroelectric Project | 10781 | GEN3 | HY | OP | NA | WAT |  | 15976.615 |  |  | EIA Prime Mover-level Data
2021 | MT | Colstrip Energy Limited Partnership | 10784 | CBLR | ST | OP | FLUIDIZED | WC |  | 4358889 | 5.7817 | 0.0026528 | EIA Unit-level Data | EPA/NEI | 1990
2021 | SC | Piedmont Hydro Power Project | 10787 | GEN1 | HY | OP | NA | WAT |  | 27111 |  |  | EIA Prime Mover-level Data
2021 | TX | Victoria Texas Plant | 10790 | GEN1 | GT | OP | NA | NG |  | 6264697 | 25.1105 | 0.0080165 | EIA Prime Mover-level Data | NEI avg EF - PM, fuel type
2021 | SC | Camden South Carolina | 10795 | BLR6 | ST | OP | NA | NG |  | 320119.704 | 1.5221 | 0.0095098 | EIA Unit-level Data | NEI avg EF - PM, fuel type
2021 | SC | Camden South Carolina | 10795 | BLR7 | ST | OP | NA | NG |  | 277830.498 | 1.3211 | 0.0095098 | EIA Unit-level Data | NEI avg EF - PM, fuel type
2021 | SC | Camden South Carolina | 10795 | BLR8 | ST | OP | NA | NG |  | 263664.814 | 1.2537 | 0.0095098 | EIA Unit-level Data | NEI avg EF - PM, fuel type
2021 | VA | Fries Hydroelectric Project | 10798 | GEN1 | HY | OP | NA | WAT |  | 58648.519 |  |  | EIA Prime Mover-level Data
2021 | VA | Fries Hydroelectric Project | 10798 | GEN2 | HY | OP | NA | WAT |  | 23459.407 |  |  | EIA Prime Mover-level Data
2021 | VA | Fries Hydroelectric Project | 10798 | GEN3 | HY | OP | NA | WAT |  | 5864.852 |  |  | EIA Prime Mover-level Data
2021 | VA | Fries Hydroelectric Project | 10798 | GEN4 | HY | OP | NA | WAT |  | 70378.222 |  |  | EIA Prime Mover-level Data
2021 | SC | Pelzer Upper | 10799 | GEN1 | HY | OP | NA | WAT |  | 35489 |  |  | EIA Prime Mover-level Data
2021 | SC | Pelzer Lower | 10800 | GEN1 | HY | OP | NA | WAT |  | 59160 |  |  | EIA Prime Mover-level Data
2021 | SC | Ware Shoals Hydro Project | 10801 | GEN1 | HY | OP | NA | WAT |  | 31405.645 |  |  | EIA Prime Mover-level Data
2021 | SC | Ware Shoals Hydro Project | 10801 | GEN2 | HY | OP | NA | WAT |  | 33499.355 |  |  | EIA Prime Mover-level Data
2021 | NY | AG - Energy | 10803 | 1 | CT | OP | CC | NG | 0 |  | 0.47001 |  |  | EPA/NEI | 1994
2021 | NY | AG - Energy | 10803 | 2 | CT | OP | CC | NG | 0 | [5 empty] | 1994
2021 | NJ | E F Kenilworth, Inc. | 10805 | 002001 | CT | OP | CC | NG | 8475 | 1604524.85 | 4.311 | 0.0053736 | EPA/CAMD | NEI avg EF - PM, fuel type, firing type | 1987
2021 | ID | Crystal Springs | 10806 | GEN1 | HY | OP | NA | WAT |  | 83495 |  |  | EIA Prime Mover-level Data
2021 | ID | Dietrich Drop | 10807 | GEN1 | HY | OP | NA | WAT |  | 125782 |  |  | EIA Prime Mover-level Data
2021 | ID | Low Line Rapids | 10808 | GEN1 | HY | OP | NA | WAT |  | 27106 |  |  | EIA Prime Mover-level Data
2021 | ID | Rock Creek II | 10809 | GEN1 | HY | OP | NA | WAT |  | 20747 |  |  | EIA Prime Mover-level Data
2021 | NY | Port Leyden Hydroelectric Project | 10817 | GEN1 | HY | OP | NA | WAT |  | 22068.5 |  |  | EIA Prime Mover-level Data
2021 | NY | Port Leyden Hydroelectric Project | 10817 | GEN2 | HY | OP | NA | WAT |  | 22068.5 |  |  | EIA Prime Mover-level Data
2021 | MI | Ada Cogeneration LP | 10819 | GEN1 | CT | OP | NA | NG |  | 1736350.256 | 4.6652 | 0.0053736 | EIA Unit-level Data | NEI avg EF - PM, fuel type
2021 | MI | Ada Cogeneration LP | 10819 | HRSG1 | CA | OP | NA | NG |  | 225469.662 | 0.047574 | 0.000422 | EIA Unit-level Data | Estimated using an emission factor
2021 | MI | Grayling Generating Station | 10822 | 1 | ST | OP | STOKER | WDS | 8073 | 3781582.308 | 5.3891 | 0.0028502 | EPA/CAMD | EPA/NEI | 1992
2021 | MA | Deer Island Treatment | 10823 | H101 | HY | OP | NA | WAT |  | 25431 |  |  | EIA Prime Mover-level Data
2021 | MA | Deer Island Treatment | 10823 | H201 | HY | OP | NA | WAT |  | 25431 |  |  | EIA Prime Mover-level Data
2021 | MA | Deer Island Treatment | 10823 | PV101 | PV | OP | NA | SUN |  | 6723 |  |  | EIA Prime Mover-level Data
2021 | MA | Deer Island Treatment | 10823 | S42 | GT | OP | CT | DFO | 91 | 11034.591 | 0.1367 | 0.024777 | EPA/CAMD | NEI avg EF - PM, fuel type, firing type | 1995
2021 | MA | Deer Island Treatment | 10823 | S43 | GT | OP | CT | DFO | 101 | 12418.563 | 0.15385 | 0.024777 | EPA/CAMD | NEI avg EF - PM, fuel type, firing type | 1995
2021 | MA | Deer Island Treatment | 10823 | WT101 | WT | OP | NA | WND |  | 6496.5 |  |  | EIA Prime Mover-level Data
2021 | MA | Deer Island Treatment | 10823 | WT102 | WT | OP | NA | WND |  | 6496.5 |  |  | EIA Prime Mover-level Data
2021 | MA | Oakdale Power Station | 10824 | OAKD | HY | OP | NA | WAT |  | 103667 |  |  | EIA Prime Mover-level Data
2021 | MA | Cosgrove Intake and Power Station | 10825 | UNI1 | HY | OP | NA | WAT |  | 20365.5 |  |  | EIA Prime Mover-level Data
2021 | MA | Cosgrove Intake and Power Station | 10825 | UNI2 | HY | OP | NA | WAT |  | 20365.5 |  |  | EIA Prime Mover-level Data
2021 | CA | Woodland Biomass Power Ltd | 10836 | BLR1 | ST | OP | NA | WDS |  | 542109 | 2.8134 | 0.010379 | EIA Unit-level Data | NEI avg EF - PM, fuel type
2021 | CA | Covanta Mendota | 10837 | GEN1 | ST | OS | NA | WDS
2021 | NH | Stored Solar Springfield, LLC | 10838 | BLR1 | ST | OP | NA | WDS |  | 357433.5 | 1.855 | 0.010379 | EIA Unit-level Data | NEI avg EF - PM, fuel type
2021 | NH | Stored Solar Whitefield, LLC | 10839 | BLR1 | ST | OP | NA | WDS |  | 762312 | 3.9562 | 0.010379 | EIA Unit-level Data | NEI avg EF - PM, fuel type
2021 | CA | Covanta Delano Energy | 10840 | U1 | ST | OS | NA | NG |  | 0 | 0 |  | EIA Unit-level Data | NEI avg EF - PM, fuel type
2021 | CA | Covanta Delano Energy | 10840 | U2 | ST | OS | NA | NG |  | 0 | 0 |  | EIA Unit-level Data | NEI avg EF - PM, fuel type
2021 | NY | Walden | 10848 | GEN1 | HY | OP | NA | WAT |  | 14166.5 |  |  | EIA Prime Mover-level Data
2021 | NY | Walden | 10848 | GEN2 | HY | OP | NA | WAT |  | 9444.333 |  |  | EIA Prime Mover-level Data
2021 | NY | Walden | 10848 | GEN3 | HY | OP | NA | WAT |  | 4722.167 |  |  | EIA Prime Mover-level Data
2021 | MN | Northshore Mining Silver Bay Power | 10849 | PB1 | ST | OP | WALL | SUB | 0 | [5 empty] | 1955
2021 | MN | Northshore Mining Silver Bay Power | 10849 | PB2 | ST | OP | WALL | SUB | 0 | [5 empty] | 1963
2021 | NY | Center Falls | 10853 | 1 | HY | OP | NA | WAT |  | 3642.909 |  |  | EIA Prime Mover-level Data
2021 | NY | Center Falls | 10853 | 2 | HY | OP | NA | WAT |  | 3642.909 |  |  | EIA Prime Mover-level Data
2021 | NY | Center Falls | 10853 | 3 | HY | OS | NA | WAT |  | 2732.182 |  |  | EIA Prime Mover-level Data
2021 | IA | Cargill Corn Milling Division | 10855 | HPGAS1 | ST | OP | NA | NG |  | 2851267.414 | 13.5575 | 0.0095098 | EIA Unit-level Data | NEI avg EF - PM, fuel type
2021 | IA | Cargill Corn Milling Division | 10855 | HPGAS2 | ST | OP | NA | NG |  | 2418710.747 | 11.5007 | 0.0095098 | EIA Unit-level Data | NEI avg EF - PM, fuel type
2021 | IA | Archer Daniels Midland Clinton | 10860 | CFB1 | ST | OP | FLUIDIZED | SUB |  | 4778240 | 26.4091 | 0.011054 | EIA Unit-level Data | NEI avg EF - PM, fuel type, firing type
2021 | IA | Archer Daniels Midland Clinton | 10860 | CFB2 | ST | OP | FLUIDIZED | SUB |  | 6920402.7 | 38.2488 | 0.011054 | EIA Unit-level Data | NEI avg EF - PM, fuel type, firing type
2021 | IA | Archer Daniels Midland Clinton | 10860 | CFB3 | ST | OP | FLUIDIZED | SUB |  | 7189478.2 | 39.7359 | 0.011054 | EIA Unit-level Data | NEI avg EF - PM, fuel type, firing type
2021 | IA | Archer Daniels Midland Des Moines | 10861 | GEN1 | ST | OP | NA | SUB |  | 1257903 | 8.6928 | 0.013821 | EIA Prime Mover-level Data | NEI avg EF - PM, fuel type
2021 | NE | Archer Daniels Midland Lincoln | 10862 | GEN1 | ST | OP | NA | SUB |  | 1103344 | 7.6247 | 0.013821 | EIA Prime Mover-level Data | NEI avg EF - PM, fuel type
2021 | MN | Archer Daniels Midland Mankato | 10863 | GEN1 | ST | OP | NA | SUB |  | 984692 | 6.8048 | 0.013821 | EIA Prime Mover-level Data | NEI avg EF - PM, fuel type
2021 | IA | Archer Daniels Midland Cedar Rapids | 10864 | 1 | ST | OP | FLUIDIZED | SUB |  | 3242651 | 17.922 | 0.011054 | EIA Unit-level Data | NEI avg EF - PM, fuel type, firing type
2021 | IA | Archer Daniels Midland Cedar Rapids | 10864 | 2 | ST | OP | FLUIDIZED | SUB |  | 2898782.5 | 16.0214 | 0.011054 | EIA Unit-level Data | NEI avg EF - PM, fuel type, firing type
2021 | IA | Archer Daniels Midland Cedar Rapids | 10864 | 3 | ST | OP | FLUIDIZED | SUB |  | 2600210.4 | 14.3713 | 0.011054 | EIA Unit-level Data | NEI avg EF - PM, fuel type, firing type
2021 | IA | Archer Daniels Midland Cedar Rapids | 10864 | 4 | ST | OP | FLUIDIZED | SUB |  | 3304098.1 | 18.2616 | 0.011054 | EIA Unit-level Data | NEI avg EF - PM, fuel type, firing type
2021 | IA | Archer Daniels Midland Cedar Rapids | 10864 | 5 | ST | OP | FLUIDIZED | SUB |  | 8520884.6 | 47.0946 | 0.011054 | EIA Unit-level Data | NEI avg EF - PM, fuel type, firing type
2021 | IA | Archer Daniels Midland Cedar Rapids | 10864 | GEN7 | GT | OP | NA | NG |  | 3048326 | 12.2184 | 0.0080165 | EIA Prime Mover-level Data | NEI avg EF - PM, fuel type
2021 | IL | Archer Daniels Midland Co. | 10865 | FBC1 | ST | OP | FLUIDIZED | BIT | 8225 | 2300457.983 | 46.3531 | 0.040299 | EIA Prime Mover-level Data | EPA/NEI | 1987
2021 | IL | Archer Daniels Midland Co. | 10865 | FBC2 | ST | OP | FLUIDIZED | BIT | 8303 | 2300457.983 | 49.2717 | 0.042836 | EIA Prime Mover-level Data | EPA/NEI | 1987
2021 | IL | Archer Daniels Midland Co. | 10865 | FBC3 | ST | OP | FLUIDIZED | BIT | 8203 | 2326018.627 | 48.6717 | 0.04185 | EIA Prime Mover-level Data | EPA/NEI | 1987
2021 | IL | Archer Daniels Midland Co. | 10865 | FBC4 | ST | OP | FLUIDIZED | BIT | 8151 | 2300457.983 | 35.372 | 0.030752 | EIA Prime Mover-level Data | EPA/NEI | 1987
2021 | IL | Archer Daniels Midland Co. | 10865 | FBC5 | ST | OP | FLUIDIZED | BIT | 8092 | 2326018.627 | 35.2235 | 0.030286 | EIA Prime Mover-level Data | EPA/NEI | 1987
2021 | IL | Archer Daniels Midland Co. | 10865 | FBC6 | ST | OP | FLUIDIZED | BIT | 7613 | 2438485.462 | 33.3543 | 0.027357 | EIA Prime Mover-level Data | EPA/NEI | 1991
2021 | IL | Archer Daniels Midland Co. | 10865 | FBC7 | ST | OP | FLUIDIZED | BIT | 8238 | 2479382.493 | 47.7553 | 0.038522 | EIA Prime Mover-level Data | EPA/NEI | 1996
2021 | IL | Archer Daniels Midland Co. | 10865 | FBC8 | ST | OP | FLUIDIZED | BIT | 7202 | 5367735.293 | 57.9372 | 0.021587 | EIA Prime Mover-level Data | EPA/NEI | 1997
2021 | IL | Archer Daniels Midland Co. | 10865 | FBC9 | ST | OP | FLUIDIZED | BIT | 6733 | 8740576.549 | 57.2572 | 0.013101 | EPA/CAMD | EPA/NEI | 2001
2021 | IL | Archer Daniels Midland Co. | 10865 | GB1 | ST | OP | OTHER BOILER | NG | 3697 | 452400.666 | 1.8469 | 0.0081647 | EPA/CAMD | NEI avg EF - PM, fuel type, firing type | 1995
2021 | IL | Archer Daniels Midland Co. | 10865 | GB2 | ST | OP | OTHER BOILER | NG | 4331 | 513200.194 | 2.0951 | 0.0081647 | EPA/CAMD | NEI avg EF - PM, fuel type, firing type | 1995
2021 | IL | BioUrja Renewables - Peoria, IL | 10866 | 13 | ST | OP | WALL | NG | 3281 | 702876.861 | 2.7269 | 0.0077594 | EPA/CAMD | NEI avg EF - PM, fuel type, firing type | 2005
2021 | IL | BioUrja Renewables - Peoria, IL | 10866 | 14 | ST | OP | WALL | NG | 2995 | 596273.923 | 2.3134 | 0.0077594 | EPA/CAMD | NEI avg EF - PM, fuel type, firing type | 2011
2021 | IL | Tate & Lyle | 10867 | 123-08 | ST | OP | FLUIDIZED | BIT | 6062 | 2615957.084 | 0 | 0 | EPA/CAMD | EPA/NEI | 1988
2021 | IL | Tate & Lyle | 10867 | 123-09 | ST | OP | FLUIDIZED | BIT | 2181 | 862618.061 | 0 | 0 | EPA/CAMD | EPA/NEI | 1988
2021 | OR | Biomass One LP | 10869 | NORTH | ST | OP | NA | WDS |  | 1796889.196 | 9.3253 | 0.010379 | EIA Unit-level Data | NEI avg EF - PM, fuel type
2021 | OR | Biomass One LP | 10869 | SOUTH | ST | OP | NA | WDS |  | 1732108.208 | 8.9891 | 0.010379 | EIA Unit-level Data | NEI avg EF - PM, fuel type
2021 | PA | Hazleton Generation | 10870 | TURB2 | GT | OP | CT | NG | 500 | 156605.749 | 1.6535 | 0.021116 | EPA/CAMD | EPA/NEI | 2002
2021 | PA | Hazleton Generation | 10870 | TURB3 | GT | OP | CT | NG | 489 | 149421.716 | 1.465 | 0.019609 | EPA/CAMD | EPA/NEI | 2002
2021 | PA | Hazleton Generation | 10870 | TURB4 | GT | OP | CT | NG | 253 | 75397.75 | 0.91514 | 0.024275 | EPA/CAMD | EPA/NEI | 2002
2021 | PA | Hazleton Generation | 10870 | TURBIN | GT | OP | CT | NG | 154 | 94129.009 | 0.38592 | 0.0081998 | EPA/CAMD | EPA/NEI | 1989
2021 | NY | Kings Falls Hydroelectric | 10872 | 1 | HY | OP | NA | WAT |  | 15989 |  |  | EIA Prime Mover-level Data
2021 | CA | Coso Finance Partners | 10873 | GEN1 | ST | OP | NA | GEO |  | 1402607.902 |  |  | EIA Prime Mover-level Data
2021 | CA | Coso Finance Partners | 10873 | GEN2 | ST | OP | NA | GEO |  | 1306777.549 |  |  | EIA Prime Mover-level Data
2021 | CA | Coso Finance Partners | 10873 | GEN3 | ST | OP | NA | GEO |  | 1306777.549 |  |  | EIA Prime Mover-level Data
2021 | CA | Coso Power Developers | 10874 | GEN4 | ST | OP | NA | GEO |  | 1074404 |  |  | EIA Prime Mover-level Data
2021 | CA | Coso Power Developers | 10874 | GEN5 | ST | OP | NA | GEO |  | 1074404 |  |  | EIA Prime Mover-level Data
2021 | CA | Coso Power Developers | 10874 | GEN6 | ST | OP | NA | GEO |  | 1074404 |  |  | EIA Prime Mover-level Data
2021 | CA | Coso Energy Developers | 10875 | GEN7 | ST | OP | NA | GEO |  | 908215 |  |  | EIA Prime Mover-level Data
2021 | CA | Coso Energy Developers | 10875 | GEN8 | ST | OP | NA | GEO |  | 908215 |  |  | EIA Prime Mover-level Data
2021 | CA | Coso Energy Developers | 10875 | GEN9 | ST | OP | NA | GEO |  | 908215 |  |  | EIA Prime Mover-level Data
2021 | CA | Salton Sea Power Gen Co Unit 1 | 10878 | EE11 | ST | OP | NA | GEO |  | 610704 |  |  | EIA Prime Mover-level Data
2021 | CA | Salton Sea Power Gen Co - Unit 2 | 10879 | GEN1 | ST | OP | NA | GEO |  | 393028.6 |  |  | EIA Prime Mover-level Data
2021 | CA | Salton Sea Power Gen Co - Unit 2 | 10879 | GEN2 | ST | OP | NA | GEO |  | 170882 |  |  | EIA Prime Mover-level Data
2021 | CA | Salton Sea Power Gen Co - Unit 2 | 10879 | GEN3 | ST | OP | NA | GEO |  | 119617.4 |  |  | EIA Prime Mover-level Data
2021 | CA | Bidwell Ditch Project | 10880 | GEN1 | HY | OP | NA | WAT |  | 100308 |  |  | EIA Prime Mover-level Data
2021 | CA | Roaring Creek Water Power | 10881 | GEN1 | HY | OP | NA | WAT |  | 11222 |  |  | EIA Prime Mover-level Data
2021 | CA | Hatchet Creek Project | 10882 | GEN1 | HY | OP | NA | WAT |  | 27210 |  |  | EIA Prime Mover-level Data
2021 | MA | Medical Area Total Energy Plant | 10883 | CT1 | GT | OP | NA | NG |  | 888839.24 | 3.5627 | 0.0080165 | EIA Prime Mover-level Data | NEI avg EF - PM, fuel type
2021 | MA | Medical Area Total Energy Plant | 10883 | CT2 | GT | OP | NA | NG |  | 888839.24 | 3.5627 | 0.0080165 | EIA Prime Mover-level Data | NEI avg EF - PM, fuel type
2021 | MA | Medical Area Total Energy Plant | 10883 | CT3 | GT | OP | NA | NG |  | 981278.521 | 3.9332 | 0.0080165 | EIA Prime Mover-level Data | NEI avg EF - PM, fuel type
2021 | MA | Medical Area Total Energy Plant | 10883 | DEG1 | IC | SB | NA | DFO |  | 1000.667 | 0.1551 | 0.31 | EIA Prime Mover-level Data | Estimated using an emission factor
2021 | MA | Medical Area Total Energy Plant | 10883 | DEG2 | IC | SB | NA | DFO |  | 1000.667 | 0.1551 | 0.31 | EIA Prime Mover-level Data | Estimated using an emission factor
2021 | MA | Medical Area Total Energy Plant | 10883 | DEG3 | IC | SB | NA | DFO |  | 1000.667 | 0.1551 | 0.31 | EIA Prime Mover-level Data | Estimated using an emission factor
2021 | MA | Medical Area Total Energy Plant | 10883 | DEG4 | IC | SB | NA | DFO |  | 1000.667 | 0.1551 | 0.31 | EIA Prime Mover-level Data | Estimated using an emission factor
2021 | MA | Medical Area Total Energy Plant | 10883 | DEG5 | IC | SB | NA | DFO |  | 1000.667 | 0.1551 | 0.31 | EIA Prime Mover-level Data | Estimated using an emission factor
2021 | MA | Medical Area Total Energy Plant | 10883 | DEG6 | IC | RE | NA | DFO |  | 1000.667 | 0.1551 | 0.31 | EIA Prime Mover-level Data | Estimated using an emission factor
2021 | MA | Medical Area Total Energy Plant | 10883 | GTHSG1 | ST | OP | NA | NG |  | 230704.253 | 1.097 | 0.0095098 | EIA Unit-level Data | NEI avg EF - PM, fuel type
2021 | MA | Medical Area Total Energy Plant | 10883 | GTHSG2 | ST | OP | NA | NG |  | 198420.508 | 0.94347 | 0.0095098 | EIA Unit-level Data | NEI avg EF - PM, fuel type
2021 | MA | Medical Area Total Energy Plant | 10883 | GTHSG3 | ST | OP | NA | NG |  | 218322.741 | 1.0381 | 0.0095098 | EIA Unit-level Data | NEI avg EF - PM, fuel type
2021 | MA | Medical Area Total Energy Plant | 10883 | HSG1 | ST | OP | NA | NG |  | 397265.167 | 1.889 | 0.0095098 | EIA Unit-level Data | NEI avg EF - PM, fuel type
2021 | MA | Medical Area Total Energy Plant | 10883 | HSG2 | ST | OP | NA | NG |  | 74410.258 | 0.35381 | 0.0095098 | EIA Unit-level Data | NEI avg EF - PM, fuel type
2021 | MA | Medical Area Total Energy Plant | 10883 | PSG1 | ST | OP | NA | NG |  | 508747.802 | 2.419 | 0.0095098 | EIA Unit-level Data | NEI avg EF - PM, fuel type
2021 | MA | Medical Area Total Energy Plant | 10883 | PSG2 | ST | OP | NA | NG |  | 196524.45 | 0.93445 | 0.0095098 | EIA Unit-level Data | NEI avg EF - PM, fuel type
2021 | MA | Medical Area Total Energy Plant | 10883 | PSG3 | ST | OP | NA | NG |  | 303939.651 | 1.4452 | 0.0095098 | EIA Unit-level Data | NEI avg EF - PM, fuel type
2021 | CA | Olive View Medical Center | 10884 | CTC1 | GT | OP | NA | NG |  | 86521 | 0.3468 | 0.0080165 | EIA Prime Mover-level Data | NEI avg EF - PM, fuel type
2021 | CA | Olive View Medical Center | 10884 | CTC2 | GT | OP | NA | NG |  | 86521 | 0.3468 | 0.0080165 | EIA Prime Mover-level Data | NEI avg EF - PM, fuel type
2021 | NY | Victory Mills | 10902 | GEN1 | HY | OP | NA | WAT |  | 65870 |  |  | EIA Prime Mover-level Data
2021 | IL | Lockport Powerhouse | 10903 | 1GEN | HY | OA | NA | WAT |  | 143567 |  |  | EIA Prime Mover-level Data
2021 | IL | Lockport Powerhouse | 10903 | 2GEN | HY | OP | NA | WAT |  | 143567 |  |  | EIA Prime Mover-level Data
2021 | MA | Pittsfield Generating | 50002 | 1 | CT | OP | CC | NG | 545 | 185898.079 | 0.33256 | 0.0035779 | EPA/CAMD | EPA/NEI | 1990
2021 | MA | Pittsfield Generating | 50002 | 2 | CT | OP | CC | NG | 590 | 204357.247 | 0.36303 | 0.0035529 | EPA/CAMD | EPA/NEI | 1990
2021 | MA | Pittsfield Generating | 50002 | 3 | CT | OP | CC | NG | 574 | 196568.242 | 0.35271 | 0.0035886 | EPA/CAMD | EPA/NEI | 1990
2021 | CA | Chalk Cliff Limited | 50003 | GEN1 | GT | OP | NA | NG |  | 171957 | 0.68925 | 0.0080165 | EIA Prime Mover-level Data | NEI avg EF - PM, fuel type
2021 | NJ | Linden Cogeneration Facility | 50006 | 004001 | CT | OP | CC | NG | 8415 | 13407956.939 | 36.0242 | 0.0053736 | EPA/CAMD | NEI avg EF - PM, fuel type, firing type | 2001
2021 | NJ | Linden Cogeneration Facility | 50006 | 005001 | CT | OP | CC | NG | 7824 | 7583582.669 | 20.3754 | 0.0053736 | EPA/CAMD | NEI avg EF - PM, fuel type, firing type | 1992
2021 | NJ | Linden Cogeneration Facility | 50006 | 006001 | CT | OP | CC | NG | 8577 | 8285498.401 | 22.2613 | 0.0053736 | EPA/CAMD | NEI avg EF - PM, fuel type, firing type | 1992
2021 | NJ | Linden Cogeneration Facility | 50006 | 007001 | CT | OP | CC | NG | 8596 | 8290706.41 | 22.2753 | 0.0053736 | EPA/CAMD | NEI avg EF - PM, fuel type, firing type | 1992
2021 | NJ | Linden Cogeneration Facility | 50006 | 008001 | CT | OP | CC | NG | 6676 | 6323049.602 | 16.9886 | 0.0053736 | EPA/CAMD | NEI avg EF - PM, fuel type, firing type | 1992
2021 | NJ | Linden Cogeneration Facility | 50006 | 009001 | CT | OP | CC | NG | 8252 | 7985127.975 | 21.4543 | 0.0053736 | EPA/CAMD | NEI avg EF - PM, fuel type, firing type | 1992
2021 | WV | Glen Ferris Hydro | 50010 | GEN1 | HY | OP | NA | WAT |  | 10211.613 |  |  | EIA Prime Mover-level Data
2021 | WV | Glen Ferris Hydro | 50010 | GEN2 | HY | OP | NA | WAT |  | 10211.613 |  |  | EIA Prime Mover-level Data
2021 | WV | Glen Ferris Hydro | 50010 | GEN3 | HY | OP | NA | WAT |  | 10211.613 |  |  | EIA Prime Mover-level Data
2021 | WV | Glen Ferris Hydro | 50010 | GEN4 | HY | OP | NA | WAT |  | 10211.613 |  |  | EIA Prime Mover-level Data
2021 | WV | Glen Ferris Hydro | 50010 | GEN5 | HY | OP | NA | WAT |  | 10211.613 |  |  | EIA Prime Mover-level Data
2021 | WV | Glen Ferris Hydro | 50010 | GEN6 | HY | OP | NA | WAT |  | 10211.613 |  |  | EIA Prime Mover-level Data
2021 | WV | Glen Ferris Hydro | 50010 | GEN7 | HY | OP | NA | WAT |  | 48505.161 |  |  | EIA Prime Mover-level Data
2021 | WV | Glen Ferris Hydro | 50010 | GEN8 | HY | OP | NA | WAT |  | 48505.161 |  |  | EIA Prime Mover-level Data
2021 | WV | Hawks Nest Hydro | 50011 | GEN1 | HY | OP | NA | WAT |  | 1101681 |  |  | EIA Prime Mover-level Data
2021 | WV | Hawks Nest Hydro | 50011 | GEN2 | HY | OP | NA | WAT |  | 1101681 |  |  | EIA Prime Mover-level Data
2021 | WV | Hawks Nest Hydro | 50011 | GEN3 | HY | OP | NA | WAT |  | 1101681 |  |  | EIA Prime Mover-level Data
2021 | WV | Hawks Nest Hydro | 50011 | GEN4 | HY | OP | NA | WAT |  | 1101681 |  |  | EIA Prime Mover-level Data
2021 | TX | Corpus Refinery | 50026 | FR6 | GT | OP | NA | NG |  | 3402705 | 13.6389 | 0.0080165 | EIA Prime Mover-level Data | NEI avg EF - PM, fuel type
2021 | LA | Plant 31 Paper Mill | 50028 | 1FW | ST | OP | NA | NG |  | 384664.145 | 1.829 | 0.0095098 | EIA Unit-level Data | NEI avg EF - PM, fuel type
2021 | LA | Plant 31 Paper Mill | 50028 | 1HP | ST | OP | NA | WDS |  | 4805826.007 | 24.9407 | 0.010379 | EIA Unit-level Data | NEI avg EF - PM, fuel type
2021 | LA | Plant 31 Paper Mill | 50028 | 4BW | ST | OP | NA | BLQ |  | 4644057.457 | 21.0324 | 0.0090577 | EIA Unit-level Data | NEI avg EF - PM, fuel type
2021 | LA | Plant 31 Paper Mill | 50028 | 5CE | ST | OP | NA | BLQ |  | 4044418.887 | 18.3167 | 0.0090577 | EIA Unit-level Data | NEI avg EF - PM, fuel type
2021 | LA | Plant 31 Paper Mill | 50028 | GEN7 | GT | OP | NA | NG |  | 2651178 | 10.6266 | 0.0080165 | EIA Prime Mover-level Data | NEI avg EF - PM, fuel type
2021 | LA | Plant 31 Paper Mill | 50028 | HRSG | ST | OP | NA | NG |  | 229631.527 | 1.0919 | 0.0095098 | EIA Unit-level Data | NEI avg EF - PM, fuel type
2021 | LA | Nelson Industrial Steam Company | 50030 | 1A | ST | OP | FLUIDIZED | PC | 6647 | 7976071.043 | 57.09 | 0.014315 | EPA/CAMD | EPA/NEI | 1992
2021 | LA | Nelson Industrial Steam Company | 50030 | 2A | ST | OP | FLUIDIZED | PC | 7923 | 9947339.415 | 66.69 | 0.013409 | EPA/CAMD | EPA/NEI | 1992
2021 | NY | Mt Ida Hydroelectric | 50031 | 3983 | HY | OP | NA | WAT |  | 40342 |  |  | EIA Prime Mover-level Data
2021 | NY | Mt Ida Hydroelectric | 50031 | 3986 | HY | OP | NA | WAT |  | 40342 |  |  | EIA Prime Mover-level Data
2021 | NY | Valley Falls Hydroelectric Facility | 50034 | GEN1 | HY | OP | NA | WAT |  | 80373 |  |  | EIA Prime Mover-level Data
2021 | ME | MMWAC Resource Recovery Facility | 50035 | ST1 | ST | OP | NA | MSW |  | 723336 | 56.4202 | 0.156 | EIA Prime Mover-level Data | Estimated using an emission factor
2021 | WV | New Martinsville Hannibal Hydro | 50036 | UNT1 | HY | OP | NA | WAT |  | 1010255 |  |  | EIA Prime Mover-level Data
2021 | WV | New Martinsville Hannibal Hydro | 50036 | UNT2 | HY | OP | NA | WAT |  | 1010255 |  |  | EIA Prime Mover-level Data
2021 | CA | Rio Bravo Hydro Project | 50037 | UNT1 | HY | SB | NA | WAT |  | 15922 |  |  | EIA Prime Mover-level Data
2021 | CA | Rio Bravo Hydro Project | 50037 | UNT2 | HY | SB | NA | WAT |  | 15922 |  |  | EIA Prime Mover-level Data
2021 | MA | Norton Powerhouse | 50041 | GEN1 | ST | OP | NA | NG |  | 450744.643 | 2.1432 | 0.0095098 | EIA Prime Mover-level Data | NEI avg EF - PM, fuel type
2021 | MA | Norton Powerhouse | 50041 | GEN2 | ST | OP | NA | NG |  | 558923.357 | 2.6576 | 0.0095098 | EIA Prime Mover-level Data | NEI avg EF - PM, fuel type
2021 | TX | Houston Chemical Complex Battleground | 50043 | GT1 | CT | OP | NA | NG |  | 4658357.31 | 12.516 | 0.0053736 | EIA Unit-level Data | NEI avg EF - PM, fuel type
2021 | TX | Houston Chemical Complex Battleground | 50043 | GT2 | CT | OP | NA | NG |  | 6133009.34 | 16.478 | 0.0053736 | EIA Unit-level Data | NEI avg EF - PM, fuel type
2021 | TX | Houston Chemical Complex Battleground | 50043 | GT3 | CT | OP | NA | NG |  | 6289168.67 | 16.8976 | 0.0053736 | EIA Unit-level Data | NEI avg EF - PM, fuel type
2021 | TX | Houston Chemical Complex Battleground | 50043 | HRSG1 | CA | OP | NA | OG |  | 701798.508 | 0.14808 | 0.000422 | EIA Unit-level Data | Estimated using an emission factor
2021 | TX | Houston Chemical Complex Battleground | 50043 | HRSG2 | CA | OP | NA | NG |  | 937605.272 | 0.19783 | 0.000422 | EIA Unit-level Data | Estimated using an emission factor
2021 | TX | Houston Chemical Complex Battleground | 50043 | HRSG3 | CA | OP | NA | NG |  | 281916.15 | 0.059484 | 0.000422 | EIA Unit-level Data | Estimated using an emission factor
2021 | ME | International Paper Jay Hydro | 50047 | GEN1 | HY | OP | NA | WAT |  | 24824.516 |  |  | EIA Prime Mover-level Data
2021 | ME | International Paper Jay Hydro | 50047 | GEN2 | HY | OP | NA | WAT |  | 24824.516 |  |  | EIA Prime Mover-level Data
2021 | ME | International Paper Jay Hydro | 50047 | GEN3 | HY | OP | NA | WAT |  | 24824.516 |  |  | EIA Prime Mover-level Data
2021 | ME | International Paper Jay Hydro | 50047 | GEN4 | HY | OP | NA | WAT |  | 24824.516 |  |  | EIA Prime Mover-level Data
2021 | ME | International Paper Jay Hydro | 50047 | GEN5 | HY | OP | NA | WAT |  | 24824.516 |  |  | EIA Prime Mover-level Data
2021 | ME | International Paper Jay Hydro | 50047 | GEN6 | HY | OP | NA | WAT |  | 29789.419 |  |  | EIA Prime Mover-level Data
2021 | CA | Humboldt Sawmill Company | 50049 | BLRA | ST | OP | NA | WDS |  | 11757442.4 | 61.0174 | 0.010379 | EIA Unit-level Data | NEI avg EF - PM, fuel type
2021 | CA | Humboldt Sawmill Company | 50049 | BLRB | ST | OP | NA | WDS |  | 4434695.1 | 23.0147 | 0.010379 | EIA Unit-level Data | NEI avg EF - PM, fuel type
2021 | CA | Humboldt Sawmill Company | 50049 | BLRC | ST | OP | NA | WDS |  | 9666203.8 | 50.1645 | 0.010379 | EIA Unit-level Data | NEI avg EF - PM, fuel type
2021 | ME | Penobscot Energy Recovery | 50051 | BLR A | ST | OP | NA | MSW |  | 652342.499 |  |  | EIA Unit-level Data
2021 | ME | Penobscot Energy Recovery | 50051 | BLR B | ST | OP | NA | MSW |  | 469469.641 |  |  | EIA Unit-level Data
2021 | TX | Rice University | 50054 | GEN1 | GT | SB | NA | NG |  | 166148.768 | 0.66597 | 0.0080165 | EIA Prime Mover-level Data | NEI avg EF - PM, fuel type
2021 | TX | Rice University | 50054 | GEN2 | GT | OP | NA | NG |  | 203666.232 | 0.81634 | 0.0080165 | EIA Prime Mover-level Data | NEI avg EF - PM, fuel type
2021 | MD | Brown Station Road Plant I | 50060 | 3972 | IC | OA | NA | LFG
2021 | MD | Brown Station Road Plant I | 50060 | 9314 | IC | OA | NA | LFG
2021 | MD | Brown Station Road Plant I | 50060 | 9340 | IC | OA | NA | LFG
2021 | CA | San Diego State University | 50061 | GEN2 | CT | OP | NA | NG |  | 304463.76 | 0.81803 | 0.0053736 | EIA Unit-level Data | NEI avg EF - PM, fuel type
2021 | CA | San Diego State University | 50061 | GEN3 | CT | OP | NA | NG |  | 389106.18 | 1.0454 | 0.0053736 | EIA Unit-level Data | NEI avg EF - PM, fuel type
2021 | CA | San Diego State University | 50061 | GEN4 | CA | OP | NA | NG |  | 11910 | 0.002513 | 0.000422 | EIA Prime Mover-level Data | Estimated using an emission factor
2021 | CA | San Diego State University | 50061 | GEN5 | PV | OP | NA | SUN |  | 1211.5 |  |  | EIA Prime Mover-level Data
2021 | CA | San Diego State University | 50061 | GEN6 | PV | OP | NA | SUN |  | 3634.5 |  |  | EIA Prime Mover-level Data
2021 | CA | San Diego State University | 50061 | GEN7 | PV | OP | NA | SUN |  | 3634.5 |  |  | EIA Prime Mover-level Data
2021 | CA | San Diego State University | 50061 | GEN8 | PV | OP | NA | SUN |  | 1211.5 |  |  | EIA Prime Mover-level Data
2021 | CA | Univ of Calif Santa Cruz Cogeneration | 50064 | 003 | GT | OP | NA | NG |  | 358035 | 1.4351 | 0.0080165 | EIA Prime Mover-level Data | NEI avg EF - PM, fuel type
2021 | CA | Calistoga Power Plant | 50066 | UNT1 | ST | OP | NA | GEO |  | 1914249.5 |  |  | EIA Prime Mover-level Data
2021 | CA | Calistoga Power Plant | 50066 | UNT2 | ST | OP | NA | GEO |  | 1914249.5 |  |  | EIA Prime Mover-level Data
2021 | TX | Borger Plant | 50067 | 1 | ST | OP | NA | NG |  | 246112.88 | 1.1702 | 0.0095098 | EIA Unit-level Data | NEI avg EF - PM, fuel type
2021 | TX | Borger Plant | 50067 | 2 | ST | OP | NA | NG |  | 257773.5 | 1.2257 | 0.0095098 | EIA Unit-level Data | NEI avg EF - PM, fuel type
2021 | FL | Palm Beach Renewable Energy Facility 1 | 50071 | BLR1 | ST | OP | NA | MSW |  | 3045388.974 |  |  | EIA Unit-level Data
2021 | FL | Palm Beach Renewable Energy Facility 1 | 50071 | BLR2 | ST | OP | NA | MSW |  | 3045388.974 |  |  | EIA Unit-level Data
2021 | CA | Santa Felicia Dam | 50076 | UNT1 | HY | OP | NA | WAT
2021 | CA | Santa Felicia Dam | 50076 | UNT2 | HY | OP | NA | WAT
2021 | NY | Goodyear Lake Plant | 50079 | GEN1 | HY | OP | NA | WAT
2021 | NY | Goodyear Lake Plant | 50079 | GEN2 | HY | OP | NA | WAT
2021 | ME | Otis Hydro | 50080 | GEN1 | HY | OP | NA | WAT |  | 180486 |  |  | EIA Prime Mover-level Data
2021 | ME | Otis Hydro | 50080 | GEN2 | HY | OP | NA | WAT |  | 180486 |  |  | EIA Prime Mover-level Data
2021 | ME | International Paper Riley Hydro | 50081 | GEN1 | HY | OP | NA | WAT |  | 37035.833 |  |  | EIA Prime Mover-level Data
2021 | ME | International Paper Riley Hydro | 50081 | GEN2 | HY | OP | NA | WAT |  | 37035.833 |  |  | EIA Prime Mover-level Data
2021 | ME | International Paper Riley Hydro | 50081 | GEN3 | HY | OP | NA | WAT |  | 37035.833 |  |  | EIA Prime Mover-level Data
2021 | ME | International Paper Riley Hydro | 50081 | GEN4 | HY | OP | NA | WAT |  | 37035.833 |  |  | EIA Prime Mover-level Data
2021 | ME | International Paper Riley Hydro | 50081 | GEN5 | HY | OP | NA | WAT |  | 37035.833 |  |  | EIA Prime Mover-level Data
2021 | ME | International Paper Riley Hydro | 50081 | GEN6 | HY | OP | NA | WAT |  | 37035.833 |  |  | EIA Prime Mover-level Data
2021 | ME | International Paper Livermore Hydro | 50082 | GEN1 | HY | OP | NA | WAT |  | 36032.413 |  |  | EIA Prime Mover-level Data
2021 | ME | International Paper Livermore Hydro | 50082 | GEN2 | HY | OP | NA | WAT |  | 36032.413 |  |  | EIA Prime Mover-level Data
2021 | ME | International Paper Livermore Hydro | 50082 | GEN3 | HY | OP | NA | WAT |  | 36032.413 |  |  | EIA Prime Mover-level Data
2021 | ME | International Paper Livermore Hydro | 50082 | GEN4 | HY | OP | NA | WAT |  | 39308.087 |  |  | EIA Prime Mover-level Data
2021 | ME | International Paper Livermore Hydro | 50082 | GEN5 | HY | OP | NA | WAT |  | 36032.413 |  |  | EIA Prime Mover-level Data
2021 | ME | International Paper Livermore Hydro | 50082 | GEN6 | HY | OP | NA | WAT |  | 22929.717 |  |  | EIA Prime Mover-level Data
2021 | ME | International Paper Livermore Hydro | 50082 | GEN7 | HY | OP | NA | WAT |  | 29481.065 |  |  | EIA Prime Mover-level Data
2021 | ME | International Paper Livermore Hydro | 50082 | GEN8 | HY | OP | NA | WAT |  | 32756.739 |  |  | EIA Prime Mover-level Data
2021 | ME | International Paper Livermore Hydro | 50082 | GEN9 | HY | OP | NA | WAT |  | 32756.739 |  |  | EIA Prime Mover-level Data
2021 | MA | Univ of Massachusetts Medical Center | 50087 | 1 | ST | OP | NA | NG |  | 31239.2 | 0.14854 | 0.0095098 | EIA Unit-level Data | NEI avg EF - PM, fuel type
2021 | MA | Univ of Massachusetts Medical Center | 50087 | 2 | ST | OP | NA | NG |  | 21244.8 | 0.10102 | 0.0095098 | EIA Unit-level Data | NEI avg EF - PM, fuel type
2021 | MA | Univ of Massachusetts Medical Center | 50087 | 3 | ST | OP | NA | NG |  | 237531.2 | 1.1294 | 0.0095098 | EIA Unit-level Data | NEI avg EF - PM, fuel type
2021 | MA | Univ of Massachusetts Medical Center | 50087 | 4 | ST | OP | NA | NG |  | 263183.2 | 1.2514 | 0.0095098 | EIA Unit-level Data | NEI avg EF - PM, fuel type
2021 | MA | Univ of Massachusetts Medical Center | 50087 | GEN4 | GT | OP | NA | NG |  | 451412 | 1.8094 | 0.0080165 | EIA Prime Mover-level Data | NEI avg EF - PM, fuel type
2021 | MA | Univ of Massachusetts Medical Center | 50087 | HRSG | ST | OP | NA | NG |  | 300441.6 | 1.4286 | 0.0095098 | EIA Unit-level Data | NEI avg EF - PM, fuel type
2021 | IA | University of Northern Iowa | 50088 | GEN1 | ST | OP | NA | NG |  | 695588 | 3.3075 | 0.0095098 | EIA Prime Mover-level Data | NEI avg EF - PM, fuel type
2021 | CA | Univ of San Francisco Cogen | 50089 | S-17 | IC | OP | NA | NG |  | 44525 | 0.0093948 | 0.000422 | EIA Prime Mover-level Data | Estimated using an emission factor
2021 | WA | Sheep Creek Hydro | 50091 | TB1 | HY | OP | NA | WAT |  | 53248 |  |  | EIA Prime Mover-level Data
2021 | WA | Sheep Creek Hydro | 50091 | TB2 | HY | SB | NA | WAT |  | 12288 |  |  | EIA Prime Mover-level Data
2021 | NY | Chateaugay High Falls Hydro | 50093 | WT | HY | OP | NA | WAT |  | 23875 |  |  | EIA Prime Mover-level Data
2021 | NJ | Vicinity Energy Trenton, L.P. | 50094 | 7214 | IC | OP | NA | NG |  | 597 | 0.00012597 | 0.000422 | EIA Prime Mover-level Data | Estimated using an emission factor
2021 | ID | Tamarack Energy Partnership | 50099 | GEN1 | ST | OP | NA | WDS |  | 498885 | 2.5891 | 0.010379 | EIA Prime Mover-level Data | NEI avg EF - PM, fuel type
2021 | TX | WestRock (TX) | 50101 | PB2 | ST | OP | NA | NG |  | 2981196.07 | 14.1753 | 0.0095098 | EIA Unit-level Data | NEI avg EF - PM, fuel type
2021 | TX | WestRock (TX) | 50101 | PB5 | ST | OP | NA | NG |  | 1230091.84 | 5.849 | 0.0095098 | EIA Unit-level Data | NEI avg EF - PM, fuel type
2021 | TX | WestRock (TX) | 50101 | PB6 | ST | OP | NA | WDS |  | 4278549.29 | 22.2043 | 0.010379 | EIA Unit-level Data | NEI avg EF - PM, fuel type
2021 | TX | WestRock (TX) | 50101 | RB3 | ST | OP | NA | BLQ |  | 4765767.1 | 21.5836 | 0.0090577 | EIA Unit-level Data | NEI avg EF - PM, fuel type
2021 | TX | WestRock (TX) | 50101 | RB4 | ST | OP | NA | BLQ |  | 8223042.06 | 37.2411 | 0.0090577 | EIA Unit-level Data | NEI avg EF - PM, fuel type
2021 | NH | China Mill Hydro | 50103 | GEN 1 | HY | OP | NA | WAT |  | 32242 |  |  | EIA Prime Mover-level Data
2021 | TX | Paris Energy Center | 50109 | HRSG1 | CT | OP | CC | NG | 2979 | 2487960.582 | 8.2103 | 0.0066 | EPA/CAMD | EPA/NEI | 1989
2021 | TX | Paris Energy Center | 50109 | HRSG2 | CT | OP | CC | NG | 2932 | 2520374.448 | 8.2103 | 0.0065151 | EPA/CAMD | EPA/NEI | 1989
2021 | CA | Sierra Pacific Burney Facility | 50110 | BLR1 | ST | OP | NA | WDS |  | 2805426 | 14.5593 | 0.010379 | EIA Unit-level Data | NEI avg EF - PM, fuel type
2021 | CA | Sierra Pacific Quincy Facility | 50112 | BLR1 | ST | OP | NA | WDS |  | 2434446 | 12.634 | 0.010379 | EIA Unit-level Data | NEI avg EF - PM, fuel type
2021 | CA | Sierra Pacific Quincy Facility | 50112 | BLR2 | ST | OP | NA | WDS |  | 1034118 | 5.3667 | 0.010379 | EIA Unit-level Data | NEI avg EF - PM, fuel type
2021 | CA | US Borax | 50115 | GEN1 | GT | OP | NA | NG |  | 3886753 | 15.5791 | 0.0080165 | EIA Prime Mover-level Data | NEI avg EF - PM, fuel type
2021 | TX | Hal C Weaver Power Plant | 50118 | B1 | CA | OP | NA | NG |  | 44139.449 | 0.0093134 | 0.000422 | EIA Unit-level Data | Estimated using an emission factor
2021 | TX | Hal C Weaver Power Plant | 50118 | B2 | CA | OP | NA | NG |  | 196.522 | 4.1466e-05 | 0.000422 | EIA Unit-level Data | Estimated using an emission factor
2021 | TX | Hal C Weaver Power Plant | 50118 | B3 | CA | OP | NA | NG |  | 303985.092 | 0.064141 | 0.000422 | EIA Unit-level Data | Estimated using an emission factor
2021 | TX | Hal C Weaver Power Plant | 50118 | B7 | CA | OP | NA | NG |  | 409168.934 | 0.086335 | 0.000422 | EIA Unit-level Data | Estimated using an emission factor
2021 | TX | Hal C Weaver Power Plant | 50118 | GEN10 | CT | OP | NA | NG |  | 792855.853 | 2.1302 | 0.0053736 | EIA Unit-level Data | NEI avg EF - PM, fuel type
2021 | TX | Hal C Weaver Power Plant | 50118 | GEN8 | CT | OP | NA | NG |  | 2324346.734 | 6.245 | 0.0053736 | EIA Unit-level Data | NEI avg EF - PM, fuel type
2021 | TX | Hal C Weaver Power Plant | 50118 | HRSG10 | CA | OP | NA | NG |  | 54310.982 | 0.01146 | 0.000422 | EIA Unit-level Data | Estimated using an emission factor
2021 | TX | Hal C Weaver Power Plant | 50118 | HRSG8 | CA | SB | NA | DFO |  | 0 | 0 |  | EIA Unit-level Data | Estimated using an emission factor
2021 | CA | Phillips 66 Rodeo Refinery | 50119 | GENA | GT | OP | NA | PRG |  | 2406795.667 | 0.50783 | 0.000422 | EIA Prime Mover-level Data | Estimated using an emission factor
2021 | CA | Phillips 66 Rodeo Refinery | 50119 | GENB | GT | OP | NA | PRG |  | 2406795.667 | 0.50783 | 0.000422 | EIA Prime Mover-level Data | Estimated using an emission factor
2021 | CA | Phillips 66 Rodeo Refinery | 50119 | GENC | GT | OP | NA | PRG |  | 2406795.667 | 0.50783 | 0.000422 | EIA Prime Mover-level Data | Estimated using an emission factor
2021 | TX | Valero Refinery Corpus Christi West | 50121 | HOC | ST | OP | NA | PC |  | 1987705.02 | 16.3402 | 0.016441 | EIA Unit-level Data | NEI avg EF - PM, fuel type
2021 | TX | Valero Refinery Corpus Christi West | 50121 | PRU | ST | OP | NA | WH |  | 344728.092 |  |  | EIA Prime Mover-level Data
2021 | NY | Normanskill Hydro Project | 50123 | GEN1 | HY | OP | NA | WAT |  | 7526 |  |  | EIA Prime Mover-level Data
2021 | VT | Ottauquechee Hydro | 50126 | 1 | HY | OP | NA | WAT |  | 14379.333 |  |  | EIA Prime Mover-level Data
2021 | VT | Ottauquechee Hydro | 50126 | 2 | HY | OP | NA | WAT |  | 7189.667 |  |  | EIA Prime Mover-level Data
2021 | TX | Signal Hill Generating LLC | 50127 | GTA | CT | OP | NA | NG |  | 20238.526 | 0.054376 | 0.0053736 | EIA Unit-level Data | NEI avg EF - PM, fuel type
2021 | TX | Signal Hill Generating LLC | 50127 | GTB | CT | OP | NA | NG |  | 20338.314 | 0.054645 | 0.0053736 | EIA Unit-level Data | NEI avg EF - PM, fuel type
2021 | TX | Signal Hill Generating LLC | 50127 | GTC | CT | OP | NA | NG |  | 23442.187 | 0.062984 | 0.0053736 | EIA Unit-level Data | NEI avg EF - PM, fuel type
2021 | TX | Signal Hill Generating LLC | 50127 | HRSGA | CA | OP | NA | NG |  | 0 | 0 |  | EIA Unit-level Data | Estimated using an emission factor
2021 | TX | Signal Hill Generating LLC | 50127 | HRSGB | CA | OP | NA | NG |  | 0 | 0 |  | EIA Unit-level Data | Estimated using an emission factor
2021 | TX | Signal Hill Generating LLC | 50127 | HRSGC | CA | OP | NA | NG |  | 0 | 0 |  | EIA Unit-level Data | Estimated using an emission factor
2021 | CA | Clear Lake Hydro Project | 50128 | 3381 | HY | OS | NA | WAT
2021 | CA | Indian Valley Dam Hydro Project | 50129 | 1641 | HY | SB | NA | WAT |  | 5012.483 |  |  | EIA Prime Mover-level Data
2021 | CA | Indian Valley Dam Hydro Project | 50129 | 1642 | HY | SB | NA | WAT |  | 5012.483 |  |  | EIA Prime Mover-level Data
2021 | CA | Indian Valley Dam Hydro Project | 50129 | 8332 | HY | SB | NA | WAT |  | 358.034 |  |  | EIA Prime Mover-level Data
2021 | CA | Coalinga Cogeneration Facility | 50131 | 1 | GT | OP | CT | NG | 0 | [5 empty] | 1992
2021 | CA | Sycamore Cogeneration | 50134 | GTAG | GT | OP | NA | NG |  | 3365791 | 13.4909 | 0.0080165 | EIA Prime Mover-level Data | NEI avg EF - PM, fuel type
2021 | CA | Sycamore Cogeneration | 50134 | GTBG | GT | OP | NA | NG |  | 3365791 | 13.4909 | 0.0080165 | EIA Prime Mover-level Data | NEI avg EF - PM, fuel type
2021 | CA | Sycamore Cogeneration | 50134 | GTCG | GT | OP | NA | NG |  | 3365791 | 13.4909 | 0.0080165 | EIA Prime Mover-level Data | NEI avg EF - PM, fuel type
2021 | CA | Sycamore Cogeneration | 50134 | GTDG | GT | OP | NA | NG |  | 3365791 | 13.4909 | 0.0080165 | EIA Prime Mover-level Data | NEI avg EF - PM, fuel type
2021 | NY | South Oaks Hospital | 50136 | CG1 | IC | OP | NA | NG |  | 16219.6 | 0.0034223 | 0.000422 | EIA Prime Mover-level Data | Estimated using an emission factor
2021 | NY | South Oaks Hospital | 50136 | CG2 | IC | OP | NA | NG |  | 16219.6 | 0.0034223 | 0.000422 | EIA Prime Mover-level Data | Estimated using an emission factor
2021 | NY | South Oaks Hospital | 50136 | CG3 | IC | OP | NA | NG |  | 16219.6 | 0.0034223 | 0.000422 | EIA Prime Mover-level Data | Estimated using an emission factor
2021 | NY | South Oaks Hospital | 50136 | CG4 | IC | OP | NA | NG |  | 16219.6 | 0.0034223 | 0.000422 | EIA Prime Mover-level Data | Estimated using an emission factor
2021 | NY | South Oaks Hospital | 50136 | CG5 | IC | OP | NA | NG |  | 16219.6 | 0.0034223 | 0.000422 | EIA Prime Mover-level Data | Estimated using an emission factor
2021 | TX | Snider Industries | 50141 | WGN1 | ST | OP | NA | WDS |  | 573626 | 2.9769 | 0.010379 | EIA Prime Mover-level Data | NEI avg EF - PM, fuel type
2021 | GA | Imperial Savannah LP | 50146 | A | ST | OP | NA | NG |  | 542314.175 | 2.5786 | 0.0095098 | EIA Unit-level Data | NEI avg EF - PM, fuel type
2021 | GA | Imperial Savannah LP | 50146 | B | ST | OP | NA | NG |  | 82679.575 | 0.39313 | 0.0095098 | EIA Unit-level Data | NEI avg EF - PM, fuel type
2021 | GA | Imperial Savannah LP | 50146 | C | ST | OP | NA | NG |  | 287939.925 | 1.3691 | 0.0095098 | EIA Unit-level Data | NEI avg EF - PM, fuel type
2021 | GA | Imperial Savannah LP | 50146 | D | ST | OP | NA | NG |  | 1849673.255 | 8.795 | 0.0095098 | EIA Unit-level Data | NEI avg EF - PM, fuel type
2021 | CA | R E Badger Filtration Plant | 50147 | 1 | HY | OP | NA | WAT
2021 | CA | Linde Wilmington | 50148 | GEN1 | CT | SB | NA | NG |  | 0 | 0 |  | EIA Unit-level Data | NEI avg EF - PM, fuel type
2021 | CA | Linde Wilmington | 50148 | GEN2 | CA | SB | NA | NG
2021 | TX | Union Carbide Seadrift Cogen | 50150 | 11HRSG | ST | OP | DUCTBURNER | NG |  | 766820.58 | 3.6462 | 0.0095098 | EIA Unit-level Data | NEI avg EF - PM, fuel type
2021 | TX | Union Carbide Seadrift Cogen | 50150 | 6 HRSG | ST | OP | DUCTBURNER | OG |  | 436506 | 3.6891 | 0.016903 | EIA Unit-level Data | NEI avg EF - PM, fuel type
2021 | TX | Union Carbide Seadrift Cogen | 50150 | 8 HRSG | ST | OP | DUCTBURNER | OG |  | 366590.88 | 3.0982 | 0.016903 | EIA Unit-level Data | NEI avg EF - PM, fuel type
2021 | TX | Union Carbide Seadrift Cogen | 50150 | GE11 | GT | OP | NA | NG |  | 2507570.812 | 10.051 | 0.0080165 | EIA Prime Mover-level Data | NEI avg EF - PM, fuel type
2021 | TX | Union Carbide Seadrift Cogen | 50150 | GEN6 | GT | OP | NA | NG |  | 2507570.812 | 10.051 | 0.0080165 | EIA Prime Mover-level Data | NEI avg EF - PM, fuel type
2021 | TX | Union Carbide Seadrift Cogen | 50150 | GEN8 | GT | OP | NA | NG |  | 2507570.812 | 10.051 | 0.0080165 | EIA Prime Mover-level Data | NEI avg EF - PM, fuel type
2021 | TX | Union Carbide Seadrift Cogen | 50150 | IGT | GT | OP | NA | NG |  | 859738.564 | 3.446 | 0.0080165 | EIA Prime Mover-level Data | NEI avg EF - PM, fuel type
2021 | LA | Dow St Charles Operations | 50152 | CGN1 | CT | OP | NA | NG |  | 11997675.04 | 32.2351 | 0.0053736 | EIA Unit-level Data | NEI avg EF - PM, fuel type
2021 | LA | Dow St Charles Operations | 50152 | CGN2 | CT | OP | NA | NG |  | 8900427.12 | 23.9135 | 0.0053736 | EIA Unit-level Data | NEI avg EF - PM, fuel type
2021 | LA | Dow St Charles Operations | 50152 | HRSGE | CA | OP | NA | NG |  | 1470883.63 | 0.31036 | 0.000422 | EIA Unit-level Data | Estimated using an emission factor
2021 | LA | Dow St Charles Operations | 50152 | HRSGW | CA | OP | NA | OG |  | 913076.21 | 0.19266 | 0.000422 | EIA Unit-level Data | Estimated using an emission factor
2021 | TX | Texas City Plant Union Carbide | 50153 | STG | ST | OP | NA | PUR |  | 601067 |  |  | EIA Prime Mover-level Data
2021 | CA | Bear Creek | 50156 | GEN1 | HY | OP | NA | WAT |  | 4131 |  |  | EIA Prime Mover-level Data
2021 | MA | International Paper Woronoco Mill | 50166 | GEN1 | HY | OP | NA | WAT |  | 14676.429 |  |  | EIA Prime Mover-level Data
2021 | MA | International Paper Woronoco Mill | 50166 | GEN2 | HY | OP | NA | WAT |  | 52835.143 |  |  | EIA Prime Mover-level Data
2021 | MA | International Paper Woronoco Mill | 50166 | GEN2A | HY | OP | NA | WAT |  | 14676.429 |  |  | EIA Prime Mover-level Data
2021 | KS | Wichita Plant | 50169 | GEN1 | GT | SB | NA | NG
2021 | CA | Berry Cogen | 50170 | GEN1 | GT | OP | NA | NG |  | 3683106 | 14.7628 | 0.0080165 | EIA Prime Mover-level Data | NEI avg EF - PM, fuel type
2021 | VA | Emporia | 50175 | GEN1 | HY | OP | NA | WAT |  | 51501.6 |  |  | EIA Prime Mover-level Data
2021 | VA | Emporia | 50175 | GEN2 | HY | OP | NA | WAT |  | 12875.4 |  |  | EIA Prime Mover-level Data
2021 | NY | Union Falls | 50176 | GEN1 | HY | OP | NA | WAT |  | 40165 |  |  | EIA Prime Mover-level Data
2021 | NY | Union Falls | 50176 | GEN2 | HY | OP | NA | WAT |  | 40165 |  |  | EIA Prime Mover-level Data
2021 | RI | Blackstone/Tupperware | 50177 | GEN1 | HY | OP | NA | WAT |  | 9849 |  |  | EIA Prime Mover-level Data
2021 | RI | Blackstone/Tupperware | 50177 | GEN2 | HY | OP | NA | WAT |  | 9849 |  |  | EIA Prime Mover-level Data
2021 | RI | Blackstone/Tupperware | 50177 | GEN3 | HY | OP | NA | WAT |  | 9849 |  |  | EIA Prime Mover-level Data
2021 | RI | Blackstone/Tupperware | 50177 | GEN4 | HY | OP | NA | WAT |  | 9849 |  |  | EIA Prime Mover-level Data
2021 | VA | Halifax | 50178 | GEN1 | HY | OP | NA | WAT |  | 13927.5 |  |  | EIA Prime Mover-level Data
2021 | VA | Halifax | 50178 | GEN2 | HY | OP | NA | WAT |  | 6963.75 |  |  | EIA Prime Mover-level Data
2021 | VA | Halifax | 50178 | GEN3 | HY | OP | NA | WAT |  | 6963.75 |  |  | EIA Prime Mover-level Data
2021 | CA | Box Canyon Dam | 50179 | GEN1 | HY | OP | NA | WAT |  | 22646.5 |  |  | EIA Prime Mover-level Data
2021 | CA | Box Canyon Dam | 50179 | GEN2 | HY | OP | NA | WAT |  | 22646.5 |  |  | EIA Prime Mover-level Data
2021 | CA | Olsen | 50180 | GEN1 | HY | OP | NA | WAT |  | 29695 |  |  | EIA Prime Mover-level Data
2021 | MS | Columbus MS | 50184 | COMB | ST | OP | CELL | WDS |  | 3620628.95 | 18.7899 | 0.010379 | EIA Unit-level Data | NEI avg EF - PM, fuel type
2021 | MS | Columbus MS | 50184 | PKG | ST | OP | WALL | NG |  | 245258 | 0.95152 | 0.0077594 | EIA Unit-level Data | NEI avg EF - PM, fuel type, firing type
2021 | MS | Columbus MS | 50184 | REC | ST | OP | CYCLONE | BLQ |  | 11748929.83 | 53.2094 | 0.0090577 | EIA Unit-level Data | NEI avg EF - PM, fuel type
2021 | WA | Cosmo Specialty Fibers Plant | 50185 | 1RB | ST | OP | NA | WDL |  | 1121109.183 |  |  | EIA Unit-level Data
2021 | WA | Cosmo Specialty Fibers Plant | 50185 | 2RB | ST | OP | NA | WDL |  | 1087211.677 |  |  | EIA Unit-level Data
2021 | WA | Cosmo Specialty Fibers Plant | 50185 | 3RB | ST | OP | NA | WDL |  | 870395.804 |  |  | EIA Unit-level Data
2021 | WA | Cosmo Specialty Fibers Plant | 50185 | PB | ST | OP | NA | WDS |  | 1343393.1 | 6.9718 | 0.010379 | EIA Unit-level Data | NEI avg EF - PM, fuel type
2021 | WA | Nippon Dynawave Packaging Longview WA | 50187 | 10B | ST | OP | NA | BLQ |  | 10030237.6 | 45.4257 | 0.0090577 | EIA Unit-level Data | NEI avg EF - PM, fuel type
2021 | WA | Nippon Dynawave Packaging Longview WA | 50187 | 11B | ST | OP | NA | WDS |  | 4698454.8 | 24.3835 | 0.010379 | EIA Unit-level Data | NEI avg EF - PM, fuel type
2021 | WA | Nippon Dynawave Packaging Longview WA | 50187 | PB | ST | OP | NA | NG |  | 2781561 | 13.226 | 0.0095098 | EIA Unit-level Data | NEI avg EF - PM, fuel type
2021 | NC | Weyerhaeuser - New Bern | 50188 | 105 | ST | OP | WALL | NG |  | 723637.567 | 1.12 | 0.0030955 | EIA Prime Mover-level Data | EPA/NEI | 1969
2021 | NC | Weyerhaeuser - New Bern | 50188 | 6 | ST | OP | WALL | NG |  | 223805.433 | 1.93 | 0.017247 | EIA Prime Mover-level Data | EPA/NEI | 1997
2021 | NC | Weyerhaeuser - New Bern | 50188 | RB | ST | OP | NA | BLQ |  | 7659795.4 | 34.6903 | 0.0090577 | EIA Unit-level Data | NEI avg EF - PM, fuel type
2021 | NC | Domtar Paper Co LLC Plymouth NC | 50189 | 1HFB | ST | OS | STOKER | NG |  | 0 | 0 |  | EIA Unit-level Data | NEI avg EF - PM, fuel type, firing type
2021 | NC | Domtar Paper Co LLC Plymouth NC | 50189 | 2HFB | ST | OP | STOKER | WDS |  | 9303028.572 | 60.7752 | 0.013066 | EIA Unit-level Data | NEI avg EF - PM, fuel type, firing type
2021 | NC | Domtar Paper Co LLC Plymouth NC | 50189 | 5REC | ST | OP | OTHER BOILER | BLQ |  | 11028574.85 | 49.947 | 0.0090577 | EIA Unit-level Data | NEI avg EF - PM, fuel type, firing type
2021 | WI | Domtar Paper Company Rothschild | 50190 | HG1 | HY | OP | NA | WAT |  | 7491 |  |  | EIA Prime Mover-level Data
2021 | WI | Domtar Paper Company Rothschild | 50190 | HG2 | HY | OP | NA | WAT |  | 6242.5 |  |  | EIA Prime Mover-level Data
2021 | WI | Domtar Paper Company Rothschild | 50190 | HG3 | HY | OP | NA | WAT |  | 7491 |  |  | EIA Prime Mover-level Data
2021 | WI | Domtar Paper Company Rothschild | 50190 | HG4 | HY | OP | NA | WAT |  | 6242.5 |  |  | EIA Prime Mover-level Data
2021 | WI | Domtar Paper Company Rothschild | 50190 | HG5 | HY | OP | NA | WAT |  | 12485 |  |  | EIA Prime Mover-level Data
2021 | WI | Domtar Paper Company Rothschild | 50190 | HG6 | HY | OP | NA | WAT |  | 8739.5 |  |  | EIA Prime Mover-level Data
2021 | WI | Domtar Paper Company Rothschild | 50190 | HG7 | HY | OP | NA | WAT |  | 6242.5 |  |  | EIA Prime Mover-level Data
2021 | OR | IP Springfield Oregon | 50191 | PB | ST | OP | NA | NG |  | 1230101.88 | 5.849 | 0.0095098 | EIA Unit-level Data | NEI avg EF - PM, fuel type
2021 | OR | IP Springfield Oregon | 50191 | PKG | ST | OP | NA | NG |  | 39512.62 | 0.18788 | 0.0095098 | EIA Unit-level Data | NEI avg EF - PM, fuel type
2021 | OR | IP Springfield Oregon | 50191 | REC4 | ST | OP | NA | BLQ |  | 5625782.34 | 25.4785 | 0.0090577 | EIA Unit-level Data | NEI avg EF - PM, fuel type
2021 | OK | International Paper Valliant OK | 50192 | 1 | ST | OP | NA | NG |  | 9187509 | 43.6857 | 0.0095098 | EIA Unit-level Data | NEI avg EF - PM, fuel type
2021 | OK | International Paper Valliant OK | 50192 | 2 | ST | OP | NA | BLQ |  | 0 | 0 |  | EIA Unit-level Data | NEI avg EF - PM, fuel type
2021 | OK | International Paper Valliant OK | 50192 | 3 | ST | OP | NA | BLQ |  | 10562035 | 47.8341 | 0.0090577 | EIA Unit-level Data | NEI avg EF - PM, fuel type
2021 | CA | B Braun Medical | 50200 | GEN1 | GT | OP | NA | NG |  | 262977.836 | 1.0541 | 0.0080165 | EIA Prime Mover-level Data | NEI avg EF - PM, fuel type
2021 | CA | B Braun Medical | 50200 | GEN2 | GT | OP | NA | NG |  | 309938.164 | 1.2423 | 0.0080165 | EIA Prime Mover-level Data | NEI avg EF - PM, fuel type
2021 | GA | Multitrade Rabun Gap, LLC | 50201 | WB1 | ST | OP | NA | WDS |  | 1696213.2 | 8.8028 | 0.010379 | EIA Unit-level Data | NEI avg EF - PM, fuel type
2021 | NY | US Gypsum Oakfield | 50203 | GEN1 | GT | OP | NA | NG |  | 243269 | 0.97508 | 0.0080165 | EIA Prime Mover-level Data | NEI avg EF - PM, fuel type
2021 | CO | Williams Ignacio Natural Gas Plant | 50205 | 7101 | ST | OP | NA | WH |  | 423068 |  |  | EIA Prime Mover-level Data
2021 | CO | Vallecito Hydroelectric | 50206 | GEN1 | HY | OP | NA | WAT |  | 13416.966 |  |  | EIA Prime Mover-level Data
2021 | CO | Vallecito Hydroelectric | 50206 | GEN2 | HY | OP | NA | WAT |  | 41928.017 |  |  | EIA Prime Mover-level Data
2021 | CO | Vallecito Hydroelectric | 50206 | GEN3 | HY | OP | NA | WAT |  | 41928.017 |  |  | EIA Prime Mover-level Data
2021 | NH | Stored Solar Bethlehem LLC | 50208 | B1 | ST | OP | NA | WDS |  | 0 | 0 |  | EIA Unit-level Data | NEI avg EF - PM, fuel type
2021 | CA | Vulcan-BN Geothermal Power Company | 50210 | GEN1 | ST | OP | NA | GEO |  | 1477341.444 |  |  | EIA Prime Mover-level Data
2021 | CA | Vulcan-BN Geothermal Power Company | 50210 | GEN2 | ST | OP | NA | GEO |  | 466270.556 |  |  | EIA Prime Mover-level Data
2021 | PA | York County Resource Recovery | 50215 | 101 | ST | OP | NA | MSW |  | 1409691.762 |  |  | EIA Unit-level Data
2021 | PA | York County Resource Recovery | 50215 | 102 | ST | OP | NA | MSW |  | 1427310.977 |  |  | EIA Unit-level Data
2021 | PA | York County Resource Recovery | 50215 | 103 | ST | OP | NA | MSW |  | 1382578.646 |  |  | EIA Unit-level Data
2021 | CA | Watson Cogeneration | 50216 | 91 | CA | OP | DUCTBURNER | OG |  | 846519.84 | 0.17862 | 0.000422 | EIA Unit-level Data | Estimated using an emission factor
2021 | CA | Watson Cogeneration | 50216 | 92 | CA | OP | DUCTBURNER | OG |  | 856874.344 | 0.1808 | 0.000422 | EIA Unit-level Data | Estimated using an emission factor
2021 | CA | Watson Cogeneration | 50216 | 93 | CA | OP | DUCTBURNER | OG |  | 776199.826 | 0.16378 | 0.000422 | EIA Unit-level Data | Estimated using an emission factor
2021 | CA | Watson Cogeneration | 50216 | 94 | CA | OP | DUCTBURNER | OG |  | 771555.118 | 0.1628 | 0.000422 | EIA Unit-level Data | Estimated using an emission factor
2021 | CA | Watson Cogeneration | 50216 | GN91 | CT | OP | NA | NG |  | 8175809.805 | 21.9666 | 0.0053736 | EIA Unit-level Data | NEI avg EF - PM, fuel type
2021 | CA | Watson Cogeneration | 50216 | GN92 | CT | OP | NA | NG |  | 8400851.291 | 22.5712 | 0.0053736 | EIA Unit-level Data | NEI avg EF - PM, fuel type
2021 | CA | Watson Cogeneration | 50216 | GN93 | CT | OP | NA | NG |  | 7648108.295 | 20.5488 | 0.0053736 | EIA Unit-level Data | NEI avg EF - PM, fuel type
2021 | CA | Watson Cogeneration | 50216 | GN94 | CT | OP | NA | NG |  | 7931789.468 | 21.311 | 0.0053736 | EIA Unit-level Data | NEI avg EF - PM, fuel type
2021 | CA | Woodward Power Plant | 50218 | U1 | HY | OP | NA | WAT |  | 9585 |  |  | EIA Prime Mover-level Data
2021 | CA | Frankenheimer Power Plant | 50219 | U1 | HY | OP | NA | WAT |  | 0 |  |  | EIA Prime Mover-level Data
2021 | CA | Nelson Creek | 50223 | 1296 | HY | OP | NA | WAT |  | 3990 |  |  | EIA Prime Mover-level Data
2021 | CA | Oxnard Wastewater Treatment Plant | 50224 | 7610 | IC | OP | NA | OBG |  | 26724.333 | 0.19642 | 0.0147 | EIA Prime Mover-level Data | Estimated using an emission factor
2021 | CA | Oxnard Wastewater Treatment Plant | 50224 | 7710 | IC | OP | NA | OBG |  | 26724.333 | 0.19642 | 0.0147 | EIA Prime Mover-level Data | Estimated using an emission factor
2021 | CA | Oxnard Wastewater Treatment Plant | 50224 | 7810 | IC | OP | NA | OBG |  | 26724.333 | 0.19642 | 0.0147 | EIA Prime Mover-level Data | Estimated using an emission factor
2021 | ME | Regional Waste Systems | 50225 | 1SG1A | ST | OP | NA | MSW |  | 921442.954 | 71.8726 | 0.156 | EIA Unit-level Data | Estimated using an emission factor
2021 | ME | Regional Waste Systems | 50225 | 1SG1B | ST | OP | NA | MSW |  | 917276.954 | 71.5476 | 0.156 | EIA Unit-level Data | Estimated using an emission factor
2021 | WA | Rocky Brook Hydroelectric | 50228 | GEN1 | HY | SB | NA | WAT
2021 | TX | Texas Petrochemicals | 50229 | TPCBLR | ST | OP | NA | NG |  | 9774524.972 | 46.4769 | 0.0095098 | EIA Unit-level Data | NEI avg EF - PM, fuel type
2021 | ME | Robbins Lumber | 50230 | CAT | IC | OP | NA | DFO |  | 261 | 0.040455 | 0.31 | EIA Prime Mover-level Data | Estimated using an emission factor
2021 | ME | Robbins Lumber | 50230 | WEST | ST | OS | NA | WDS
2021 | WA | SDS Lumber Gorge Energy Division | 50231 | 821 | ST | OP | NA | WDS |  | 454766.4 | 2.3601 | 0.010379 | EIA Unit-level Data | NEI avg EF - PM, fuel type
2021 | CA | San Dimas Wash Generating Station | 50233 | 4011 | HY | SB | NA | WAT
2021 | CA | San Antonio Regional Hospital | 50234 | 2074 | IC | OP | NA | NG |  | 61594.333 | 0.012996 | 0.000422 | EIA Prime Mover-level Data | Estimated using an emission factor
2021 | CA | San Antonio Regional Hospital | 50234 | 2075 | IC | OP | NA | NG |  | 61594.333 | 0.012996 | 0.000422 | EIA Prime Mover-level Data | Estimated using an emission factor
2021 | CA | San Antonio Regional Hospital | 50234 | 2076 | IC | OP | NA | NG |  | 61594.333 | 0.012996 | 0.000422 | EIA Prime Mover-level Data | Estimated using an emission factor
2021 | IN | Purdue University-Wade Utility | 50240 | 2 | ST | OP | WALL | NG | 6753 | 1208063.213 | 3.6708 | 0.0060772 | EPA/CAMD | EPA/NEI
2021 | IN | Purdue University-Wade Utility | 50240 | 3 | ST | OP | OTHER BOILER | NG | 7426 | 1405324.38 | 3.2566 | 0.0046347 | EPA/CAMD | EPA/NEI
2021 | IN | Purdue University-Wade Utility | 50240 | 5 | ST | OP | FLUIDIZED | BIT | 6578 | 1104825.93 | 10.5103 | 0.019026 | EPA/CAMD | EPA/NEI
2021 | IN | Purdue University-Wade Utility | 50240 | 7 | ST | OP | OTHER BOILER | NG | 7467 | 1859000.479 | 7.5891 | 0.0081647 | EPA/CAMD | NEI avg EF - PM, fuel type, firing type | 2012
2021 | TX | Tenet Hospital | 50241 | 9541 | IC | OP | NA | NG |  | 70.5 | 1.4876e-05 | 0.000422 | EIA Prime Mover-level Data | Estimated using an emission factor
2021 | TX | Tenet Hospital | 50241 | 9542 | IC | OP | NA | NG |  | 70.5 | 1.4876e-05 | 0.000422 | EIA Prime Mover-level Data | Estimated using an emission factor
2021 | ME | Bucksport Generation LLC | 50243 | GEN4 | CT | OP | CC | NG | 71 | 72829.75 | 0.13832 | 0.0037986 | EPA/CAMD | EPA/NEI | 2000
2021 | NC | Blue Ridge Paper Products Inc. | 50244 | 10REC | ST | OP | NA | BLQ |  | 4294320 | 19.4484 | 0.0090577 | EIA Unit-level Data | NEI avg EF - PM, fuel type
2021 | NC | Blue Ridge Paper Products Inc. | 50244 | 11REC | ST | OP | NA | BLQ |  | 4624080 | 20.9419 | 0.0090577 | EIA Unit-level Data | NEI avg EF - PM, fuel type
2021 | NC | Blue Ridge Paper Products Inc. | 50244 | B4 | ST | OP | TANGENTIAL | BIT |  | 1775533.056 | 22.48 | 0.025322 | EIA Prime Mover-level Data | EPA/NEI
2021 | NC | Blue Ridge Paper Products Inc. | 50244 | BB | ST | OP | WALL | BIT |  | 1109708.16 | 12.5566 | 0.022631 | EIA Prime Mover-level Data | NEI avg EF - PM, fuel type, firing type
2021 | NC | Blue Ridge Paper Products Inc. | 50244 | EPB | ST | OP | NA | NG |  | 1613218.272 | 7.6707 | 0.0095098 | EIA Unit-level Data | NEI avg EF - PM, fuel type
2021 | NC | Blue Ridge Paper Products Inc. | 50244 | PG | ST | OP | WALL | BIT |  | 1065319.833 | 12.0544 | 0.022631 | EIA Prime Mover-level Data | NEI avg EF - PM, fuel type, firing type
2021 | NC | Blue Ridge Paper Products Inc. | 50244 | RB | ST | OP | STOKER | BIT |  | 1109708.16 | 141.79 | 0.25554 | EIA Prime Mover-level Data | EPA/NEI
2021 | NC | Blue Ridge Paper Products Inc. | 50244 | RC | ST | OP | WALL | BIT |  | 1331649.792 | 32.74 | 0.049172 | EIA Prime Mover-level Data | EPA/NEI
2021 | NC | Blue Ridge Paper Products Inc. | 50244 | WPB | ST | OP | NA | NG |  | 1795339.44 | 8.5367 | 0.0095098 | EIA Unit-level Data | NEI avg EF - PM, fuel type
2021 | FL | International Paper Pensacola | 50250 | 1RB | ST | OP | NA | BLQ |  | 5632300 | 25.508 | 0.0090577 | EIA Unit-level Data | NEI avg EF - PM, fuel type
2021 | FL | International Paper Pensacola | 50250 | 2RB | ST | OP | NA | BLQ |  | 5540202 | 25.0909 | 0.0090577 | EIA Unit-level Data | NEI avg EF - PM, fuel type
2021 | FL | International Paper Pensacola | 50250 | 3PB | ST | OP | NA | NG |  | 1140502 | 5.423 | 0.0095098 | EIA Unit-level Data | NEI avg EF - PM, fuel type
2021 | FL | International Paper Pensacola | 50250 | 4PB | ST | OP | NA | WDS |  | 4177735.5 | 21.6811 | 0.010379 | EIA Unit-level Data | NEI avg EF - PM, fuel type
2021 | FL | International Paper Pensacola | 50250 | 6PB | ST | OP | NA | NG |  | 1845722 | 8.7762 | 0.0095098 | EIA Unit-level Data | NEI avg EF - PM, fuel type
2021 | MI | Verso Paper Quinnesec Mich Mill | 50251 | PB | ST | OP | NA | NG |  | 189664.87 | 0.90184 | 0.0095098 | EIA Unit-level Data | NEI avg EF - PM, fuel type
2021 | MI | Verso Paper Quinnesec Mich Mill | 50251 | RB | ST | OP | NA | BLQ |  | 8061798.81 | 36.5109 | 0.0090577 | EIA Unit-level Data | NEI avg EF - PM, fuel type
2021 | MI | Verso Paper Quinnesec Mich Mill | 50251 | WTB | ST | OP | NA | WDS |  | 3612088.97 | 18.7456 | 0.010379 | EIA Unit-level Data | NEI avg EF - PM, fuel type
2021 | MN | Sartell Dam | 50252 | HG10 | HY | OP | NA | WAT |  | 18987.968 |  |  | EIA Prime Mover-level Data
2021 | MN | Sartell Dam | 50252 | HG11 | HY | OP | NA | WAT |  | 18987.968 |  |  | EIA Prime Mover-level Data
2021 | MN | Sartell Dam | 50252 | HG12 | HY | OP | NA | WAT |  | 18987.968 |  |  | EIA Prime Mover-level Data
2021 | MN | Sartell Dam | 50252 | HG2 | HY | OP | NA | WAT |  | 18987.968 |  |  | EIA Prime Mover-level Data
2021 | MN | Sartell Dam | 50252 | HG3 | HY | OP | NA | WAT |  | 18987.968 |  |  | EIA Prime Mover-level Data
2021 | MN | Sartell Dam | 50252 | HG4 | HY | OP | NA | WAT |  | 18987.968 |  |  | EIA Prime Mover-level Data
2021 | MN | Sartell Dam | 50252 | HG5 | HY | OP | NA | WAT |  | 18987.968 |  |  | EIA Prime Mover-level Data
2021 | MN | Sartell Dam | 50252 | HG6 | HY | OP | NA | WAT |  | 16878.194 |  |  | EIA Prime Mover-level Data
2021 | MN | Sartell Dam | 50252 | HG7 | HY | OP | NA | WAT |  | 16878.194 |  |  | EIA Prime Mover-level Data
2021 | MN | Sartell Dam | 50252 | HG8 | HY | OP | NA | WAT |  | 14768.419 |  |  | EIA Prime Mover-level Data
2021 | MN | Sartell Dam | 50252 | HG9 | HY | OP | NA | WAT |  | 14768.419 |  |  | EIA Prime Mover-level Data
2021 | NC | WestRock Kraft Paper, LLC | 50254 | 001 | ST | OP | TANGENTIAL | BIT |  | 1922765 | 13.6706 | 0.01422 | EIA Prime Mover-level Data | NEI avg EF - PM, fuel type, firing type | 1966
2021 | NC | WestRock Kraft Paper, LLC | 50254 | 4PB | ST | OP | NA | NG |  | 604206 | 2.8729 | 0.0095098 | EIA Unit-level Data | NEI avg EF - PM, fuel type
2021 | NC | WestRock Kraft Paper, LLC | 50254 | 7RB | ST | OP | NA | BLQ |  | 6997224.3 | 31.6896 | 0.0090577 | EIA Unit-level Data | NEI avg EF - PM, fuel type
2021 | MI | Beaumont Hospital Dearborn Campus | 50260 | 1 2M | IC | SB | NA | DFO |  | 303.556 | 0.047051 | 0.31 | EIA Prime Mover-level Data | Estimated using an emission factor
2021 | MI | Beaumont Hospital Dearborn Campus | 50260 | 2 2M | IC | SB | NA | DFO |  | 303.556 | 0.047051 | 0.31 | EIA Prime Mover-level Data | Estimated using an emission factor
2021 | MI | Beaumont Hospital Dearborn Campus | 50260 | 500A | IC | SB | NA | DFO |  | 75.889 | 0.011763 | 0.31 | EIA Prime Mover-level Data | Estimated using an emission factor
2021 | NV | New Lahontan | 50261 | GEN1 | HY | OP | NA | WAT |  | 71185 |  |  | EIA Prime Mover-level Data
2021 | CO | Redlands Water & Power | 50267 | RED1 | HY | OP | NA | WAT |  | 56090 |  |  | EIA Prime Mover-level Data
2021 | NY | Hewittville Hydroelectric | 50268 | HY1 | HY | OP | NA | WAT |  | 126720 |  |  | EIA Prime Mover-level Data
2021 | NY | Unionville Hydro Project 2499 NY | 50269 | HY1 | HY | OP | NA | WAT |  | 125535 |  |  | EIA Prime Mover-level Data
2021 | CA | ExxonMobil Santa Ynez Facility | 50270 | GTG1 | CT | OS | NA | NG
2021 | CA | ExxonMobil Santa Ynez Facility | 50270 | STG1 | CA | OS | NA | NG
2021 | MA | Pioneer Valley Resource Recovery | 50273 | DLV1 | ST | OP | NA | MSW |  | 929810 | 72.5252 | 0.156 | EIA Prime Mover-level Data | Estimated using an emission factor
2021 | ID | Simplot Leasing Don Plant | 50274 | GEN1 | ST | OP | NA | WH |  | 547479 |  |  | EIA Prime Mover-level Data
2021 | VA | Park 500 Philip Morris USA | 50275 | 3 | ST | OP | NA | NG |  | 597001.91 | 2.8387 | 0.0095098 | EIA Unit-level Data | NEI avg EF - PM, fuel type
2021 | CA | Wintec Energy Ltd | 50276 | EXIS | WT | OP | NA | WND |  | 716 |  |  | EIA Prime Mover-level Data
2021 | ME | Worumbo Hydro Station | 50278 | GEN1 | HY | OP | NA | WAT |  | 297222 |  |  | EIA Prime Mover-level Data
2021 | ME | Worumbo Hydro Station | 50278 | GEN2 | HY | OP | NA | WAT |  | 297222 |  |  | EIA Prime Mover-level Data
2021 | PA | PEI Power Corporation | 50279 | 2 | GT | OP | CT | NG | 1530 | 569995.9 | 1.6986 | 0.00596 | EPA/CAMD | EPA/NEI | 2001
2021 | NY | Dahowa Hydro | 50280 | GEN1 | HY | OP | NA | WAT |  | 161226 |  |  | EIA Prime Mover-level Data
2021 | CA | San Gorgonio Farms Wind Farm | 50281 | WGEN | WT | OP | NA | WND |  | 683387 |  |  | EIA Prime Mover-level Data
2021 | NH | Lower Village Water Power Project | 50285 | 0001 | HY | OP | NA | WAT |  | 26268 |  |  | EIA Prime Mover-level Data
2021 | NH | Lower Village Water Power Project | 50285 | 0002 | HY | OP | NA | WAT |  | 26268 |  |  | EIA Prime Mover-level Data
2021 | MA | SEMASS Resource Recovery | 50290 | 1 | ST | OP | NA | MSW |  | 3695402.132 | 288.2414 | 0.156 | EIA Unit-level Data | Estimated using an emission factor
2021 | MA | SEMASS Resource Recovery | 50290 | 2 | ST | OP | NA | MSW |  | 3555449.277 | 277.325 | 0.156 | EIA Unit-level Data | Estimated using an emission factor
2021 | MA | SEMASS Resource Recovery | 50290 | 3 | ST | OP | NA | MSW |  | 3534787.055 | 275.7134 | 0.156 | EIA Unit-level Data | Estimated using an emission factor
2021 | NY | Bethpage Energy Center | 50292 | GT1 | CT | OP | CC | NG | 2021 | 427900.016 | 0.0063876 | 2.9856e-05 | EPA/CAMD | EPA/NEI | 1989
2021 | NY | Bethpage Energy Center | 50292 | GT2 | CT | OP | CC | NG | 6684 | 1565650.36 | 0.0063876 | 8.1597e-06 | EPA/CAMD | EPA/NEI | 1989
2021 | NY | Bethpage Energy Center | 50292 | GT3 | GT | OP | CT | NG | 4405 | 1799261.431 | 5.306 | 0.005898 | EPA/CAMD | EPA/NEI | 2002
2021 | NY | Bethpage Energy Center | 50292 | GT4 | CT | OP | CC | NG | 5022 | 2627694.744 | 1.9781 | 0.0015056 | EPA/CAMD | EPA/NEI | 2005
2021 | CA | Wadham Energy LP | 50293 | BLR100 | ST | OP | NA | AB |  | 2634331.518 |  |  | EIA Unit-level Data
2021 | TN | Packaging Corporation of America | 50296 | 017 | ST | OP | TANGENTIAL | BLQ | 3631 | 13558524.327 | 61.4049 | 0.0090577 | EIA non-ozone season distributed and EPA/CAMD ozone season | NEI avg EF - PM, fuel type
2021 | TN | Packaging Corporation of America | 50296 | R1 | ST | OP | NA | BLQ |  | 3460560 | 15.6724 | 0.0090577 | EIA Unit-level Data | NEI avg EF - PM, fuel type
2021 | TN | Packaging Corporation of America | 50296 | R2 | ST | OP | NA | BLQ |  | 3468444 | 15.7081 | 0.0090577 | EIA Unit-level Data | NEI avg EF - PM, fuel type
2021 | TN | Packaging Corporation of America | 50296 | R3 | ST | OP | NA | BLQ |  | 6642804 | 30.0844 | 0.0090577 | EIA Unit-level Data | NEI avg EF - PM, fuel type
2021 | CA | AltaGas Ripon Energy Inc. | 50299 | GEN1 | GT | OP | NA | NG |  | 44854 | 0.17979 | 0.0080165 | EIA Prime Mover-level Data | NEI avg EF - PM, fuel type
2021 | CA | VESI Pomona | 50300 | BESS1 | BA | OP | NA | MWH |  | 0 |  |  | EIA Prime Mover-level Data
2021 | TX | Shell Deer Park | 50304 | GEN1 | ST | OP | NA | PUR |  | 1094126 |  |  | EIA Prime Mover-level Data
2021 | TX | Shell Deer Park | 50304 | GEN2 | ST | OP | NA | PUR |  | 1094126 |  |  | EIA Prime Mover-level Data
2021 | TX | Shell Deer Park | 50304 | GEN4 | GT | OP | NA | NG |  | 8273817.385 | 33.1635 | 0.0080165 | EIA Prime Mover-level Data | NEI avg EF - PM, fuel type
2021 | TX | Shell Deer Park | 50304 | GEN5 | GT | OP | NA | NG |  | 8817900.615 | 35.3443 | 0.0080165 | EIA Prime Mover-level Data | NEI avg EF - PM, fuel type
2021 | MI | Alpena Cement Plant | 50305 | K19 | ST | OP | NA | PC |  | 1683064.46 | 13.8359 | 0.016441 | EIA Unit-level Data | NEI avg EF - PM, fuel type
2021 | MI | Alpena Cement Plant | 50305 | K20 | ST | OP | NA | PC |  | 1594875.38 | 13.1109 | 0.016441 | EIA Unit-level Data | NEI avg EF - PM, fuel type
2021 | MI | Alpena Cement Plant | 50305 | K21 | ST | OP | NA | PC |  | 1702626.46 | 13.9967 | 0.016441 | EIA Unit-level Data | NEI avg EF - PM, fuel type
2021 | MI | Alpena Cement Plant | 50305 | K22 | ST | OP | NA | PC |  | 2228628.06 | 18.3208 | 0.016441 | EIA Unit-level Data | NEI avg EF - PM, fuel type
2021 | MI | Alpena Cement Plant | 50305 | K23 | ST | OP | NA | PC |  | 2545553.16 | 20.9261 | 0.016441 | EIA Unit-level Data | NEI avg EF - PM, fuel type
2021 | OK | University of Oklahoma | 50307 | B1 | ST | OP | NA | NG |  | 57597.512 | 0.27387 | 0.0095098 | EIA Unit-level Data | NEI avg EF - PM, fuel type
2021 | OK | University of Oklahoma | 50307 | B2 | ST | OP | NA | NG |  | 11154.976 | 0.053041 | 0.0095098 | EIA Unit-level Data | NEI avg EF - PM, fuel type
2021 | OK | University of Oklahoma | 50307 | B3 | ST | OP | NA | NG |  | 7044.744 | 0.033497 | 0.0095098 | EIA Unit-level Data | NEI avg EF - PM, fuel type
2021 | OK | University of Oklahoma | 50307 | B4 | ST | OP | NA | NG |  | 0 | 0 |  | EIA Unit-level Data | NEI avg EF - PM, fuel type
2021 | OK | University of Oklahoma | 50307 | GEN5 | IC | OP | NA | DFO
2021 | AK | Utility Plants Section | 50308 | 3 | ST | OP | NA | SUB |  | 568081.465 | 3.9258 | 0.013821 | EIA Unit-level Data | NEI avg EF - PM, fuel type
2021 | AK | Utility Plants Section | 50308 | 4 | ST | OP | NA | SUB |  | 347889.562 | 2.4041 | 0.013821 | EIA Unit-level Data | NEI avg EF - PM, fuel type
2021 | AK | Utility Plants Section | 50308 | 5 | ST | OP | NA | SUB |  | 735403.876 | 5.0821 | 0.013821 | EIA Unit-level Data | NEI avg EF - PM, fuel type
2021 | AK | Utility Plants Section | 50308 | 6 | ST | OP | NA | SUB |  | 494686.686 | 3.4186 | 0.013821 | EIA Unit-level Data | NEI avg EF - PM, fuel type
2021 | AK | Utility Plants Section | 50308 | 7 | ST | OP | NA | SUB |  | 507689.642 | 3.5084 | 0.013821 | EIA Unit-level Data | NEI avg EF - PM, fuel type
2021 | AK | Utility Plants Section | 50308 | 8 | ST | OP | NA | SUB |  | 399820.483 | 2.763 | 0.013821 | EIA Unit-level Data | NEI avg EF - PM, fuel type
2021 | FL | Standby Generation Plant | 50310 | 1 | IC | SB | NA | NG |  | 29.066 | 6.1329e-06 | 0.000422 | EIA Prime Mover-level Data | Estimated using an emission factor
2021 | FL | Standby Generation Plant | 50310 | 1SB | IC | SB | NA | NG |  | 34.35 | 7.2479e-06 | 0.000422 | EIA Prime Mover-level Data | Estimated using an emission factor
2021 | FL | Standby Generation Plant | 50310 | 2 | IC | SB | NA | NG |  | 29.066 | 6.1329e-06 | 0.000422 | EIA Prime Mover-level Data | Estimated using an emission factor
2021 | FL | Standby Generation Plant | 50310 | 2SB | IC | SB | NA | NG |  | 34.35 | 7.2479e-06 | 0.000422 | EIA Prime Mover-level Data | Estimated using an emission factor
2021 | FL | Standby Generation Plant | 50310 | 3 | IC | SB | NA | NG |  | 29.066 | 6.1329e-06 | 0.000422 | EIA Prime Mover-level Data | Estimated using an emission factor
2021 | FL | Standby Generation Plant | 50310 | 3SB | IC | SB | NA | NG |  | 34.35 | 7.2479e-06 | 0.000422 | EIA Prime Mover-level Data | Estimated using an emission factor
2021 | FL | Standby Generation Plant | 50310 | 4SB | IC | SB | NA | NG |  | 34.35 | 7.2479e-06 | 0.000422 | EIA Prime Mover-level Data | Estimated using an emission factor
2021 | FL | Standby Generation Plant | 50310 | 5SB | IC | SB | NA | NG |  | 34.35 | 7.2479e-06 | 0.000422 | EIA Prime Mover-level Data | Estimated using an emission factor
2021 | FL | Standby Generation Plant | 50310 | 6SB | IC | SB | NA | NG |  | 34.35 | 7.2479e-06 | 0.000422 | EIA Prime Mover-level Data | Estimated using an emission factor
2021 | FL | Standby Generation Plant | 50310 | 7SB | IC | SB | NA | NG |  | 34.35 | 7.2479e-06 | 0.000422 | EIA Prime Mover-level Data | Estimated using an emission factor
2021 | FL | Standby Generation Plant | 50310 | 8SB | IC | SB | NA | NG |  | 34.35 | 7.2479e-06 | 0.000422 | EIA Prime Mover-level Data | Estimated using an emission factor
2021 | NJ | Passaic Valley Water Commission | 50311 | GEN1 | HY | OS | NA | WAT
2021 | NJ | Passaic Valley Water Commission | 50311 | GEN2 | HY | OS | NA | WAT
2021 | NJ | Passaic Valley Water Commission | 50311 | GEN3 | HY | OS | NA | WAT
2021 | NJ | Passaic Valley Water Commission | 50311 | GEN4 | HY | OS | NA | WAT
2021 | NH | Pembroke Hydro | 50312 | 1 | HY | OP | NA | WAT |  | 82292 |  |  | EIA Prime Mover-level Data
2021 | NY | Chasm Hydro Partnership | 50315 | 1100 | HY | OA | NA | WAT
2021 | NY | Chasm Hydro Partnership | 50315 | 2600 | HY | OA | NA | WAT
2021 | IN | Bunge North America East LLC | 50316 | 3516 | ST | OP | NA | NG |  | 671164 | 3.1913 | 0.0095098 | EIA Prime Mover-level Data | NEI avg EF - PM, fuel type
2021 | CA | Site 980 65 | 50322 | GEN1 | HY | OP | NA | WAT |  | 1027 |  |  | EIA Prime Mover-level Data
2021 | ID | Marco Ranch | 50323 | 1 | HY | OP | NA | WAT |  | 5681.75 |  |  | EIA Prime Mover-level Data
2021 | ID | Marco Ranch | 50323 | 2 | HY | OP | NA | WAT |  | 5681.75 |  |  | EIA Prime Mover-level Data
2021 | ID | Marco Ranch | 50323 | 3 | HY | OP | NA | WAT |  | 5681.75 |  |  | EIA Prime Mover-level Data
2021 | ID | Marco Ranch | 50323 | 4 | HY | OP | NA | WAT |  | 5681.75 |  |  | EIA Prime Mover-level Data
2021 | NH | Newfound Hydroelectric | 50324 | 1 | HY | OP | NA | WAT |  | 21457 |  |  | EIA Prime Mover-level Data
2021 | NH | Newfound Hydroelectric | 50324 | 2 | HY | OP | NA | WAT |  | 21457 |  |  | EIA Prime Mover-level Data
2021 | IL | Nalco | 50326 | AT1 | CT | OP | NA | NG |  | 210913.014 | 0.56668 | 0.0053736 | EIA Unit-level Data | NEI avg EF - PM, fuel type
2021 | IL | Nalco | 50326 | DPOX | CA | OS | NA | NG
2021 | MN | Byllesby | 50328 | 1 | HY | OP | NA | WAT |  | 953.92 |  |  | EIA Prime Mover-level Data
2021 | MN | Byllesby | 50328 | 2 | HY | OP | NA | WAT |  | 953.92 |  |  | EIA Prime Mover-level Data
2021 | MN | Byllesby | 50328 | 3 | HY | OP | NA | WAT |  | 1073.16 |  |  | EIA Prime Mover-level Data
2021 | WA | West Point Treatment Plant | 50329 | 4 | IC | OP | NA | OBG |  | 59188 | 0.43503 | 0.0147 | EIA Prime Mover-level Data | Estimated using an emission factor
2021 | WA | West Point Treatment Plant | 50329 | 5 | IC | OP | NA | OBG |  | 59188 | 0.43503 | 0.0147 | EIA Prime Mover-level Data | Estimated using an emission factor
2021 | HI | Gay Robinson | 50333 | DSL5 | IC | SB | NA | DFO
2021 | HI | Gay Robinson | 50333 | DSL6 | IC | SB | NA | DFO
2021 | HI | Gay Robinson | 50333 | HYD2 | HY | OP | NA | WAT |  | 62875.792 |  |  | EIA Prime Mover-level Data
2021 | HI | Gay Robinson | 50333 | HYD3 | HY | OP | NA | WAT |  | 340577.208 |  |  | EIA Prime Mover-level Data
2021 | IL | Mooseheart Power House | 50337 | GEN1 | IC | SB | NA | NG
2021 | IL | Mooseheart Power House | 50337 | GEN2 | IC | SB | NA | NG
2021 | IL | Mooseheart Power House | 50337 | GEN3 | IC | SB | NA | NG
2021 | IL | Mooseheart Power House | 50337 | GEN4 | IC | SB | NA | NG
2021 | LA | PCS Nitrogen Fertilizer LP | 50341 | GEN2 | ST | OS | NA | WH
2021 | LA | PCS Nitrogen Fertilizer LP | 50341 | GEN3 | IC | SB | NA | DFO
2021 | LA | PCS Nitrogen Fertilizer LP | 50341 | GEN4 | IC | SB | NA | DFO
2021 | CA | Forks of Butte Hydro Project | 50350 | GEN1 | HY | OP | NA | WAT |  | 121989 |  |  | EIA Prime Mover-level Data
2021 | NH | Rolfe Canal Hydro | 50351 | 1 | HY | OP | NA | WAT |  | 205281 |  |  | EIA Prime Mover-level Data
2021 | CA | Nacimiento Hydro Project | 50352 | 1 | HY | OP | NA | WAT |  | 31385.455 |  |  | EIA Prime Mover-level Data
2021 | CA | Nacimiento Hydro Project | 50352 | 2 | HY | OP | NA | WAT |  | 3138.545 |  |  | EIA Prime Mover-level Data
2021 | NH | Penacook Lower Falls | 50353 | 1 | HY | OP | NA | WAT |  | 207668 |  |  | EIA Prime Mover-level Data
2021 | NY | Newport Hydro | 50354 | 1 | HY | OP | NA | WAT |  | 28168 |  |  | EIA Prime Mover-level Data
2021 | NY | Newport Hydro | 50354 | 2 | HY | OP | NA | WAT |  | 28168 |  |  | EIA Prime Mover-level Data
2021 | NY | Newport Hydro | 50354 | 3 | HY | OP | NA | WAT |  | 3521 |  |  | EIA Prime Mover-level Data
2021 | AL | Sloss Industries Corp | 50359 | 1 | ST | OS | NA | NG |  | 387594.5 | 1.843 | 0.0095098 | EIA Unit-level Data | NEI avg EF - PM, fuel type
2021 | AL | Sloss Industries Corp | 50359 | 3 | ST | OS | NA | NG |  | 0 | 0 |  | EIA Unit-level Data | NEI avg EF - PM, fuel type
2021 | AL | Sloss Industries Corp | 50359 | 4 | ST | OS | NA | NG |  | 373031.5 | 1.7737 | 0.0095098 | EIA Unit-level Data | NEI avg EF - PM, fuel type
2021 | OR | Michell Butte Power Project | 50360 | GEN1 | HY | OP | NA | WAT |  | 30596 |  |  | EIA Prime Mover-level Data
2021 | OR | Owyhee Dam Power Project | 50361 | GEN1 | HY | OP | NA | WAT |  | 90198 |  |  | EIA Prime Mover-level Data
2021 | OR | Tunnel 1 Power Project | 50362 | GEN1 | HY | SB | NA | WAT |  | 55375 |  |  | EIA Prime Mover-level Data
2021 | CA | Mesquite Lake Energy Park Plant 2 | 50363 | L313 | ST | OS | NA | WDS
2021 | RI | Ridgewood Providence Power | 50365 | PH21 | IC | OA | NA | LFG
2021 | RI | Ridgewood Providence Power | 50365 | PH22 | IC | OA | NA | LFG
2021 | RI | Ridgewood Providence Power | 50365 | PH23 | IC | OA | NA | LFG
2021 | RI | Ridgewood Providence Power | 50365 | PH24 | IC | OA | NA | LFG
2021 | IN | University of Notre Dame | 50366 | BLR1 | ST | OP | NA | NG |  | 149021.927 | 0.70858 | 0.0095098 | EIA Unit-level Data | NEI avg EF - PM, fuel type
2021 | IN | University of Notre Dame | 50366 | BLR2 | ST | OP | NA | BIT |  | 0 | 0 |  | EIA Unit-level Data | NEI avg EF - PM, fuel type
2021 | IN | University of Notre Dame | 50366 | BLR3 | ST | OP | NA | BIT |  | 0 | 0 |  | EIA Unit-level Data | NEI avg EF - PM, fuel type
2021 | IN | University of Notre Dame | 50366 | BLR4 | ST | RE | NA | NG |  | 529930.059 | 2.5198 | 0.0095098 | EIA Unit-level Data | NEI avg EF - PM, fuel type
2021 | IN | University of Notre Dame | 50366 | BLR5 | ST | OP | NA | NG |  | 666987.198 | 3.1715 | 0.0095098 | EIA Unit-level Data | NEI avg EF - PM, fuel type
2021 | IN | University of Notre Dame | 50366 | BLR6 | ST | OP | NA | NG |  | 527742.324 | 2.5094 | 0.0095098 | EIA Unit-level Data | NEI avg EF - PM, fuel type
2021 | IN | University of Notre Dame | 50366 | GEN3 | IC | SB | NA | DFO |  | 589.87 | 0.09143 | 0.31 | EIA Prime Mover-level Data | Estimated using an emission factor
2021 | IN | University of Notre Dame | 50366 | GEN4 | IC | SB | NA | DFO |  | 589.87 | 0.09143 | 0.31 | EIA Prime Mover-level Data | Estimated using an emission factor
2021 | IN | University of Notre Dame | 50366 | GEN8 | IC | OP | NA | DFO |  | 1120.753 | 0.17372 | 0.31 | EIA Prime Mover-level Data | Estimated using an emission factor
2021 | IN | University of Notre Dame | 50366 | GEN9 | IC | OP | NA | DFO |  | 1120.753 | 0.17372 | 0.31 | EIA Prime Mover-level Data | Estimated using an emission factor
2021 | IN | University of Notre Dame | 50366 | GN10 | IC | OP | NA | DFO |  | 1120.753 | 0.17372 | 0.31 | EIA Prime Mover-level Data | Estimated using an emission factor
2021 | IN | University of Notre Dame | 50366 | GT1 | GT | OP | NA | NG |  | 123323.5 | 0.49431 | 0.0080165 | EIA Prime Mover-level Data | NEI avg EF - PM, fuel type
2021 | IN | University of Notre Dame | 50366 | GT2 | GT | OP | NA | NG |  | 123323.5 | 0.49431 | 0.0080165 | EIA Prime Mover-level Data | NEI avg EF - PM, fuel type
2021 | NY | Cornell University Ithaca Campus | 50368 | CT1 | CT | OP | CC | NG | 2844 | 1002880.328 | 2.6945 | 0.0053736 | EIA non-ozone season distributed and EPA/CAMD ozone season | NEI avg EF - PM, fuel type, firing type | 2009
2021 | NY | Cornell University Ithaca Campus | 50368 | CT2 | CT | OP | CC | NG | 2389 | 840395.008 | 2.258 | 0.0053736 | EIA non-ozone season distributed and EPA/CAMD ozone season | NEI avg EF - PM, fuel type, firing type | 2009
2021 | PA | Paxton Creek Cogeneration | 50373 | GEN1 | IC | SB | NA | NG |  | 24868.5 | 0.0052473 | 0.000422 | EIA Prime Mover-level Data | Estimated using an emission factor
2021 | PA | Paxton Creek Cogeneration | 50373 | GEN2 | IC | SB | NA | NG |  | 24868.5 | 0.0052473 | 0.000422 | EIA Prime Mover-level Data | Estimated using an emission factor
2021 | CA | East Portal Generator | 50375 | GEN1 | HY | OP | NA | WAT |  | 26890 |  |  | EIA Prime Mover-level Data
2021 | WA | Upriver Dam Hydro Plant | 50380 | GEN1 | HY | OP | NA | WAT |  | 51043.295 |  |  | EIA Prime Mover-level Data
2021 | WA | Upriver Dam Hydro Plant | 50380 | GEN2 | HY | OP | NA | WAT |  | 51043.295 |  |  | EIA Prime Mover-level Data
2021 | WA | Upriver Dam Hydro Plant | 50380 | GEN3 | HY | OP | NA | WAT |  | 51043.295 |  |  | EIA Prime Mover-level Data
2021 | WA | Upriver Dam Hydro Plant | 50380 | GEN4 | HY | OP | NA | WAT |  | 148025.557 |  |  | EIA Prime Mover-level Data
2021 | WA | Upriver Dam Hydro Plant | 50380 | GEN5 | HY | OP | NA | WAT |  | 148025.557 |  |  | EIA Prime Mover-level Data
2021 | WA | Twin Reservoirs | 50382 | GEN1 | HY | OP | NA | WAT |  | 96239 |  |  | EIA Prime Mover-level Data
2021 | NH | Gregg Falls | 50384 | 1 | HY | OP | NA | WAT |  | 62782.971 |  |  | EIA Prime Mover-level Data
2021 | NH | Gregg Falls | 50384 | 2 | HY | OP | NA | WAT |  | 37099.029 |  |  | EIA Prime Mover-level Data
2021 | NJ | Newark Bay Cogen | 50385 | 1001 | CT | OP | CC | NG | 631 | 284241.892 | 0.61 | 0.0042921 | EPA/CAMD | EPA/NEI | 1993
2021 | NJ | Newark Bay Cogen | 50385 | 2001 | CT | OP | CC | NG | 629 | 289115.206 | 0.77 | 0.0053266 | EPA/CAMD | EPA/NEI | 1993
2021 | CA | Phillips 66 Carbon Plant | 50388 | GEN1 | ST | OP | NA | WH |  | 994253 |  |  | EIA Prime Mover-level Data
2021 | LA | Port Allen (LA) | 50389 | GEN1 | GT | OP | NA | NG |  | 267733 | 1.0731 | 0.0080165 | EIA Prime Mover-level Data | NEI avg EF - PM, fuel type
2021 | LA | Port Allen (LA) | 50389 | GEN2 | GT | OP | NA | NG |  | 267733 | 1.0731 | 0.0080165 | EIA Prime Mover-level Data | NEI avg EF - PM, fuel type
2021 | AK | Eielson AFB Central Heat & Power Plant | 50392 | 1 | ST | OP | NA | SUB |  | 335874.646 | 2.3211 | 0.013821 | EIA Unit-level Data | NEI avg EF - PM, fuel type
2021 | AK | Eielson AFB Central Heat & Power Plant | 50392 | 2 | ST | OP | NA | SUB |  | 529947.492 | 3.6622 | 0.013821 | EIA Unit-level Data | NEI avg EF - PM, fuel type
2021 | AK | Eielson AFB Central Heat & Power Plant | 50392 | 3 | ST | OP | NA | SUB |  | 455161.368 | 3.1454 | 0.013821 | EIA Unit-level Data | NEI avg EF - PM, fuel type
2021 | AK | Eielson AFB Central Heat & Power Plant | 50392 | 4 | ST | OP | NA | SUB |  | 629661.578 | 4.3513 | 0.013821 | EIA Unit-level Data | NEI avg EF - PM, fuel type
2021 | AK | Eielson AFB Central Heat & Power Plant | 50392 | 5 | ST | OP | NA | SUB |  | 0 | 0 |  | EIA Unit-level Data | NEI avg EF - PM, fuel type
2021 | AK | Eielson AFB Central Heat & Power Plant | 50392 | 5A | ST | OP | NA | SUB |  | 568250.762 | 3.9269 | 0.013821 | EIA Unit-level Data | NEI avg EF - PM, fuel type
2021 | AK | Eielson AFB Central Heat & Power Plant | 50392 | 6A | ST | OP | NA | SUB |  | 344776.402 | 2.3826 | 0.013821 | EIA Unit-level Data | NEI avg EF - PM, fuel type
2021 | AK | Eielson AFB Central Heat & Power Plant | 50392 | DG01 | IC | SB | NA | DFO |  | 789 |  |  | EIA Prime Mover-level Data
2021 | AK | Eielson AFB Central Heat & Power Plant | 50392 | DG02 | IC | SB | NA | DFO |  | 789 |  |  | EIA Prime Mover-level Data
2021 | AK | Eielson AFB Central Heat & Power Plant | 50392 | DG03 | IC | SB | NA | DFO |  | 789 |  |  | EIA Prime Mover-level Data
2021 | AK | Eielson AFB Central Heat & Power Plant | 50392 | DG04 | IC | SB | NA | DFO |  | 789 |  |  | EIA Prime Mover-level Data
2021 | CA | Friant Hydro Facility | 50393 | FR1 | HY | OP | NA | WAT |  | 174699.904 |  |  | EIA Prime Mover-level Data
2021 | CA | Friant Hydro Facility | 50393 | M1 | HY | OP | NA | WAT |  | 93046.688 |  |  | EIA Prime Mover-level Data
2021 | CA | Friant Hydro Facility | 50393 | RO1 | HY | OP | NA | WAT |  | 22786.944 |  |  | EIA Prime Mover-level Data
2021 | CA | Friant Hydro Facility | 50393 | RO2 | HY | OP | NA | WAT |  | 65512.464 |  |  | EIA Prime Mover-level Data
2021 | WI | Georgia-Pacific Corp - Nekoosa Mill | 50395 | 1 | ST | OP | NA | NG |  | 215070.261 | 1.0226 | 0.0095098 | EIA Unit-level Data | NEI avg EF - PM, fuel type
2021 | WI | Georgia-Pacific Corp - Nekoosa Mill | 50395 | 10 | ST | OP | NA | NG |  | 251711.922 | 1.1969 | 0.0095098 | EIA Unit-level Data | NEI avg EF - PM, fuel type
2021 | WI | Georgia-Pacific Corp - Nekoosa Mill | 50395 | 14 | ST | OP | NA | BLQ |  | 1183751.612 | 5.3611 | 0.0090577 | EIA Unit-level Data | NEI avg EF - PM, fuel type
2021 | WI | Georgia-Pacific Corp - Nekoosa Mill | 50395 | 2 | ST | OP | NA | NG |  | 226556.988 | 1.0773 | 0.0095098 | EIA Unit-level Data | NEI avg EF - PM, fuel type
2021 | WI | Georgia-Pacific Corp - Nekoosa Mill | 50395 | HY1 | HY | OP | NA | WAT |  | 40209.846 |  |  | EIA Prime Mover-level Data
2021 | WI | Georgia-Pacific Corp - Nekoosa Mill | 50395 | HY2 | HY | OP | NA | WAT |  | 40209.846 |  |  | EIA Prime Mover-level Data
2021 | WI | Georgia-Pacific Corp - Nekoosa Mill | 50395 | HY3 | HY | OP | NA | WAT |  | 40209.846 |  |  | EIA Prime Mover-level Data
2021 | WI | Georgia-Pacific Corp - Nekoosa Mill | 50395 | HY4 | HY | OA | NA | WAT |  | 30157.385 |  |  | EIA Prime Mover-level Data
2021 | WI | Georgia-Pacific Corp - Nekoosa Mill | 50395 | HY5 | HY | OA | NA | WAT |  | 35183.615 |  |  | EIA Prime Mover-level Data
2021 | WI | Georgia-Pacific Corp - Nekoosa Mill | 50395 | NHG1 | HY | OP | NA | WAT |  | 10052.462 |  |  | EIA Prime Mover-level Data
2021 | OR | Dillard Complex | 50396 | BLR1 | ST | OP | NA | WDS |  | 1081465.06 | 5.6125 | 0.010379 | EIA Unit-level Data | NEI avg EF - PM, fuel type
2021 | OR | Dillard Complex | 50396 | BLR2 | ST | OP | NA | WDS |  | 1166398.76 | 6.0532 | 0.010379 | EIA Unit-level Data | NEI avg EF - PM, fuel type
2021 | OR | Dillard Complex | 50396 | BLR6 | ST | OP | NA | WDS |  | 2531364.18 | 13.137 | 0.010379 | EIA Unit-level Data | NEI avg EF - PM, fuel type
2021 | PA | Pixelle Specialty Solutions | 50397 | 036 | ST | OP | FLUIDIZED | BIT | 8213 | 3157252.675 | 28.6719 | 0.018163 | EPA/CAMD | NEI avg EF - PM, fuel type, firing type | 1988
2021 | PA | Pixelle Specialty Solutions | 50397 | 038 | ST | OP | OTHER BOILER | NG | 3406 | 1313120.891 | 5.3606 | 0.0081647 | EIA non-ozone season distributed and EPA/CAMD ozone season | NEI avg EF - PM, fuel type, firing type | 2017
2021 | PA | Pixelle Specialty Solutions | 50397 | 039 | ST | OP | OTHER BOILER | NG | 3556 | 1894889.544 | 7.7356 | 0.0081647 | EIA non-ozone season distributed and EPA/CAMD ozone season | NEI avg EF - PM, fuel type, firing type | 2016
2021 | PA | Pixelle Specialty Solutions | 50397 | 5PB036 | ST | OP | FLUIDIZED | WDS |  | 872896.5 | 2.8498 | 0.0065294 | EIA Unit-level Data | NEI avg EF - PM, fuel type, firing type
2021 | PA | Pixelle Specialty Solutions | 50397 | REC037 | ST | OP | WALL | BLQ |  | 6876941.4 | 31.1448 | 0.0090577 | EIA Unit-level Data | NEI avg EF - PM, fuel type
2021 | GA | International Paper Savanna Mill | 50398 | 13PB | ST | OP | TANGENTIAL | NG |  | 6975402.78 | 42.8718 | 0.012292 | EIA Unit-level Data | NEI avg EF - PM, fuel type, firing type
2021 | GA | International Paper Savanna Mill | 50398 | 15RB | ST | OP | TANGENTIAL | BLQ |  | 13553254.88 | 61.381 | 0.0090577 | EIA Unit-level Data | NEI avg EF - PM, fuel type
2021 | CA | Sand Bar Power Plant | 50400 | GEN1 | HY | OP | NA | WAT |  | 298957 |  |  | EIA Prime Mover-level Data
2021 | TX | BP Chemicals Green Lake Plant | 50404 | TG2 | ST | OP | NA | WH |  | 167167.268 |  |  | EIA Prime Mover-level Data
2021 | TX | BP Chemicals Green Lake Plant | 50404 | TG3 | ST | OP | NA | WH |  | 265238.732 |  |  | EIA Prime Mover-level Data
2021 | ME | Somerset Plant | 50406 | 1HFB | ST | OP | WALL | WDS |  | 4147386.95 | 21.5236 | 0.010379 | EIA Unit-level Data | NEI avg EF - PM, fuel type
2021 | ME | Somerset Plant | 50406 | 2HFB | ST | OP | TANGENTIAL | WDS |  | 5642384.33 | 29.2822 | 0.010379 | EIA Unit-level Data | NEI avg EF - PM, fuel type
2021 | ME | Somerset Plant | 50406 | REC | ST | OP | OTHER BOILER | BLQ |  | 10482549.13 | 47.4741 | 0.0090577 | EIA Unit-level Data | NEI avg EF - PM, fuel type, firing type
2021 | WI | Park Mill | 50408 | 1 | HY | OP | NA | WAT |  | 22699.048 |  |  | EIA Prime Mover-level Data
2021 | WI | Park Mill | 50408 | 10 | HY | OP | NA | WAT |  | 17024.286 |  |  | EIA Prime Mover-level Data
2021 | WI | Park Mill | 50408 | 2 | HY | OP | NA | WAT |  | 11349.524 |  |  | EIA Prime Mover-level Data
2021 | WI | Park Mill | 50408 | 3 | HY | OP | NA | WAT |  | 22699.048 |  |  | EIA Prime Mover-level Data
2021 | WI | Park Mill | 50408 | 6 | HY | OP | NA | WAT |  | 22699.048 |  |  | EIA Prime Mover-level Data
2021 | WI | Park Mill | 50408 | 7 | HY | OP | NA | WAT |  | 22699.048 |  |  | EIA Prime Mover-level Data
2021 | MI | Menominee Mill Marinette | 50409 | 4 | HY | OP | NA | WAT |  | 20991.111 |  |  | EIA Prime Mover-level Data
2021 | MI | Menominee Mill Marinette | 50409 | 5 | HY | OP | NA | WAT |  | 20991.111 |  |  | EIA Prime Mover-level Data
2021 | MI | Menominee Mill Marinette | 50409 | 8 | HY | OP | NA | WAT |  | 26238.889 |  |  | EIA Prime Mover-level Data
2021 | MI | Menominee Mill Marinette | 50409 | 9 | HY | OP | NA | WAT |  | 26238.889 |  |  | EIA Prime Mover-level Data
2021 | PA | Chester Operations | 50410 | 10 | ST | OP | NA | BIT |  | 0 | 0 |  | EIA Unit-level Data | NEI avg EF - PM, fuel type
2021 | PA | Chester Operations | 50410 | 6 | CT | OP | NA | NG |  | 1115205.371 | 2.9963 | 0.0053736 | EIA Unit-level Data | NEI avg EF - PM, fuel type
2021 | PA | Chester Operations | 50410 | 6A | CA | OP | NA | NG |  | 72473.233 |  |  | EIA Unit-level Data
2021 | PA | Chester Operations | 50410 | 7 | CT | OP | NA | NG |  | 1133621.004 | 3.0458 | 0.0053736 | EIA Unit-level Data | NEI avg EF - PM, fuel type
2021 | PA | Chester Operations | 50410 | 7A | CA | OP | NA | NG |  | 61035.416 |  |  | EIA Unit-level Data
2021 | NJ | Rutgers Biomedical and Health Cogen | 50411 | GEN1 | GT | OA | NA | NG
2021 | NJ | Rutgers Biomedical and Health Cogen | 50411 | GEN2 | GT | OA | NA | NG
2021 | NJ | Rutgers Biomedical and Health Cogen | 50411 | GEN3 | GT | OA | NA | NG
2021 | MN | Olmsted Waste Energy | 50413 | DGCAT | IC | SB | NA | DFO |  | 53 | 0.008215 | 0.31 | EIA Prime Mover-level Data | Estimated using an emission factor
2021 | MN | Olmsted Waste Energy | 50413 | TG2 | ST | OP | NA | MSW |  | 256077.938 | 19.9741 | 0.156 | EIA Prime Mover-level Data | Estimated using an emission factor
2021 | MN | Olmsted Waste Energy | 50413 | TG3 | ST | OP | NA | MSW |  | 640194.844 | 49.9352 | 0.156 | EIA Prime Mover-level Data | Estimated using an emission factor
2021 | MN | Olmsted Waste Energy | 50413 | TGI | ST | OP | NA | MSW |  | 221158.219 | 17.2503 | 0.156 | EIA Prime Mover-level Data | Estimated using an emission factor
2021 | NH | Penacook Upper Falls Hydro | 50414 | 1 | HY | OP | NA | WAT |  | 127225 |  |  | EIA Prime Mover-level Data
2021 | NY | Tannery Island Power | 50416 | GEN1 | HY | OP | NA | WAT |  | 12808 |  |  | EIA Prime Mover-level Data
2021 | NY | Tannery Island Power | 50416 | GEN2 | HY | OP | NA | WAT |  | 12808 |  |  | EIA Prime Mover-level Data
2021 | NY | Tannery Island Power | 50416 | GEN3 | HY | OP | NA | WAT |  | 12808 |  |  | EIA Prime Mover-level Data
2021 | NY | Tannery Island Power | 50416 | GEN4 | HY | OP | NA | WAT |  | 12808 |  |  | EIA Prime Mover-level Data
2021 | NY | Tannery Island Power | 50416 | GEN5 | HY | OP | NA | WAT |  | 12808 |  |  | EIA Prime Mover-level Data
2021 | WA | Orchard Avenue 1 | 50421 | 201 | HY | OP | NA | WAT |  | 7675.5 |  |  | EIA Prime Mover-level Data
2021 | WA | Orchard Avenue 1 | 50421 | 301 | HY | OP | NA | WAT |  | 7675.5 |  |  | EIA Prime Mover-level Data
2021 | WA | Cowiche | 50423 | 983 | HY | OP | NA | WAT |  | 29694 |  |  | EIA Prime Mover-level Data
2021 | NY | Bronx Zoo | 50427 | GEN1 | IC | SB | NA | NG |  | 37053.333 | 0.0078183 | 0.000422 | EIA Prime Mover-level Data | Estimated using an emission factor
2021 | NY | Bronx Zoo | 50427 | GEN2 | IC | SB | NA | NG |  | 37053.333 | 0.0078183 | 0.000422 | EIA Prime Mover-level Data | Estimated using an emission factor
2021 | NY | Bronx Zoo | 50427 | GEN3 | IC | OP | NA | NG |  | 81517.333 | 0.0172 | 0.000422 | EIA Prime Mover-level Data | Estimated using an emission factor
2021 | NY | Bronx Zoo | 50427 | GEN4 | IC | OP | NA | NG |  | 111160 | 0.023455 | 0.000422 | EIA Prime Mover-level Data | Estimated using an emission factor
2021 | MI | University of Michigan | 50431 | 2 | CA | OP | NA | NG |  | 250528.3 | 0.052861 | 0.000422 | EIA Unit-level Data | Estimated using an emission factor
2021 | MI | University of Michigan | 50431 | 3 | CA | OP | NA | NG |  | 287782 | 0.060722 | 0.000422 | EIA Unit-level Data | Estimated using an emission factor
2021 | MI | University of Michigan | 50431 | 4 | CA | OP | NA | NG |  | 348510.8 | 0.073536 | 0.000422 | EIA Unit-level Data | Estimated using an emission factor
2021 | MI | University of Michigan | 50431 | 6 | CA | OP | NA | NG |  | 1066849.5 | 0.22511 | 0.000422 | EIA Unit-level Data | Estimated using an emission factor
2021 | MI | University of Michigan | 50431 | 7 | CA | OP | NA | NG |  | 256605.8 | 0.054144 | 0.000422 | EIA Unit-level Data | Estimated using an emission factor
2021 | MI | University of Michigan | 50431 | 8 | CA | OP | NA | NG |  | 262002.4 | 0.055283 | 0.000422 | EIA Unit-level Data | Estimated using an emission factor
2021 | MI | University of Michigan | 50431 | TG10 | CT | OP | NA | NG |  | 407097.2 | 1.0938 | 0.0053736 | EIA Unit-level Data | NEI avg EF - PM, fuel type
2021 | MI | University of Michigan | 50431 | TG9 | CT | OP | NA | NG |  | 443147 | 1.1906 | 0.0053736 | EIA Unit-level Data | NEI avg EF - PM, fuel type
2021 | MI | Ada Dam | 50433 | ADA1 | HY | OP | NA | WAT |  | 30516 |  |  | EIA Prime Mover-level Data
2021 | CO | Sugarloaf Hydro Plant | 50435 | SUG1 | HY | OP | NA | WAT
2021 | MI | Cascade Dam | 50436 | CAS1 | HY | OP | NA | WAT |  | 49210 |  |  | EIA Prime Mover-level Data
2021 | MI | French Landing Dam | 50437 | FRL1 | HY | OP | NA | WAT |  | 72707 |  |  | EIA Prime Mover-level Data
2021 | WI | Oconto Falls Lower | 50439 | GEN1 | HY | OS | NA | WAT |  | 11245.5 |  |  | EIA Prime Mover-level Data
2021 | WI | Oconto Falls Lower | 50439 | GEN2 | HY | OP | NA | WAT |  | 63724.5 |  |  | EIA Prime Mover-level Data
2021 | ME | S D Warren Westbrook | 50447 | 17 | ST | OS | NA | RFO |  | 40956.3 | 0.15026 | 0.0073378 | EIA Unit-level Data | NEI avg EF - PM, fuel type
2021 | ME | S D Warren Westbrook | 50447 | 18 | ST | OS | NA | BIT |  | 0 | 0 |  | EIA Unit-level Data | NEI avg EF - PM, fuel type
2021 | ME | S D Warren Westbrook | 50447 | 21 | ST | OP | NA | BIT |  | 0 | 0 |  | EIA Unit-level Data | NEI avg EF - PM, fuel type
2021 | ME | S D Warren Westbrook | 50447 | GEN1 | HY | OS | NA | WAT |  | 14884.25 |  |  | EIA Prime Mover-level Data
2021 | ME | S D Warren Westbrook | 50447 | GEN2 | HY | OS | NA | WAT |  | 14884.25 |  |  | EIA Prime Mover-level Data
2021 | ME | S D Warren Westbrook | 50447 | GEN3 | HY | OA | NA | WAT |  | 14884.25 |  |  | EIA Prime Mover-level Data
2021 | ME | S D Warren Westbrook | 50447 | GEN4 | HY | OP | NA | WAT |  | 19845.667 |  |  | EIA Prime Mover-level Data
2021 | ME | S D Warren Westbrook | 50447 | GEN5 | HY | OP | NA | WAT |  | 19845.667 |  |  | EIA Prime Mover-level Data
2021 | ME | S D Warren Westbrook | 50447 | GEN6 | HY | OP | NA | WAT |  | 19845.667 |  |  | EIA Prime Mover-level Data
2021 | ME | S D Warren Westbrook | 50447 | GEN7 | HY | OP | NA | WAT |  | 14884.25 |  |  | EIA Prime Mover-level Data
2021 | ME | S D Warren Westbrook | 50447 | GN11 | HY | OP | NA | WAT |  | 14884.25 |  |  | EIA Prime Mover-level Data
2021 | ME | S D Warren Westbrook | 50447 | GN12 | HY | OP | NA | WAT |  | 4961.417 |  |  | EIA Prime Mover-level Data
2021 | ME | S D Warren Westbrook | 50447 | GN13 | HY | OP | NA | WAT |  | 4961.417 |  |  | EIA Prime Mover-level Data
2021 | ME | S D Warren Westbrook | 50447 | GN14 | HY | OP | NA | WAT |  | 4961.417 |  |  | EIA Prime Mover-level Data
2021 | ME | S D Warren Westbrook | 50447 | GN15 | HY | OP | NA | WAT |  | 4961.417 |  |  | EIA Prime Mover-level Data
2021 | ME | S D Warren Westbrook | 50447 | GN16 | HY | OP | NA | WAT |  | 12403.542 |  |  | EIA Prime Mover-level Data
2021 | ME | S D Warren Westbrook | 50447 | GN17 | HY | OP | NA | WAT |  | 12403.542 |  |  | EIA Prime Mover-level Data
2021 | NY | Indeck-Silver Springs Energy Center | 50449 | 1 | CT | OP | CC | NG | 1023 | 373953.475 | 0.13108 | 0.00070102 | EPA/CAMD | EPA/NEI | 1991
2021 | NY | Indeck-Oswego Energy Center | 50450 | 1 | CT | OP | CC | NG | 608 | 221912.825 | 0.78096 | 0.0070384 | EPA/CAMD | EPA/NEI | 1990
2021 | NY | Indeck-Yerkes Energy Center | 50451 | 1 | CT | OP | CC | NG | 612 | 226822.775 | 2.562 | 0.02259 | EPA/CAMD | EPA/NEI | 1988
2021 | OH | Procter & Gamble Cincinnati Plant | 50456 | 4 | ST | OP | NA | NG |  | 1864387.269 | 8.865 | 0.0095098 | EIA Unit-level Data | NEI avg EF - PM, fuel type
2021 | OH | Procter & Gamble Cincinnati Plant | 50456 | PB1 | ST | OP | NA | NG |  | 48593.402 | 0.23106 | 0.0095098 | EIA Unit-level Data | NEI avg EF - PM, fuel type
2021 | NY | Indeck-Corinth Energy Center | 50458 | 1 | CT | OP | CC | NG | 4571 | 4534123.65 | 1.8902 | 0.00083379 | EPA/CAMD | EPA/NEI | 1995
2021 | MI | Cheboygan | 50461 | GEN1 | HY | OP | NA | WAT |  | 41757 |  |  | EIA Prime Mover-level Data
2021 | PA | Procter & Gamble Paper Products | 50463 | 328001 | GT | OP | CT | NG | 3667 | 4564256.78 | 13.76 | 0.0060295 | EIA non-ozone season distributed and EPA/CAMD ozone season | EPA/NEI | 1985
2021 | PA | Procter & Gamble Paper Products | 50463 | 328002 | GT | OP | CT | NG | 3433 | 4183793.145 | 16.7697 | 0.0080165 | EIA non-ozone season distributed and EPA/CAMD ozone season | NEI avg EF - PM, fuel type, firing type | 2013
2021 | CA | Oxnard | 50464 | GEN1 | GT | OP | NA | NG |  | 1444279.336 | 5.789 | 0.0080165 | EIA Prime Mover-level Data | NEI avg EF - PM, fuel type
2021 | CA | Oxnard | 50464 | GEN2 | GT | OP | NA | NG |  | 3723532.664 | 14.9248 | 0.0080165 | EIA Prime Mover-level Data | NEI avg EF - PM, fuel type
2021 | GA | Flint River Operations | 50465 | PB | ST | OP | NA | WDS |  | 2359931.8 | 12.2473 | 0.010379 | EIA Unit-level Data | NEI avg EF - PM, fuel type
2021 | GA | Flint River Operations | 50465 | RB | ST | OP | NA | BLQ |  | 9364555.6 | 42.4109 | 0.0090577 | EIA Unit-level Data | NEI avg EF - PM, fuel type
2021 | FL | Buckeye Florida LP | 50466 | 1BB | ST | OP | NA | NG |  | 2185793.387 | 10.3932 | 0.0095098 | EIA Unit-level Data | NEI avg EF - PM, fuel type
2021 | FL | Buckeye Florida LP | 50466 | 1PB | ST | OP | NA | NG |  | 880669.001 | 4.1875 | 0.0095098 | EIA Unit-level Data | NEI avg EF - PM, fuel type
2021 | FL | Buckeye Florida LP | 50466 | 2BB | ST | OP | NA | WDS |  | 4204202.983 | 21.8185 | 0.010379 | EIA Unit-level Data | NEI avg EF - PM, fuel type
2021 | FL | Buckeye Florida LP | 50466 | 2PB | ST | OP | NA | NG |  | 598503.641 | 2.8458 | 0.0095098 | EIA Unit-level Data | NEI avg EF - PM, fuel type
2021 | FL | Buckeye Florida LP | 50466 | 2RB | ST | OP | NA | BLQ |  | 3761920.504 | 17.0373 | 0.0090577 | EIA Unit-level Data | NEI avg EF - PM, fuel type
2021 | FL | Buckeye Florida LP | 50466 | 3RB | ST | OP | NA | BLQ |  | 3158306.95 | 14.3036 | 0.0090577 | EIA Unit-level Data | NEI avg EF - PM, fuel type
2021 | FL | Buckeye Florida LP | 50466 | 4RB | ST | OP | NA | BLQ |  | 4320666.983 | 19.5678 | 0.0090577 | EIA Unit-level Data | NEI avg EF - PM, fuel type
2021 | NC | Rocky Mount Mill | 50468 | 1 | HY | OS | NA | WAT
2021 | NC | Rocky Mount Mill | 50468 | 2 | HY | OA | NA | WAT
2021 | NC | Rocky Mount Mill | 50468 | 3 | HY | OA | NA | WAT
2021 | NY | Covanta Niagara | 50472 | BLR05 | ST | OP | WALL | NG | 1949 | 2803738.242 | 10.8776 | 0.0077594 | EIA non-ozone season distributed and EPA/CAMD ozone season | NEI avg EF - PM, fuel type, firing type | 2014
2021 | NY | Covanta Niagara | 50472 | BLR3 | ST | OP | NA | MSW |  | 1779979.506 | 138.8384 | 0.156 | EIA Unit-level Data | Estimated using an emission factor
2021 | NY | Covanta Niagara | 50472 | BLR4 | ST | OP | NA | MSW |  | 1836000.545 | 143.208 | 0.156 | EIA Unit-level Data | Estimated using an emission factor
2021 | NY | Covanta Niagara | 50472 | R1B01 | ST | OP | WALL | NG | 1528 | 285521.425 | 1.1077 | 0.0077594 | EPA/CAMD | NEI avg EF - PM, fuel type, firing type | 1980
2021 | NY | Covanta Niagara | 50472 | R1B02 | ST | OP | WALL | NG | 0 | [5 empty] | 1980
2021 | FL | Swift Creek Chemical Complex | 50474 | E | ST | OP | NA | OTH |  | 2034789.36 | 0.42934 | 0.000422 | EIA Unit-level Data | Estimated using an emission factor
2021 | FL | Swift Creek Chemical Complex | 50474 | F | ST | OP | NA | OTH |  | 1857379.04 | 0.39191 | 0.000422 | EIA Unit-level Data | Estimated using an emission factor
2021 | TX | Corpus Christi | 50475 | GEN1 | GT | OP | NA | NG |  | 2769242 | 11.0998 | 0.0080165 | EIA Prime Mover-level Data | NEI avg EF - PM, fuel type
2021 | WI | Packaging of America Tomahawk Mill | 50476 | 12 | ST | OP | NA | NG |  | 2024084.93 | 9.6243 | 0.0095098 | EIA Unit-level Data | NEI avg EF - PM, fuel type
2021 | WI | Packaging of America Tomahawk Mill | 50476 | B10 | ST | OP | NA | WDS |  | 2516849.049 | 13.0616 | 0.010379 | EIA Unit-level Data | NEI avg EF - PM, fuel type
2021 | WI | Packaging of America Tomahawk Mill | 50476 | B11 | ST | OP | NA | NG |  | 48948.69 | 0.23275 | 0.0095098 | EIA Unit-level Data | NEI avg EF - PM, fuel type
2021 | WI | Packaging of America Tomahawk Mill | 50476 | B5 | ST | OP | NA | BLQ |  | 1201984.27 | 5.4436 | 0.0090577 | EIA Unit-level Data | NEI avg EF - PM, fuel type
2021 | WI | Packaging of America Tomahawk Mill | 50476 | B9 | ST | OP | NA | OBG |  | 191682.516 | 0.27794 | 0.0029 | EIA Unit-level Data | Estimated using an emission factor
2021 | WI | Packaging of America Tomahawk Mill | 50476 | GEN3 | HY | OP | NA | WAT |  | 43341 |  |  | EIA Prime Mover-level Data
2021 | WI | Packaging of America Tomahawk Mill | 50476 | GEN4 | HY | OP | NA | WAT |  | 43341 |  |  | EIA Prime Mover-level Data
2021 | WI | Packaging of America Tomahawk Mill | 50476 | GEN5 | HY | OP | NA | WAT |  | 43341 |  |  | EIA Prime Mover-level Data
2021 | VA | GP Big Island, LLC | 50479 | 6 | ST | OP | OTHER BOILER | NG | 3672 | 1688398.9 | 3.5683 | 0.0042268 | EIA non-ozone season distributed and EPA/CAMD ozone season | EPA/NEI | 1996
2021 | VA | GP Big Island, LLC | 50479 | BHG1 | HY | OP | NA | WAT |  | 1442.5 |  |  | EIA Prime Mover-level Data
2021 | VA | GP Big Island, LLC | 50479 | BHG2 | HY | OP | NA | WAT |  | 1442.5 |  |  | EIA Prime Mover-level Data
2021 | TN | Eastman Chemical Company | 50481 | 253-25 | ST | OP | TANGENTIAL | PRG | 3343 | 5181447.778 | 19.3081 | 0.0074528 | EIA non-ozone season distributed and EPA/CAMD ozone season | NEI avg EF - PM, fuel type, firing type | 1966
2021 | TN | Eastman Chemical Company | 50481 | 253-26 | ST | OP | TANGENTIAL | PRG | 3672 | 5879566.655 | 21.9095 | 0.0074528 | EIA non-ozone season distributed and EPA/CAMD ozone season | NEI avg EF - PM, fuel type, firing type | 1966
2021 | TN | Eastman Chemical Company | 50481 | 253-27 | ST | OP | TANGENTIAL | PRG | 3670 | 5701955.594 | 21.2477 | 0.0074528 | EIA non-ozone season distributed and EPA/CAMD ozone season | NEI avg EF - PM, fuel type, firing type | 1967
2021 | TN | Eastman Chemical Company | 50481 | 253-28 | ST | OP | TANGENTIAL | PRG | 3392 | 3135594.563 | 11.6844 | 0.0074528 | EIA non-ozone season distributed and EPA/CAMD ozone season | NEI avg EF - PM, fuel type, firing type | 1970
2021 | TN | Eastman Chemical Company | 50481 | 253-29 | ST | OP | TANGENTIAL | PRG | 3662 | 5636960.775 | 21.0055 | 0.0074528 | EIA non-ozone season distributed and EPA/CAMD ozone season | NEI avg EF - PM, fuel type, firing type | 1972
2021 | TN | Eastman Chemical Company | 50481 | 325-30 | ST | OP | TANGENTIAL | BIT | 2797 | 4980024.401 | 35.4073 | 0.01422 | EIA non-ozone season distributed and EPA/CAMD ozone season | NEI avg EF - PM, fuel type, firing type | 1982
2021 | TN | Eastman Chemical Company | 50481 | 325-31 | ST | OP | WALL | BIT | 3476 | 6230466.03 | 70.4994 | 0.022631 | EIA non-ozone season distributed and EPA/CAMD ozone season | NEI avg EF - PM, fuel type, firing type | 1994
2021 | TN | Eastman Chemical Company | 50481 | 83-23 | ST | OP | STOKER | BIT | 1936 | 1580800.527 | 61.0604 | 0.077253 | EIA non-ozone season distributed and EPA/CAMD ozone season | NEI avg EF - PM, fuel type, firing type | 1959
2021 | TN | Eastman Chemical Company | 50481 | 83-24 | ST | OP | STOKER | BIT | 2783 | 2237520.008 | 86.4271 | 0.077253 | EIA non-ozone season distributed and EPA/CAMD ozone season | NEI avg EF - PM, fuel type, firing type | 1963
2021 | FL | Clewiston Sugar House | 50482 | B7 | ST | OP | NA | AB |  | 4164868.2 | 2086.599 | 1.002 | EIA Unit-level Data | Estimated using an emission factor
2021 | FL | Clewiston Sugar House | 50482 | B8 | ST | OP | NA | AB |  | 6883701.6 | 3448.7345 | 1.002 | EIA Unit-level Data | Estimated using an emission factor
2021 | FL | Clewiston Sugar House | 50482 | B9 | ST | OP | NA | AB |  | 6099864.66 | 3056.0322 | 1.002 | EIA Unit-level Data | Estimated using an emission factor
2021 | LA | PPG Powerhouse A | 50487 | A1 | ST | OS | NA | PUR
2021 | LA | PPG Powerhouse A | 50487 | A2 | ST | OS | NA | PUR
2021 | LA | PPG Powerhouse A | 50487 | A4 | ST | OS | NA | PUR
2021 | LA | PPG Powerhouse A | 50487 | A7 | ST | OS | NA | PUR
2021 | LA | PPG Powerhouse A | 50487 | A9 | ST | OS | NA | PUR
2021 | LA | PPG Riverside | 50488 | GEN1 | ST | OS | NA | PUR |  | 78463.735 |  |  | EIA Prime Mover-level Data
2021 | LA | PPG Riverside | 50488 | GEN2 | ST | OP | NA | PUR |  | 100881.944 |  |  | EIA Prime Mover-level Data
2021 | LA | PPG Riverside | 50488 | GEN3 | ST | OP | NA | PUR |  | 183829.321 |  |  | EIA Prime Mover-level Data
2021 | LA | PPG Powerhouse C | 50489 | C1 | GT | OP | TANGENTIAL | NG |  | 11647976.5 | 46.688 | 0.0080165 | EIA Prime Mover-level Data | NEI avg EF - PM, fuel type
2021 | LA | PPG Powerhouse C | 50489 | C2 | GT | OP | TANGENTIAL | NG |  | 11647976.5 | 46.688 | 0.0080165 | EIA Prime Mover-level Data | NEI avg EF - PM, fuel type
2021 | LA | PPG Powerhouse C | 50489 | C3 | ST | OP | NA | NG |  | 4304181 | 20.4659 | 0.0095098 | EIA Prime Mover-level Data | NEI avg EF - PM, fuel type
2021 | LA | PPG Powerhouse C | 50489 | C4 | GT | OP | NA | NG |  | 0 | 0 |  | EIA Prime Mover-level Data | NEI avg EF - PM, fuel type
2021 | LA | PPG Powerhouse C | 50489 | C5 | GT | OP | NA | NG |  | 0 | 0 |  | EIA Prime Mover-level Data | NEI avg EF - PM, fuel type
2021 | LA | PPG Plant C Caustic | 50490 | TE | ST | OP | NA | NG |  | 7089 | 0.033707 | 0.0095098 | EIA Prime Mover-level Data | NEI avg EF - PM, fuel type
2021 | WV | Axiall Corporation Natrium Plant | 50491 | 001 | ST | OP | WALL | NG | 8350 | 3451779.925 | 13.3918 | 0.0077594 | EPA/CAMD | NEI avg EF - PM, fuel type, firing type | 1952
2021 | WV | Axiall Corporation Natrium Plant | 50491 | 002 | ST | OP | WALL | NG | 0 | [5 empty] | 1980
2021 | WV | Axiall Corporation Natrium Plant | 50491 | 003 | ST | OP | WALL | NG | 8210 | 7916570.7 | 30.7138 | 0.0077594 | EPA/CAMD | NEI avg EF - PM, fuel type, firing type | 1966
2021 | CA | Gas Utilization Facility | 50492 | 1 | IC | OP | NA | OBG |  | 155594.5 | 1.1436 | 0.0147 | EIA Prime Mover-level Data | Estimated using an emission factor
2021 | CA | Gas Utilization Facility | 50492 | 2 | IC | OP | NA | OBG |  | 155594.5 | 1.1436 | 0.0147 | EIA Prime Mover-level Data | Estimated using an emission factor
2021 | CA | Gas Utilization Facility | 50492 | 3 | HY | OP | NA | WAT
2021 | CA | Double C Generation Limited Partnership | 50493 | DC1 | GT | OP | NA | NG |  | 99819.5 | 0.4001 | 0.0080165 | EIA Prime Mover-level Data | NEI avg EF - PM, fuel type
2021 | CA | Double C Generation Limited Partnership | 50493 | DC2 | GT | OP | NA | NG |  | 99819.5 | 0.4001 | 0.0080165 | EIA Prime Mover-level Data | NEI avg EF - PM, fuel type
2021 | CA | Kern Front Limited | 50494 | KF1 | GT | OP | NA | NG |  | 88965.5 | 0.3566 | 0.0080165 | EIA Prime Mover-level Data | NEI avg EF - PM, fuel type
2021 | CA | Kern Front Limited | 50494 | KF2 | GT | OP | NA | NG |  | 88965.5 | 0.3566 | 0.0080165 | EIA Prime Mover-level Data | NEI avg EF - PM, fuel type
2021 | CA | High Sierra Limited | 50495 | HS1 | GT | OP | NA | NG |  | 108185 | 0.43363 | 0.0080165 | EIA Prime Mover-level Data | NEI avg EF - PM, fuel type
2021 | CA | High Sierra Limited | 50495 | HS2 | GT | OP | NA | NG |  | 108185 | 0.43363 | 0.0080165 | EIA Prime Mover-level Data | NEI avg EF - PM, fuel type
2021 | CT | Capitol District Energy Center | 50498 | GT | CT | OP | CC | NG | 0 |  | 0 |  |  | EPA/NEI | 1989
2021 | NC | PCS Phosphate | 50509 | GEN1 | ST | OP | NA | WH |  | 2096675 |  |  | EIA Prime Mover-level Data
2021 | NY | Glen Park Hydroelectric Project | 50512 | GEN1 | HY | OP | NA | WAT |  | 479610.184 |  |  | EIA Prime Mover-level Data
2021 | NY | Glen Park Hydroelectric Project | 50512 | GEN2 | HY | OP | NA | WAT |  | 479610.184 |  |  | EIA Prime Mover-level Data
2021 | NY | Glen Park Hydroelectric Project | 50512 | GEN3 | HY | OP | NA | WAT |  | 119075.632 |  |  | EIA Prime Mover-level Data
2021 | NY | Stillwater Reservoir Hydro | 50513 | GEN1 | HY | OP | NA | WAT |  | 52811 |  |  | EIA Prime Mover-level Data
2021 | NY | Fort Miller Hydroelectric Facility | 50514 | GEN1 | HY | OP | NA | WAT |  | 89433.5 |  |  | EIA Prime Mover-level Data
2021 | NY | Fort Miller Hydroelectric Facility | 50514 | GEN2 | HY | OP | NA | WAT |  | 89433.5 |  |  | EIA Prime Mover-level Data
2021 | CA | Equilon Los Angeles Refining | 50530 | GEN1 | GT | OP | NA | PRG |  | 2677722 | 0.565 | 0.000422 | EIA Prime Mover-level Data | Estimated using an emission factor
2021 | CA | Equilon Los Angeles Refining | 50530 | GEN2 | GT | OP | NA | PRG |  | 2677722 | 0.565 | 0.000422 | EIA Prime Mover-level Data | Estimated using an emission factor
2021 | CA | Equilon Los Angeles Refining | 50530 | H43 | ST | OP | NA | PRG |  | 922097.512 | 23.4881 | 0.050945 | EIA Unit-level Data | NEI avg EF - PM, fuel type
2021 | CA | Victory Garden (Tehachapi) | 50532 | 15SLE | WT | OP | NA | WND |  | 16541.809 |  |  | EIA Prime Mover-level Data
2021 | CA | Victory Garden (Tehachapi) | 50532 | WGNS | WT | OP | NA | WND |  | 190782.191 |  |  | EIA Prime Mover-level Data
2021 | CA | Painted Hills Wind Park | 50533 | PHW | WT | OP | NA | WND |  | 1040795 |  |  | EIA Prime Mover-level Data
2021 | CA | Mesa Wind Power LLC | 50535 | WGNS | WT | OP | NA | WND
2021 | CA | Sky River Wind Energy Center | 50536 | SRW1 | WT | OP | NA | WND |  | 369681 |  |  | EIA Prime Mover-level Data
2021 | CA | SRI International Cogen Project | 50537 | GEN1 | GT | OP | NA | NG |  | 456820 | 1.831 | 0.0080165 | EIA Prime Mover-level Data | NEI avg EF - PM, fuel type
2021 | VT | Boltonville Hydro Associates | 50539 | 1 | HY | OP | NA | WAT |  | 8734.545 |  |  | EIA Prime Mover-level Data
2021 | VT | Boltonville Hydro Associates | 50539 | 2 | HY | OS | NA | WAT |  | 5240.727 |  |  | EIA Prime Mover-level Data
2021 | VT | Boltonville Hydro Associates | 50539 | 3 | HY | OS | NA | WAT |  | 5240.727 |  |  | EIA Prime Mover-level Data
2021 | CA | BP Carson Refinery | 50540 | GEN1 | OT | SB | NA | OG
2021 | CA | BP Carson Refinery | 50540 | GEN2 | ST | OS | NA | NG
2021 | CA | Harbor Cogen | 50541 | GEN1 | CT | OP | NA | NG |  | 227840.825 | 0.61216 | 0.0053736 | EIA Unit-level Data | NEI avg EF - PM, fuel type
2021 | CA | Harbor Cogen | 50541 | HR200 | CA | OP | NA | NG |  | 0 | 0 |  | EIA Unit-level Data | Estimated using an emission factor
2021 | CA | Harbor Cogen | 50541 | HRSG1 | CA | OP | NA | NG |  | 0 | 0 |  | EIA Unit-level Data | Estimated using an emission factor
2021 | WA | Port Townsend Paper | 50544 | 10PB | ST | OP | NA | WDS |  | 2470160.6 | 12.8193 | 0.010379 | EIA Unit-level Data | NEI avg EF - PM, fuel type
2021 | WA | Port Townsend Paper | 50544 | 1RB | ST | OP | NA | BLQ |  | 3079789.9 | 13.948 | 0.0090577 | EIA Unit-level Data | NEI avg EF - PM, fuel type
2021 | WA | Port Townsend Paper | 50544 | HDRO | HY | OS | NA | WAT
2021 | WA | Port Townsend Paper | 50544 | PKB | ST | OP | NA | NG |  | 447683.5 | 2.1287 | 0.0095098 | EIA Unit-level Data | NEI avg EF - PM, fuel type
2021 | MA | Lawrence Hydroelectric Associates | 50545 | GEN1 | HY | OP | NA | WAT |  | 389440.5 |  |  | EIA Prime Mover-level Data
2021 | MA | Lawrence Hydroelectric Associates | 50545 | GEN2 | HY | OP | NA | WAT |  | 389440.5 |  |  | EIA Prime Mover-level Data
2021 | CA | Bowman | 50546 | GEN1 | HY | OP | NA | WAT |  | 43066 |  |  | EIA Prime Mover-level Data
2021 | CA | GPS Cabazon Wind LLC | 50552 | WGNS | WT | OP | NA | WND |  | 375590 |  |  | EIA Prime Mover-level Data
2021 | CA | Edom Hills Project 1 LLC | 50553 | 1 | WT | OP | NA | WND |  | 226966 |  |  | EIA Prime Mover-level Data
2021 | NC | Rosemary Power Station | 50555 | 1 | CT | OP | CC | DFO | 85 | 67395.515 | 0.38 | 0.011277 | EPA/CAMD | EPA/NEI | 1990
2021 | NC | Rosemary Power Station | 50555 | 2 | CT | OP | CC | DFO | 92 | 35931.9 | 0.2 | 0.011132 | EPA/CAMD | EPA/NEI | 1990
2021 | OK | Frontier Generating Station | 50558 | CC01 | CT | OP | CC | NG | 3793 | 3128773.338 | 6.036 | 0.0038584 | EPA/CAMD | EPA/NEI | 1989
2021 | CA | Pacific-Ultrapower Chinese Station | 50560 | B101 | ST | OP | NA | WDS |  | 2044558.01 | 10.6106 | 0.010379 | EIA Unit-level Data | NEI avg EF - PM, fuel type
2021 | NJ | Eagle Point Power Generation | 50561 | 0001 | CT | OP | CC | NG | 966 | 819911.814 | 2.2029 | 0.0053736 | EPA/CAMD | NEI avg EF - PM, fuel type, firing type | 1991
2021 | NJ | Eagle Point Power Generation | 50561 | 0002 | CT | OP | CC | NG | 1001 | 811299.292 | 2.1798 | 0.0053736 | EPA/CAMD | NEI avg EF - PM, fuel type, firing type | 1991
2021 | IL | Settlers Hill Gas Recovery | 50563 | GEN1 | GT | OP | NA | LFG |  | 289469 | 3.1263 | 0.0216 | EIA Prime Mover-level Data | Estimated using an emission factor
2021 | IL | Settlers Hill Gas Recovery | 50563 | GEN2 | GT | OP | NA | LFG |  | 289469 | 3.1263 | 0.0216 | EIA Prime Mover-level Data | Estimated using an emission factor
2021 | CT | New Milford Gas Recovery | 50564 | GEN2 | IC | OP | NA | LFG |  | 35497.5 | 0.26091 | 0.0147 | EIA Prime Mover-level Data | Estimated using an emission factor
2021 | CT | New Milford Gas Recovery | 50564 | GEN4 | IC | OP | NA | LFG |  | 35497.5 | 0.26091 | 0.0147 | EIA Prime Mover-level Data | Estimated using an emission factor
2021 | IL | Milam Gas Recovery | 50566 | GEN1 | IC | OP | NA | NG |  | 69959.333 | 0.014761 | 0.000422 | EIA Prime Mover-level Data | Estimated using an emission factor
2021 | IL | Milam Gas Recovery | 50566 | GEN2 | IC | OP | NA | NG |  | 69959.333 | 0.014761 | 0.000422 | EIA Prime Mover-level Data | Estimated using an emission factor
2021 | IL | Milam Gas Recovery | 50566 | GEN3 | IC | OP | NA | NG |  | 69959.333 | 0.014761 | 0.000422 | EIA Prime Mover-level Data | Estimated using an emission factor
2021 | NY | High Acres Gas Recovery | 50568 | GEN1 | IC | OP | NA | LFG |  | 64937.417 | 0.47729 | 0.0147 | EIA Prime Mover-level Data | Estimated using an emission factor
2021 | NY | High Acres Gas Recovery | 50568 | GEN2 | IC | OP | NA | LFG |  | 64937.417 | 0.47729 | 0.0147 | EIA Prime Mover-level Data | Estimated using an emission factor
2021 | NY | High Acres Gas Recovery | 50568 | GEN3 | IC | OP | NA | LFG |  | 64937.417 | 0.47729 | 0.0147 | EIA Prime Mover-level Data | Estimated using an emission factor
2021 | NY | High Acres Gas Recovery | 50568 | GEN4 | IC | OP | NA | LFG |  | 64937.417 | 0.47729 | 0.0147 | EIA Prime Mover-level Data | Estimated using an emission factor
2021 | NY | High Acres Gas Recovery | 50568 | GEN5 | IC | OP | NA | LFG |  | 129874.833 | 0.95458 | 0.0147 | EIA Prime Mover-level Data | Estimated using an emission factor
2021 | NY | High Acres Gas Recovery | 50568 | GEN6 | IC | OP | NA | LFG |  | 129874.833 | 0.95458 | 0.0147 | EIA Prime Mover-level Data | Estimated using an emission factor
2021 | NY | High Acres Gas Recovery | 50568 | GEN7 | IC | OP | NA | LFG |  | 129874.833 | 0.95458 | 0.0147 | EIA Prime Mover-level Data | Estimated using an emission factor
2021 | NY | High Acres Gas Recovery | 50568 | GEN8 | IC | OP | NA | LFG |  | 129874.833 | 0.95458 | 0.0147 | EIA Prime Mover-level Data | Estimated using an emission factor
2021 | TX | DFW Gas Recovery | 50569 | GEN1 | GT | OP | NA | LFG |  | 343576 | 3.7106 | 0.0216 | EIA Prime Mover-level Data | Estimated using an emission factor
2021 | TX | DFW Gas Recovery | 50569 | GEN2 | GT | OP | NA | LFG |  | 343576 | 3.7106 | 0.0216 | EIA Prime Mover-level Data | Estimated using an emission factor
2021 | TX | DFW Gas Recovery | 50569 | GEN3 | IC | OP | NA | LFG |  | 114995.75 | 0.84522 | 0.0147 | EIA Prime Mover-level Data | Estimated using an emission factor
2021 | TX | DFW Gas Recovery | 50569 | GEN4 | IC | OP | NA | LFG |  | 114995.75 | 0.84522 | 0.0147 | EIA Prime Mover-level Data | Estimated using an emission factor
2021 | TX | DFW Gas Recovery | 50569 | GEN5 | IC | OP | NA | LFG |  | 114995.75 | 0.84522 | 0.0147 | EIA Prime Mover-level Data | Estimated using an emission factor
2021 | TX | DFW Gas Recovery | 50569 | GEN6 | IC | OP | NA | LFG |  | 114995.75 | 0.84522 | 0.0147 | EIA Prime Mover-level Data | Estimated using an emission factor
2021 | TN | Chestnut Ridge Gas Recovery | 50570 | GEN1 | IC | OP | NA | LFG |  | 52836.167 | 0.38835 | 0.0147 | EIA Prime Mover-level Data | Estimated using an emission factor
2021 | TN | Chestnut Ridge Gas Recovery | 50570 | GEN2 | IC | OP | NA | LFG |  | 52836.167 | 0.38835 | 0.0147 | EIA Prime Mover-level Data | Estimated using an emission factor
2021 | TN | Chestnut Ridge Gas Recovery | 50570 | GEN3 | IC | OP | NA | LFG |  | 52836.167 | 0.38835 | 0.0147 | EIA Prime Mover-level Data | Estimated using an emission factor
2021 | TN | Chestnut Ridge Gas Recovery | 50570 | GEN4 | IC | OP | NA | LFG |  | 52836.167 | 0.38835 | 0.0147 | EIA Prime Mover-level Data | Estimated using an emission factor
2021 | TN | Chestnut Ridge Gas Recovery | 50570 | GEN5 | IC | OP | NA | LFG |  | 105672.333 | 0.77669 | 0.0147 | EIA Prime Mover-level Data | Estimated using an emission factor
2021 | CA | Altamont Gas Recovery | 50571 | GEN1 | GT | OP | NA | LFG |  | 332949 | 3.5958 | 0.0216 | EIA Prime Mover-level Data | Estimated using an emission factor
2021 | CA | Altamont Gas Recovery | 50571 | GEN2 | GT | OP | NA | LFG |  | 332949 | 3.5958 | 0.0216 | EIA Prime Mover-level Data | Estimated using an emission factor
2021 | FL | CSL Gas Recovery | 50572 | GEN1 | CT | OP | NA | LFG |  | 288225.037 | 3.1128 | 0.0216 | EIA Unit-level Data | Estimated using an emission factor
2021 | FL | CSL Gas Recovery | 50572 | GEN2 | CT | OP | NA | LFG |  | 309185.818 | 3.3392 | 0.0216 | EIA Unit-level Data | Estimated using an emission factor
2021 | FL | CSL Gas Recovery | 50572 | GEN3 | CT | OP | NA | LFG |  | 308778.522 | 3.3348 | 0.0216 | EIA Unit-level Data | Estimated using an emission factor
2021 | FL | CSL Gas Recovery | 50572 | GEN4 | CA | OP | NA | LFG |  | 0 | 0 |  | EIA Unit-level Data | Estimated using an emission factor
2021 | IL | CID Gas Recovery | 50573 | GEN2 | GT | OP | NA | LFG |  | 353505 | 3.8179 | 0.0216 | EIA Prime Mover-level Data | Estimated using an emission factor
2021 | IL | Lake Gas Recovery | 50575 | GEN2 | GT | OP | NA | LFG |  | 143247.5 | 1.5471 | 0.0216 | EIA Prime Mover-level Data | Estimated using an emission factor
2021 | IL | Lake Gas Recovery | 50575 | GEN3 | GT | OP | NA | LFG |  | 143247.5 | 1.5471 | 0.0216 | EIA Prime Mover-level Data | Estimated using an emission factor
2021 | WI | Metro Gas Recovery | 50576 | GEN1 | GT | OP | NA | LFG |  | 185607 | 2.0046 | 0.0216 | EIA Prime Mover-level Data | Estimated using an emission factor
2021 | WI | Metro Gas Recovery | 50576 | GEN2 | GT | OP | NA | LFG |  | 185607 | 2.0046 | 0.0216 | EIA Prime Mover-level Data | Estimated using an emission factor
2021 | WI | Metro Gas Recovery | 50576 | GEN3 | IC | OP | NA | LFG |  | 58718 | 0.43158 | 0.0147 | EIA Prime Mover-level Data | Estimated using an emission factor
2021 | WI | Metro Gas Recovery | 50576 | GEN4 | IC | OP | NA | LFG |  | 58718 | 0.43158 | 0.0147 | EIA Prime Mover-level Data | Estimated using an emission factor
2021 | WI | Metro Gas Recovery | 50576 | GEN5 | IC | OP | NA | LFG |  | 58718 | 0.43158 | 0.0147 | EIA Prime Mover-level Data | Estimated using an emission factor
2021 | WI | Metro Gas Recovery | 50576 | GEN6 | IC | OP | NA | LFG |  | 58718 | 0.43158 | 0.0147 | EIA Prime Mover-level Data | Estimated using an emission factor
2021 | WI | Omega Hills Gas Recovery | 50577 | GEN1 | GT | OP | NA | LFG |  | 342127.141 | 3.695 | 0.0216 | EIA Prime Mover-level Data | Estimated using an emission factor
2021 | WI | Omega Hills Gas Recovery | 50577 | GEN2 | GT | OP | NA | LFG |  | 342127.141 | 3.695 | 0.0216 | EIA Prime Mover-level Data | Estimated using an emission factor
2021 | WI | Omega Hills Gas Recovery | 50577 | GEN3 | GT | OP | NA | LFG |  | 364199.859 | 3.9334 | 0.0216 | EIA Prime Mover-level Data | Estimated using an emission factor
2021 | WI | Omega Hills Gas Recovery | 50577 | GEN5 | GT | OP | NA | LFG |  | 364199.859 | 3.9334 | 0.0216 | EIA Prime Mover-level Data | Estimated using an emission factor
2021 | CA | Saint Johns Health Center | 50610 | 01 | GT | OP | NA | NG
2021 | PA | Rausch Creek Generation, LLC | 50611 | 031 | ST | OP | FLUIDIZED | WC | 6143 | 2873200.492 | 15.8829 | 0.011056 | EPA/CAMD | NEI avg EF - PM, fuel type, firing type | 1987
2021 | CA | McKittrick Limited | 50612 | GT1 | GT | OP | CT | NG | 579 | 175409.35 | 0.70308 | 0.0080165 | EPA/CAMD | NEI avg EF - PM, fuel type, firing type | 1991
2021 | WI | Mosinee Mill | 50614 | 14 | ST | OP | NA | BLQ |  | 1949716.634 | 8.83 | 0.0090577 | EIA Unit-level Data | NEI avg EF - PM, fuel type
2021 | WI | Mosinee Mill | 50614 | 5 | ST | OP | NA | BIT |  | 694994.39 | 6.4641 | 0.018602 | EIA Unit-level Data | NEI avg EF - PM, fuel type
2021 | WI | Mosinee Mill | 50614 | 6 | ST | OP | NA | BIT |  | 1180307.72 | 10.978 | 0.018602 | EIA Unit-level Data | NEI avg EF - PM, fuel type
2021 | WI | Mosinee Mill | 50614 | HYD1 | HY | OP | NA | WAT |  | 135095.529 |  |  | EIA Prime Mover-level Data
2021 | WI | Mosinee Mill | 50614 | HYD2 | HY | OP | NA | WAT |  | 36844.235 |  |  | EIA Prime Mover-level Data
2021 | WI | Mosinee Mill | 50614 | HYD3 | HY | OP | NA | WAT |  | 36844.235 |  |  | EIA Prime Mover-level Data
2021 | RI | Central Power Plant | 50621 | GEN4 | ST | SB | NA | NG
2021 | RI | Central Power Plant | 50621 | GEN5 | GT | OP | NA | NG |  | 216391 | 0.86735 | 0.0080165 | EIA Prime Mover-level Data | NEI avg EF - PM, fuel type
2021 | RI | Central Power Plant | 50621 | GEN6 | GT | OP | NA | NG |  | 216391 | 0.86735 | 0.0080165 | EIA Prime Mover-level Data | NEI avg EF - PM, fuel type
2021 | RI | Central Power Plant | 50621 | GEN7 | IC | OP | NA | NG |  | 27152 | 0.0057291 | 0.000422 | EIA Prime Mover-level Data | Estimated using an emission factor
2021 | CA | Berry Cogen Tanne Hills 18 | 50622 | GEN1 | GT | OP | NA | NG |  | 825259.5 | 3.3078 | 0.0080165 | EIA Prime Mover-level Data | NEI avg EF - PM, fuel type
2021 | CA | Berry Cogen Tanne Hills 18 | 50622 | GEN2 | GT | OP | NA | NG |  | 825259.5 | 3.3078 | 0.0080165 | EIA Prime Mover-level Data | NEI avg EF - PM, fuel type
2021 | CA | Torrance Refining Company, LLC | 50624 | EXP1 | ST | OP | NA | WH |  | 15813.806 |  |  | EIA Prime Mover-level Data
2021 | CA | Torrance Refining Company, LLC | 50624 | GTG1 | GT | OP | NA | PRG |  | 1989255 | 0.41973 | 0.000422 | EIA Prime Mover-level Data | Estimated using an emission factor
2021 | CA | Torrance Refining Company, LLC | 50624 | STG1 | ST | OP | NA | WH |  | 40694.194 |  |  | EIA Prime Mover-level Data
2021 | TX | ExxonMobil Beaumont Refinery | 50625 | 61STK1 | CT | OP | CC | NG | 6152 | 10957469.107 | 36.5326 | 0.0066681 | EPA/CAMD | EPA/NEI | 2005
2021 | TX | ExxonMobil Beaumont Refinery | 50625 | 61STK2 | CT | OP | CC | NG | 7719 | 12617363.201 | 21.2626 | 0.0033704 | EPA/CAMD | EPA/NEI | 2005
2021 | TX | ExxonMobil Beaumont Refinery | 50625 | 61STK3 | CT | OP | CC | NG | 8750 | 14592303.306 | 32.5534 | 0.0044617 | EPA/CAMD | EPA/NEI | 2004
2021 | LA | Chalmette Refining LLC | 50626 | GEN1 | OT | OP | NA | OTH |  | 4830571 | 1.0193 | 0.000422 | EIA Prime Mover-level Data | Estimated using an emission factor
2021 | IL | Exxonmobil Oil Corporation | 50627 | 20B1 | CT | OP | CC | PRG | 3063 | [5 empty] | 1986
2021 | IL | Exxonmobil Oil Corporation | 50627 | 55B100 | ST | OP | WALL | PRG | 1087 | 3816618 | 20.4012 | 0.010691 | EIA Prime Mover-level Data | NEI avg EF - PM, fuel type, firing type | 1972
2021 | NJ | Paulsboro Refining Company LLC | 50628 | 748001 | ST | OP | WALL | PRG |  | 1491200.667 | 7.971 | 0.010691 | EIA Prime Mover-level Data | NEI avg EF - PM, fuel type, firing type | 1991
2021 | NJ | Paulsboro Refining Company LLC | 50628 | 749001 | CT | OP | CC | PRG | [6 empty] | 1991
2021 | NJ | Paulsboro Refining Company LLC | 50628 | 751001 | ST | OP | WALL | PRG |  | 1491200.667 | 7.971 | 0.010691 | EIA Prime Mover-level Data | NEI avg EF - PM, fuel type, firing type | 1991
2021 | NJ | Paulsboro Refining Company LLC | 50628 | 752001 | ST | OP | WALL | PRG |  | 1491200.667 | 7.971 | 0.010691 | EIA Prime Mover-level Data | NEI avg EF - PM, fuel type, firing type | 1991
2021 | NJ | Paulsboro Refining Company LLC | 50628 | 780001 | ST | OP | PROCESS | PRG | [6 empty] | 2004
2021 | NJ | Paulsboro Refining Company LLC | 50628 | GEN1 | GT | OP | NA | NG |  | 2109240 | 8.4544 | 0.0080165 | EIA Prime Mover-level Data | NEI avg EF - PM, fuel type
2021 | NJ | Paulsboro Refining Company LLC | 50628 | GEN4 | OT | OS | NA | PC
2021 | FL | Covanta Lake County Energy | 50629 | 1 | ST | OP | NA | MSW |  | 872926.733 |  |  | EIA Unit-level Data
2021 | FL | Covanta Lake County Energy | 50629 | 2 | ST | OP | NA | MSW |  | 859111.158 |  |  | EIA Unit-level Data
2021 | OR | Covanta Marion Inc | 50630 | BLR1 | ST | OP | NA | MSW |  | 817491.051 |  |  | EIA Unit-level Data
2021 | OR | Covanta Marion Inc | 50630 | BLR2 | ST | OP | NA | MSW |  | 796972.354 |  |  | EIA Unit-level Data
2021 | CA | Covanta Stanislaus Energy | 50632 | 1 | ST | OP | NA | MSW |  | 1395574.074 |  |  | EIA Unit-level Data
2021 | CA | Covanta Stanislaus Energy | 50632 | 2 | ST | OP | NA | MSW |  | 1414931.96 |  |  | EIA Unit-level Data
2021 | FL | Mosaic Co Bartow Facility | 50633 | GEN1 | ST | OP | NA | WH |  | 1117809.582 |  |  | EIA Prime Mover-level Data
2021 | FL | Mosaic Co Bartow Facility | 50633 | GEN2 | ST | OP | NA | WH |  | 1363182.418 |  |  | EIA Prime Mover-level Data
2021 | MN | Brainerd Public Utilities | 50636 | 1 | HY | OP | NA | WAT |  | 23753.379 |  |  | EIA Prime Mover-level Data
2021 | MN | Brainerd Public Utilities | 50636 | 2 | HY | OP | NA | WAT |  | 23753.379 |  |  | EIA Prime Mover-level Data
2021 | MN | Brainerd Public Utilities | 50636 | 3 | HY | OP | NA | WAT |  | 19794.483 |  |  | EIA Prime Mover-level Data
2021 | MN | Brainerd Public Utilities | 50636 | 4 | HY | OP | NA | WAT |  | 23753.379 |  |  | EIA Prime Mover-level Data
2021 | MN | Brainerd Public Utilities | 50636 | 5 | HY | OP | NA | WAT |  | 23753.379 |  |  | EIA Prime Mover-level Data
2021 | ID | Clearwater Paper IPP Lewiston | 50637 | 1PWR | ST | OP | WALL | NG |  | 230041.512 | 0.89249 | 0.0077594 | EIA Unit-level Data | NEI avg EF - PM, fuel type, firing type
2021 | ID | Clearwater Paper IPP Lewiston | 50637 | 2PWR | ST | OP | WALL | NG |  | 0 | 0 |  | EIA Unit-level Data | NEI avg EF - PM, fuel type, firing type
2021 | ID | Clearwater Paper IPP Lewiston | 50637 | 4PWR | ST | OP | STOKER | WDS |  | 5383592.262 | 35.1701 | 0.013066 | EIA Unit-level Data | NEI avg EF - PM, fuel type, firing type
2021 | ID | Clearwater Paper IPP Lewiston | 50637 | 4REC | ST | OP | WALL | BLQ |  | 2795158.64 | 12.6589 | 0.0090577 | EIA Unit-level Data | NEI avg EF - PM, fuel type
2021 | ID | Clearwater Paper IPP Lewiston | 50637 | 5REC | ST | OP | CYCLONE | BLQ |  | 9731545.348 | 44.0729 | 0.0090577 | EIA Unit-level Data | NEI avg EF - PM, fuel type
2021 | AR | Clearwater Paper APP CB | 50638 | PB1 | ST | OP | NA | NG |  | 2595742.984 | 12.3425 | 0.0095098 | EIA Unit-level Data | NEI avg EF - PM, fuel type
2021 | AR | Clearwater Paper APP CB | 50638 | REC1 | ST | OP | NA | BLQ |  | 6028179.996 | 27.3009 | 0.0090577 | EIA Unit-level Data | NEI avg EF - PM, fuel type
2021 | MN | Sappi Cloquet Mill | 50639 | 10RB | ST | OP | NA | BLQ |  | 11060304.75 | 50.0907 | 0.0090577 | EIA Unit-level Data | NEI avg EF - PM, fuel type
2021 | MN | Sappi Cloquet Mill | 50639 | 7PB | ST | OP | NA | WDS |  | 1196579.54 | 6.2099 | 0.010379 | EIA Unit-level Data | NEI avg EF - PM, fuel type
2021 | MN | Sappi Cloquet Mill | 50639 | 8PB | ST | OP | NA | NG |  | 1542138.7 | 7.3327 | 0.0095098 | EIA Unit-level Data | NEI avg EF - PM, fuel type
2021 | MN | Sappi Cloquet Mill | 50639 | 9PB | ST | OP | NA | WDS |  | 2183057.434 | 11.3294 | 0.010379 | EIA Unit-level Data | NEI avg EF - PM, fuel type
2021 | MN | Sappi Cloquet Mill | 50639 | HGN1 | HY | OP | NA | WAT |  | 32891.516 |  |  | EIA Prime Mover-level Data
2021 | MN | Sappi Cloquet Mill | 50639 | HGN5 | HY | OP | NA | WAT |  | 14618.452 |  |  | EIA Prime Mover-level Data
2021 | MN | Sappi Cloquet Mill | 50639 | HGN6 | HY | OP | NA | WAT |  | 14618.452 |  |  | EIA Prime Mover-level Data
2021 | MN | Sappi Cloquet Mill | 50639 | HGN7 | HY | OP | NA | WAT |  | 51164.581 |  |  | EIA Prime Mover-level Data
2021 | IN | Covanta Indianapolis Energy | 50647 | GEN1 | ST | OP | NA | MSW |  | 7369810 | 574.8452 | 0.156 | EIA Prime Mover-level Data | Estimated using an emission factor
2021 | CT | Covanta Bristol Energy | 50648 | UNIT1 | ST | OP | NA | MSW |  | 1003403 |  |  | EIA Unit-level Data
2021 | CT | Covanta Bristol Energy | 50648 | UNIT2 | ST | OP | NA | MSW |  | 930324.556 |  |  | EIA Unit-level Data
2021 | NY | Covanta Babylon Inc | 50649 | 1 | ST | OP | NA | MSW |  | 1225294.476 |  |  | EIA Unit-level Data
2021 | NY | Covanta Babylon Inc | 50649 | 2 | ST | OP | NA | MSW |  | 1257128.302 |  |  | EIA Unit-level Data
2021 | ME | ReEnergy Stratton LLC | 50650 | BLR1 | ST | OP | NA | WDS |  | 4539312 | 23.5576 | 0.010379 | EIA Unit-level Data | NEI avg EF - PM, fuel type
2021 | NY | Lyonsdale Associates | 50652 | GEN1 | HY | OP | NA | WAT |  | 51572 |  |  | EIA Prime Mover-level Data
2021 | NY | Lyonsdale Associates | 50652 | GEN2 | HY | OP | NA | WAT |  | 51572 |  |  | EIA Prime Mover-level Data
2021 | NV | Steamboat Hills LP | 50654 | OEC51 | BT | OP | NA | GEO |  | 1514419.671 |  |  | EIA Prime Mover-level Data
2021 | NV | Steamboat Hills LP | 50654 | OEC52 | BT | OP | NA | GEO |  | 347668.329 |  |  | EIA Prime Mover-level Data
2021 | NY | Huntington Resource Recovery Facility | 50656 | UNIT1 | ST | OP | NA | MSW |  | 1145032.902 |  |  | EIA Unit-level Data
2021 | NY | Huntington Resource Recovery Facility | 50656 | UNIT2 | ST | OP | NA | MSW |  | 1134302.998 |  |  | EIA Unit-level Data
2021 | NY | Huntington Resource Recovery Facility | 50656 | UNIT3 | ST | OP | NA | MSW |  | 1133034.044 |  |  | EIA Unit-level Data
2021 | MD | Montgomery County Resource Recovery | 50657 | 1 | ST | OP | NA | MSW |  | 1957854.649 |  |  | EIA Unit-level Data
2021 | MD | Montgomery County Resource Recovery | 50657 | 2 | ST | OP | NA | MSW |  | 2019745.572 |  |  | EIA Unit-level Data
2021 | MD | Montgomery County Resource Recovery | 50657 | 3 | ST | OP | NA | MSW |  | 2101219.396 |  |  | EIA Unit-level Data
2021 | VA | Covanta Fairfax Energy | 50658 | 1 | ST | OP | OTHER BOILER | MSW |  | 2979996.621 |  |  | EIA Unit-level Data
2021 | VA | Covanta Fairfax Energy | 50658 | 2 | ST | OP | OTHER BOILER | MSW |  | 2969506.672 |  |  | EIA Unit-level Data
2021 | VA | Covanta Fairfax Energy | 50658 | 3 | ST | OP | OTHER BOILER | MSW |  | 2910983.516 |  |  | EIA Unit-level Data
2021 | VA | Covanta Fairfax Energy | 50658 | 4 | ST | OP | OTHER BOILER | MSW |  | 2954796.932 |  |  | EIA Unit-level Data
2021 | OK | Covanta Tulsa Renewable Energy LLC | 50660 | 1 | ST | OP | NA | MSW |  | 999271.377 |  |  | EIA Unit-level Data
2021 | OK | Covanta Tulsa Renewable Energy LLC | 50660 | 2 | ST | OP | NA | MSW |  | 1040224.168 |  |  | EIA Unit-level Data
2021 | OK | Covanta Tulsa Renewable Energy LLC | 50660 | 3 | ST | OP | NA | MSW |  | 1032751.09 |  |  | EIA Unit-level Data
2021 | MA | Covanta Haverhill | 50661 | A | ST | OP | NA | MSW |  | 2662597.605 |  |  | EIA Unit-level Data
2021 | MA | Covanta Haverhill | 50661 | B | ST | OP | NA | MSW |  | 2645711.536 |  |  | EIA Unit-level Data
2021 | NY | Onondaga County Resource Recovery | 50662 | UNIT1 | ST | OP | NA | MSW |  | 1310003.391 |  |  | EIA Unit-level Data
2021 | NY | Onondaga County Resource Recovery | 50662 | UNIT2 | ST | OP | NA | MSW |  | 1359792.575 |  |  | EIA Unit-level Data
2021 | NY | Onondaga County Resource Recovery | 50662 | UNIT3 | ST | OP | NA | MSW |  | 1322989.953 |  |  | EIA Unit-level Data
2021 | VA | Covanta Alexandria/Arlington Energy | 50663 | B100 | ST | OP | NA | MSW |  | 1110055.576 |  |  | EIA Unit-level Data
2021 | VA | Covanta Alexandria/Arlington Energy | 50663 | B200 | ST | OP | NA | MSW |  | 1144211.475 |  |  | EIA Unit-level Data
2021 | VA | Covanta Alexandria/Arlington Energy | 50663 | B300 | ST | OP | NA | MSW |  | 1136832.763 |  |  | EIA Unit-level Data
2021 | FL | Pasco Cnty Solid Waste Resource Recovery | 50666 | B1 | ST | OP | NA | MSW |  | 1168926.447 |  |  | EIA Unit-level Data
2021 | FL | Pasco Cnty Solid Waste Resource Recovery | 50666 | B2 | ST | OP | NA | MSW |  | 1184504.315 |  |  | EIA Unit-level Data
2021 | FL | Pasco Cnty Solid Waste Resource Recovery | 50666 | B3 | ST | OP | NA | MSW |  | 1179279.621 |  |  | EIA Unit-level Data
2021 | CA | Municipal Cogen Plant | 50674 | GEN1A | IC | OP | NA | NG |  | 78219 | 0.016504 | 0.000422 | EIA Prime Mover-level Data | Estimated using an emission factor
2021 | ME | Gardiner | 50688 | GEN1 | HY | OP | NA | WAT |  | 32436 |  |  | EIA Prime Mover-level Data
2021 | CA | San Gorgonio Westwinds II LLC | 50690 | GEN1 | WT | OP | NA | WND |  | 1174723 |  |  | EIA Prime Mover-level Data
2021 | CA | Plant No 1 Orange County | 50696 | GEN1 | IC | OP | NA | OBG |  | 134220.667 | 0.98652 | 0.0147 | EIA Prime Mover-level Data | Estimated using an emission factor
2021 | CA | Plant No 1 Orange County | 50696 | GEN2 | IC | OP | NA | OBG |  | 134220.667 | 0.98652 | 0.0147 | EIA Prime Mover-level Data | Estimated using an emission factor
2021 | CA | Plant No 1 Orange County | 50696 | GEN3 | IC | OP | NA | OBG |  | 134220.667 | 0.98652 | 0.0147 | EIA Prime Mover-level Data | Estimated using an emission factor
2021 | ME | Pumpkin Hill | 50699 | GEN1 | HY | OP | NA | WAT |  | 34205 |  |  | EIA Prime Mover-level Data
2021 | WA | Lilliwaup Falls Generating | 50700 | 4735 | HY | OP | NA | WAT |  | 7013.714 |  |  | EIA Prime Mover-level Data
2021 | WA | Lilliwaup Falls Generating | 50700 | 4736 | HY | OP | NA | WAT |  | 7013.714 |  |  | EIA Prime Mover-level Data
2021 | WA | Lilliwaup Falls Generating | 50700 | 4737 | HY | OP | NA | WAT |  | 7013.714 |  |  | EIA Prime Mover-level Data
2021 | WA | Lilliwaup Falls Generating | 50700 | 4738 | HY | OP | NA | WAT |  | 7013.714 |  |  | EIA Prime Mover-level Data
2021 | WA | Lilliwaup Falls Generating | 50700 | 4739 | HY | OP | NA | WAT |  | 7013.714 |  |  | EIA Prime Mover-level Data
2021 | WA | Lilliwaup Falls Generating | 50700 | 4740 | HY | OP | NA | WAT |  | 7013.714 |  |  | EIA Prime Mover-level Data
2021 | WA | Lilliwaup Falls Generating | 50700 | 4741 | HY | OP | NA | WAT |  | 7013.714 |  |  | EIA Prime Mover-level Data
2021 | ME | Salmon Falls | 50702 | GEN1 | HY | OP | NA | WAT |  | 4430.333 |  |  | EIA Prime Mover-level Data
2021 | ME | Salmon Falls | 50702 | GEN2 | HY | OP | NA | WAT |  | 4430.333 |  |  | EIA Prime Mover-level Data
2021 | ME | Salmon Falls | 50702 | GEN3 | HY | OP | NA | WAT |  | 4430.333 |  |  | EIA Prime Mover-level Data
2021 | NH | Somersworth Lower Great Dam | 50704 | GEN1 | HY | OP | NA | WAT |  | 16359 |  |  | EIA Prime Mover-level Data
2021 | CO | J M Shafer | 50707 | S001 | CT | OP | CC | NG | 5423 | 1475708.107 | 5.05 | 0.0068442 | EPA/CAMD | EPA/NEI | 1994
2021 | CO | J M Shafer | 50707 | S002 | CT | OP | CC | NG | 4170 | 1038853.327 | 3.79 | 0.0072965 | EPA/CAMD | EPA/NEI | 1994
2021 | CO | J M Shafer | 50707 | S003 | CT | OP | CC | NG | 5373 | 1319374.207 | 4.34 | 0.0065789 | EPA/CAMD | EPA/NEI | 1994
2021 | CO | J M Shafer | 50707 | S004 | CT | OP | CC | NG | 4509 | 1354490.932 | 5.33 | 0.0078701 | EPA/CAMD | EPA/NEI | 1994
2021 | CO | J M Shafer | 50707 | S005 | CT | OP | CC | NG | 4728 | 1245890.573 | 4.86 | 0.0078016 | EPA/CAMD | EPA/NEI | 1994
2021 | AK | University of Alaska Fairbanks | 50711 | BLR3 | ST | OP | NA | DFO |  | 35623.58 | 0.66382 | 0.037268 | EIA Unit-level Data | NEI avg EF - PM, fuel type
2021 | AK | University of Alaska Fairbanks | 50711 | BLR4 | ST | OP | NA | JF |  | 20695.08 |  |  | EIA Unit-level Data
2021 | AK | University of Alaska Fairbanks | 50711 | BLR5 | ST | OP | NA | SUB |  | 1668518.8 | 11.5304 | 0.013821 | EIA Unit-level Data | NEI avg EF - PM, fuel type
2021 | AK | University of Alaska Fairbanks | 50711 | GEN4 | IC | SB | NA | DFO |  | 0 | 0 |  | EIA Prime Mover-level Data | Estimated using an emission factor
2021 | VT | Huntington Falls | 50713 | GEN1 | HY | OP | NA | WAT |  | 27185.404 |  |  | EIA Prime Mover-level Data
2021 | VT | Huntington Falls | 50713 | GEN2 | HY | OP | NA | WAT |  | 27185.404 |  |  | EIA Prime Mover-level Data
2021 | VT | Huntington Falls | 50713 | GEN3 | HY | OP | NA | WAT |  | 139325.193 |  |  | EIA Prime Mover-level Data
2021 | ID | Notch Butte Hydro | 50718 | HYD1 | HY | OP | NA | WAT |  | 26433 |  |  | EIA Prime Mover-level Data
2021 | IL | Tazewell Gas Recovery | 50721 | GEN1 | IC | OP | NA | LFG |  | 67788.667 | 0.49825 | 0.0147 | EIA Prime Mover-level Data | Estimated using an emission factor
2021 | IL | Tazewell Gas Recovery | 50721 | GEN2 | IC | OP | NA | LFG |  | 67788.667 | 0.49825 | 0.0147 | EIA Prime Mover-level Data | Estimated using an emission factor
2021 | IL | Tazewell Gas Recovery | 50721 | GEN3 | IC | OP | NA | LFG |  | 67788.667 | 0.49825 | 0.0147 | EIA Prime Mover-level Data | Estimated using an emission factor
2021 | IL | INEOS Naperville Cogeneration Plant | 50722 | GEN1 | GT | OP | NA | NG |  | 950517 | 3.8099 | 0.0080165 | EIA Prime Mover-level Data | NEI avg EF - PM, fuel type
2021 | PA | US Steel (Clairton Coke) | 50729 | CLBLR1 | ST | OP | CYCLONE | COG | 3195 | 4059448.612 | 38.7265 | 0.01908 | EIA non-ozone season distributed and EPA/CAMD ozone season | NEI avg EF - PM, fuel type | 1959
2021 | PA | US Steel (Clairton Coke) | 50729 | CLBLR2 | ST | OP | WALL | COG | 2592 | 2153492.724 | 20.544 | 0.01908 | EIA non-ozone season distributed and EPA/CAMD ozone season | NEI avg EF - PM, fuel type, firing type | 1965
2021 | PA | US Steel (Edgar Thomson) | 50732 | ETBLR1 | ST | OP | WALL | PRG | 8351 | 3859673.298 | 20.6313 | 0.010691 | EPA/CAMD | NEI avg EF - PM, fuel type, firing type | 1943
2021 | PA | US Steel (Edgar Thomson) | 50732 | ETBLR2 | ST | OP | WALL | PRG | 8353 | 3846694.106 | 20.562 | 0.010691 | EPA/CAMD | NEI avg EF - PM, fuel type, firing type | 1943
2021 | PA | US Steel (Edgar Thomson) | 50732 | ETBLR3 | ST | OP | WALL | PRG | 8320 | 3526408.513 | 18.8499 | 0.010691 | EPA/CAMD | NEI avg EF - PM, fuel type, firing type | 1943
2021 | IN | US Steel Corp - Gary Works | 50733 | 701B1 | ST | OP | WALL | PRG | 3379 | 2412736.839 | 12.8969 | 0.010691 | EIA non-ozone season distributed and EPA/CAMD ozone season | NEI avg EF - PM, fuel type, firing type | 1948
2021 | IN | US Steel Corp - Gary Works | 50733 | 701B2 | ST | OP | WALL | PRG | 3378 | 2980668.741 | 15.9327 | 0.010691 | EIA non-ozone season distributed and EPA/CAMD ozone season | NEI avg EF - PM, fuel type, firing type | 1948
2021 | IN | US Steel Corp - Gary Works | 50733 | 701B3 | ST | OP | WALL | PRG | 3672 | 2602353.319 | 13.9105 | 0.010691 | EIA non-ozone season distributed and EPA/CAMD ozone season | NEI avg EF - PM, fuel type, firing type | 1948
2021 | IN | US Steel Corp - Gary Works | 50733 | 701B5 | ST | OP | WALL | PRG | 3661 | 2877244.099 | 15.3799 | 0.010691 | EIA non-ozone season distributed and EPA/CAMD ozone season | NEI avg EF - PM, fuel type, firing type | 1956
2021 | IN | US Steel Corp - Gary Works | 50733 | 701B6 | ST | OP | WALL | PRG | 3671 | 4221383.657 | 22.5648 | 0.010691 | EIA non-ozone season distributed and EPA/CAMD ozone season | NEI avg EF - PM, fuel type, firing type | 1971
2021 | IN | US Steel Corp - Gary Works | 50733 | 720B1 | ST | OP | WALL | PRG | 3672 | 4154073.831 | 22.205 | 0.010691 | EIA non-ozone season distributed and EPA/CAMD ozone season | NEI avg EF - PM, fuel type, firing type | 1967
2021 | IN | US Steel Corp - Gary Works | 50733 | 720B2 | ST | OP | WALL | PRG | 3332 | 3555750.249 | 19.0068 | 0.010691 | EIA non-ozone season distributed and EPA/CAMD ozone season | NEI avg EF - PM, fuel type, firing type | 1967
2021 | IN | US Steel Corp - Gary Works | 50733 | 720B3 | ST | OP | WALL | PRG | 3672 | 4201223.684 | 22.457 | 0.010691 | EIA non-ozone season distributed and EPA/CAMD ozone season | NEI avg EF - PM, fuel type, firing type | 1967
2021 | NH | Stored Solar Tamworth, LLC | 50739 | 0100 | ST | OP | NA | WDS |  | 862215 | 4.4746 | 0.010379 | EIA Unit-level Data | NEI avg EF - PM, fuel type
2021 | NH | Pontook Hydro Facility | 50741 | GEN1 | HY | OP | NA | WAT |  | 96868.333 |  |  | EIA Prime Mover-level Data
2021 | NH | Pontook Hydro Facility | 50741 | GEN2 | HY | OP | NA | WAT |  | 96868.333 |  |  | EIA Prime Mover-level Data
2021 | NH | Pontook Hydro Facility | 50741 | GEN3 | HY | OP | NA | WAT |  | 96868.333 |  |  | EIA Prime Mover-level Data
2021 | NY | Sterling Power Plant | 50744 | 00001 | CT | OP | CC | NG | 376 | 130298.278 | 0.35008 | 0.0053736 | EPA/CAMD | NEI avg EF - PM, fuel type, firing type | 1991
2021 | CA | Agnews Power Plant | 50748 | GEN1 | CT | OP | NA | NG |  | 183557.444 | 0.49318 | 0.0053736 | EIA Unit-level Data | NEI avg EF - PM, fuel type
2021 | CA | Agnews Power Plant | 50748 | GEN2 | CA | OP | NA | NG |  | 0 | 0 |  | EIA Prime Mover-level Data | Estimated using an emission factor
2021 | CA | Coalinga Cogeneration Facility | 50750 | GEN1 | GT | OP | NA | NG |  | 348111 | 1.3953 | 0.0080165 | EIA Prime Mover-level Data | NEI avg EF - PM, fuel type
2021 | CA | Coalinga Cogeneration Facility | 50750 | GEN2 | GT | OP | NA | NG |  | 348111 | 1.3953 | 0.0080165 | EIA Prime Mover-level Data | NEI avg EF - PM, fuel type
2021 | CA | Southeast Kern River Cogen | 50751 | GTG1 | GT | OP | NA | NG |  | 1174680 | 4.7084 | 0.0080165 | EIA Prime Mover-level Data | NEI avg EF - PM, fuel type
2021 | CA | Southeast Kern River Cogen | 50751 | GTG2 | GT | OS | NA | NG |  | 166413 | 0.66702 | 0.0080165 | EIA Prime Mover-level Data | NEI avg EF - PM, fuel type
2021 | CA | Southeast Kern River Cogen | 50751 | GTG3 | GT | OS | NA | NG |  | 166413 | 0.66702 | 0.0080165 | EIA Prime Mover-level Data | NEI avg EF - PM, fuel type
2021 | CA | South Belridge Cogeneration Facility | 50752 | GEN1 | GT | OP | NA | NG |  | 1867851 | 7.4868 | 0.0080165 | EIA Prime Mover-level Data | NEI avg EF - PM, fuel type
2021 | CA | South Belridge Cogeneration Facility | 50752 | GEN2 | GT | OP | NA | NG |  | 1867851 | 7.4868 | 0.0080165 | EIA Prime Mover-level Data | NEI avg EF - PM, fuel type
2021 | CA | South Belridge Cogeneration Facility | 50752 | GEN3 | GT | OP | NA | NG |  | 1867851 | 7.4868 | 0.0080165 | EIA Prime Mover-level Data | NEI avg EF - PM, fuel type
2021 | CA | Oak Creek Energy Systems I | 50754 | GEN1 | WT | OP | NA | WND |  | 61316.043 |  |  | EIA Prime Mover-level Data
2021 | CA | Oak Creek Energy Systems I | 50754 | GEN2 | WT | OP | NA | WND |  | 73579.252 |  |  | EIA Prime Mover-level Data
2021 | CA | Oak Creek Energy Systems I | 50754 | GEN3 | WT | OP | NA | WND |  | 404685.887 |  |  | EIA Prime Mover-level Data
2021 | CA | Oak Creek Energy Systems I | 50754 | GEN4 | WT | OP | NA | WND |  | 64819.817 |  |  | EIA Prime Mover-level Data
2021 | CA | New Hogan Power Plant | 50755 | GEN1 | HY | OP | NA | WAT |  | 26162.667 |  |  | EIA Prime Mover-level Data
2021 | CA | New Hogan Power Plant | 50755 | GEN2 | HY | OP | NA | WAT |  | 13081.333 |  |  | EIA Prime Mover-level Data
2021 | ME | Pejepscot Hydroelectric Project | 50758 | GEN1 | HY | OP | NA | WAT |  | 414747.8 |  |  | EIA Prime Mover-level Data
2021 | ME | Pejepscot Hydroelectric Project | 50758 | GEN2 | HY | OP | NA | WAT |  | 13487.733 |  |  | EIA Prime Mover-level Data
2021 | ME | Pejepscot Hydroelectric Project | 50758 | GEN3 | HY | OP | NA | WAT |  | 10115.8 |  |  | EIA Prime Mover-level Data
2021 | ME | Pejepscot Hydroelectric Project | 50758 | GEN4 | HY | OP | NA | WAT |  | 16859.667 |  |  | EIA Prime Mover-level Data
2021 | NY | West End Dam Hydroelectric Project | 50759 | GEN1 | HY | OP | NA | WAT |  | 94487.5 |  |  | EIA Prime Mover-level Data
2021 | NY | West End Dam Hydroelectric Project | 50759 | GEN2 | HY | OP | NA | WAT |  | 94487.5 |  |  | EIA Prime Mover-level Data
2021 | NV | Stillwater Facility | 50765 | 1 | PV | OP | NA | SUN |  | 355835 |  |  | EIA Prime Mover-level Data
2021 | NV | Stillwater Facility | 50765 | 1-1 | BT | OP | NA | GEO |  | 216343.75 |  |  | EIA Prime Mover-level Data
2021 | NV | Stillwater Facility | 50765 | 1-2 | BT | OP | NA | GEO |  | 216343.75 |  |  | EIA Prime Mover-level Data
2021 | NV | Stillwater Facility | 50765 | 2-1 | BT | OP | NA | GEO |  | 216343.75 |  |  | EIA Prime Mover-level Data
2021 | NV | Stillwater Facility | 50765 | 2-2 | BT | OP | NA | GEO |  | 216343.75 |  |  | EIA Prime Mover-level Data
2021 | CA | Ormesa I | 50766 | ITLU1 | BT | OP | NA | GEO |  | 441703.182 |  |  | EIA Prime Mover-level Data
2021 | CA | Ormesa I | 50766 | ITLU2 | BT | OP | NA | GEO |  | 441703.182 |  |  | EIA Prime Mover-level Data
2021 | CA | Ormesa I | 50766 | OE31 | BT | OP | NA | GEO |  | 44170.318 |  |  | EIA Prime Mover-level Data
2021 | CA | Ormesa I | 50766 | OE32 | BT | OP | NA | GEO |  | 44170.318 |  |  | EIA Prime Mover-level Data
2021 | NY | Forestport | 50768 | 1 | HY | OP | NA | WAT |  | 95009 |  |  | EIA Prime Mover-level Data
2021 | MI | Viking Energy of McBain | 50770 | GEN1 | ST | OP | NA | WDS
2021 | MI | Viking Energy of Lincoln | 50772 | B1 | ST | OP | NA | WDS |  | 1611425.302 | 8.3628 | 0.010379 | EIA Unit-level Data | NEI avg EF - PM, fuel type
2021 | PA | Panther Creek Energy Facility | 50776 | 1 | ST | OP | FLUIDIZED | WC | 1951 | 846450.246 | 1.9501 | 0.0046077 | EPA/CAMD | EPA/NEI | 1992
2021 | PA | Panther Creek Energy Facility | 50776 | 2 | ST | OP | FLUIDIZED | WC | 2009 | 869479.576 | 2.0198 | 0.0046459 | EPA/CAMD | EPA/NEI | 1992
2021 | NJ | EFS Parlin Holdings, LLC | 50799 | 001001 | CT | OP | CC | NG | 119 | 42498.684 | 0.11418 | 0.0053736 | EPA/CAMD | NEI avg EF - PM, fuel type, firing type | 1991
2021 | NJ | EFS Parlin Holdings, LLC | 50799 | 003001 | CT | OP | CC | NG | 134 | 49904.409 | 0.13408 | 0.0053736 | EPA/CAMD | NEI avg EF - PM, fuel type, firing type | 1991
2021 | FL | Seminole Mill | 50803 | 1 | ST | OP | NA | NG |  | 1211733.432 | 5.7617 | 0.0095098 | EIA Unit-level Data | NEI avg EF - PM, fuel type
2021 | FL | Seminole Mill | 50803 | 2 | ST | OP | NA | NG |  | 1211816.619 | 5.7621 | 0.0095098 | EIA Unit-level Data | NEI avg EF - PM, fuel type
2021 | FL | Seminole Mill | 50803 | 3 | ST | OP | NA | NG |  | 1222077.051 | 5.8109 | 0.0095098 | EIA Unit-level Data | NEI avg EF - PM, fuel type
2021 | GA | Port Wentworth Mill | 50804 | 4 | ST | OP | NA | WDS |  | 3150346.91 | 16.3493 | 0.010379 | EIA Unit-level Data | NEI avg EF - PM, fuel type
2021 | GA | Port Wentworth Mill | 50804 | RE01 | ST | OP | NA | BLQ |  | 8855232.25 | 40.1042 | 0.0090577 | EIA Unit-level Data | NEI avg EF - PM, fuel type
2021 | SC | WestRock CP, LLC Florence Mill | 50806 | 16 | ST | OP | STOKER | BIT |  | 865521 | 99.282 | 0.22942 | EIA Prime Mover-level Data | EPA/NEI | 1987
2021 | SC | WestRock CP, LLC Florence Mill | 50806 | PB1 | ST | SB | OTHER BOILER | WDS |  | 0 | 0 |  | EIA Prime Mover-level Data | NEI avg EF - PM, fuel type, firing type
2021 | SC | WestRock CP, LLC Florence Mill | 50806 | PB3 | ST | OP | STOKER | NG |  | 331678.54 | 1.4561 | 0.00878 | EIA Unit-level Data | NEI avg EF - PM, fuel type, firing type
2021 | SC | WestRock CP, LLC Florence Mill | 50806 | PB4 | ST | SB | STOKER | WDS |  | 5373631.2 | 35.1051 | 0.013066 | EIA Unit-level Data | NEI avg EF - PM, fuel type, firing type
2021 | SC | WestRock CP, LLC Florence Mill | 50806 | RBF | ST | OP | WALL | BLQ |  | 6760022.22 | 30.6153 | 0.0090577 | EIA Unit-level Data | NEI avg EF - PM, fuel type
2021 | FL | WestRock Panama City Mill | 50807 | 1RB | ST | OP | NA | BLQ |  | 5457470.9 | 24.7162 | 0.0090577 | EIA Unit-level Data | NEI avg EF - PM, fuel type
2021 | FL | WestRock Panama City Mill | 50807 | 2RB | ST | OP | NA | BLQ |  | 5405540.96 | 24.481 | 0.0090577 | EIA Unit-level Data | NEI avg EF - PM, fuel type
2021 | FL | WestRock Panama City Mill | 50807 | 3BB | ST | OP | NA | NG |  | 2969051.66 | 14.1175 | 0.0095098 | EIA Unit-level Data | NEI avg EF - PM, fuel type
2021 | FL | WestRock Panama City Mill | 50807 | 4BB | ST | OP | NA | WDS |  | 2535324.44 | 13.1575 | 0.010379 | EIA Unit-level Data | NEI avg EF - PM, fuel type
2021 | LA | Westrock Hodge (LA) | 50810 | 2RB | ST | OP | NA | BLQ |  | 7495830.3 | 33.9477 | 0.0090577 | EIA Unit-level Data | NEI avg EF - PM, fuel type
2021 | LA | Westrock Hodge (LA) | 50810 | 3RB | ST | OP | NA | BLQ |  | 3752459.45 | 16.9944 | 0.0090577 | EIA Unit-level Data | NEI avg EF - PM, fuel type
2021 | LA | Westrock Hodge (LA) | 50810 | CB | ST | OP | NA | NG |  | 4291913.55 | 20.4076 | 0.0095098 | EIA Unit-level Data | NEI avg EF - PM, fuel type
2021 | LA | Westrock Hodge (LA) | 50810 | PB | ST | OP | NA | NG |  | 2915149.65 | 13.8612 | 0.0095098 | EIA Unit-level Data | NEI avg EF - PM, fuel type
2021 | VA | Hopewell Mill | 50813 | CB1 | ST | OP | NA | WDS |  | 4164132.4 | 21.6105 | 0.010379 | EIA Unit-level Data | NEI avg EF - PM, fuel type
2021 | VA | Hopewell Mill | 50813 | RB1 | ST | OP | NA | BLQ |  | 4624084.8 | 20.9419 | 0.0090577 | EIA Unit-level Data | NEI avg EF - PM, fuel type
2021 | TX | Odyssey Energy Altura Cogen, LLC | 50815 | ENG101 | CT | OP | CC | NG | 7560 | 5958081.91 | 11.0678 | 0.0037152 | EPA/CAMD | EPA/NEI | 1985
2021 | TX | Odyssey Energy Altura Cogen, LLC | 50815 | ENG201 | CT | OP | CC | NG | 8643 | 6934755.68 | 15.1364 | 0.0043654 | EPA/CAMD | EPA/NEI | 1985
2021 | TX | Odyssey Energy Altura Cogen, LLC | 50815 | ENG301 | CT | OP | CC | NG | 8289 | 6257989.86 | 14.3935 | 0.0046 | EPA/CAMD | EPA/NEI | 1985
2021 | TX | Odyssey Energy Altura Cogen, LLC | 50815 | ENG401 | CT | OP | CC | NG | 8412 | 6382383.387 | 9.255 | 0.0029002 | EPA/CAMD | EPA/NEI | 1985
2021 | TX | Odyssey Energy Altura Cogen, LLC | 50815 | ENG501 | CT | OP | CC | NG | 7799 | 6013051.322 | 11.036 | 0.0036707 | EPA/CAMD | EPA/NEI | 1985
2021 | TX | Odyssey Energy Altura Cogen, LLC | 50815 | ENG601 | CT | OP | CC | NG | 8327 | 5884717.501 | 10.5935 | 0.0036003 | EPA/CAMD | EPA/NEI | 1995
2021 | CA | East Winds Project | 50820 | GEN1 | WT | OP | NA | WND |  | 52606 |  |  | EIA Prime Mover-level Data
2021 | CA | Mojave 16/17/18 | 50821 | GEN1 | WT | OP | NA | WND |  | 838637 |  |  | EIA Prime Mover-level Data
2021 | WA | Twin Falls Hydro | 50827 | UNI1 | HY | OP | NA | WAT |  | 347587 |  |  | EIA Prime Mover-level Data
2021 | WA | Twin Falls Hydro | 50827 | UNI2 | HY | OP | NA | WAT |  | 347587 |  |  | EIA Prime Mover-level Data
2021 | CA | Nove Power Plant | 50831 | GEN1 | IC | OP | NA | LFG |  | 10218.333 | 0.075105 | 0.0147 | EIA Prime Mover-level Data | Estimated using an emission factor
2021 | CA | Nove Power Plant | 50831 | GEN2 | IC | OP | NA | LFG |  | 10218.333 | 0.075105 | 0.0147 | EIA Prime Mover-level Data | Estimated using an emission factor
2021 | CA | Nove Power Plant | 50831 | GEN3 | IC | OP | NA | LFG |  | 10218.333 | 0.075105 | 0.0147 | EIA Prime Mover-level Data | Estimated using an emission factor
2021 | MA | Chicopee Hydroelectric Station | 50832 | 1 | HY | OP | NA | WAT
2021 | MA | Chicopee Hydroelectric Station | 50832 | 2 | HY | OP | NA | WAT
2021 | MI | TES Filer City Station | 50835 | 1 | ST | OP | STOKER | BIT | 8261 | 3160662.663 | 36.22 | 0.022919 | EPA/CAMD | EPA/NEI | 1990
2021 | MI | TES Filer City Station | 50835 | 2 | ST | OP | STOKER | BIT | 8191 | 2980656.005 | 36.22 | 0.024303 | EPA/CAMD | EPA/NEI | 1990
2021 | CA | Southeast Resource Recovery | 50837 | UNIT1 | ST | OP | NA | MSW |  | 1167639.406 |  |  | EIA Unit-level Data
2021 | CA | Southeast Resource Recovery | 50837 | UNIT2 | ST | OP | NA | MSW |  | 1276038.575 |  |  | EIA Unit-level Data
2021 | CA | Southeast Resource Recovery | 50837 | UNIT3 | ST | OP | NA | MSW |  | 1315364.138 |  |  | EIA Unit-level Data
2021 | LA | Gramercy Holdings LLC | 50846 | GT3 | GT | OP | NA | NG |  | 1138436.953 | 4.5631 | 0.0080165 | EIA Prime Mover-level Data | NEI avg EF - PM, fuel type
2021 | LA | Gramercy Holdings LLC | 50846 | GT4 | GT | OP | NA | NG |  | 1757462.047 | 7.0443 | 0.0080165 | EIA Prime Mover-level Data | NEI avg EF - PM, fuel type
2021 | LA | Gramercy Holdings LLC | 50846 | PB1 | ST | OP | NA | NG |  | 2437877.52 | 11.5919 | 0.0095098 | EIA Unit-level Data | NEI avg EF - PM, fuel type
2021 | LA | Gramercy Holdings LLC | 50846 | PB2 | ST | OP | NA | NG |  | 2320959.68 | 11.0359 | 0.0095098 | EIA Unit-level Data | NEI avg EF - PM, fuel type
2021 | LA | Gramercy Holdings LLC | 50846 | PB3 | ST | OP | NA | NG |  | 2476983.6 | 11.7778 | 0.0095098 | EIA Unit-level Data | NEI avg EF - PM, fuel type
2021 | LA | Gramercy Holdings LLC | 50846 | PB4 | ST | OP | NA | NG |  | 2258859.2 | 10.7406 | 0.0095098 | EIA Unit-level Data | NEI avg EF - PM, fuel type
2021 | CA | PE Berkeley | 50849 | GEN1 | CT | OP | NA | NG |  | 1636452.804 | 4.3968 | 0.0053736 | EIA Unit-level Data | NEI avg EF - PM, fuel type
2021 | CA | PE Berkeley | 50849 | GEN2 | CA | OP | NA | NG |  | 279033 | 0.058876 | 0.000422 | EIA Prime Mover-level Data | Estimated using an emission factor
2021 | CA | OLS Energy Chino | 50850 | GEN1 | CT | OP | NA | NG |  | 85648.776 | 0.23012 | 0.0053736 | EIA Unit-level Data | NEI avg EF - PM, fuel type
2021 | CA | OLS Energy Chino | 50850 | GEN2 | CA | OP | NA | NG |  | 0 | 0 |  | EIA Unit-level Data | Estimated using an emission factor
2021 | CA | CSUCI Site Authority | 50851 | GEN1 | CT | OP | NA | NG |  | 40618.218 | 0.10913 | 0.0053736 | EIA Unit-level Data | NEI avg EF - PM, fuel type
2021 | CA | CSUCI Site Authority | 50851 | GEN2 | CA | OP | NA | NG |  | 0 | 0 |  | EIA Prime Mover-level Data | Estimated using an emission factor
2021 | NJ | Elmwood Power LLC | 50852 | 002001 | CT | OP | CC | NG | 0 | [5 empty] | 1989
2021 | FL | Hillsborough County Resource Recovery | 50858 | MWC1B | ST | OP | NA | MSW |  | 1190690.394 |  |  | EIA Unit-level Data
2021 | FL | Hillsborough County Resource Recovery | 50858 | MWC2C | ST | OP | NA | MSW |  | 1140116.388 |  |  | EIA Unit-level Data
2021 | FL | Hillsborough County Resource Recovery | 50858 | MWC3D | ST | OP | NA | MSW |  | 1120027.681 |  |  | EIA Unit-level Data
2021 | FL | Hillsborough County Resource Recovery | 50858 | MWC4E | ST | OP | NA | MSW |  | 2009620.897 |  |  | EIA Unit-level Data
2021 | PA | Lancaster County Resource Recovery | 50859 | BLR1 | ST | OP | NA | MSW |  | 1399379.065 |  |  | EIA Unit-level Data
2021 | PA | Lancaster County Resource Recovery | 50859 | BLR2 | ST | OP | NA | MSW |  | 1360946.238 |  |  | EIA Unit-level Data
2021 | PA | Lancaster County Resource Recovery | 50859 | BLR3 | ST | OP | NA | MSW |  | 1361259.464 |  |  | EIA Unit-level Data
2021 | MI | Kent County Waste to Energy Facility | 50860 | BLR1 | ST | OP | NA | MSW |  | 1010718.35 |  |  | EIA Unit-level Data
2021 | MI | Kent County Waste to Energy Facility | 50860 | BLR2 | ST | OP | NA | MSW |  | 1048317.958 |  |  | EIA Unit-level Data
2021 | CA | Sargent Canyon Cogen Facility | 50864 | 1 | GT | OP | CT | NG | 0 | [5 empty] | 1992
2021 | CA | Salinas River Cogeneration Facility | 50865 | 1 | GT | OP | CT | NG | 8332 | 3824731.593 | 5.6842 | 0.0029723 | EPA/CAMD | EPA/NEI | 1992
2021 | NH | Wheelabrator Concord Facility | 50873 | B1 | ST | OP | NA | MSW |  | 991607.604 |  |  | EIA Unit-level Data
2021 | NH | Wheelabrator Concord Facility | 50873 | B2 | ST | OP | NA | MSW |  | 970165.054 |  |  | EIA Unit-level Data
2021 | FL | McKay Bay Facility | 50875 | 1 | ST | OP | NA | MSW |  | 750677.317 |  |  | EIA Unit-level Data
2021 | FL | McKay Bay Facility | 50875 | 2 | ST | OP | NA | MSW |  | 714274.365 |  |  | EIA Unit-level Data
2021 | FL | McKay Bay Facility | 50875 | 3 | ST | OP | NA | MSW |  | 677666.884 |  |  | EIA Unit-level Data
2021 | FL | McKay Bay Facility | 50875 | 4 | ST | OP | NA | MSW |  | 708821.943 |  |  | EIA Unit-level Data
2021 | MA | Wheelabrator North Andover | 50877 | B1 | ST | OP | NA | MSW |  | 2285850.25 |  |  | EIA Unit-level Data
2021 | MA | Wheelabrator North Andover | 50877 | B2 | ST | OP | NA | MSW |  | 2243247.154 |  |  | EIA Unit-level Data
2021 | MA | Wheelabrator Millbury Facility | 50878 | UNIT1 | ST | OP | NA | MSW |  | 2510599.194 |  |  | EIA Unit-level Data
2021 | MA | Wheelabrator Millbury Facility | 50878 | UNIT2 | ST | OP | NA | MSW |  | 2568830.442 |  |  | EIA Unit-level Data
2021 | MA | Wheelabrator Saugus | 50880 | UNIT1 | ST | OP | NA | MSW |  | 2078051.566 |  |  | EIA Unit-level Data
2021 | MA | Wheelabrator Saugus | 50880 | UNIT2 | ST | OP | NA | MSW |  | 1906305.41 |  |  | EIA Unit-level Data
2021 | CA | Wheelabrator Shasta | 50881 | BLR1 | ST | OP | NA | WDS |  | 1328499 | 6.8945 | 0.010379 | EIA Unit-level Data | NEI avg EF - PM, fuel type
2021 | CA | Wheelabrator Shasta | 50881 | BLR2 | ST | OP | NA | WDS |  | 1782212 | 9.2491 | 0.010379 | EIA Unit-level Data | NEI avg EF - PM, fuel type
2021 | CA | Wheelabrator Shasta | 50881 | BLR3 | ST | OP | NA | WDS |  | 1993913 | 10.3478 | 0.010379 | EIA Unit-level Data | NEI avg EF - PM, fuel type
2021 | NY | Wheelabrator Westchester | 50882 | 1 | ST | OP | NA | MSW |  | 2246371.662 |  |  | EIA Unit-level Data
2021 | NY | Wheelabrator Westchester | 50882 | 2 | ST | OP | NA | MSW |  | 2164477.145 |  |  | EIA Unit-level Data
2021 | NY | Wheelabrator Westchester | 50882 | 3 | ST | OP | NA | MSW |  | 2156942.89 |  |  | EIA Unit-level Data
2021 | CT | Wheelabrator Bridgeport | 50883 | BLR1 | ST | OP | NA | MSW |  | 2509298.226 |  |  | EIA Unit-level Data
2021 | CT | Wheelabrator Bridgeport | 50883 | BLR2 | ST | OP | NA | MSW |  | 2555656.655 |  |  | EIA Unit-level Data
2021 | CT | Wheelabrator Bridgeport | 50883 | BLR3 | ST | OP | NA | MSW |  | 2603592.198 |  |  | EIA Unit-level Data
2021 | FL | Pinellas County Resource Recovery | 50884 | B101 | ST | OP | NA | MSW |  | 3047940.472 |  |  | EIA Unit-level Data
2021 | FL | Pinellas County Resource Recovery | 50884 | B102 | ST | OP | NA | MSW |  | 2707342.568 |  |  | EIA Unit-level Data
2021 | FL | Pinellas County Resource Recovery | 50884 | B103 | ST | OP | NA | MSW |  | 3013050.923 |  |  | EIA Unit-level Data
2021 | NJ | Wheelabrator Gloucester LP | 50885 | BLR1 | ST | OP | NA | MSW |  | 928340.741 |  |  | EIA Unit-level Data
2021 | NJ | Wheelabrator Gloucester LP | 50885 | BLR2 | ST | OP | NA | MSW |  | 915566.545 |  |  | EIA Unit-level Data
2021 | WA | Spokane Waste to Energy | 50886 | 1-1A | ST | OP | NA | MSW |  | 1323341.589 | 103.2206 | 0.156 | EIA Unit-level Data | Estimated using an emission factor
2021 | WA | Spokane Waste to Energy | 50886 | 1-1B | ST | OP | NA | MSW |  | 1306426.894 | 101.9013 | 0.156 | EIA Unit-level Data | Estimated using an emission factor
2021 | FL | Wheelabrator South Broward | 50887 | BLR1 | ST | OP | NA | MSW |  | 2853839.426 |  |  | EIA Unit-level Data
2021 | FL | Wheelabrator South Broward | 50887 | BLR2 | ST | OP | NA | MSW |  | 2891815.26 |  |  | EIA Unit-level Data
2021 | FL | Wheelabrator South Broward | 50887 | BLR3 | ST | OP | NA | MSW |  | 2823362.273 |  |  | EIA Unit-level Data
2021 | PA | Northampton Generating Plant | 50888 | NGC01 | ST | OP | FLUIDIZED | WC | 1226 | 1151260.753 | 2.1933 | 0.0038103 | EPA/CAMD | EPA/NEI | 1995
2021 | NC | Ivy River Hydro | 50890 | GEN1 | HY | OP | NA | WAT
2021 | NC | Ivy River Hydro | 50890 | GEN2 | HY | OP | NA | WAT
2021 | NC | Ivy River Hydro | 50890 | GEN3 | HY | OP | NA | WAT
2021 | NC | Ivy River Hydro | 50890 | GEN4 | HY | OP | NA | WAT
2021 | NC | Ivy River Hydro | 50890 | GEN5 | HY | OS | NA | WAT
2021 | NC | Ivy River Hydro | 50890 | GEN6 | HY | OS | NA | WAT
2021 | ID | El Dorado Hydro Elk Creek | 50891 | GEN1 | HY | OP | NA | WAT |  | 22505 |  |  | EIA Prime Mover-level Data
2021 | CA | Rock Creek LP | 50892 | GEN1 | HY | OP | NA | WAT |  | 318 |  |  | EIA Prime Mover-level Data
2021 | CA | Rock Creek LP | 50892 | GEN2 | HY | OP | NA | WAT |  | 318 |  |  | EIA Prime Mover-level Data
2021 | PA | Allegheny No. 5 Hydro Station | 50893 | GEN1 | HY | OP | NA | WAT |  | 180300 |  |  | EIA Prime Mover-level Data
2021 | PA | Allegheny No. 5 Hydro Station | 50893 | GEN2 | HY | OP | NA | WAT |  | 180300 |  |  | EIA Prime Mover-level Data
2021 | PA | Allegheny No 6 Hydro Station | 50894 | GEN1 | HY | OP | NA | WAT |  | 183952 |  |  | EIA Prime Mover-level Data
2021 | PA | Allegheny No 6 Hydro Station | 50894 | GEN2 | HY | OP | NA | WAT |  | 183952 |  |  | EIA Prime Mover-level Data
2021 | ID | Bypass | 50895 | GEN1 | HY | SB | NA | WAT |  | 82755.333 |  |  | EIA Prime Mover-level Data
2021 | ID | Bypass | 50895 | GEN2 | HY | SB | NA | WAT |  | 82755.333 |  |  | EIA Prime Mover-level Data
2021 | ID | Bypass | 50895 | GEN3 | HY | SB | NA | WAT |  | 82755.333 |  |  | EIA Prime Mover-level Data
2021 | ID | S E Hazelton A | 50896 | GEN1 | HY | SB | NA | WAT |  | 73420.667 |  |  | EIA Prime Mover-level Data
2021 | ID | S E Hazelton A | 50896 | GEN2 | HY | SB | NA | WAT |  | 73420.667 |  |  | EIA Prime Mover-level Data
2021 | ID | S E Hazelton A | 50896 | GEN3 | HY | SB | NA | WAT |  | 73420.667 |  |  | EIA Prime Mover-level Data
2021 | PA | Allegheny Hydro No 8 | 50897 | GEN1 | HY | OP | NA | WAT |  | 386813.5 |  |  | EIA Prime Mover-level Data
2021 | PA | Allegheny Hydro No 8 | 50897 | GEN2 | HY | OP | NA | WAT |  | 386813.5 |  |  | EIA Prime Mover-level Data
2021 | PA | Allegheny Hydro No 9 | 50898 | GEN1 | HY | OP | NA | WAT |  | 434116.5 |  |  | EIA Prime Mover-level Data
2021 | PA | Allegheny Hydro No 9 | 50898 | GEN2 | HY | OP | NA | WAT |  | 434116.5 |  |  | EIA Prime Mover-level Data
2021 | VA | WestRock Virginia Corp Covington Ops | 50900 | 001 | ST | OP | WALL | BIT | 8551 | 3383536.388 | 38.2856 | 0.022631 | EPA/CAMD | NEI avg EF - PM, fuel type, firing type | 1977
2021 | VA | WestRock Virginia Corp Covington Ops | 50900 | 004 | ST | OP | TANGENTIAL | BIT | 7481 | 4447799.66 | 31.6233 | 0.01422 | EPA/CAMD | NEI avg EF - PM, fuel type, firing type | 1963
2021 | VA | WestRock Virginia Corp Covington Ops | 50900 | 005 | ST | OP | WALL | NG | 3588 | 2023168.37 | 7.8492 | 0.0077594 | EIA non-ozone season distributed and EPA/CAMD ozone season | NEI avg EF - PM, fuel type, firing type | 1969
2021 | VA | WestRock Virginia Corp Covington Ops | 50900 | 011 | ST | OP | WALL | NG | 3568 | 2592015.785 | 10.0562 | 0.0077594 | EIA non-ozone season distributed and EPA/CAMD ozone season | NEI avg EF - PM, fuel type, firing type | 1994
2021 | VA | WestRock Virginia Corp Covington Ops | 50900 | 1PB | ST | OP | FLUIDIZED | WDS |  | 6026081.6 | 19.6735 | 0.0065294 | EIA Unit-level Data | NEI avg EF - PM, fuel type, firing type
2021 | VA | WestRock Virginia Corp Covington Ops | 50900 | 1RB | ST | OP | TANGENTIAL | NG |  | 746321.79 | 4.587 | 0.012292 | EIA Unit-level Data | NEI avg EF - PM, fuel type, firing type
2021 | VA | WestRock Virginia Corp Covington Ops | 50900 | 2RB | ST | OP | TANGENTIAL | BLQ |  | 10372128.4 | 46.9741 | 0.0090577 | EIA Unit-level Data | NEI avg EF - PM, fuel type
2021 | IN | Sagamore Plant Cogeneration | 50903 | GEN1 | ST | OP | NA | NG |  | 1337056 | 6.3576 | 0.0095098 | EIA Prime Mover-level Data | NEI avg EF - PM, fuel type
2021 | NM | Ford Utilities Center | 50906 | 3 | GT | OP | NA | NG |  | 569160.292 | 2.2813 | 0.0080165 | EIA Prime Mover-level Data | NEI avg EF - PM, fuel type
2021 | NM | Ford Utilities Center | 50906 | 4 | ST | OP | NA | WH |  | 0 |  |  | EIA Prime Mover-level Data
2021 | NM | Ford Utilities Center | 50906 | 5 | GT | OP | NA | NG |  | 544767.708 | 2.1836 | 0.0080165 | EIA Prime Mover-level Data | NEI avg EF - PM, fuel type
2021 | NY | Oswego County Energy Recovery | 50907 | UNT1 | ST | OP | NA | MSW |  | 292641 | 22.826 | 0.156 | EIA Prime Mover-level Data | Estimated using an emission factor
2021 | NY | Oswego County Energy Recovery | 50907 | UNT2 | ST | OP | NA | MSW |  | 292641 | 22.826 | 0.156 | EIA Prime Mover-level Data | Estimated using an emission factor
2021 | OR | Middle Fork Irrigation District | 50917 | GEN1 | HY | OP | NA | WAT |  | 112960 |  |  | EIA Prime Mover-level Data
2021 | OR | Middle Fork Irrigation District | 50917 | GEN2 | HY | OP | NA | WAT |  | 28240 |  |  | EIA Prime Mover-level Data
2021 | OR | Middle Fork Irrigation District | 50917 | GEN3 | HY | OP | NA | WAT |  | 45184 |  |  | EIA Prime Mover-level Data
2021 | OR | Co-Gen LLC | 50921 | GEN1 | ST | SB | NA | WDS
2021 | MT | Yellowstone Energy Limited Partnership | 50931 | BLR1 | ST | OP | FLUIDIZED | PC |  | 3898589.201 | 32.0489 | 0.016441 | EIA Prime Mover-level Data | NEI avg EF - PM, fuel type, firing type | 1995
2021 | MT | Yellowstone Energy Limited Partnership | 50931 | BLR2 | ST | OP | FLUIDIZED | PC |  | 3898008.799 | 32.0441 | 0.016441 | EIA Prime Mover-level Data | NEI avg EF - PM, fuel type, firing type | 1995
2021 | IA | Des Moines Wastewater Reclamation Fac | 50932 | 72-04 | IC | SB | NA | OBG |  | 582.5 | 0.0042814 | 0.0147 | EIA Prime Mover-level Data | Estimated using an emission factor
2021 | IA | Des Moines Wastewater Reclamation Fac | 50932 | 72-05 | IC | SB | NA | OBG |  | 582.5 | 0.0042814 | 0.0147 | EIA Prime Mover-level Data | Estimated using an emission factor
2021 | WI | Rhinelander Mill | 50933 | BLR7 | ST | OP | NA | BIT |  | 1310848.17 | 12.1921 | 0.018602 | EIA Unit-level Data | NEI avg EF - PM, fuel type
2021 | WI | Rhinelander Mill | 50933 | BLR8 | ST | OP | NA | NG |  | 1248267.625 | 5.9354 | 0.0095098 | EIA Unit-level Data | NEI avg EF - PM, fuel type
2021 | WI | Rhinelander Mill | 50933 | HYD1 | HY | OP | NA | WAT |  | 22202.25 |  |  | EIA Prime Mover-level Data
2021 | WI | Rhinelander Mill | 50933 | HYD2 | HY | OP | NA | WAT |  | 22202.25 |  |  | EIA Prime Mover-level Data
2021 | WI | Rhinelander Mill | 50933 | HYD3 | HY | OP | NA | WAT |  | 44404.5 |  |  | EIA Prime Mover-level Data
2021 | IN | Caterpillar | 50935 | 3512 | IC | OP | NA | DFO |  | 16426.643 | 2.5461 | 0.31 | EIA Prime Mover-level Data | Estimated using an emission factor
2021 | IN | Caterpillar | 50935 | 3516 | IC | SB | NA | DFO |  | 21902.19 | 3.3948 | 0.31 | EIA Prime Mover-level Data | Estimated using an emission factor
2021 | IN | Caterpillar | 50935 | 516A | IC | OP | NA | DFO |  | 32853.286 | 5.0923 | 0.31 | EIA Prime Mover-level Data | Estimated using an emission factor
2021 | IN | Caterpillar | 50935 | ET1 | IC | OP | NA | NG |  | 36503.651 | 0.0077023 | 0.000422 | EIA Prime Mover-level Data | Estimated using an emission factor
2021 | IN | Caterpillar | 50935 | ET2 | IC | OP | NA | NG |  | 36503.651 | 0.0077023 | 0.000422 | EIA Prime Mover-level Data | Estimated using an emission factor
2021 | IN | Caterpillar | 50935 | ET3 | IC | RE | NA | NG |  | 32853.286 | 0.006932 | 0.000422 | EIA Prime Mover-level Data | Estimated using an emission factor
2021 | IN | Caterpillar | 50935 | ET4 | IC | OP | NA | NG |  | 45629.563 | 0.0096278 | 0.000422 | EIA Prime Mover-level Data | Estimated using an emission factor
2021 | IN | Caterpillar | 50935 | R12 | IC | SB | NA | DFO |  | 7300.73 | 1.1316 | 0.31 | EIA Prime Mover-level Data | Estimated using an emission factor
2021 | WI | Winnebago County Landfill Gas | 50936 | EG2R | IC | OP | NA | LFG |  | 27800.308 | 0.20433 | 0.0147 | EIA Prime Mover-level Data | Estimated using an emission factor
2021 | WI | Winnebago County Landfill Gas | 50936 | EG3 | IC | OP | NA | LFG |  | 41700.462 | 0.3065 | 0.0147 | EIA Prime Mover-level Data | Estimated using an emission factor
2021 | WI | Winnebago County Landfill Gas | 50936 | EG4 | IC | OP | NA | LFG |  | 46333.846 | 0.34055 | 0.0147 | EIA Prime Mover-level Data | Estimated using an emission factor
2021 | WI | Winnebago County Landfill Gas | 50936 | EG5 | IC | OP | NA | LFG |  | 64867.385 | 0.47678 | 0.0147 | EIA Prime Mover-level Data | Estimated using an emission factor
2021 | MI | William Beaumont Hospital | 50937 | GENA | IC | SB | NA | DFO
2021 | MI | William Beaumont Hospital | 50937 | GENB | IC | SB | NA | DFO
2021 | OR | Galesville Project | 50938 | GV1 | HY | OP | NA | WAT |  | 11129 |  |  | EIA Prime Mover-level Data
2021 | OR | Galesville Project | 50938 | GV2 | HY | OP | NA | WAT |  | 11129 |  |  | EIA Prime Mover-level Data
2021 | UT | Lagoon Cogeneration Facility | 50942 | 1 | IC | SB | NA | NG
2021 | UT | Lagoon Cogeneration Facility | 50942 | 2 | IC | SB | NA | NG
2021 | UT | Lagoon Cogeneration Facility | 50942 | 3 | IC | SB | NA | NG
2021 | FL | Hardee Power Station | 50949 | CT2B | GT | OP | CT | NG | 160 | 115956.267 | 0.011015 | 0.00018999 | EPA/CAMD | EPA/NEI | 2000
2021 | UT | Sunnyside Cogeneration Associates | 50951 | 1 | ST | OP | FLUIDIZED | WC | 7901 | 4834819.1 | 12.2699 | 0.0050756 | EIA Unit-level Data | EPA/NEI | 1993
2021 | IL | Saint Francis Hospital | 50952 | GEN1 | IC | OS | NA | NG
2021 | IL | Saint Francis Hospital | 50952 | GEN2 | IC | OS | NA | NG
2021 | MA | Rousselot Inc | 50955 | GEN1 | ST | SB | NA | NG |  | 215590.096 | 1.0251 | 0.0095098 | EIA Prime Mover-level Data | NEI avg EF - PM, fuel type
2021 | MA | Rousselot Inc | 50955 | GEN2 | ST | SB | NA | NG
2021 | MA | Rousselot Inc | 50955 | GEN3 | ST | OP | NA | NG |  | 531788.904 | 2.5286 | 0.0095098 | EIA Prime Mover-level Data | NEI avg EF - PM, fuel type
2021 | TN | Resolute Forest Products - Calhoun Ops | 50956 | 11 | ST | OP | WALL | NG | 3308 | 14364883.392 | 55.7311 | 0.0077594 | EIA non-ozone season distributed and EPA/CAMD ozone season | NEI avg EF - PM, fuel type, firing type | 1954
2021 | TN | Resolute Forest Products - Calhoun Ops | 50956 | 12 | ST | OP | WALL | NG | 68 | 1958505.52 | 7.5984 | 0.0077594 | EIA non-ozone season distributed and EPA/CAMD ozone season | NEI avg EF - PM, fuel type, firing type | 1954
2021 | NJ | Union County Resource Recovery | 50960 | UNIT1 | ST | OP | NA | MSW |  | 1827555.552 |  |  | EIA Unit-level Data
2021 | NJ | Union County Resource Recovery | 50960 | UNIT2 | ST | OP | NA | MSW |  | 1841893.881 |  |  | EIA Unit-level Data
2021 | NJ | Union County Resource Recovery | 50960 | UNIT3 | ST | OP | NA | MSW |  | 1791343.486 |  |  | EIA Unit-level Data
2021 | CA | Slate Creek | 50961 | GEN1 | HY | OP | NA | WAT |  | 64077 |  |  | EIA Prime Mover-level Data
2021 | CA | Naval Hospital Medical Center | 50963 | 4TG | GT | OP | NA | NG |  | 153322 | 0.61455 | 0.0080165 | EIA Prime Mover-level Data | NEI avg EF - PM, fuel type
2021 | CA | Amedee Geothermal Venture I | 50964 | IND | ST | OP | NA | GEO
2021 | CA | Amedee Geothermal Venture I | 50964 | SYN | ST | OP | NA | GEO
2021 | OH | Toledo Ref Power Recovery Train | 50965 | GEN1 | OT | OP | NA | PC |  | 7385530 |  |  | EIA Prime Mover-level Data
2021 | MO | MU Combined Heat and Power Plant | 50969 | BFB-1 | ST | OP | NA | WDS |  | 1047076.2 | 5.434 | 0.010379 | EIA Unit-level Data | NEI avg EF - PM, fuel type
2021 | MO | MU Combined Heat and Power Plant | 50969 | BLR10 | ST | OP | NA | NG |  | 628880.22 | 2.9903 | 0.0095098 | EIA Unit-level Data | NEI avg EF - PM, fuel type
2021 | MO | MU Combined Heat and Power Plant | 50969 | BLR12 | ST | OP | NA | NG |  | 439427.6 | 2.0894 | 0.0095098 | EIA Unit-level Data | NEI avg EF - PM, fuel type
2021 | MO | MU Combined Heat and Power Plant | 50969 | BLR7 | ST | OP | NA | WDS |  | 0 | 0 |  | EIA Unit-level Data | NEI avg EF - PM, fuel type
2021 | MO | MU Combined Heat and Power Plant | 50969 | BLR8 | ST | OP | NA | BIT |  | 0 | 0 |  | EIA Unit-level Data | NEI avg EF - PM, fuel type
2021 | MO | MU Combined Heat and Power Plant | 50969 | BLR9 | ST | OP | NA | BIT |  | 0 | 0 |  | EIA Unit-level Data | NEI avg EF - PM, fuel type
2021 | MO | MU Combined Heat and Power Plant | 50969 | DGT1 | IC | SB | NA | DFO |  | 29.143 |  |  | EIA Prime Mover-level Data
2021 | MO | MU Combined Heat and Power Plant | 50969 | GEN6 | IC | SB | NA | DFO |  | 7.286 |  |  | EIA Prime Mover-level Data
2021 | MO | MU Combined Heat and Power Plant | 50969 | GEN7 | IC | SB | NA | DFO |  | 14.571 |  |  | EIA Prime Mover-level Data
2021 | MO | MU Combined Heat and Power Plant | 50969 | HRSG1 | ST | OP | NA | NG |  | 197456 | 0.93888 | 0.0095098 | EIA Unit-level Data | NEI avg EF - PM, fuel type
2021 | MO | MU Combined Heat and Power Plant | 50969 | HRSG2 | ST | OP | NA | NG |  | 147745 | 0.70251 | 0.0095098 | EIA Unit-level Data | NEI avg EF - PM, fuel type
2021 | MO | MU Combined Heat and Power Plant | 50969 | NTG1 | GT | OP | NA | NG |  | 565708.5 | 2.2675 | 0.0080165 | EIA Prime Mover-level Data | NEI avg EF - PM, fuel type
2021 | MO | MU Combined Heat and Power Plant | 50969 | NTG2 | GT | OP | NA | NG |  | 565708.5 | 2.2675 | 0.0080165 | EIA Prime Mover-level Data | NEI avg EF - PM, fuel type
2021 | FL | Tropicana Products Bradent | 50971 | GEN1 | GT | OP | NA | NG |  | 2087548 | 8.3674 | 0.0080165 | EIA Prime Mover-level Data | NEI avg EF - PM, fuel type
2021 | ID | Marsh Valley Development | 50972 | 1 | HY | OP | NA | WAT |  | 35204 |  |  | EIA Prime Mover-level Data
2021 | TX | Motiva Enterprises Port Arthur Refinery | 50973 | 34 | CA | OP | WALL | OG |  | 3438691.2 | 0.72556 | 0.000422 | EIA Unit-level Data | Estimated using an emission factor
2021 | TX | Motiva Enterprises Port Arthur Refinery | 50973 | 35 | CA | OP | WALL | OG |  | 4711635.166 | 0.99416 | 0.000422 | EIA Unit-level Data | Estimated using an emission factor
2021 | TX | Motiva Enterprises Port Arthur Refinery | 50973 | 37 | CA | OP | DUCTBURNER | OG |  | 875496.6 | 0.18473 | 0.000422 | EIA Unit-level Data | Estimated using an emission factor
2021 | TX | Motiva Enterprises Port Arthur Refinery | 50973 | 41 | CA | OP | DUCTBURNER | NG |  | 1109127.14 | 0.23403 | 0.000422 | EIA Unit-level Data | Estimated using an emission factor
2021 | TX | Motiva Enterprises Port Arthur Refinery | 50973 | 42 | CA | OP | DUCTBURNER | NG |  | 4534183.08 | 0.95671 | 0.000422 | EIA Unit-level Data | Estimated using an emission factor
2021 | TX | Motiva Enterprises Port Arthur Refinery | 50973 | 43 | CA | OP | DUCTBURNER | NG |  | 5069911.41 | 1.0698 | 0.000422 | EIA Unit-level Data | Estimated using an emission factor
2021 | TX | Motiva Enterprises Port Arthur Refinery | 50973 | 44 | CA | OP | DUCTBURNER | NG |  | 5230662.6 | 1.1037 | 0.000422 | EIA Unit-level Data | Estimated using an emission factor
2021 | TX | Motiva Enterprises Port Arthur Refinery | 50973 | 46 | CA | OP | DUCTBURNER | OG |  | 3805521.6 | 0.80297 | 0.000422 | EIA Unit-level Data | Estimated using an emission factor
2021 | TX | Motiva Enterprises Port Arthur Refinery | 50973 | GN34 | GT | OP | NA | NG |  | 2218830 | 8.8936 | 0.0080165 | EIA Prime Mover-level Data | NEI avg EF - PM, fuel type
2021 | TX | Motiva Enterprises Port Arthur Refinery | 50973 | GN35 | CT | OP | NA | NG
2021 | TX | Motiva Enterprises Port Arthur Refinery | 50973 | GN41 | CT | OP | NA | NG
2021 | TX | Motiva Enterprises Port Arthur Refinery | 50973 | GN42 | CT | OP | NA | NG
2021 | TX | Motiva Enterprises Port Arthur Refinery | 50973 | GN43 | CT | OP | NA | NG
2021 | TX | Motiva Enterprises Port Arthur Refinery | 50973 | GN44 | CT | OP | NA | NG
2021 | PA | Scrubgrass Generating Plant | 50974 | 1 | ST | OP | FLUIDIZED | WC | 5175 | 2523213.991 | 10.5249 | 0.0083424 | EPA/CAMD | EPA/NEI | 1993
2021 | PA | Scrubgrass Generating Plant | 50974 | 2 | ST | OP | FLUIDIZED | WC | 5247 | 2365530.149 | 10.6707 | 0.0090218 | EPA/CAMD | EPA/NEI | 1993
2021 | NY | Carr Street Generating Station | 50978 | A | CT | OP | CC | NG | 2044 | 677691.925 | 3.862 | 0.011397 | EPA/CAMD | EPA/NEI | 1993
2021 | NY | Carr Street Generating Station | 50978 | B | CT | OP | CC | NG | 1940 | 657208.654 | 3.862 | 0.011753 | EPA/CAMD | EPA/NEI | 1993
2021 | OR | Siphon Power Project | 50980 | GEN1 | HY | OP | NA | WAT |  | 66468.5 |  |  | EIA Prime Mover-level Data
2021 | OR | Siphon Power Project | 50980 | GEN2 | HY | OP | NA | WAT |  | 66468.5 |  |  | EIA Prime Mover-level Data
2021 | CA | Solano County Cogen Plant | 50985 | 3163 | IC | OP | NA | NG |  | 44363.571 | 0.0093607 | 0.000422 | EIA Prime Mover-level Data | Estimated using an emission factor
2021 | CA | Solano County Cogen Plant | 50985 | 3164 | IC | OP | NA | NG |  | 17745.429 | 0.0037443 | 0.000422 | EIA Prime Mover-level Data | Estimated using an emission factor
2021 | CA | Solano County Cogen Plant | 50985 | 3165 | IC | OP | NA | NG |  | 62109 | 0.013105 | 0.000422 | EIA Prime Mover-level Data | Estimated using an emission factor
2021 | ID | Rock Creek I | 50987 | GEN1 | HY | OP | NA | WAT |  | 80788 |  |  | EIA Prime Mover-level Data
2021 | WI | Marathon Electric | 50990 | P2-3 | IC | RE | NA | DFO
2021 | WI | Marathon Electric | 50990 | P2-4 | IC | RE | NA | DFO
2021 | OR | Co-Gen II LLC | 50993 | GEN1 | ST | SB | NA | WDS
2021 | ME | Aziscohos Hydroelectric Project | 50999 | GEN1 | HY | OP | NA | WAT |  | 146562 |  |  | EIA Prime Mover-level Data
2021 | LA | Enterprise Sugar Factory | 51008 | 1000 | ST | OP | NA | AB
2021 | LA | Enterprise Sugar Factory | 51008 | 2000 | ST | SB | NA | AB
2021 | VT | Ryegate Associates | 51026 | 1 | ST | OP | STOKER | WDS |  |  | 0.6828 |  |  | EPA/NEI | 1992
2021 | RI | Ocean State Power | 51030 | 1 | CT | OP | CC | NG | 5075 | 4360633.579 | 11.7161 | 0.0053736 | EPA/CAMD | NEI avg EF - PM, fuel type, firing type | 1990
2021 | RI | Ocean State Power | 51030 | 2 | CT | OP | CC | NG | 4982 | 4122966.878 | 11.0775 | 0.0053736 | EPA/CAMD | NEI avg EF - PM, fuel type, firing type | 1990
2021 | NY | West Delaware Tunnel Plant | 51033 | GEN1 | HY | OP | NA | WAT |  | 232934 |  |  | EIA Prime Mover-level Data
2021 | NY | Little Falls Hydro | 51034 | GEN1 | HY | OP | NA | WAT |  | 198803.5 |  |  | EIA Prime Mover-level Data
2021 | NY | Little Falls Hydro | 51034 | GEN2 | HY | OP | NA | WAT |  | 198803.5 |  |  | EIA Prime Mover-level Data
2021 | NY | MacArthur Waste to Energy Facility | 51038 | B1 | ST | OP | NA | MSW |  | 838585.651 |  |  | EIA Unit-level Data
2021 | NY | MacArthur Waste to Energy Facility | 51038 | B2 | ST | OP | NA | MSW |  | 790101.1 |  |  | EIA Unit-level Data
2021 | LA | LaO Energy Systems | 52006 | GEN5 | CT | OP | NA | NG |  | 5267148.6 | 14.1517 | 0.0053736 | EIA Unit-level Data | NEI avg EF - PM, fuel type
2021 | LA | LaO Energy Systems | 52006 | GEN6 | CT | OP | NA | NG |  | 3904392.45 | 10.4902 | 0.0053736 | EIA Unit-level Data | NEI avg EF - PM, fuel type
2021 | LA | LaO Energy Systems | 52006 | HRU100 | CA | OP | DUCTBURNER | OG |  | 1217957.985 | 0.25699 | 0.000422 | EIA Unit-level Data | Estimated using an emission factor
2021 | LA | LaO Energy Systems | 52006 | HRU200 | CA | OP | DUCTBURNER | OG |  | 758177.7 | 0.15998 | 0.000422 | EIA Unit-level Data | Estimated using an emission factor
2021 | FL | Lee County Solid Waste Energy | 52010 | BLR1 | ST | OP | NA | MSW |  | 2015572.353 |  |  | EIA Unit-level Data
2021 | FL | Lee County Solid Waste Energy | 52010 | BLR2 | ST | OP | NA | MSW |  | 1965211.008 |  |  | EIA Unit-level Data
2021 | FL | Lee County Solid Waste Energy | 52010 | BLR3 | ST | OP | NA | MSW |  | 1783989.735 |  |  | EIA Unit-level Data
2021 | NV | Dixie Valley | 52015 | GEN1 | ST | OP | NA | GEO |  | 4131112 |  |  | EIA Prime Mover-level Data
2021 | NV | Dixie Valley | 52015 | GEN2 | BT | OP | NA | GEO |  | 203159 |  |  | EIA Prime Mover-level Data
2021 | VA | Doswell Limited Partnership | 52019 | 501 | CT | OP | CC | NG | 7419 | 9233622.051 | 119.0897 | 0.025795 | EPA/CAMD | EPA/NEI | 1992
2021 | VA | Doswell Limited Partnership | 52019 | 502 | CT | OP | CC | NG | 6341 | 7361781.414 | 94.6914 | 0.025725 | EPA/CAMD | EPA/NEI | 1992
2021 | VA | Doswell Limited Partnership | 52019 | 601 | CT | OP | CC | NG | 7011 | 8143001.852 | 104.7708 | 0.025733 | EPA/CAMD | EPA/NEI | 1992
2021 | VA | Doswell Limited Partnership | 52019 | 602 | CT | OP | CC | NG | 6224 | 7369636.623 | 94.9762 | 0.025775 | EPA/CAMD | EPA/NEI | 1992
2021 | VA | Doswell Limited Partnership | 52019 | CT1 | GT | OP | CT | NG | 2171 | 3191037.485 | 36.287 | 0.022743 | EPA/CAMD | EPA/NEI | 2001
2021 | VA | Doswell Limited Partnership | 52019 | CT2 | GT | OP | CT | NG | 2456 | 3685221.403 | 34.797 | 0.018885 | EPA/CAMD | EPA/NEI | 2018
2021 | VA | Doswell Limited Partnership | 52019 | CT3 | GT | OP | CT | NG | 2221 | 3292442.02 | 34.797 | 0.021138 | EPA/CAMD | EPA/NEI | 2018
2021 | IL | ITT Cogen Facility | 52021 | GEN1 | GT | SB | NA | NG |  | 1153 | 0.0046215 | 0.0080165 | EIA Prime Mover-level Data | NEI avg EF - PM, fuel type
2021 | IL | ITT Cogen Facility | 52021 | GEN2 | GT | SB | NA | NG |  | 1153 | 0.0046215 | 0.0080165 | EIA Prime Mover-level Data | NEI avg EF - PM, fuel type
2021 | RI | Rhode Island Hospital | 52024 | 2 | ST | OP | NA | NG |  | 128989 | 0.61333 | 0.0095098 | EIA Unit-level Data | NEI avg EF - PM, fuel type
2021 | RI | Rhode Island Hospital | 52024 | 3 | ST | OP | NA | NG |  | 134396.6 | 0.63904 | 0.0095098 | EIA Unit-level Data | NEI avg EF - PM, fuel type
2021 | RI | Rhode Island Hospital | 52024 | 4 | ST | OP | NA | NG |  | 92568 | 0.44015 | 0.0095098 | EIA Unit-level Data | NEI avg EF - PM, fuel type
2021 | RI | Rhode Island Hospital | 52024 | 5 | ST | OP | NA | NG |  | 154855.3 | 0.73632 | 0.0095098 | EIA Unit-level Data | NEI avg EF - PM, fuel type
2021 | RI | Rhode Island Hospital | 52024 | 6 | ST | OP | NA | NG |  | 302529.7 | 1.4385 | 0.0095098 | EIA Unit-level Data | NEI avg EF - PM, fuel type
2021 | MA | Dartmouth Power | 52026 | 1 | CT | OP | CC | NG | 730 | 262226.141 | 0.97753 | 0.0074556 | EPA/CAMD | EPA/NEI | 1992
2021 | MA | Dartmouth Power | 52026 | 2 | GT | OP | CT | NG | 411 | 77813.711 | 0.85578 | 0.021995 | EPA/CAMD | EPA/NEI | 2009
2021 | HI | Puna Geothermal Venture I | 52028 | OEC11 | ST | OP | NA | GEO
2021 | HI | Puna Geothermal Venture I | 52028 | OEC12 | ST | OP | NA | GEO
2021 | HI | Puna Geothermal Venture I | 52028 | OEC13 | ST | OP | NA | GEO
2021 | HI | Puna Geothermal Venture I | 52028 | OEC14 | ST | OP | NA | GEO
2021 | HI | Puna Geothermal Venture I | 52028 | OEC15 | ST | OP | NA | GEO
2021 | HI | Puna Geothermal Venture I | 52028 | OEC21 | ST | OP | NA | GEO
2021 | HI | Puna Geothermal Venture I | 52028 | OEC22 | ST | OP | NA | GEO
2021 | HI | Puna Geothermal Venture I | 52028 | OEC23 | ST | OP | NA | GEO
2021 | HI | Puna Geothermal Venture I | 52028 | OEC24 | ST | OP | NA | GEO
2021 | HI | Puna Geothermal Venture I | 52028 | OEC25 | ST | OP | NA | GEO
2021 | HI | Puna Geothermal Venture I | 52028 | OEC31 | BT | OP | NA | GEO |  | 810864.5 |  |  | EIA Prime Mover-level Data
2021 | HI | Puna Geothermal Venture I | 52028 | OEC32 | BT | OP | NA | GEO |  | 810864.5 |  |  | EIA Prime Mover-level Data
2021 | LA | Alliance Refinery | 52031 | B01B3 | ST | OP | NA | PRG |  | 181374.35 | 4.6201 | 0.050945 | EIA Unit-level Data | NEI avg EF - PM, fuel type
2021 | LA | Alliance Refinery | 52031 | GEN1 | OT | RE | NA | PRG |  | 633 | 0.00013356 | 0.000422 | EIA Prime Mover-level Data | Estimated using an emission factor
2021 | VT | Moretown Generating Station | 52033 | 1 | HY | OS | NA | WAT
2021 | PA | Yough Hydro Power | 52036 | GEN1 | HY | OP | NA | WAT |  | 171573 |  |  | EIA Prime Mover-level Data
2021 | PA | Yough Hydro Power | 52036 | GEN2 | HY | OP | NA | WAT |  | 171573 |  |  | EIA Prime Mover-level Data
2021 | UT | Quail Creek Hydro Plant #1 | 52039 | 1 | HY | OP | NA | WAT |  | 78376 |  |  | EIA Prime Mover-level Data
2021 | TN | Vanderbilt University Power Plant | 52048 | GT1B | GT | OP | NA | NG |  | 384793.556 | 1.5423 | 0.0080165 | EIA Prime Mover-level Data | NEI avg EF - PM, fuel type
2021 | TN | Vanderbilt University Power Plant | 52048 | GT2 | GT | OS | NA | NG |  | 317607.38 | 1.273 | 0.0080165 | EIA Prime Mover-level Data | NEI avg EF - PM, fuel type
2021 | TN | Vanderbilt University Power Plant | 52048 | GT3 | GT | OP | NA | NG |  | 439764.064 | 1.7627 | 0.0080165 | EIA Prime Mover-level Data | NEI avg EF - PM, fuel type
2021 | SC | Clifton Dam 3 Power Station | 52049 | 1H | HY | OP | NA | WAT |  | 25296.833 |  |  | EIA Prime Mover-level Data
2021 | SC | Clifton Dam 3 Power Station | 52049 | 2V | HY | OP | NA | WAT |  | 18069.167 |  |  | EIA Prime Mover-level Data
2021 | MN | Rapidan Hydro Facility | 52054 | GEN1 | HY | OS | NA | WAT
2021 | MN | Rapidan Hydro Facility | 52054 | GEN2 | HY | OS | NA | WAT
2021 | NY | Nassau Energy Corporation | 52056 | 00004 | CT | OP | CC | NG | 7387 | 3167354.219 | 8.51 | 0.0053736 | EPA/CAMD | NEI avg EF - PM, fuel type, firing type | 1991
2021 | NY | Herkimer | 52057 | 01 | HY | OS | NA | WAT
2021 | NY | Herkimer | 52057 | 02 | HY | OS | NA | WAT
2021 | NY | Herkimer | 52057 | 03 | HY | OS | NA | WAT
2021 | NY | Herkimer | 52057 | 04 | HY | OS | NA | WAT
2021 | NY | Ogdensburg | 52058 | 01 | HY | OP | NA | WAT |  | 13929.6 |  |  | EIA Prime Mover-level Data
2021 | NY | Ogdensburg | 52058 | 02 | HY | OP | NA | WAT |  | 13929.6 |  |  | EIA Prime Mover-level Data
2021 | NY | Ogdensburg | 52058 | 03 | HY | OP | NA | WAT |  | 13929.6 |  |  | EIA Prime Mover-level Data
2021 | NY | Ogdensburg | 52058 | 04 | HY | OP | NA | WAT |  | 13929.6 |  |  | EIA Prime Mover-level Data
2021 | NY | Ogdensburg | 52058 | 05 | HY | OP | NA | WAT |  | 13929.6 |  |  | EIA Prime Mover-level Data
2021 | CT | Hartford Hospital Cogeneration | 52061 | GEN2 | CA | OP | NA | NG
2021 | CT | Hartford Hospital Cogeneration | 52061 | GEN3 | CT | OP | NA | NG |  | 581743.882 | 1.563 | 0.0053736 | EIA Unit-level Data | NEI avg EF - PM, fuel type
2021 | CT | Hartford Hospital Cogeneration | 52061 | GEN4 | FC | OP | NA | NG |  | 104601 | 0 | 0 | EIA Prime Mover-level Data | Estimated using an emission factor
2021 | CA | Martinez Sulfuric Acid Regeneration Plt | 52063 | GEN1 | ST | OP | NA | WH |  | 115851 |  |  | EIA Prime Mover-level Data
2021 | CA | Dominguez Plant | 52064 | GEN1 | ST | OP | NA | WH |  | 108239 |  |  | EIA Prime Mover-level Data
2021 | TX | Houston Plant | 52065 | GEN1 | ST | OP | NA | WH |  | 308796.8 |  |  | EIA Prime Mover-level Data
2021 | TX | Houston Plant | 52065 | GEN2 | ST | OP | NA | WH |  | 77199.2 |  |  | EIA Prime Mover-level Data
2021 | NJ | Great Falls Hydro Project | 52068 | GEN1 | HY | OP | NA | WAT |  | 53717.667 |  |  | EIA Prime Mover-level Data
2021 | NJ | Great Falls Hydro Project | 52068 | GEN2 | HY | OP | NA | WAT |  | 53717.667 |  |  | EIA Prime Mover-level Data
2021 | NJ | Great Falls Hydro Project | 52068 | GEN3 | HY | OP | NA | WAT |  | 53717.667 |  |  | EIA Prime Mover-level Data
2021 | VA | Radford Army Ammunition Plant | 52072 | 481-1 | ST | OP | NA | NG |  | 707598.476 | 3.3646 | 0.0095098 | EIA Unit-level Data | NEI avg EF - PM, fuel type
2021 | VA | Radford Army Ammunition Plant | 52072 | 481-2 | ST | OP | NA | NG |  | 456554.974 | 2.1709 | 0.0095098 | EIA Unit-level Data | NEI avg EF - PM, fuel type
2021 | VA | Radford Army Ammunition Plant | 52072 | 481-3 | ST | OP | NA | NG |  | 710921.632 | 3.3804 | 0.0095098 | EIA Unit-level Data | NEI avg EF - PM, fuel type
2021 | VA | Radford Army Ammunition Plant | 52072 | 481-4 | ST | OP | NA | NG |  | 597893.189 | 2.8429 | 0.0095098 | EIA Unit-level Data | NEI avg EF - PM, fuel type
2021 | VA | Radford Army Ammunition Plant | 52072 | 481-5 | ST | OP | NA | NG |  | 195980.496 | 0.93187 | 0.0095098 | EIA Unit-level Data | NEI avg EF - PM, fuel type
2021 | VA | Radford Army Ammunition Plant | 52072 | 481-6 | ST | OP | NA | NG |  | 131910.996 | 0.62722 | 0.0095098 | EIA Unit-level Data | NEI avg EF - PM, fuel type
2021 | CA | UCLA So Campus Cogen Project | 52073 | GEN1 | CT | OP | NA | NG |  | 1169123.239 | 3.1412 | 0.0053736 | EIA Unit-level Data | NEI avg EF - PM, fuel type
2021 | CA | UCLA So Campus Cogen Project | 52073 | GEN2 | CT | OP | NA | NG |  | 1175304.836 | 3.1578 | 0.0053736 | EIA Unit-level Data | NEI avg EF - PM, fuel type
2021 | CA | UCLA So Campus Cogen Project | 52073 | HRSG A | CA | OP | NA | NG |  | 613754.389 | 0.1295 | 0.000422 | EIA Unit-level Data | Estimated using an emission factor
2021 | CA | UCLA So Campus Cogen Project | 52073 | HRSG B | CA | OP | NA | NG |  | 613813.709 | 0.12951 | 0.000422 | EIA Unit-level Data | Estimated using an emission factor
2021 | CA | McKittrick Cogen | 52076 | UNIT1 | GT | OP | NA | NG |  | 506645.5 | 2.0308 | 0.0080165 | EIA Prime Mover-level Data | NEI avg EF - PM, fuel type
2021 | CA | McKittrick Cogen | 52076 | UNIT2 | GT | OP | NA | NG |  | 506645.5 | 2.0308 | 0.0080165 | EIA Prime Mover-level Data | NEI avg EF - PM, fuel type
2021 | CA | Lost Hills Cogeneration Plant | 52077 | GEN4 | GT | RE | NA | NG |  | 32812.667 | 0.13152 | 0.0080165 | EIA Prime Mover-level Data | NEI avg EF - PM, fuel type
2021 | CA | Lost Hills Cogeneration Plant | 52077 | GEN5 | GT | OP | NA | NG |  | 32812.667 | 0.13152 | 0.0080165 | EIA Prime Mover-level Data | NEI avg EF - PM, fuel type
2021 | CA | Lost Hills Cogeneration Plant | 52077 | GEN6 | GT | OP | NA | NG |  | 32812.667 | 0.13152 | 0.0080165 | EIA Prime Mover-level Data | NEI avg EF - PM, fuel type
2021 | CA | North Midway Cogen | 52078 | GEN7 | GT | OS | NA | NG
2021 | CA | North Midway Cogen | 52078 | GEN8 | GT | OS | NA | NG
2021 | CA | North Midway Cogen | 52078 | GEN9 | GT | OS | NA | NG
2021 | CA | Cymric 31X Cogen | 52081 | TG1 | GT | OP | NA | NG |  | 308033.5 | 1.2347 | 0.0080165 | EIA Prime Mover-level Data | NEI avg EF - PM, fuel type
2021 | CA | Cymric 31X Cogen | 52081 | TG2 | GT | OP | NA | NG |  | 308033.5 | 1.2347 | 0.0080165 | EIA Prime Mover-level Data | NEI avg EF - PM, fuel type
2021 | CA | Cymric 6Z Cogen | 52082 | TG1 | GT | OP | NA | NG |  | 324411 | 1.3003 | 0.0080165 | EIA Prime Mover-level Data | NEI avg EF - PM, fuel type
2021 | CA | Cymric 6Z Cogen | 52082 | TG2 | GT | OP | NA | NG |  | 324411 | 1.3003 | 0.0080165 | EIA Prime Mover-level Data | NEI avg EF - PM, fuel type
2021 | CA | Coalinga 6C Cogen | 52083 | TG1 | GT | OS | NA | NG
2021 | CA | Coalinga 6C Cogen | 52083 | TG2 | GT | OS | NA | NG
2021 | CA | Taft 26C Cogen | 52085 | TG1 | GT | OP | NA | NG |  | 282432 | 1.1321 | 0.0080165 | EIA Prime Mover-level Data | NEI avg EF - PM, fuel type
2021 | CA | Taft 26C Cogen | 52085 | TG2 | GT | OP | NA | NG |  | 282432 | 1.1321 | 0.0080165 | EIA Prime Mover-level Data | NEI avg EF - PM, fuel type
2021 | CA | Taft 26C Cogen | 52085 | TG3 | GT | OP | NA | NG |  | 282432 | 1.1321 | 0.0080165 | EIA Prime Mover-level Data | NEI avg EF - PM, fuel type
2021 | CA | Taft 26C Cogen | 52085 | TG4 | GT | OP | NA | NG |  | 282432 | 1.1321 | 0.0080165 | EIA Prime Mover-level Data | NEI avg EF - PM, fuel type
2021 | CA | Coalinga 25D Cogen | 52086 | TG1 | GT | OP | NA | NG |  | 268575 | 1.0765 | 0.0080165 | EIA Prime Mover-level Data | NEI avg EF - PM, fuel type
2021 | CA | Coalinga 25D Cogen | 52086 | TG2 | GT | OP | NA | NG |  | 268575 | 1.0765 | 0.0080165 | EIA Prime Mover-level Data | NEI avg EF - PM, fuel type
2021 | CA | Coalinga 25D Cogen | 52086 | TG3 | GT | OP | NA | NG |  | 268575 | 1.0765 | 0.0080165 | EIA Prime Mover-level Data | NEI avg EF - PM, fuel type
2021 | CA | Coalinga 25D Cogen | 52086 | TG4 | GT | OP | NA | NG |  | 268575 | 1.0765 | 0.0080165 | EIA Prime Mover-level Data | NEI avg EF - PM, fuel type
2021 | VA | Elizabeth River Combustion Turbine Sta | 52087 | CT-1 | GT | OP | CT | NG | 146 | 144311.6 | 0.6668 | 0.0092411 | EPA/CAMD | EPA/NEI | 1992
2021 | VA | Elizabeth River Combustion Turbine Sta | 52087 | CT-2 | GT | OP | CT | NG | 296 | 304357.5 | 1.1182 | 0.0073479 | EPA/CAMD | EPA/NEI | 1992
2021 | VA | Elizabeth River Combustion Turbine Sta | 52087 | CT-3 | GT | OP | CT | NG | 103 | 100623 | 0.51701 | 0.010276 | EPA/CAMD | EPA/NEI | 1992
2021 | TX | Texas City Cogeneration | 52088 | GT-A | CT | OP | CC | NG | 3401 | 3526726.091 | 11.19 | 0.0063458 | EPA/CAMD | EPA/NEI | 1987
2021 | TX | Texas City Cogeneration | 52088 | GT-B | CT | OP | CC | NG | 7525 | 8728724.955 | 26.24 | 0.0060123 | EPA/CAMD | EPA/NEI | 1987
2021 | TX | Texas City Cogeneration | 52088 | GT-C | CT | OP | CC | NG | 5409 | 5927424.188 | 18.45 | 0.0062253 | EPA/CAMD | EPA/NEI | 1987
2021 | VA | Celanese Acetate LLC | 52089 | BLR010 | ST | OP | OTHER BOILER | NG | 3672 | 1939298.484 | 7.9169 | 0.0081647 | EIA non-ozone season distributed and EPA/CAMD ozone season | NEI avg EF - PM, fuel type, firing type | 2015
2021 | VA | Celanese Acetate LLC | 52089 | BLR011 | ST | OP | OTHER BOILER | NG | 3503 | 1836824.583 | 7.4985 | 0.0081647 | EIA non-ozone season distributed and EPA/CAMD ozone season | NEI avg EF - PM, fuel type, firing type | 2015
2021 | VA | Celanese Acetate LLC | 52089 | BLR012 | ST | OP | OTHER BOILER | NG | 3545 | 1678483.497 | 6.8521 | 0.0081647 | EIA non-ozone season distributed and EPA/CAMD ozone season | NEI avg EF - PM, fuel type, firing type | 2015
2021 | VA | Celanese Acetate LLC | 52089 | BLR013 | ST | OP | OTHER BOILER | NG | 3672 | 1706257.391 | 6.9655 | 0.0081647 | EIA non-ozone season distributed and EPA/CAMD ozone season | NEI avg EF - PM, fuel type, firing type | 2015
2021 | VA | Celanese Acetate LLC | 52089 | BLR014 | ST | OP | OTHER BOILER | NG | 3632 | 1560922.745 | 6.3722 | 0.0081647 | EIA non-ozone season distributed and EPA/CAMD ozone season | NEI avg EF - PM, fuel type, firing type | 2015
2021 | NY | NewYork-Presbyterian Brooklyn Methodist Hospital | 52091 | 01-8N | IC | OP | NA | DFO |  | 38.102 | 0.0059058 | 0.31 | EIA Prime Mover-level Data | Estimated using an emission factor
2021 | NY | NewYork-Presbyterian Brooklyn Methodist Hospital | 52091 | 02-8P | IC | OP | NA | DFO |  | 47.627 | 0.0073822 | 0.31 | EIA Prime Mover-level Data | Estimated using an emission factor
2021 | NY | NewYork-Presbyterian Brooklyn Methodist Hospital | 52091 | 03-8L | IC | OP | NA | DFO |  | 47.627 | 0.0073822 | 0.31 | EIA Prime Mover-level Data | Estimated using an emission factor
2021 | NY | NewYork-Presbyterian Brooklyn Methodist Hospital | 52091 | 04-6Z | IC | SB | NA | DFO |  | 38.102 | 0.0059058 | 0.31 | EIA Prime Mover-level Data | Estimated using an emission factor
2021 | NY | NewYork-Presbyterian Brooklyn Methodist Hospital | 52091 | 05-6Z | IC | SB | NA | DFO |  | 38.102 | 0.0059058 | 0.31 | EIA Prime Mover-level Data | Estimated using an emission factor
2021 | NY | NewYork-Presbyterian Brooklyn Methodist Hospital | 52091 | CCHEG | IC | SB | NA | DFO |  | 71.441 | 0.011073 | 0.31 | EIA Prime Mover-level Data | Estimated using an emission factor
2021 | CA | Berry Placerita Cogen | 52096 | GEN1 | GT | OP | NA | NG |  | 1129300 | 4.5265 | 0.0080165 | EIA Prime Mover-level Data | NEI avg EF - PM, fuel type
2021 | CA | Berry Placerita Cogen | 52096 | GEN2 | GT | OP | NA | NG |  | 1129300 | 4.5265 | 0.0080165 | EIA Prime Mover-level Data | NEI avg EF - PM, fuel type
2021 | CA | Plant No 2 Orange County | 52099 | GEN1 | IC | OP | NA | OBG |  | 115935.6 | 0.85213 | 0.0147 | EIA Prime Mover-level Data | Estimated using an emission factor
2021 | CA | Plant No 2 Orange County | 52099 | GEN2 | IC | OP | NA | OBG |  | 115935.6 | 0.85213 | 0.0147 | EIA Prime Mover-level Data | Estimated using an emission factor
2021 | CA | Plant No 2 Orange County | 52099 | GEN3 | IC | OP | NA | OBG |  | 115935.6 | 0.85213 | 0.0147 | EIA Prime Mover-level Data | Estimated using an emission factor
2021 | CA | Plant No 2 Orange County | 52099 | GEN4 | IC | OP | NA | OBG |  | 115935.6 | 0.85213 | 0.0147 | EIA Prime Mover-level Data | Estimated using an emission factor
2021 | CA | Plant No 2 Orange County | 52099 | GEN5 | IC | OP | NA | OBG |  | 115935.6 | 0.85213 | 0.0147 | EIA Prime Mover-level Data | Estimated using an emission factor
2021 | CA | Plant No 2 Orange County | 52099 | GEN6 | ST | OP | NA | SLW
2021 | CA | Cymric 36W Cogen | 52104 | GEN1 | GT | OP | NA | NG |  | 231058.75 | 0.92614 | 0.0080165 | EIA Prime Mover-level Data | NEI avg EF - PM, fuel type
2021 | CA | Cymric 36W Cogen | 52104 | GEN2 | GT | OP | NA | NG |  | 231058.75 | 0.92614 | 0.0080165 | EIA Prime Mover-level Data | NEI avg EF - PM, fuel type
2021 | CA | Cymric 36W Cogen | 52104 | GEN3 | GT | OP | NA | NG |  | 231058.75 | 0.92614 | 0.0080165 | EIA Prime Mover-level Data | NEI avg EF - PM, fuel type
2021 | CA | Cymric 36W Cogen | 52104 | GEN4 | GT | OP | NA | NG |  | 231058.75 | 0.92614 | 0.0080165 | EIA Prime Mover-level Data | NEI avg EF - PM, fuel type
2021 | CA | Kern River Eastridge Cogen | 52107 | 101A | GT | OP | NA | NG |  | 1482057.5 | 5.9405 | 0.0080165 | EIA Prime Mover-level Data | NEI avg EF - PM, fuel type
2021 | CA | Kern River Eastridge Cogen | 52107 | 101B | GT | OP | NA | NG |  | 1482057.5 | 5.9405 | 0.0080165 | EIA Prime Mover-level Data | NEI avg EF - PM, fuel type
2021 | CA | Richmond Cogen | 52109 | GEN1 | CT | OP | NA | NG |  | 4721212.32 | 12.6848 | 0.0053736 | EIA Unit-level Data | NEI avg EF - PM, fuel type
2021 | CA | Richmond Cogen | 52109 | GEN2 | CT | OP | NA | NG |  | 4461023.28 | 11.9858 | 0.0053736 | EIA Unit-level Data | NEI avg EF - PM, fuel type
2021 | CA | Richmond Cogen | 52109 | GEN6 | ST | OP | NA | WH
2021 | CA | Richmond Cogen | 52109 | HRSG1 | CA | OP | NA | OG |  | 1408426.1 | 0.29718 | 0.000422 | EIA Unit-level Data | Estimated using an emission factor
2021 | CA | Richmond Cogen | 52109 | HRSG2 | CA | OP | NA | OG |  | 1393263.61 | 0.29398 | 0.000422 | EIA Unit-level Data | Estimated using an emission factor
2021 | TX | Freeport Energy | 52120 | G-37 | GT | OP | NA | NG |  | 5130884 | 20.5659 | 0.0080165 | EIA Prime Mover-level Data | NEI avg EF - PM, fuel type
2021 | TX | Freeport Energy | 52120 | G-61 | CT | OP | NA | NG |  | 5648772.35 | 15.177 | 0.0053736 | EIA Unit-level Data | NEI avg EF - PM, fuel type
2021 | TX | Freeport Energy | 52120 | G-63 | CT | OP | NA | NG |  | 6725549.8 | 18.0701 | 0.0053736 | EIA Unit-level Data | NEI avg EF - PM, fuel type
2021 | TX | Freeport Energy | 52120 | G64 | CA | OP | OTHER BOILER | NG |  | 340.93 | 7.1936e-05 | 0.000422 | EIA Unit-level Data | Estimated using an emission factor
2021 | TX | Freeport Energy | 52120 | G65 | CA | OP | OTHER BOILER | NG |  | 676654.38 | 0.14277 | 0.000422 | EIA Unit-level Data | Estimated using an emission factor
2021 | TX | Freeport Energy | 52120 | G-66 | CT | OP | NA | NG |  | 5711179.02 | 15.3447 | 0.0053736 | EIA Unit-level Data | NEI avg EF - PM, fuel type
2021 | TX | Freeport Energy | 52120 | G-67 | CT | OP | NA | NG |  | 7983970.84 | 21.4512 | 0.0053736 | EIA Unit-level Data | NEI avg EF - PM, fuel type
2021 | TX | Wasson CO2 Removal Plant | 52122 | GEN1 | GT | OP | NA | NG |  | 1636717 | 6.5604 | 0.0080165 | EIA Prime Mover-level Data | NEI avg EF - PM, fuel type
2021 | WY | Elk Basin Gasoline Plant | 52127 | GEN1 | ST | OP | NA | OG |  | 297523 | 2.5145 | 0.016903 | EIA Prime Mover-level Data | NEI avg EF - PM, fuel type
2021 | WY | Elk Basin Gasoline Plant | 52127 | GEN2 | ST | OP | NA | OG |  | 297523 | 2.5145 | 0.016903 | EIA Prime Mover-level Data | NEI avg EF - PM, fuel type
2021 | IN | BP Whiting Business Unit | 52130 | 3SPS31 | ST | OP | WALL | PRG | 3672 | 3768666.477 | 20.1449 | 0.010691 | EIA non-ozone season distributed and EPA/CAMD ozone season | NEI avg EF - PM, fuel type, firing type | 1946
2021 | IN | BP Whiting Business Unit | 52130 | 3SPS32 | ST | OP | WALL | PRG | 3672 | 3780528.173 | 20.2083 | 0.010691 | EIA non-ozone season distributed and EPA/CAMD ozone season | NEI avg EF - PM, fuel type, firing type | 1947
2021 | IN | BP Whiting Business Unit | 52130 | 3SPS33 | ST | OP | WALL | PRG | 435 | 430750.322 | 2.3025 | 0.010691 | EIA non-ozone season distributed and EPA/CAMD ozone season | NEI avg EF - PM, fuel type, firing type | 1948
2021 | IN | BP Whiting Business Unit | 52130 | 3SPS34 | ST | OP | WALL | PRG | 3672 | 3687805.61 | 19.7126 | 0.010691 | EIA non-ozone season distributed and EPA/CAMD ozone season | NEI avg EF - PM, fuel type, firing type | 1948
2021 | IN | BP Whiting Business Unit | 52130 | 3SPS36 | ST | OP | WALL | PRG | 3672 | 3783859.387 | 20.2261 | 0.010691 | EIA non-ozone season distributed and EPA/CAMD ozone season | NEI avg EF - PM, fuel type, firing type | 1953
2021 | TX | Power Station 4 | 52132 | GEN1 | CT | OP | NA | NG |  | 912396.22 | 2.4514 | 0.0053736 | EIA Unit-level Data | NEI avg EF - PM, fuel type
2021 | TX | Power Station 4 | 52132 | GEN2 | CT | OP | NA | NG |  | 3006042.58 | 8.0766 | 0.0053736 | EIA Unit-level Data | NEI avg EF - PM, fuel type
2021 | TX | Power Station 4 | 52132 | HRSG1 | CA | OP | NA | NG |  | 144692.15 | 0.03053 | 0.000422 | EIA Unit-level Data | Estimated using an emission factor
2021 | TX | Power Station 4 | 52132 | HRSG2 | CA | OP | NA | NG |  | 248939.996 | 0.052526 | 0.000422 | EIA Unit-level Data | Estimated using an emission factor
2021 | ND | Tesoro Mandan Cogeneration Plant | 52133 | GEN1 | ST | OP | NA | PRG |  | 2389774 | 60.8734 | 0.050945 | EIA Prime Mover-level Data | NEI avg EF - PM, fuel type
2021 | ND | Tesoro Mandan Cogeneration Plant | 52133 | GEN2 | ST | OP | NA | PRG |  | 2389774 | 60.8734 | 0.050945 | EIA Prime Mover-level Data | NEI avg EF - PM, fuel type
2021 | ND | Tesoro Mandan Cogeneration Plant | 52133 | GEN3 | ST | OP | NA | PRG |  | 2389774 | 60.8734 | 0.050945 | EIA Prime Mover-level Data | NEI avg EF - PM, fuel type
2021 | AL | International Paper-Prattville Mill | 52140 | Z006 | ST | OP | OTHER BOILER | NG | 8613 | 2587922.805 | 20.76 | 0.016044 | EPA/CAMD | EPA/NEI | 1967
2021 | AL | International Paper-Prattville Mill | 52140 | Z008 | ST | OP | OTHER BOILER | BLQ | 8553 | 3309873.149 | 14.99 | 0.0090577 | EPA/CAMD | EPA/NEI | 1980
2021 | CA | Mojave 3/4/5 | 52142 | GEN1 | WT | OP | NA | WND |  | 1028326 |  |  | EIA Prime Mover-level Data
2021 | CA | C P Kelco San Diego Plant | 52147 | GEN1 | GT | OP | NA | NG |  | 308275.616 | 1.2356 | 0.0080165 | EIA Prime Mover-level Data | NEI avg EF - PM, fuel type
2021 | CA | C P Kelco San Diego Plant | 52147 | GEN2 | GT | OP | NA | NG |  | 335082.192 | 1.3431 | 0.0080165 | EIA Prime Mover-level Data | NEI avg EF - PM, fuel type
2021 | CA | C P Kelco San Diego Plant | 52147 | GEN3 | GT | OS | NA | NG |  | 335082.192 | 1.3431 | 0.0080165 | EIA Prime Mover-level Data | NEI avg EF - PM, fuel type
2021 | VA | Elkton | 52148 | GEN1 | ST | OP | NA | NG |  | 560797.2 | 2.6665 | 0.0095098 | EIA Prime Mover-level Data | NEI avg EF - PM, fuel type
2021 | VA | Elkton | 52148 | GEN2 | IC | RE | NA | DFO |  | 174.13 | 0.02699 | 0.31 | EIA Prime Mover-level Data | Estimated using an emission factor
2021 | VA | Elkton | 52148 | GEN3 | IC | OP | NA | NG |  | 212.826 | 4.4906e-05 | 0.000422 | EIA Prime Mover-level Data | Estimated using an emission factor
2021 | VA | Elkton | 52148 | GEN4 | IC | OP | NA | NG |  | 58.043 | 1.2247e-05 | 0.000422 | EIA Prime Mover-level Data | Estimated using an emission factor
2021 | VA | Elkton | 52148 | GEN5 | ST | OP | NA | NG |  | 31155.4 | 0.14814 | 0.0095098 | EIA Prime Mover-level Data | NEI avg EF - PM, fuel type
2021 | VA | Elkton | 52148 | GEN6 | ST | OP | NA | NG |  | 93466.2 | 0.44442 | 0.0095098 | EIA Prime Mover-level Data | NEI avg EF - PM, fuel type
2021 | VA | Elkton | 52148 | GEN7 | ST | OP | NA | NG |  | 93466.2 | 0.44442 | 0.0095098 | EIA Prime Mover-level Data | NEI avg EF - PM, fuel type
2021 | PA | Merck & Company - West Point | 52149 | 039 | GT | OP | CT | NG | 3122 | 1081927.453 | 4.3366 | 0.0080165 | EPA/CAMD | NEI avg EF - PM, fuel type, firing type | 1989
2021 | PA | Merck & Company - West Point | 52149 | 040 | GT | OP | CT | NG | 6367 | 2786943.193 | 11.1708 | 0.0080165 | EPA/CAMD | NEI avg EF - PM, fuel type, firing type | 2001
2021 | SC | International Paper-Eastover Mill | 52151 | 001 | ST | OP | TANGENTIAL | NG |  | 2497889 | 15.3524 | 0.012292 | EIA Prime Mover-level Data | NEI avg EF - PM, fuel type, firing type | 1984
2021 | SC | International Paper-Eastover Mill | 52151 | RF1 | ST | OP | TANGENTIAL | BLQ |  | 4323566.28 | 19.5809 | 0.0090577 | EIA Unit-level Data | NEI avg EF - PM, fuel type
2021 | SC | International Paper-Eastover Mill | 52151 | RF2 | ST | OP | FLUIDIZED | BLQ |  | 8176368.42 | 37.0297 | 0.0090577 | EIA Unit-level Data | NEI avg EF - PM, fuel type
2021 | VA | International Paper Franklin Mill | 52152 | 6RB | ST | OP | NA | BLQ |  | 0 | 0 |  | EIA Unit-level Data | NEI avg EF - PM, fuel type
2021 | VA | International Paper Franklin Mill | 52152 | GE10 | GT | OP | NA | NG
2021 | OR | Lacomb Irrigation District | 52155 | GEN1 | HY | OP | NA | WAT |  | 36530 |  |  | EIA Prime Mover-level Data
2021 | CA | Aidlin Geothermal Power Plant | 52158 | GEN1 | ST | OP | NA | GEO |  | 439161 |  |  | EIA Prime Mover-level Data
2021 | CA | Aidlin Geothermal Power Plant | 52158 | GEN2 | ST | OP | NA | GEO |  | 439161 |  |  | EIA Prime Mover-level Data
2021 | CA | 85 A | 52162 | MON1 | WT | OP | NA | WND |  | 473947 |  |  | EIA Prime Mover-level Data
2021 | CA | 85 B | 52163 | MON2 | WT | OP | NA | WND |  | 627019 |  |  | EIA Prime Mover-level Data
2021 | MA | Collins Facility | 52166 | 1 | HY | OP | NA | WAT |  | 21727.5 |  |  | EIA Prime Mover-level Data
2021 | MA | Collins Facility | 52166 | 2 | HY | OP | NA | WAT |  | 21727.5 |  |  | EIA Prime Mover-level Data
2021 | NY | Riverbay Corp. - Co-Op City | 52168 | 00001 | ST | OP | WALL | NG | 1591 | 117920.575 | 0.45749 | 0.0077594 | EPA/CAMD | NEI avg EF - PM, fuel type, firing type | 1968
2021 | NY | Riverbay Corp. - Co-Op City | 52168 | 00004 | CT | OP | CC | NG | 3548 | 430926.075 | 1.1578 | 0.0053736 | EPA/CAMD | NEI avg EF - PM, fuel type, firing type | 2009
2021 | NY | Riverbay Corp. - Co-Op City | 52168 | 00006 | CT | OP | CC | NG | 3169 | 420995.25 | 1.1311 | 0.0053736 | EPA/CAMD | NEI avg EF - PM, fuel type, firing type | 2009
2021 | NY | Riverbay Corp. - Co-Op City | 52168 | 0003HP | ST | OP | OTHER BOILER | NG | 1009 | 71074.7 | 0.29015 | 0.0081647 | EPA/CAMD | NEI avg EF - PM, fuel type, firing type | 2009
2021 | NY | Riverbay Corp. - Co-Op City | 52168 | HPB02 | ST | OP | OTHER BOILER | NG | 667 | 46701.8 | 0.19065 | 0.0081647 | EPA/CAMD | NEI avg EF - PM, fuel type, firing type | 2020
2021 | CA | Midway Sunset Cogen | 52169 | A | GT | OP | NA | NG |  | 160137.333 | 0.64187 | 0.0080165 | EIA Prime Mover-level Data | NEI avg EF - PM, fuel type
2021 | CA | Midway Sunset Cogen | 52169 | B | GT | OP | NA | NG |  | 160137.333 | 0.64187 | 0.0080165 | EIA Prime Mover-level Data | NEI avg EF - PM, fuel type
2021 | CA | Midway Sunset Cogen | 52169 | C | GT | OA | NA | NG |  | 160137.333 | 0.64187 | 0.0080165 | EIA Prime Mover-level Data | NEI avg EF - PM, fuel type
2021 | ME | Upper Barker | 52171 | GEN1 | HY | OP | NA | WAT |  | 34814 |  |  | EIA Prime Mover-level Data
2021 | PA | Conemaugh Hydro Plant | 52173 | GEN1 | HY | OP | NA | WAT |  | 207196 |  |  | EIA Prime Mover-level Data
2021 | PA | Conemaugh Hydro Plant | 52173 | GEN2 | HY | OP | NA | WAT |  | 207196 |  |  | EIA Prime Mover-level Data
2021 | NV | Soda Lake Geothermal No I II | 52174 | OEC4 | ST | SB | NA | GEO
2021 | NV | Soda Lake Geothermal No I II | 52174 | OEC5 | ST | SB | NA | GEO
2021 | NV | Soda Lake Geothermal No I II | 52174 | OEC6 | ST | SB | NA | GEO
2021 | LA | CITGO Refinery Powerhouse | 52175 | B1 | ST | OS | NA | NG |  | 0 | 0 |  | EIA Unit-level Data | NEI avg EF - PM, fuel type
2021 | LA | CITGO Refinery Powerhouse | 52175 | B1A | ST | OP | NA | PRG |  | 3425986.781 | 87.2683 | 0.050945 | EIA Unit-level Data | NEI avg EF - PM, fuel type
2021 | LA | CITGO Refinery Powerhouse | 52175 | B1B | ST | OP | NA | PRG |  | 3766468.631 | 95.9413 | 0.050945 | EIA Unit-level Data | NEI avg EF - PM, fuel type
2021 | LA | CITGO Refinery Powerhouse | 52175 | B1C | ST | OP | NA | PRG |  | 4621173.029 | 117.7127 | 0.050945 | EIA Unit-level Data | NEI avg EF - PM, fuel type
2021 | LA | CITGO Refinery Powerhouse | 52175 | B1D | ST | OP | NA | PRG |  | 3003715.904 | 76.5121 | 0.050945 | EIA Unit-level Data | NEI avg EF - PM, fuel type
2021 | TX | C. R. Wing Cogeneration Plant | 52176 | 1 | CT | OP | CC | NG | 1721 | 1240286.641 | 4.2218 | 0.0068078 | EPA/CAMD | EPA/NEI | 1987
2021 | TX | C. R. Wing Cogeneration Plant | 52176 | 2 | CT | OP | CC | NG | 2005 | 1424689.436 | 4.9463 | 0.0069437 | EPA/CAMD | EPA/NEI | 1987
2021 | AK | Tesoro Kenai Cogeneration Plant | 52184 | GEN1 | GT | OP | NA | NG |  | 396678 | 1.59 | 0.0080165 | EIA Prime Mover-level Data | NEI avg EF - PM, fuel type
2021 | AK | Tesoro Kenai Cogeneration Plant | 52184 | GEN2 | GT | OP | NA | NG |  | 396678 | 1.59 | 0.0080165 | EIA Prime Mover-level Data | NEI avg EF - PM, fuel type
2021 | CA | Yuba City Cogen Partners | 52186 | GEN1 | GT | OP | NA | NG |  | 566287 | 2.2698 | 0.0080165 | EIA Prime Mover-level Data | NEI avg EF - PM, fuel type
2021 | OR | Falls Creek | 52187 | GE-1 | HY | OP | NA | WAT |  | 126340 |  |  | EIA Prime Mover-level Data
2021 | DE | Delaware City Refinery | 52193 | 21H1 | ST | OP | PROCESS | [7 empty] | 1956
2021 | DE | Delaware City Refinery | 52193 | 21H701 | ST | OP | OTHER BOILER | PRG |  |  | 10.81 |  |  | EPA/NEI | 1996
2021 | DE | Delaware City Refinery | 52193 | 37H1 | ST | OP | OTHER BOILER | PRG |  |  | 0.56982 |  |  | EPA/NEI | 1972
2021 | DE | Delaware City Refinery | 52193 | 42H123 | ST | OP | OTHER BOILER | PRG |  |  | 0.2358 |  |  | EPA/NEI | 1983
2021 | DE | Delaware City Refinery | 52193 | CATCOB | ST | OP | OTHER BOILER | PRG |  | 598002.535 | 258.55 | 0.86471 | EIA Prime Mover-level Data | EPA/NEI | 1960
2021 | DE | Delaware City Refinery | 52193 | COKCOB | ST | OP | OTHER BOILER | PRG |  | 547713.474 | 88.77 | 0.32415 | EIA Prime Mover-level Data | EPA/NEI | 1960
2021 | DE | Delaware City Refinery | 52193 | DCPP1 | ST | OP | WALL | PRG |  | 546620.234 | 2.9219 | 0.010691 | EIA Prime Mover-level Data | NEI avg EF - PM, fuel type, firing type | 1956
2021 | DE | Delaware City Refinery | 52193 | DCPP2 | ST | OP | WALL | PRG |  | 546620.234 | 11.72 | 0.042882 | EIA Prime Mover-level Data | EPA/NEI | 1956
2021 | DE | Delaware City Refinery | 52193 | DCPP3 | ST | OP | WALL | PRG |  | 546620.234 | 15.23 | 0.055724 | EIA Prime Mover-level Data | EPA/NEI | 1956
2021 | DE | Delaware City Refinery | 52193 | DCPP4 | ST | OP | WALL | PRG | 8759 | 3503541.29 | 0.75616 | 0.00043165 | EPA/CAMD | EPA/NEI | 1961
2021 | DE | Delaware City Refinery | 52193 | MECCU1 | CT | OP | CC | PRG |  |  | 6.92 |  |  | EPA/NEI | 2000
2021 | DE | Delaware City Refinery | 52193 | MECCU2 | CT | OP | CC | PRG |  |  | 6.9 |  |  | EPA/NEI | 2000
2021 | GA | WestRock Southeast, LLC. | 54004 | GEN2 | GT | OP | NA | NG |  | 914716 | 3.6664 | 0.0080165 | EIA Prime Mover-level Data | NEI avg EF - PM, fuel type
2021 | GA | WestRock Southeast, LLC. | 54004 | HRSG | ST | OP | NA | NG |  | 57538.198 | 0.27359 | 0.0095098 | EIA Unit-level Data | NEI avg EF - PM, fuel type
2021 | GA | WestRock Southeast, LLC. | 54004 | PB2 | ST | OP | NA | TDF |  | 4874743.132 |  |  | EIA Unit-level Data
2021 | MT | Broadwater Power Project | 54006 | GEN1 | HY | OP | NA | WAT |  | 188180 |  |  | EIA Prime Mover-level Data
2021 | CA | MM West Covina | 54015 | GEN2 | ST | OP | NA | LFG |  | 716198 | 1.0385 | 0.0029 | EIA Prime Mover-level Data | Estimated using an emission factor
2021 | CA | San Gabriel Hydro Project | 54017 | U1 | HY | OP | NA | WAT |  | 9249.24 |  |  | EIA Prime Mover-level Data
2021 | CA | San Gabriel Hydro Project | 54017 | U2 | HY | OP | NA | WAT |  | 2608.76 |  |  | EIA Prime Mover-level Data
2021 | NY | Rensselaer Cogen | 54034 | 1GTDBS | CT | OP | CC | NG | 508 | 310544.907 | 1.1455 | 0.0073775 | EPA/CAMD | EPA/NEI | 1994
2021 | CA | Geo East Mesa II | 54038 | GEN1 | ST | OS | NA | GEO
2021 | NY | Lockport | 54041 | 011854 | CT | OP | CC | NG | 349 | 175651.432 | 0.47194 | 0.0053736 | EPA/CAMD | NEI avg EF - PM, fuel type, firing type | 1992
2021 | NY | Lockport | 54041 | 011855 | CT | OP | CC | NG | 403 | 195255.787 | 0.52461 | 0.0053736 | EPA/CAMD | NEI avg EF - PM, fuel type, firing type | 1992
2021 | NY | Lockport | 54041 | 011856 | CT | OP | CC | NG | 324 | 155085.238 | 0.41668 | 0.0053736 | EPA/CAMD | NEI avg EF - PM, fuel type, firing type | 1992
2021 | IL | University of Illinois Cogen Facility | 54044 | CT1 | GT | OP | NA | NG |  | 405340.667 | 1.6247 | 0.0080165 | EIA Prime Mover-level Data | NEI avg EF - PM, fuel type
2021 | IL | University of Illinois Cogen Facility | 54044 | CT2 | GT | OP | NA | NG |  | 405340.667 | 1.6247 | 0.0080165 | EIA Prime Mover-level Data | NEI avg EF - PM, fuel type
2021 | IL | University of Illinois Cogen Facility | 54044 | CT3 | GT | OP | NA | NG |  | 405340.667 | 1.6247 | 0.0080165 | EIA Prime Mover-level Data | NEI avg EF - PM, fuel type
2021 | IL | University of Illinois Cogen Facility | 54044 | GEN1 | IC | OP | NA | NG |  | 45174.279 | 0.0095318 | 0.000422 | EIA Prime Mover-level Data | Estimated using an emission factor
2021 | IL | University of Illinois Cogen Facility | 54044 | GEN2 | IC | OP | NA | NG |  | 45174.279 | 0.0095318 | 0.000422 | EIA Prime Mover-level Data | Estimated using an emission factor
2021 | IL | University of Illinois Cogen Facility | 54044 | GEN3 | IC | OS | NA | NG |  | 26530.926 | 0.005598 | 0.000422 | EIA Prime Mover-level Data | Estimated using an emission factor
2021 | IL | University of Illinois Cogen Facility | 54044 | GEN4 | IC | OS | NA | NG |  | 26530.926 | 0.005598 | 0.000422 | EIA Prime Mover-level Data | Estimated using an emission factor
2021 | IL | University of Illinois Cogen Facility | 54044 | RE1 | IC | OP | NA | NG |  | 39437.863 | 0.0083214 | 0.000422 | EIA Prime Mover-level Data | Estimated using an emission factor
2021 | IL | University of Illinois Cogen Facility | 54044 | RE2 | IC | OP | NA | NG |  | 39437.863 | 0.0083214 | 0.000422 | EIA Prime Mover-level Data | Estimated using an emission factor
2021 | IL | University of Illinois Cogen Facility | 54044 | RE3 | IC | OP | NA | NG |  | 39437.863 | 0.0083214 | 0.000422 | EIA Prime Mover-level Data | Estimated using an emission factor
2021 | RI | Pawtucket Power Associates, LP | 54056 | 1 | CT | OP | CC | NG | 74 | 30019.115 | 0.0561 | 0.0037376 | EPA/CAMD | EPA/NEI | 1991
2021 | MI | Riverview Energy Systems | 54057 | GEN1 | GT | OP | NA | LFG |  | 399471 | 4.3143 | 0.0216 | EIA Prime Mover-level Data | Estimated using an emission factor
2021 | MI | Riverview Energy Systems | 54057 | GEN2 | GT | OP | NA | LFG |  | 399471 | 4.3143 | 0.0216 | EIA Prime Mover-level Data | Estimated using an emission factor
2021 | NY | Indeck-Olean Energy Center | 54076 | 1 | CT | OP | CC | NG | 916 | 477669.925 | 0.95594 | 0.0040025 | EPA/CAMD | EPA/NEI | 1994
2021 | VA | Spruance Genco, LLC | 54081 | BLR01A | ST | OP | STOKER | BIT | 0 | [5 empty] | 1992
2021 | VA | Spruance Genco, LLC | 54081 | BLR01B | ST | OP | STOKER | BIT | 0 | [5 empty] | 1992
2021 | VA | Spruance Genco, LLC | 54081 | BLR02A | ST | OP | STOKER | NG | 0 | [5 empty] | 1992
2021 | VA | Spruance Genco, LLC | 54081 | BLR02B | ST | OP | STOKER | NG | 0 | [5 empty] | 1992
2021 | VA | Spruance Genco, LLC | 54081 | BLR03A | ST | OP | STOKER | NG | 5719 | 1097697.499 | 7.605 | 0.013856 | EPA/CAMD | EPA/NEI | 1992
2021 | VA | Spruance Genco, LLC | 54081 | BLR03B | ST | OP | STOKER | NG | 7571 | 1499375.221 | 7.605 | 0.010144 | EPA/CAMD | EPA/NEI | 1992
2021 | VA | Spruance Genco, LLC | 54081 | BLR04A | ST | OP | STOKER | NG | 8202 | 1677764.552 | 5.574 | 0.0066446 | EPA/CAMD | EPA/NEI | 1992
2021 | VA | Spruance Genco, LLC | 54081 | BLR04B | ST | OP | STOKER | NG | 8288 | 1722380.15 | 5.574 | 0.0064724 | EPA/CAMD | EPA/NEI | 1992
2021 | ME | Androscoggin Mill | 54085 | RB1 | ST | OS | NA | BLQ |  | 0 | 0 |  | EIA Unit-level Data | NEI avg EF - PM, fuel type
2021 | ME | Androscoggin Mill | 54085 | RB2 | ST | OP | NA | NG |  | 193944 | 0.92218 | 0.0095098 | EIA Unit-level Data | NEI avg EF - PM, fuel type
2021 | ME | Androscoggin Mill | 54085 | WFI | ST | OS | NA | BLQ |  | 0 | 0 |  | EIA Unit-level Data | NEI avg EF - PM, fuel type
2021 | SC | International Paper Georgetown Mill | 54087 | PB01 | ST | OP | NA | WDS |  | 3446446.999 | 17.886 | 0.010379 | EIA Unit-level Data | NEI avg EF - PM, fuel type
2021 | SC | International Paper Georgetown Mill | 54087 | PB02 | ST | OP | NA | WDS |  | 3571807.783 | 18.5365 | 0.010379 | EIA Unit-level Data | NEI avg EF - PM, fuel type
2021 | SC | International Paper Georgetown Mill | 54087 | RB01 | ST | OP | NA | BLQ |  | 5719470.667 | 25.9028 | 0.0090577 | EIA Unit-level Data | NEI avg EF - PM, fuel type
2021 | SC | International Paper Georgetown Mill | 54087 | RB02 | ST | OP | NA | BLQ |  | 6911010.054 | 31.2991 | 0.0090577 | EIA Unit-level Data | NEI avg EF - PM, fuel type
2021 | LA | Mansfield Mill | 54091 | GEN5 | GT | OP | NA | NG |  | 2513258 | 10.0738 | 0.0080165 | EIA Prime Mover-level Data | NEI avg EF - PM, fuel type
2021 | LA | Mansfield Mill | 54091 | HRSG | ST | OP | DUCTBURNER | NG |  | 680785.675 | 3.2371 | 0.0095098 | EIA Unit-level Data | NEI avg EF - PM, fuel type
2021 | LA | Mansfield Mill | 54091 | PB1 | ST | OP | WALL | NG |  | 1052229.676 | 4.0823 | 0.0077594 | EIA Unit-level Data | NEI avg EF - PM, fuel type, firing type
2021 | LA | Mansfield Mill | 54091 | PB2 | ST | OP | WALL | WDS |  | 1005952.861 | 5.2206 | 0.010379 | EIA Unit-level Data | NEI avg EF - PM, fuel type
2021 | LA | Mansfield Mill | 54091 | RB1 | ST | OP | WALL | BLQ |  | 1325276.5 | 6.002 | 0.0090577 | EIA Unit-level Data | NEI avg EF - PM, fuel type
2021 | LA | Mansfield Mill | 54091 | RB2 | ST | OP | WALL | BLQ |  | 1304183.125 | 5.9065 | 0.0090577 | EIA Unit-level Data | NEI avg EF - PM, fuel type
2021 | AL | International Paper-Riverdale Mill | 54096 | X026 | CT | OP | CC | NG | 3523 | 1816103.563 | 11.9289 | 0.013137 | EIA non-ozone season distributed and EPA/CAMD ozone season | EPA/NEI | 1994
2021 | AL | International Paper-Riverdale Mill | 54096 | Z007 | ST | OP | WALL | NG | 3179 | 7567026.644 | 3.77 | 0.00099642 | EIA non-ozone season distributed and EPA/CAMD ozone season | EPA/NEI | 1966
2021 | TX | International Paper Texarkana Mill | 54097 | PB1 | ST | OP | NA | NG |  | 2838706 | 13.4978 | 0.0095098 | EIA Unit-level Data | NEI avg EF - PM, fuel type
2021 | TX | International Paper Texarkana Mill | 54097 | PB2 | ST | OP | NA | OBS |  | 6370085 |  |  | EIA Unit-level Data
2021 | TX | International Paper Texarkana Mill | 54097 | RB1 | ST | OP | NA | BLQ |  | 3723538.9 | 16.8634 | 0.0090577 | EIA Unit-level Data | NEI avg EF - PM, fuel type
2021 | TX | International Paper Texarkana Mill | 54097 | RB2 | ST | OP | NA | BLQ |  | 8063301.7 | 36.5177 | 0.0090577 | EIA Unit-level Data | NEI avg EF - PM, fuel type
2021 | WI | Kaukauna Paper Mill | 54098 | B07 | ST | OP | NA | NG |  | 603885.272 | 2.8714 | 0.0095098 | EIA Unit-level Data | NEI avg EF - PM, fuel type
2021 | WI | Kaukauna Paper Mill | 54098 | B08 | ST | OP | NA | BLQ |  | 1382507 | 6.2612 | 0.0090577 | EIA Unit-level Data | NEI avg EF - PM, fuel type
2021 | WI | Kaukauna Paper Mill | 54098 | B09 | ST | OP | NA | NG |  | 862243 | 4.0999 | 0.0095098 | EIA Unit-level Data | NEI avg EF - PM, fuel type
2021 | WI | Kaukauna Paper Mill | 54098 | B10 | ST | OP | NA | BLQ |  | 2049979 | 9.2841 | 0.0090577 | EIA Unit-level Data | NEI avg EF - PM, fuel type
2021 | WI | Kaukauna Paper Mill | 54098 | B11 | ST | OP | NA | BIT |  | 2473349.958 | 23.0045 | 0.018602 | EIA Unit-level Data | NEI avg EF - PM, fuel type
2021 | NY | Ticonderoga Mill | 54099 | 000044 | ST | OP | WALL | RFO | 8498 | 3361395.948 | 4.3369 | 0.0025804 | EPA/CAMD | NEI avg EF - PM, fuel type, firing type | 2000
2021 | MS | International Paper Vicksburg Mill | 54100 | N1BABO | ST | OP | NA | NG |  | 4595600.304 | 21.8516 | 0.0095098 | EIA Unit-level Data | NEI avg EF - PM, fuel type
2021 | MS | International Paper Vicksburg Mill | 54100 | N1REBO | ST | OP | NA | BLQ |  | 5771039.094 | 26.1363 | 0.0090577 | EIA Unit-level Data | NEI avg EF - PM, fuel type
2021 | GA | Georgia-Pacific Cedar Springs | 54101 | PB1 | ST | OP | WALL | WDS |  | 5009062.294 | 25.9954 | 0.010379 | EIA Unit-level Data | NEI avg EF - PM, fuel type
2021 | GA | Georgia-Pacific Cedar Springs | 54101 | PB2 | ST | OP | WALL | BIT |  | 4169671.266 | 47.1809 | 0.022631 | EIA Unit-level Data | NEI avg EF - PM, fuel type, firing type
2021 | GA | Georgia-Pacific Cedar Springs | 54101 | RB1 | ST | OP | WALL | BLQ |  | 3733929.52 | 16.9105 | 0.0090577 | EIA Unit-level Data | NEI avg EF - PM, fuel type
2021 | GA | Georgia-Pacific Cedar Springs | 54101 | RB2 | ST | OP | WALL | BLQ |  | 3672604.772 | 16.6328 | 0.0090577 | EIA Unit-level Data | NEI avg EF - PM, fuel type
2021 | GA | Georgia-Pacific Cedar Springs | 54101 | RB3 | ST | OP | WALL | BLQ |  | 5234103.791 | 23.7046 | 0.0090577 | EIA Unit-level Data | NEI avg EF - PM, fuel type
2021 | WI | Port Edwards Mill | 54103 | HG1 | HY | OP | NA | WAT |  | 16387.881 |  |  | EIA Prime Mover-level Data
2021 | WI | Port Edwards Mill | 54103 | HG2 | HY | OA | NA | WAT |  | 16387.881 |  |  | EIA Prime Mover-level Data
2021 | WI | Port Edwards Mill | 54103 | HG3 | HY | OP | NA | WAT |  | 16387.881 |  |  | EIA Prime Mover-level Data
2021 | WI | Port Edwards Mill | 54103 | HG4 | HY | OP | NA | WAT |  | 16387.881 |  |  | EIA Prime Mover-level Data
2021 | WI | Port Edwards Mill | 54103 | HG5 | HY | OP | NA | WAT |  | 32775.761 |  |  | EIA Prime Mover-level Data
2021 | WI | Port Edwards Mill | 54103 | HG6 | HY | OA | NA | WAT |  | 32775.761 |  |  | EIA Prime Mover-level Data
2021 | WI | Port Edwards Mill | 54103 | JHG1 | HY | OP | NA | WAT |  | 53260.612 |  |  | EIA Prime Mover-level Data
2021 | WI | Port Edwards Mill | 54103 | JHG2 | HY | OP | NA | WAT |  | 24581.821 |  |  | EIA Prime Mover-level Data
2021 | WI | Port Edwards Mill | 54103 | JHG3 | HY | OP | NA | WAT |  | 24581.821 |  |  | EIA Prime Mover-level Data
2021 | WI | Port Edwards Mill | 54103 | JHG4 | HY | OA | NA | WAT |  | 16387.881 |  |  | EIA Prime Mover-level Data
2021 | WI | Port Edwards Mill | 54103 | JHG5 | HY | OS | NA | WAT |  | 24581.821 |  |  | EIA Prime Mover-level Data
2021 | AR | Ashdown | 54104 | PB2 | ST | OP | WALL | BIT |  | 2756850.86 | 31.1945 | 0.022631 | EIA Unit-level Data | NEI avg EF - PM, fuel type, firing type
2021 | AR | Ashdown | 54104 | PB3 | ST | OP | WALL | WDS |  | 3277475.97 | 17.0091 | 0.010379 | EIA Unit-level Data | NEI avg EF - PM, fuel type
2021 | AR | Ashdown | 54104 | RB2 | ST | OP | WALL | BLQ |  | 7545698.09 | 34.1735 | 0.0090577 | EIA Unit-level Data | NEI avg EF - PM, fuel type
2021 | AR | Ashdown | 54104 | RB3 | ST | OP | WALL | BLQ |  | 9073460.9 | 41.0926 | 0.0090577 | EIA Unit-level Data | NEI avg EF - PM, fuel type
2021 | CA | Second Imperial Geothermal | 54111 | GE10 | BT | OP | NA | GEO |  | 93168.562 |  |  | EIA Prime Mover-level Data
2021 | CA | Second Imperial Geothermal | 54111 | GE11 | BT | OP | NA | GEO |  | 93168.562 |  |  | EIA Prime Mover-level Data
2021 | CA | Second Imperial Geothermal | 54111 | GE12 | BT | OP | NA | GEO |  | 93168.562 |  |  | EIA Prime Mover-level Data
2021 | CA | Second Imperial Geothermal | 54111 | GE13 | BT | OP | NA | GEO |  | 331266 |  |  | EIA Prime Mover-level Data
2021 | CA | Second Imperial Geothermal | 54111 | GEN1 | BT | OP | NA | GEO |  | 72464.438 |  |  | EIA Prime Mover-level Data
2021 | CA | Second Imperial Geothermal | 54111 | GEN14 | BT | OP | NA | GEO |  | 331266 |  |  | EIA Prime Mover-level Data
2021 | CA | Second Imperial Geothermal | 54111 | GEN2 | BT | OP | NA | GEO |  | 72464.438 |  |  | EIA Prime Mover-level Data
2021 | CA | Second Imperial Geothermal | 54111 | GEN3 | BT | OP | NA | GEO |  | 72464.438 |  |  | EIA Prime Mover-level Data
2021 | CA | Second Imperial Geothermal | 54111 | GEN4 | BT | OP | NA | GEO |  | 72464.438 |  |  | EIA Prime Mover-level Data
2021 | CA | Second Imperial Geothermal | 54111 | GEN5 | BT | OP | NA | GEO |  | 72464.438 |  |  | EIA Prime Mover-level Data
2021 | CA | Second Imperial Geothermal | 54111 | GEN6 | BT | OP | NA | GEO |  | 72464.438 |  |  | EIA Prime Mover-level Data
2021 | CA | Second Imperial Geothermal | 54111 | GEN7 | BT | OP | NA | GEO |  | 93168.562 |  |  | EIA Prime Mover-level Data
2021 | CA | Second Imperial Geothermal | 54111 | GEN8 | BT | OP | NA | GEO |  | 93168.562 |  |  | EIA Prime Mover-level Data
2021 | CA | Second Imperial Geothermal | 54111 | GEN9 | BT | OP | NA | GEO |  | 93168.562 |  |  | EIA Prime Mover-level Data
2021 | NY | KIAC Cogeneration | 54114 | GT1 | CT | OP | CC | NG | 6018 | 2744580.848 | 9.0581 | 0.0066007 | EPA/CAMD | EPA/NEI | 1995
2021 | NY | KIAC Cogeneration | 54114 | GT2 | CT | OP | CC | NG | 5131 | 1882540.496 | 6.2269 | 0.0066154 | EPA/CAMD | EPA/NEI | 1995
2021 | ME | Mechanic Falls | 54123 | GEN1 | HY | OP | NA | WAT |  | 10518.571 |  |  | EIA Prime Mover-level Data
2021 | ME | Mechanic Falls | 54123 | GEN2 | HY | OP | NA | WAT |  | 4207.429 |  |  | EIA Prime Mover-level Data
2021 | ME | Pittsfield Hydro | 54124 | GEN1 | HY | OP | NA | WAT |  | 11392.364 |  |  | EIA Prime Mover-level Data
2021 | ME | Pittsfield Hydro | 54124 | GEN2 | HY | OP | NA | WAT |  | 8544.273 |  |  | EIA Prime Mover-level Data
2021 | ME | Pittsfield Hydro | 54124 | GEN3 | HY | OP | NA | WAT |  | 11392.364 |  |  | EIA Prime Mover-level Data
2021 | NY | Fortistar North Tonawanda Inc | 54131 | NTCT1 | CT | OP | CC | NG | 125 | 47874.803 | 0.00016642 | 6.9522e-06 | EPA/CAMD | EPA/NEI | 1993
2021 | ME | Great Lakes Hydro America - ME | 54134 | BES1 | BA | OP | NA | MWH |  | 0 |  |  | EIA Prime Mover-level Data
2021 | ME | Great Lakes Hydro America - ME | 54134 | BES2 | BA | OP | NA | MWH |  | 0 |  |  | EIA Prime Mover-level Data
2021 | ME | Great Lakes Hydro America - ME | 54134 | DOH2 | HY | OS | NA | WAT |  | 45556.418 |  |  | EIA Prime Mover-level Data
2021 | ME | Great Lakes Hydro America - ME | 54134 | DOH3 | HY | OS | NA | WAT |  | 45556.418 |  |  | EIA Prime Mover-level Data
2021 | ME | Great Lakes Hydro America - ME | 54134 | DOH4 | HY | OS | NA | WAT |  | 63078.117 |  |  | EIA Prime Mover-level Data
2021 | ME | Great Lakes Hydro America - ME | 54134 | DOH5 | HY | OP | NA | WAT |  | 185730.012 |  |  | EIA Prime Mover-level Data
2021 | ME | Great Lakes Hydro America - ME | 54134 | DOH6 | HY | OP | NA | WAT |  | 143677.934 |  |  | EIA Prime Mover-level Data
2021 | ME | Great Lakes Hydro America - ME | 54134 | DOH7 | HY | OP | NA | WAT |  | 143677.934 |  |  | EIA Prime Mover-level Data
2021 | ME | Great Lakes Hydro America - ME | 54134 | DOH8 | HY | OP | NA | WAT |  | 105130.196 |  |  | EIA Prime Mover-level Data
2021 | ME | Great Lakes Hydro America - ME | 54134 | EMH1 | HY | OP | NA | WAT |  | 56069.438 |  |  | EIA Prime Mover-level Data
2021 | ME | Great Lakes Hydro America - ME | 54134 | EMH2 | HY | OP | NA | WAT |  | 56069.438 |  |  | EIA Prime Mover-level Data
2021 | ME | Great Lakes Hydro America - ME | 54134 | EMH3 | HY | OP | NA | WAT |  | 56069.438 |  |  | EIA Prime Mover-level Data
2021 | ME | Great Lakes Hydro America - ME | 54134 | EMH4 | HY | OP | NA | WAT |  | 56069.438 |  |  | EIA Prime Mover-level Data
2021 | ME | Great Lakes Hydro America - ME | 54134 | EMH5 | HY | OP | NA | WAT |  | 56069.438 |  |  | EIA Prime Mover-level Data
2021 | ME | Great Lakes Hydro America - ME | 54134 | EMH6 | HY | OP | NA | WAT |  | 56069.438 |  |  | EIA Prime Mover-level Data
2021 | ME | Great Lakes Hydro America - ME | 54134 | MCH1 | HY | OP | NA | WAT |  | 427529.462 |  |  | EIA Prime Mover-level Data
2021 | ME | Great Lakes Hydro America - ME | 54134 | MCH2 | HY | OP | NA | WAT |  | 427529.462 |  |  | EIA Prime Mover-level Data
2021 | ME | Great Lakes Hydro America - ME | 54134 | MCH3 | HY | OP | NA | WAT |  | 462572.861 |  |  | EIA Prime Mover-level Data
2021 | ME | Great Lakes Hydro America - ME | 54134 | MIH2 | HY | OP | NA | WAT |  | 192738.692 |  |  | EIA Prime Mover-level Data
2021 | ME | Great Lakes Hydro America - ME | 54134 | MIH3 | HY | OP | NA | WAT |  | 192738.692 |  |  | EIA Prime Mover-level Data
2021 | ME | Great Lakes Hydro America - ME | 54134 | MIH4 | HY | OP | NA | WAT |  | 178721.333 |  |  | EIA Prime Mover-level Data
2021 | ME | Great Lakes Hydro America - ME | 54134 | MIH5 | HY | OP | NA | WAT |  | 178721.333 |  |  | EIA Prime Mover-level Data
2021 | ME | Great Lakes Hydro America - ME | 54134 | MIH6 | HY | OP | NA | WAT |  | 178721.333 |  |  | EIA Prime Mover-level Data
2021 | ME | Great Lakes Hydro America - ME | 54134 | MIH7 | HY | OP | NA | WAT |  | 140173.594 |  |  | EIA Prime Mover-level Data
2021 | ME | Great Lakes Hydro America - ME | 54134 | MIH8 | HY | OP | NA | WAT |  | 189234.352 |  |  | EIA Prime Mover-level Data
2021 | ME | Great Lakes Hydro America - ME | 54134 | MIHI | HY | OP | NA | WAT |  | 189234.352 |  |  | EIA Prime Mover-level Data
2021 | ME | Great Lakes Hydro America - ME | 54134 | NOH1 | HY | OP | NA | WAT |  | 112138.875 |  |  | EIA Prime Mover-level Data
2021 | ME | Great Lakes Hydro America - ME | 54134 | NOH2 | HY | OP | NA | WAT |  | 112138.875 |  |  | EIA Prime Mover-level Data
2021 | ME | Great Lakes Hydro America - ME | 54134 | NOH3 | HY | OP | NA | WAT |  | 112138.875 |  |  | EIA Prime Mover-level Data
2021 | ME | Great Lakes Hydro America - ME | 54134 | WEH1 | HY | OP | NA | WAT |  | 168208.313 |  |  | EIA Prime Mover-level Data
2021 | ME | Great Lakes Hydro America - ME | 54134 | WEH2 | HY | OP | NA | WAT |  | 168208.313 |  |  | EIA Prime Mover-level Data
2021 | ME | Great Lakes Hydro America - ME | 54134 | WEH3 | HY | OP | NA | WAT |  | 168208.313 |  |  | EIA Prime Mover-level Data
2021 | ME | Great Lakes Hydro America - ME | 54134 | WEH4 | HY | OP | NA | WAT |  | 168208.313 |  |  | EIA Prime Mover-level Data
2021 | CO | Hillcrest Pump Station | 54142 | GEN1 | HY | OP | NA | WAT |  | 55499 |  |  | EIA Prime Mover-level Data
2021 | ME | Hydro Kennebec Project | 54148 | GEN1 | HY | OP | NA | WAT |  | 143884 |  |  | EIA Prime Mover-level Data
2021 | ME | Hydro Kennebec Project | 54148 | GEN2 | HY | OP | NA | WAT |  | 143884 |  |  | EIA Prime Mover-level Data
2021 | NY | Nissequogue Energy Center | 54149 | 1 | GT | OP | CT | NG | 7741 | 3200977.789 | 9.6931 | 0.0060563 | EPA/CAMD | EPA/NEI | 1995
2021 | IA | Iowa State University | 54201 | BLR1 | ST | OP | NA | BIT |  | 718234.942 | 6.6803 | 0.018602 | EIA Unit-level Data | NEI avg EF - PM, fuel type
2021 | IA | Iowa State University | 54201 | BLR10 | ST | OP | NA | NG |  | 528587.268 | 2.5134 | 0.0095098 | EIA Unit-level Data | NEI avg EF - PM, fuel type
2021 | IA | Iowa State University | 54201 | BLR2 | ST | OP | NA | BIT |  | 415484.91 | 3.8644 | 0.018602 | EIA Unit-level Data | NEI avg EF - PM, fuel type
2021 | IA | Iowa State University | 54201 | BLR8 | ST | OP | NA | NG |  | 421415.47 | 2.0038 | 0.0095098 | EIA Unit-level Data | NEI avg EF - PM, fuel type
2021 | IA | Iowa State University | 54201 | BLR9 | ST | OP | NA | NG |  | 494305.278 | 2.3504 | 0.0095098 | EIA Unit-level Data | NEI avg EF - PM, fuel type
2021 | ME | Upper Androscoggin | 54202 | 1 | HY | OS | NA | WAT
2021 | ME | Upper Androscoggin | 54202 | 2 | HY | OS | NA | WAT
2021 | ME | Upper Androscoggin | 54202 | 3 | HY | OS | NA | WAT
2021 | MS | Mississippi Baptist Medical Center | 54203 | A | GT | SB | NA | NG
2021 | OH | ArcelorMittal Warren | 54207 | B001 | ST | OP | WALL | COG |  | 736926.706 | 4.7147 | 0.012796 | EIA Prime Mover-level Data | EPA/NEI | 1965
2021 | OH | ArcelorMittal Warren | 54207 | B002 | ST | OP | WALL | COG |  | 614105.588 | 1.0974 | 0.0035738 | EIA Prime Mover-level Data | EPA/NEI | 1972
2021 | OH | ArcelorMittal Warren | 54207 | B004 | ST | OP | WALL | COG |  | 736926.706 | 14.1067 | 0.038285 | EIA Prime Mover-level Data | EPA/NEI | 1982
2021 | ND | American Crystal Sugar Hillsboro | 54210 | EUI1 | ST | OP | NA | SUB |  | 2594081.7 | 17.9266 | 0.013821 | EIA Unit-level Data | NEI avg EF - PM, fuel type
2021 | MN | American Crystal Sugar Moorhead | 54211 | G1 | ST | OP | NA | SUB
2021 | MN | American Crystal Sugar Moorhead | 54211 | G2 | ST | OP | NA | SUB
2021 | MN | American Crystal Sugar Crookston | 54212 | G1 | ST | OP | NA | SUB |  | 858433.692 | 5.9323 | 0.013821 | EIA Prime Mover-level Data | NEI avg EF - PM, fuel type
2021 | MN | American Crystal Sugar Crookston | 54212 | G2 | ST | OP | NA | SUB |  | 735800.308 | 5.0848 | 0.013821 | EIA Prime Mover-level Data | NEI avg EF - PM, fuel type
2021 | ND | American Crystal Sugar Drayton | 54213 | G1 | ST | OP | NA | SUB |  | 2548553 | 17.6119 | 0.013821 | EIA Prime Mover-level Data | NEI avg EF - PM, fuel type
2021 | MN | American Crystal Sugar East Grand Forks | 54214 | G1 | ST | OP | NA | SUB |  | 1270080.333 | 8.777 | 0.013821 | EIA Prime Mover-level Data | NEI avg EF - PM, fuel type
2021 | MN | American Crystal Sugar East Grand Forks | 54214 | G2 | ST | OP | NA | SUB |  | 2540160.667 | 17.5539 | 0.013821 | EIA Prime Mover-level Data | NEI avg EF - PM, fuel type
2021 | AL | U S Alliance Coosa Pines | 54216 | PB1 | ST | OP | NA | NG |  | 1196434.346 | 5.6889 | 0.0095098 | EIA Unit-level Data | NEI avg EF - PM, fuel type
2021 | AL | U S Alliance Coosa Pines | 54216 | PB2 | ST | OP | NA | NG |  | 1196434.346 | 5.6889 | 0.0095098 | EIA Unit-level Data | NEI avg EF - PM, fuel type
2021 | AL | U S Alliance Coosa Pines | 54216 | REC3 | ST | OP | NA | BLQ |  | 6742289.538 | 30.535 | 0.0090577 | EIA Unit-level Data | NEI avg EF - PM, fuel type
2021 | MN | Franklin Heating Station | 54224 | DG10 | IC | SB | NA | DFO |  | 631.81 |  |  | EIA Prime Mover-level Data
2021 | MN | Franklin Heating Station | 54224 | DG4 | IC | OP | NA | DFO |  | 407.619 |  |  | EIA Prime Mover-level Data
2021 | MN | Franklin Heating Station | 54224 | DG5 | IC | OP | NA | DFO |  | 407.619 |  |  | EIA Prime Mover-level Data
2021 | MN | Franklin Heating Station | 54224 | DG6 | IC | RE | NA | NG |  | 489.143 |  |  | EIA Prime Mover-level Data
2021 | MN | Franklin Heating Station | 54224 | DG7 | IC | RE | NA | NG |  | 489.143 |  |  | EIA Prime Mover-level Data
2021 | MN | Franklin Heating Station | 54224 | DG8 | IC | SB | NA | DFO |  | 631.81 |  |  | EIA Prime Mover-level Data
2021 | MN | Franklin Heating Station | 54224 | EG1 | IC | SB | NA | DFO |  | 407.619 |  |  | EIA Prime Mover-level Data
2021 | MN | Franklin Heating Station | 54224 | EG2 | IC | SB | NA | DFO |  | 407.619 |  |  | EIA Prime Mover-level Data
2021 | MN | Franklin Heating Station | 54224 | EG3 | IC | SB | NA | DFO |  | 407.619 |  |  | EIA Prime Mover-level Data
2021 | MN | Franklin Heating Station | 54224 | GEN6 | ST | OP | NA | PUR |  | 483791.348 |  |  | EIA Prime Mover-level Data
2021 | MN | Franklin Heating Station | 54224 | SG3 | ST | OP | NA | NG |  | 590048 | 2.8056 | 0.0095098 | EIA Unit-level Data | NEI avg EF - PM, fuel type
2021 | MN | Franklin Heating Station | 54224 | SG4 | ST | OP | NA | NG |  | 363015.2 | 1.7261 | 0.0095098 | EIA Unit-level Data | NEI avg EF - PM, fuel type
2021 | MN | Franklin Heating Station | 54224 | SG7 | ST | OP | NA | NG |  | 203997.8 | 0.96999 | 0.0095098 | EIA Unit-level Data | NEI avg EF - PM, fuel type
2021 | MA | Gillette SBMC | 54225 | 2 | ST | OP | NA | NG |  | 1227.06 | 0.0058345 | 0.0095098 | EIA Unit-level Data | NEI avg EF - PM, fuel type
2021 | MA | Gillette SBMC | 54225 | 3 | ST | OP | NA | DFO |  | 0 | 0 |  | EIA Unit-level Data | NEI avg EF - PM, fuel type
2021 | MA | Gillette SBMC | 54225 | CTG3 | GT | OP | NA | NG |  | 848392 | 3.4006 | 0.0080165 | EIA Prime Mover-level Data | NEI avg EF - PM, fuel type
2021 | MA | Gillette SBMC | 54225 | DG | IC | SB | NA | DFO
2021 | MA | Gillette SBMC | 54225 | DG2 | IC | SB | NA | DFO
2021 | MA | Gillette SBMC | 54225 | DG3 | IC | SB | NA | DFO
2021 | MA | Erving Paper Mills | 54228 | 2 | ST | OP | NA | NG |  | 0 | 0 |  | EIA Unit-level Data | NEI avg EF - PM, fuel type
2021 | MA | Erving Paper Mills | 54228 | 3 | GT | OP | NA | NG |  | 512006 | 2.0522 | 0.0080165 | EIA Prime Mover-level Data | NEI avg EF - PM, fuel type
2021 | CT | Pfizer Groton Plant | 54236 | BLR1 | ST | OP | NA | NG |  | 182944.324 | 0.86988 | 0.0095098 | EIA Unit-level Data | NEI avg EF - PM, fuel type
2021 | CT | Pfizer Groton Plant | 54236 | BLR2 | ST | OP | NA | NG |  | 427137.749 | 2.031 | 0.0095098 | EIA Unit-level Data | NEI avg EF - PM, fuel type
2021 | CT | Pfizer Groton Plant | 54236 | BLR3 | ST | OP | NA | NG |  | 366257.271 | 1.7415 | 0.0095098 | EIA Unit-level Data | NEI avg EF - PM, fuel type
2021 | CT | Pfizer Groton Plant | 54236 | GT-1 | GT | OP | NA | NG |  | 793098 | 3.1789 | 0.0080165 | EIA Prime Mover-level Data | NEI avg EF - PM, fuel type
2021 | CT | Pfizer Groton Plant | 54236 | HRSG1 | ST | OP | NA | NG |  | 133763.669 | 0.63603 | 0.0095098 | EIA Unit-level Data | NEI avg EF - PM, fuel type
2021 | CA | DTE Stockton | 54238 | BIOMS1 | ST | OP | STOKER | WDS | 8246 | 5686685.123 | 5.1145 | 0.0017988 | EPA/CAMD | EPA/NEI | 2013
2021 | GA | Naval Submarine Base Kings Bay | 54239 | 3023 | IC | SB | NA | DFO |  | 1278.167 | 0.19812 | 0.31 | EIA Prime Mover-level Data | Estimated using an emission factor
2021 | GA | Naval Submarine Base Kings Bay | 54239 | 3024 | IC | SB | NA | DFO |  | 1278.167 | 0.19812 | 0.31 | EIA Prime Mover-level Data | Estimated using an emission factor
2021 | GA | Naval Submarine Base Kings Bay | 54239 | 3025 | IC | SB | NA | DFO |  | 1278.167 | 0.19812 | 0.31 | EIA Prime Mover-level Data | Estimated using an emission factor
2021 | GA | Naval Submarine Base Kings Bay | 54239 | 3027 | IC | SB | NA | DFO |  | 1278.167 | 0.19812 | 0.31 | EIA Prime Mover-level Data | Estimated using an emission factor
2021 | GA | Naval Submarine Base Kings Bay | 54239 | 3028 | IC | SB | NA | DFO |  | 1278.167 | 0.19812 | 0.31 | EIA Prime Mover-level Data | Estimated using an emission factor
2021 | GA | Naval Submarine Base Kings Bay | 54239 | 3029 | IC | SB | NA | DFO |  | 1278.167 | 0.19812 | 0.31 | EIA Prime Mover-level Data | Estimated using an emission factor
2021 | GA | Naval Submarine Base Kings Bay | 54239 | 5876 | IC | SB | NA | DFO |  | 1278.167 | 0.19812 | 0.31 | EIA Prime Mover-level Data | Estimated using an emission factor
2021 | GA | Naval Submarine Base Kings Bay | 54239 | 5877 | IC | SB | NA | DFO |  | 1278.167 | 0.19812 | 0.31 | EIA Prime Mover-level Data | Estimated using an emission factor
2021 | GA | Naval Submarine Base Kings Bay | 54239 | 5878 | IC | SB | NA | DFO |  | 1278.167 | 0.19812 | 0.31 | EIA Prime Mover-level Data | Estimated using an emission factor
2021 | GA | Naval Submarine Base Kings Bay | 54239 | 5879 | IC | SB | NA | DFO |  | 1278.167 | 0.19812 | 0.31 | EIA Prime Mover-level Data | Estimated using an emission factor
2021 | GA | Naval Submarine Base Kings Bay | 54239 | 5880 | IC | SB | NA | DFO |  | 1278.167 | 0.19812 | 0.31 | EIA Prime Mover-level Data | Estimated using an emission factor
2021 | GA | Naval Submarine Base Kings Bay | 54239 | 5881 | IC | SB | NA | DFO |  | 1278.167 | 0.19812 | 0.31 | EIA Prime Mover-level Data | Estimated using an emission factor
2021 | LA | Louisiana Tech University Power Plant | 54240 | TG3 | GT | OP | NA | NG |  | 554706 | 2.2234 | 0.0080165 | EIA Prime Mover-level Data | NEI avg EF - PM, fuel type
2021 | ID | Smith Falls Hydro Project | 54249 | GEN1 | HY | OP | NA | WAT |  | 360823.937 |  |  | EIA Prime Mover-level Data
2021 | ID | Smith Falls Hydro Project | 54249 | GEN2 | HY | OP | NA | WAT |  | 360823.937 |  |  | EIA Prime Mover-level Data
2021 | ID | Smith Falls Hydro Project | 54249 | GEN3 | HY | OP | NA | WAT |  | 42096.126 |  |  | EIA Prime Mover-level Data
2021 | PA | Newman (PA) | 54250 | 001 | ST | OP | NA | NG |  | 578834 | 2.7523 | 0.0095098 | EIA Prime Mover-level Data | NEI avg EF - PM, fuel type
2021 | OR | Opal Springs Hydro | 54251 | 1 | HY | OP | NA | WAT |  | 177107 |  |  | EIA Prime Mover-level Data
2021 | CA | Warm Springs Hydro Project | 54261 | 3385 | HY | OP | NA | WAT
2021 | MN | Saint Marys Hospital Power Plant | 54262 | 1 | GT | OP | NA | NG |  | 383872 | 1.5387 | 0.0080165 | EIA Prime Mover-level Data | NEI avg EF - PM, fuel type
2021 | MN | Saint Marys Hospital Power Plant | 54262 | 4 | ST | OP | NA | NG |  | 493881 | 2.3484 | 0.0095098 | EIA Prime Mover-level Data | NEI avg EF - PM, fuel type
2021 | MN | Saint Marys Hospital Power Plant | 54262 | 5 | IC | SB | NA | DFO |  | 1077.711 | 0.16705 | 0.31 | EIA Prime Mover-level Data | Estimated using an emission factor
2021 | MN | Saint Marys Hospital Power Plant | 54262 | 6B | IC | OP | NA | DFO |  | 1422.578 | 0.2205 | 0.31 | EIA Prime Mover-level Data | Estimated using an emission factor
2021 | MN | Saint Marys Hospital Power Plant | 54262 | 7 | IC | OP | NA | DFO |  | 1077.711 | 0.16705 | 0.31 | EIA Prime Mover-level Data | Estimated using an emission factor
2021 | OH | Akron Recycle Energy Plant | 54265 | 1 | ST | OS | NA | NG
2021 | OH | Akron Recycle Energy Plant | 54265 | 2 | ST | OS | NA | NG
2021 | WA | Koma Kulshan Associates | 54267 | GEN1 | HY | OP | NA | WAT |  | 357779 |  |  | EIA Prime Mover-level Data
2021 | WA | Puget Sound Refinery | 54268 | GTG1 | GT | OP | NA | NG |  | 3666924.667 | 14.6979 | 0.0080165 | EIA Prime Mover-level Data | NEI avg EF - PM, fuel type
2021 | WA | Puget Sound Refinery | 54268 | GTG2 | GT | OP | NA | NG |  | 3666924.667 | 14.6979 | 0.0080165 | EIA Prime Mover-level Data | NEI avg EF - PM, fuel type
2021 | WA | Puget Sound Refinery | 54268 | GTG3 | GT | OP | NA | NG |  | 3666924.667 | 14.6979 | 0.0080165 | EIA Prime Mover-level Data | NEI avg EF - PM, fuel type
2021 | NV | Saguaro Power | 54271 | CTG1 | CT | OP | NA | NG |  | 3301264.362 | 8.8698 | 0.0053736 | EIA Unit-level Data | NEI avg EF - PM, fuel type
2021 | NV | Saguaro Power | 54271 | CTG2 | CT | OP | NA | NG |  | 3592195.062 | 9.6514 | 0.0053736 | EIA Unit-level Data | NEI avg EF - PM, fuel type
2021 | NV | Saguaro Power | 54271 | HRSG1 | CA | OP | NA | NG |  | 0 | 0 |  | EIA Unit-level Data | Estimated using an emission factor
2021 | NV | Saguaro Power | 54271 | HRSG2 | CA | OP | NA | NG |  | 0 | 0 |  | EIA Unit-level Data | Estimated using an emission factor
2021 | NC | University of NC Chapel Hill | 54276 | ES001 | ST | OP | FLUIDIZED | BIT | 2748 | 975449.308 | 3.19 | 0.0065406 | EIA non-ozone season distributed and EPA/CAMD ozone season | EPA/NEI | 1991
2021 | NC | University of NC Chapel Hill | 54276 | ES002 | ST | OP | FLUIDIZED | BIT | 3622 | 1515420.93 | 2.8 | 0.0036953 | EIA non-ozone season distributed and EPA/CAMD ozone season | EPA/NEI | 1991
2021 | NC | University of NC Chapel Hill | 54276 | ES003 | ST | OP | WALL | NG | 197 | 29565.312 | 0.12 | 0.0081176 | EIA non-ozone season distributed and EPA/CAMD ozone season | EPA/NEI | 2003
2021 | GA | Interstate Paper LLC Riceboro | 54281 | MFB | ST | OP | NA | WDS |  | 2261144 | 11.7346 | 0.010379 | EIA Unit-level Data | NEI avg EF - PM, fuel type
2021 | GA | Interstate Paper LLC Riceboro | 54281 | POW | ST | OP | NA | NG |  | 82738 | 0.39341 | 0.0095098 | EIA Unit-level Data | NEI avg EF - PM, fuel type
2021 | GA | Interstate Paper LLC Riceboro | 54281 | REC | ST | OP | NA | BLQ |  | 4037499 | 18.2853 | 0.0090577 | EIA Unit-level Data | NEI avg EF - PM, fuel type
2021 | AR | Lee Creek Water Treatment Facility | 54283 | 0209 | HY | OS | NA | WAT
2021 | MN | Hastings City Hydroelectric | 54285 | 1 | HY | OP | NA | WAT |  | 109064.5 |  |  | EIA Prime Mover-level Data
2021 | MN | Hastings City Hydroelectric | 54285 | 2 | HY | OP | NA | WAT |  | 109064.5 |  |  | EIA Prime Mover-level Data
2021 | GA | Inforum | 54290 | BUG1 | IC | OP | NA | DFO
2021 | MN | West Group Data Center | 54294 | 1 | IC | SB | NA | DFO |  | 609.5 | 0.094473 | 0.31 | EIA Prime Mover-level Data | Estimated using an emission factor
2021 | MN | West Group Data Center | 54294 | 2 | IC | SB | NA | DFO |  | 609.5 | 0.094473 | 0.31 | EIA Prime Mover-level Data | Estimated using an emission factor
2021 | MN | West Group Data Center | 54294 | 3 | IC | SB | NA | DFO |  | 609.5 | 0.094473 | 0.31 | EIA Prime Mover-level Data | Estimated using an emission factor
2021 | MN | West Group Data Center | 54294 | 4 | IC | SB | NA | DFO |  | 609.5 | 0.094473 | 0.31 | EIA Prime Mover-level Data | Estimated using an emission factor
2021 | CA | Biola University Hybrid | 54296 | BATT | BA | OP | NA | MWH |  | 0 |  |  | EIA Prime Mover-level Data
2021 | CA | Biola University Hybrid | 54296 | EG3 | IC | OP | NA | NG |  | 93881 | 0.019809 | 0.000422 | EIA Prime Mover-level Data | Estimated using an emission factor
2021 | CA | Coram Energy LLC (ECT) | 54298 | GEWE | WT | OP | NA | WND |  | 169642 |  |  | EIA Prime Mover-level Data
2021 | CA | Coram Energy LLC | 54299 | GEWE | WT | OP | NA | WND |  | 61478 |  |  | EIA Prime Mover-level Data
2021 | CA | CTV Power Purchase Contract Trust | 54300 | GEWE | WT | OP | NA | WND |  | 59100.652 |  |  | EIA Prime Mover-level Data
2021 | CA | CTV Power Purchase Contract Trust | 54300 | SX1S | WT | OS | NA | WND |  | 1313.348 |  |  | EIA Prime Mover-level Data
2021 | CT | Goodwin Hydroelectric | 54302 | G1 | HY | OP | NA | WAT |  | 69616 |  |  | EIA Prime Mover-level Data
2021 | CT | Goodwin Hydroelectric | 54302 | G2 | HY | OP | NA | WAT |  | 69616 |  |  | EIA Prime Mover-level Data
2021 | VA | Birchwood Power Facility | 54304 | 001 | ST | OP | TANGENTIAL | BIT | 689 | 1021547.813 | 7.2631 | 0.01422 | EPA/CAMD | NEI avg EF - PM, fuel type, firing type | 1996
2021 | AK | Westward Seafoods | 54305 | 2 | IC | OP | NA | DFO |  | 40585 | 6.2907 | 0.31 | EIA Prime Mover-level Data | Estimated using an emission factor
2021 | AK | Westward Seafoods | 54305 | 3 | IC | OP | NA | DFO |  | 40585 | 6.2907 | 0.31 | EIA Prime Mover-level Data | Estimated using an emission factor
2021 | AK | Westward Seafoods | 54305 | 4 | IC | OP | NA | DFO |  | 40585 | 6.2907 | 0.31 | EIA Prime Mover-level Data | Estimated using an emission factor
2021 | ID | Wilson Lake Hydroelectric Project | 54306 | 1 | HY | OP | NA | WAT |  | 118651 |  |  | EIA Prime Mover-level Data
2021 | ID | Wilson Lake Hydroelectric Project | 54306 | 2 | HY | OP | NA | WAT |  | 118651 |  |  | EIA Prime Mover-level Data
2021 | CA | Three Forks Water Power Project | 54308 | 1 | HY | OP | NA | WAT |  | 30270 |  |  | EIA Prime Mover-level Data
2021 | NC | Archer Daniels Midland Southport | 54316 | GEN1 | GT | SB | NA | NG
2021 | NC | Archer Daniels Midland Southport | 54316 | GEN2 | GT | SB | NA | NG
2021 | NC | Archer Daniels Midland Southport | 54316 | GEN3 | GT | SB | NA | NG
2021 | WY | General Chemical | 54318 | C | ST | OP | NA | BIT |  | 3451210.497 | 32.0996 | 0.018602 | EIA Unit-level Data | NEI avg EF - PM, fuel type
2021 | WY | General Chemical | 54318 | D | ST | OP | NA | BIT |  | 5752429.441 | 53.5031 | 0.018602 | EIA Unit-level Data | NEI avg EF - PM, fuel type
2021 | WY | General Chemical | 54318 | E | ST | OP | NA | NG |  | 2479395.284 | 11.7893 | 0.0095098 | EIA Unit-level Data | NEI avg EF - PM, fuel type
2021 | TX | Goodyear Beaumont Chemical Plant | 54321 | 2N80 | GT | OP | NA | NG |  | 560705 | 2.2474 | 0.0080165 | EIA Prime Mover-level Data | NEI avg EF - PM, fuel type
2021 | TX | Goodyear Beaumont Chemical Plant | 54321 | 3B101 | ST | OP | NA | NG |  | 758388.388 | 3.6061 | 0.0095098 | EIA Unit-level Data | NEI avg EF - PM, fuel type
2021 | TX | Goodyear Beaumont Chemical Plant | 54321 | 3B102 | ST | OP | NA | NG |  | 759162.142 | 3.6097 | 0.0095098 | EIA Unit-level Data | NEI avg EF - PM, fuel type
2021 | TX | Goodyear Beaumont Chemical Plant | 54321 | 3B103 | ST | OP | NA | NG |  | 709649.512 | 3.3743 | 0.0095098 | EIA Unit-level Data | NEI avg EF - PM, fuel type
2021 | TX | Goodyear Beaumont Chemical Plant | 54321 | 3B104 | ST | OP | NA | NG |  | 600167.924 | 2.8537 | 0.0095098 | EIA Unit-level Data | NEI avg EF - PM, fuel type
2021 | TX | Goodyear Beaumont Chemical Plant | 54321 | 3B105 | ST | OP | NA | NG |  | 505357.667 | 2.4029 | 0.0095098 | EIA Unit-level Data | NEI avg EF - PM, fuel type
2021 | TX | Goodyear Beaumont Chemical Plant | 54321 | 3B106 | ST | OP | NA | NG |  | 1362598.374 | 6.479 | 0.0095098 | EIA Unit-level Data | NEI avg EF - PM, fuel type
2021 | TX | Goodyear Beaumont Chemical Plant | 54321 | 3B107 | ST | OP | NA | NG |  | 394661.371 | 1.8766 | 0.0095098 | EIA Unit-level Data | NEI avg EF - PM, fuel type
2021 | TX | Goodyear Beaumont Chemical Plant | 54321 | 3B108 | ST | OP | NA | NG |  | 1525562.623 | 7.2539 | 0.0095098 | EIA Unit-level Data | NEI avg EF - PM, fuel type
2021 | TX | Goodyear Beaumont Chemical Plant | 54321 | N802 | GT | OP | NA | NG |  | 560705 | 2.2474 | 0.0080165 | EIA Prime Mover-level Data | NEI avg EF - PM, fuel type
2021 | TX | Goodyear Beaumont Chemical Plant | 54321 | N803 | GT | OP | NA | NG |  | 560705 | 2.2474 | 0.0080165 | EIA Prime Mover-level Data | NEI avg EF - PM, fuel type
2021 | TX | Goodyear Beaumont Chemical Plant | 54321 | N804 | GT | OP | NA | NG |  | 560705 | 2.2474 | 0.0080165 | EIA Prime Mover-level Data | NEI avg EF - PM, fuel type
2021 | GA | Sibley Mill | 54322 | 2 | HY | OP | NA | WAT |  | 28247.143 |  |  | EIA Prime Mover-level Data
2021 | GA | Sibley Mill | 54322 | 3 | HY | OP | NA | WAT |  | 32955 |  |  | EIA Prime Mover-level Data
2021 | GA | Sibley Mill | 54322 | 4 | HY | OP | NA | WAT |  | 37662.857 |  |  | EIA Prime Mover-level Data
2021 | GA | CNN Center | 54323 | D4_1 | IC | SB | NA | DFO |  | 117.231 | 0.018171 | 0.31 | EIA Prime Mover-level Data | Estimated using an emission factor
2021 | GA | CNN Center | 54323 | D4_2 | IC | SB | NA | DFO |  | 156.308 | 0.024228 | 0.31 | EIA Prime Mover-level Data | Estimated using an emission factor
2021 | GA | CNN Center | 54323 | D4_3 | IC | SB | NA | DFO |  | 156.308 | 0.024228 | 0.31 | EIA Prime Mover-level Data | Estimated using an emission factor
2021 | GA | CNN Center | 54323 | D5_1 | IC | SB | NA | DFO |  | 156.308 | 0.024228 | 0.31 | EIA Prime Mover-level Data | Estimated using an emission factor
2021 | GA | CNN Center | 54323 | D5_2 | IC | SB | NA | DFO |  | 156.308 | 0.024228 | 0.31 | EIA Prime Mover-level Data | Estimated using an emission factor
2021 | GA | CNN Center | 54323 | D5_3 | IC | SB | NA | DFO |  | 156.308 | 0.024228 | 0.31 | EIA Prime Mover-level Data | Estimated using an emission factor
2021 | GA | CNN Center | 54323 | DK2 | IC | SB | NA | DFO |  | 117.231 | 0.018171 | 0.31 | EIA Prime Mover-level Data | Estimated using an emission factor
2021 | RI | Ocean State Power II | 54324 | 3 | CT | OP | CC | NG | 4423 | 3578689.232 | 9.6151 | 0.0053736 | EPA/CAMD | NEI avg EF - PM, fuel type, firing type | 1991
2021 | RI | Ocean State Power II | 54324 | 4 | CT | OP | CC | NG | 4424 | 3697875.584 | 9.9354 | 0.0053736 | EPA/CAMD | NEI avg EF - PM, fuel type, firing type | 1991
2021 | TX | Westhollow Technology Center | 54330 | 1 | GT | OP | NA | NG |  | 290401 | 1.164 | 0.0080165 | EIA Prime Mover-level Data | NEI avg EF - PM, fuel type
2021 | PA | Bucknell University | 54333 | G001 | CT | OP | NA | NG |  | 500694.879 | 1.3453 | 0.0053736 | EIA Unit-level Data | NEI avg EF - PM, fuel type
2021 | PA | Bucknell University | 54333 | G502 | CA | OP | NA | NG |  | 59545.048 | 0.012564 | 0.000422 | EIA Unit-level Data | Estimated using an emission factor
2021 | OH | Morton Salt Rittman | 54335 | B004 | ST | OP | NA | NG |  | 10781.368 | 0.051264 | 0.0095098 | EIA Unit-level Data | NEI avg EF - PM, fuel type
2021 | OH | Morton Salt Rittman | 54335 | B005 | ST | OP | NA | NG |  | 724771.853 | 3.4462 | 0.0095098 | EIA Unit-level Data | NEI avg EF - PM, fuel type
2021 | OH | Morton Salt Rittman | 54335 | B006 | ST | OP | NA | NG |  | 726369.852 | 3.4538 | 0.0095098 | EIA Unit-level Data | NEI avg EF - PM, fuel type
2021 | TX | Rio Grande Valley Sugar Growers | 54338 | 1 | ST | OP | NA | AB |  | 255283 |  |  | EIA Unit-level Data
2021 | TX | Rio Grande Valley Sugar Growers | 54338 | 2 | ST | OP | NA | AB |  | 154551 |  |  | EIA Unit-level Data
2021 | TX | Rio Grande Valley Sugar Growers | 54338 | 3 | ST | OP | NA | AB |  | 171563 |  |  | EIA Unit-level Data
2021 | TX | Rio Grande Valley Sugar Growers | 54338 | 4 | ST | OP | NA | AB |  | 225148 |  |  | EIA Unit-level Data
2021 | TX | Rio Grande Valley Sugar Growers | 54338 | 6 | ST | OP | NA | AB |  | 510735 |  |  | EIA Unit-level Data
2021 | TX | Rio Grande Valley Sugar Growers | 54338 | GENE | IC | OP | NA | DFO |  | 3967 |  |  | EIA Prime Mover-level Data
2021 | MI | Norway Point Hydropower Project | 54340 | 1 | HY | OP | NA | WAT |  | 85169 |  |  | EIA Prime Mover-level Data
2021 | MI | Norway Point Hydropower Project | 54340 | 2 | HY | OP | NA | WAT |  | 36501 |  |  | EIA Prime Mover-level Data
2021 | MI | Four Mile Hydropower Project | 54341 | 1 | HY | OP | NA | WAT |  | 23889.3 |  |  | EIA Prime Mover-level Data
2021 | MI | Four Mile Hydropower Project | 54341 | 2 | HY | OP | NA | WAT |  | 23889.3 |  |  | EIA Prime Mover-level Data
2021 | MI | Four Mile Hydropower Project | 54341 | 3 | HY | OP | NA | WAT |  | 23889.3 |  |  | EIA Prime Mover-level Data
2021 | MI | Four Mile Hydropower Project | 54341 | 4 | HY | OP | NA | WAT |  | 7963.1 |  |  | EIA Prime Mover-level Data
2021 | MI | Ninth Street Hydropower Project | 54342 | 1 | HY | OP | NA | WAT |  | 17892.667 |  |  | EIA Prime Mover-level Data
2021 | MI | Ninth Street Hydropower Project | 54342 | 2 | HY | OP | NA | WAT |  | 17892.667 |  |  | EIA Prime Mover-level Data
2021 | MI | Ninth Street Hydropower Project | 54342 | 3 | HY | OP | NA | WAT |  | 17892.667 |  |  | EIA Prime Mover-level Data
2021 | CA | Terminus Hydroelectric Project | 54343 | GEN1 | HY | OP | NA | WAT |  | 8676 |  |  | EIA Prime Mover-level Data
2021 | FL | Howard F Curren Advncd Wastewater Plant | 54347 | 1 | IC | OS | NA | OBG
2021 | FL | Howard F Curren Advncd Wastewater Plant | 54347 | 2 | IC | OS | NA | OBG
2021 | FL | Howard F Curren Advncd Wastewater Plant | 54347 | 3 | IC | OS | NA | OBG
2021 | FL | Howard F Curren Advncd Wastewater Plant | 54347 | 4 | IC | OS | NA | OBG
2021 | FL | Howard F Curren Advncd Wastewater Plant | 54347 | 5 | IC | OS | NA | OBG
2021 | NV | Nevada Cogen Associates 2 Black Mountain | 54349 | AUX | CA | OP | NA | NG |  | 1265638.206 | 0.26705 | 0.000422 | EIA Unit-level Data | Estimated using an emission factor
2021 | NV | Nevada Cogen Associates 2 Black Mountain | 54349 | GTA | CT | OP | NA | NG |  | 1829697.184 | 4.916 | 0.0053736 | EIA Unit-level Data | NEI avg EF - PM, fuel type
2021 | NV | Nevada Cogen Associates 2 Black Mountain | 54349 | GTB | CT | OP | NA | NG |  | 1776798.548 | 4.7739 | 0.0053736 | EIA Unit-level Data | NEI avg EF - PM, fuel type
2021 | NV | Nevada Cogen Associates 2 Black Mountain | 54349 | GTC | CT | OP | NA | NG |  | 1771672.505 | 4.7601 | 0.0053736 | EIA Unit-level Data | NEI avg EF - PM, fuel type
2021 | NV | Nevada Cogen Assoc#1 GarnetVly | 54350 | AUX | CA | OP | NA | NG |  | 875848.22 | 0.1848 | 0.000422 | EIA Unit-level Data | Estimated using an emission factor
2021 | NV | Nevada Cogen Assoc#1 GarnetVly | 54350 | GTA | CT | OP | NA | NG |  | 1914816.466 | 5.1447 | 0.0053736 | EIA Unit-level Data | NEI avg EF - PM, fuel type
2021 | NV | Nevada Cogen Assoc#1 GarnetVly | 54350 | GTB | CT | OP | NA | NG |  | 1928443.362 | 5.1813 | 0.0053736 | EIA Unit-level Data | NEI avg EF - PM, fuel type
2021 | NV | Nevada Cogen Assoc#1 GarnetVly | 54350 | GTC | CT | OP | NA | NG |  | 1992364.32 | 5.353 | 0.0053736 | EIA Unit-level Data | NEI avg EF - PM, fuel type
2021 | VT | Chace Mill Winooski One | 54355 | GEN1 | HY | OP | NA | WAT |  | 73069 |  |  | EIA Prime Mover-level Data
2021 | VT | Chace Mill Winooski One | 54355 | GEN2 | HY | OP | NA | WAT |  | 73069 |  |  | EIA Prime Mover-level Data
2021 | VT | Chace Mill Winooski One | 54355 | GEN3 | HY | OP | NA | WAT |  | 73069 |  |  | EIA Prime Mover-level Data
2021 | GA | Graphic Packaging International Augusta Mill | 54358 | PB1 | ST | OP | NA | NG |  | 3249580.59 | 15.4514 | 0.0095098 | EIA Unit-level Data | NEI avg EF - PM, fuel type
2021 | GA | Graphic Packaging International Augusta Mill | 54358 | PB2 | ST | OP | NA | NG |  | 1442814.714 | 6.8604 | 0.0095098 | EIA Unit-level Data | NEI avg EF - PM, fuel type
2021 | GA | Graphic Packaging International Augusta Mill | 54358 | PB3 | ST | OP | NA | WDS |  | 2329231.64 | 12.088 | 0.010379 | EIA Unit-level Data | NEI avg EF - PM, fuel type
2021 | GA | Graphic Packaging International Augusta Mill | 54358 | RB3 | ST | OP | NA | BLQ |  | 10642753.283 | 48.1997 | 0.0090577 | EIA Unit-level Data | NEI avg EF - PM, fuel type
2021 | IL | Fuyao Glass Illinois Inc. | 54360 | PORT | IC | SB | NA | DFO
2021 | IL | Fuyao Glass Illinois Inc. | 54360 | TK1 | IC | SB | NA | DFO
2021 | IL | Fuyao Glass Illinois Inc. | 54360 | TK2 | IC | SB | NA | DFO
2021 | NC | Shelby, NC | 54363 | GEN2 | IC | SB | NA | DFO
2021 | NC | Shelby, NC | 54363 | GEN3 | IC | SB | NA | DFO
2021 | NC | Shelby, NC | 54363 | GEN4 | IC | SB | NA | DFO
2021 | NC | Shelby, NC | 54363 | GEN5 | IC | SB | NA | DFO
2021 | TX | Works 4 | 54364 | L1G | IC | SB | NA | DFO |  | 405.306 | 0.062822 | 0.31 | EIA Prime Mover-level Data | Estimated using an emission factor
2021 | TX | Works 4 | 54364 | L1PG | IC | SB | NA | DFO |  | 182.388 | 0.02827 | 0.31 | EIA Prime Mover-level Data | Estimated using an emission factor
2021 | TX | Works 4 | 54364 | L2G | IC | SB | NA | DFO |  | 405.306 | 0.062822 | 0.31 | EIA Prime Mover-level Data | Estimated using an emission factor
2021 | FL | Orange Cogeneration Facility | 54365 | 1 | CT | OP | CC | NG | 4315 | 1450613.228 | 3.4477 | 0.0047534 | EPA/CAMD | EPA/NEI | 1995
2021 | FL | Orange Cogeneration Facility | 54365 | 2 | CT | OP | CC | NG | 4963 | 1694738.675 | 4.4741 | 0.00528 | EPA/CAMD | EPA/NEI | 1995
2021 | CO | University of Colorado | 54372 | GT1 | CT | OP | NA | NG |  | 280790.931 | 0.75442 | 0.0053736 | EIA Unit-level Data | NEI avg EF - PM, fuel type
2021 | CO | University of Colorado | 54372 | GT2 | CT | OP | NA | NG |  | 28879.722 | 0.077593 | 0.0053736 | EIA Unit-level Data | NEI avg EF - PM, fuel type
2021 | CO | University of Colorado | 54372 | ST1 | CA | OP | NA | NG
2021 | WY | Sinclair Oil Refinery | 54374 | 2004 | IC | OP | NA | NG |  | 34188.96 | 0.0072139 | 0.000422 | EIA Prime Mover-level Data | Estimated using an emission factor
2021 | WY | Sinclair Oil Refinery | 54374 | 2006 | IC | OP | NA | NG |  | 34188.96 | 0.0072139 | 0.000422 | EIA Prime Mover-level Data | Estimated using an emission factor
2021 | WY | Sinclair Oil Refinery | 54374 | 2008 | IC | OP | NA | NG |  | 34188.96 | 0.0072139 | 0.000422 | EIA Prime Mover-level Data | Estimated using an emission factor
2021 | WY | Sinclair Oil Refinery | 54374 | NO2 | ST | OP | NA | OG |  | 699330.118 | 5.9104 | 0.016903 | EIA Prime Mover-level Data | NEI avg EF - PM, fuel type
2021 | WY | Sinclair Oil Refinery | 54374 | NO3 | ST | OP | NA | OG |  | 2272822.882 | 19.2087 | 0.016903 | EIA Prime Mover-level Data | NEI avg EF - PM, fuel type
2021 | WY | Sinclair Oil Refinery | 54374 | NO5 | IC | SB | NA | DFO |  | 28929.12 | 4.484 | 0.31 | EIA Prime Mover-level Data | Estimated using an emission factor
2021 | NH | EHC West Hopkinton | 54384 | GEN1 | HY | OP | NA | WAT |  | 36485 |  |  | EIA Prime Mover-level Data
2021 | CT | Kinneytown New Old | 54385 | GEN1 | HY | OP | NA | WAT
2021 | CT | Kinneytown New Old | 54385 | GEN2 | HY | OP | NA | WAT
2021 | ID | Little Wood Hydro Project | 54386 | GEN1 | HY | SB | NA | WAT |  | 1106 |  |  | EIA Prime Mover-level Data
2021 | WA | Weeks Falls | 54387 | GEN1 | HY | OP | NA | WAT |  | 127384 |  |  | EIA Prime Mover-level Data
2021 | NY | Alice Falls Hydro Project | 54391 | 1 | HY | OP | NA | WAT |  | 26724.286 |  |  | EIA Prime Mover-level Data
2021 | NY | Alice Falls Hydro Project | 54391 | 2 | HY | OP | NA | WAT |  | 10689.714 |  |  | EIA Prime Mover-level Data
2021 | ID | Dry Creek Project | 54394 | GEN1 | HY | OP | NA | WAT |  | 29492 |  |  | EIA Prime Mover-level Data
2021 | NY | Stillwater Hydro Electric Project | 54395 | 1 | HY | OP | NA | WAT |  | 71327.5 |  |  | EIA Prime Mover-level Data
2021 | NY | Stillwater Hydro Electric Project | 54395 | 2 | HY | OP | NA | WAT |  | 71327.5 |  |  | EIA Prime Mover-level Data
2021 | WI | Capitol Heat and Power | 54406 | P31 | IC | SB | NA | DFO
2021 | WI | Capitol Heat and Power | 54406 | P32 | IC | SB | NA | DFO
2021 | WI | Waupun Correctional Central Heating Plt | 54407 | 1 | ST | OP | NA | NG
2021 | WI | Waupun Correctional Central Heating Plt | 54407 | 2 | ST | OP | NA | NG
2021 | WI | Waupun Correctional Central Heating Plt | 54407 | 3 | IC | SB | NA | DFO
2021 | WI | Waupun Correctional Central Heating Plt | 54407 | 4 | IC | SB | NA | DFO
2021 | WI | UW Madison Charter Street Plant | 54408 | 3 | IC | SB | NA | DFO
2021 | WI | UW Madison Charter Street Plant | 54408 | B05 | ST | OP | NA | NG |  | 242268.166 | 1.152 | 0.0095098 | EIA Unit-level Data | NEI avg EF - PM, fuel type
2021 | WI | UW Madison Charter Street Plant | 54408 | B06 | ST | OP | NA | NG |  | 520248.792 | 2.4737 | 0.0095098 | EIA Unit-level Data | NEI avg EF - PM, fuel type
2021 | WI | UW Madison Charter Street Plant | 54408 | B07 | ST | OP | NA | NG |  | 879311.412 | 4.181 | 0.0095098 | EIA Unit-level Data | NEI avg EF - PM, fuel type
2021 | WI | UW Madison Charter Street Plant | 54408 | B08 | ST | OP | NA | NG |  | 836640.364 | 3.9781 | 0.0095098 | EIA Unit-level Data | NEI avg EF - PM, fuel type
2021 | WI | UW Madison Charter Street Plant | 54408 | B09 | ST | OP | NA | NG |  | 898764.524 | 4.2735 | 0.0095098 | EIA Unit-level Data | NEI avg EF - PM, fuel type
2021 | NH | Dartmouth College Heating Plant | 54409 | GEN1 | ST | OP | NA | RFO |  | 143696 | 0.5272 | 0.0073378 | EIA Prime Mover-level Data | NEI avg EF - PM, fuel type
2021 | NH | Dartmouth College Heating Plant | 54409 | GEN2 | ST | OP | NA | RFO |  | 143696 | 0.5272 | 0.0073378 | EIA Prime Mover-level Data | NEI avg EF - PM, fuel type
2021 | NH | Dartmouth College Heating Plant | 54409 | GEN3 | ST | OP | NA | RFO |  | 215544 | 0.79081 | 0.0073378 | EIA Prime Mover-level Data | NEI avg EF - PM, fuel type
2021 | CA | Western Power & Steam Inc | 54410 | CTG | GT | OP | NA | NG |  | 1751463 | 7.0203 | 0.0080165 | EIA Prime Mover-level Data | NEI avg EF - PM, fuel type
2021 | IA | John Deere Dubuque Works | 54414 | GE10 | IC | SB | NA | DFO |  | 240 | 0.0372 | 0.31 | EIA Prime Mover-level Data | Estimated using an emission factor
2021 | IA | John Deere Dubuque Works | 54414 | GEN5 | IC | SB | NA | DFO |  | 240 | 0.0372 | 0.31 | EIA Prime Mover-level Data | Estimated using an emission factor
2021 | IA | John Deere Dubuque Works | 54414 | GEN6 | IC | SB | NA | DFO |  | 240 | 0.0372 | 0.31 | EIA Prime Mover-level Data | Estimated using an emission factor
2021 | IA | John Deere Dubuque Works | 54414 | GEN7 | IC | SB | NA | DFO |  | 240 | 0.0372 | 0.31 | EIA Prime Mover-level Data | Estimated using an emission factor
2021 | IA | John Deere Dubuque Works | 54414 | GEN8 | IC | SB | NA | DFO |  | 240 | 0.0372 | 0.31 | EIA Prime Mover-level Data | Estimated using an emission factor
2021 | IA | John Deere Dubuque Works | 54414 | GEN9 | IC | SB | NA | DFO |  | 240 | 0.0372 | 0.31 | EIA Prime Mover-level Data | Estimated using an emission factor
2021 | MI | Cadillac Renewable Energy | 54415 | EUBLR | ST | OP | STOKER | WDS | 8080 | 2655767.827 | 5.9903 | 0.0045111 | EPA/CAMD | EPA/NEI | 1993
2021 | NH | Rollinsford | 54418 | GEN1 | HY | OP | NA | WAT |  | 21965.5 |  |  | EIA Prime Mover-level Data
2021 | NH | Rollinsford | 54418 | GEN2 | HY | OP | NA | WAT |  | 21965.5 |  |  | EIA Prime Mover-level Data
2021 | AK | Unisea G 2 | 54422 | CAT4 | IC | OP | NA | DFO |  | 18163.714 | 2.8154 | 0.31 | EIA Prime Mover-level Data | Estimated using an emission factor
2021 | AK | Unisea G 2 | 54422 | CAT5 | IC | OP | NA | DFO |  | 18163.714 | 2.8154 | 0.31 | EIA Prime Mover-level Data | Estimated using an emission factor
2021 | AK | Unisea G 2 | 54422 | GEN1 | IC | OP | NA | DFO |  | 45409.286 | 7.0384 | 0.31 | EIA Prime Mover-level Data | Estimated using an emission factor
2021 | AK | Unisea G 2 | 54422 | GEN2 | IC | OP | NA | DFO |  | 47225.657 | 7.32 | 0.31 | EIA Prime Mover-level Data | Estimated using an emission factor
2021 | AK | Unisea G 2 | 54422 | GEN3 | IC | OP | NA | DFO |  | 49042.029 | 7.6015 | 0.31 | EIA Prime Mover-level Data | Estimated using an emission factor
2021 | AK | Unisea G 2 | 54422 | GEN4 | IC | OP | NA | DFO |  | 45409.286 | 7.0384 | 0.31 | EIA Prime Mover-level Data | Estimated using an emission factor
2021 | AK | Unisea G 2 | 54422 | GEN5 | IC | OP | NA | DFO |  | 49042.029 | 7.6015 | 0.31 | EIA Prime Mover-level Data | Estimated using an emission factor
2021 | AK | Unisea G 2 | 54422 | GEN6 | IC | OP | NA | DFO |  | 45409.286 | 7.0384 | 0.31 | EIA Prime Mover-level Data | Estimated using an emission factor
2021 | FL | Mulberry Cogeneration Facility | 54426 | 1 | CT | OP | CC | NG | 4373 | 3502355.028 | 11.5588 | 0.0066006 | EPA/CAMD | EPA/NEI | 1994
2021 | LA | Gaylord Container Bogalusa | 54427 | 10C | ST | OP | NA | WDS |  | 1975190 | 10.2506 | 0.010379 | EIA Unit-level Data | NEI avg EF - PM, fuel type
2021 | LA | Gaylord Container Bogalusa | 54427 | 12 | ST | OP | NA | WDS |  | 4623513.02 | 23.9946 | 0.010379 | EIA Unit-level Data | NEI avg EF - PM, fuel type
2021 | LA | Gaylord Container Bogalusa | 54427 | 20 | ST | OP | NA | BLQ |  | 3953551.931 | 17.9051 | 0.0090577 | EIA Unit-level Data | NEI avg EF - PM, fuel type
2021 | LA | Gaylord Container Bogalusa | 54427 | 21 | ST | OP | NA | BLQ |  | 5904419.44 | 26.7404 | 0.0090577 | EIA Unit-level Data | NEI avg EF - PM, fuel type
2021 | AL | Alabama Pine Pulp | 54429 | PB2 | ST | OP | NA | WDS |  | 467530.24 | 2.4263 | 0.010379 | EIA Unit-level Data | NEI avg EF - PM, fuel type
2021 | AL | Alabama Pine Pulp | 54429 | RB2 | ST | OP | NA | BLQ |  | 13508590.16 | 61.1787 | 0.0090577 | EIA Unit-level Data | NEI avg EF - PM, fuel type
2021 | CA | Welport Lease Project | 54447 | TI | GT | OP | NA | NG |  | 536187 | 2.1492 | 0.0080165 | EIA Prime Mover-level Data | NEI avg EF - PM, fuel type
2021 | CA | Dome Project | 54449 | T1 | GT | OP | NA | NG |  | 522526.5 | 2.0944 | 0.0080165 | EIA Prime Mover-level Data | NEI avg EF - PM, fuel type
2021 | CA | Dome Project | 54449 | T2 | GT | OP | NA | NG |  | 522526.5 | 2.0944 | 0.0080165 | EIA Prime Mover-level Data | NEI avg EF - PM, fuel type
2021 | CA | Los Angeles Refinery Wilmington | 54451 | G1 | OT | OS | NA | NG
2021 | CA | Los Angeles Refinery Wilmington | 54451 | G2 | GT | OP | NA | PRG |  | 4862259 | 1.0259 | 0.000422 | EIA Prime Mover-level Data | Estimated using an emission factor
2021 | AK | Agrium Kenai Nitrogen Operations | 54452 | 744A | GT | OS | NA | NG
2021 | AK | Agrium Kenai Nitrogen Operations | 54452 | 744B | GT | OS | NA | NG
2021 | AK | Agrium Kenai Nitrogen Operations | 54452 | 744C | GT | OS | NA | NG
2021 | AK | Agrium Kenai Nitrogen Operations | 54452 | 744D | GT | OS | NA | NG
2021 | AK | Agrium Kenai Nitrogen Operations | 54452 | 744E | GT | OS | NA | NG
2021 | CA | EDF Renewable Windfarm V Inc | 54453 | GEN2 | WT | OP | NA | WND |  | 214779 |  |  | EIA Prime Mover-level Data
2021 | CA | San Gorgonio Windplant WPP1993 | 54454 | GEN11 | WT | OP | NA | WND |  | 1619481 |  |  | EIA Prime Mover-level Data
2021 | GA | Hewlett Packard Enterprise | 54457 | ALF1 | IC | SB | NA | DFO
2021 | GA | Hewlett Packard Enterprise | 54457 | ALF2 | IC | SB | NA | DFO
2021 | GA | Hewlett Packard Enterprise | 54457 | ALF3 | IC | SB | NA | DFO
2021 | GA | Hewlett Packard Enterprise | 54457 | ALF4 | IC | SB | NA | DFO
2021 | GA | Hewlett Packard Enterprise | 54457 | ALF5 | IC | SB | NA | DFO
2021 | GA | Hewlett Packard Enterprise | 54457 | B1GN1 | IC | SB | NA | DFO
2021 | GA | Hewlett Packard Enterprise | 54457 | B1GN2 | IC | SB | NA | DFO
2021 | GA | Graniteville Enterprise Division | 54462 | 1 | HY | OP | NA | WAT |  | 6301.5 |  |  | EIA Prime Mover-level Data
2021 | GA | Graniteville Enterprise Division | 54462 | 2 | HY | OP | NA | WAT |  | 6301.5 |  |  | EIA Prime Mover-level Data
2021 | GA | Riverwood International Macon Mill | 54464 | B002 | ST | OP | NA | NG |  | 125476 | 0.59663 | 0.0095098 | EIA Unit-level Data | NEI avg EF - PM, fuel type
2021 | GA | Riverwood International Macon Mill | 54464 | B003 | ST | OP | NA | WDS |  | 2533040.95 | 13.1457 | 0.010379 | EIA Unit-level Data | NEI avg EF - PM, fuel type
2021 | GA | Riverwood International Macon Mill | 54464 | B004 | ST | OP | NA | WDS |  | 3216844.2 | 16.6944 | 0.010379 | EIA Unit-level Data | NEI avg EF - PM, fuel type
2021 | GA | Riverwood International Macon Mill | 54464 | D001 | ST | OP | NA | BLQ |  | 8617834.4 | 39.0291 | 0.0090577 | EIA Unit-level Data | NEI avg EF - PM, fuel type
2021 | FL | Orlando CoGen | 54466 | 1 | CT | OP | CC | NG | 8532 | 8161397.286 | 51.7874 | 0.012691 | EPA/CAMD | EPA/NEI | 1993
2021 | NH | Mascoma Hydro | 54471 | 01 | HY | OP | NA | WAT |  | 2030.667 |  |  | EIA Prime Mover-level Data
2021 | NH | Mascoma Hydro | 54471 | 02 | HY | OP | NA | WAT |  | 2030.667 |  |  | EIA Prime Mover-level Data
2021 | NH | Mascoma Hydro | 54471 | 03 | HY | OP | NA | WAT |  | 2030.667 |  |  | EIA Prime Mover-level Data
2021 | WY | Simplot Phosphates | 54472 | AUX | ST | OP | NA | NG |  | 11043.804 | 0.052512 | 0.0095098 | EIA Unit-level Data | NEI avg EF - PM, fuel type
2021 | WY | Simplot Phosphates | 54472 | LURGI | ST | OP | NA | OTH |  | 1654267.2 | 0.34905 | 0.000422 | EIA Unit-level Data | Estimated using an emission factor
2021 | WY | Simplot Phosphates | 54472 | MECS | ST | OP | NA | OTH |  | 1181913.796 | 0.24938 | 0.000422 | EIA Unit-level Data | Estimated using an emission factor
2021 | WY | Simplot Phosphates | 54472 | ZURN | ST | OP | NA | NG |  | 114569.572 | 0.54477 | 0.0095098 | EIA Unit-level Data | NEI avg EF - PM, fuel type
2021 | WA | Sumas Generating Station | 54476 | CT-1 | CT | OP | CC | NG | 4950 | 4574644.762 | 12.3 | 0.0053775 | EPA/CAMD | EPA/NEI | 1993
2021 | CA | Oroville Cogeneration LP | 54477 | GEN1 | IC | SB | NA | NG |  | 177.857 | 3.7528e-05 | 0.000422 | EIA Prime Mover-level Data | Estimated using an emission factor
2021 | CA | Oroville Cogeneration LP | 54477 | GEN2 | IC | SB | NA | NG |  | 177.857 | 3.7528e-05 | 0.000422 | EIA Prime Mover-level Data | Estimated using an emission factor
2021 | CA | Oroville Cogeneration LP | 54477 | GEN3 | IC | SB | NA | NG |  | 177.857 | 3.7528e-05 | 0.000422 | EIA Prime Mover-level Data | Estimated using an emission factor
2021 | CA | Oroville Cogeneration LP | 54477 | GEN4 | IC | SB | NA | NG |  | 177.857 | 3.7528e-05 | 0.000422 | EIA Prime Mover-level Data | Estimated using an emission factor
2021 | CA | Oroville Cogeneration LP | 54477 | GEN5 | IC | SB | NA | NG |  | 177.857 | 3.7528e-05 | 0.000422 | EIA Prime Mover-level Data | Estimated using an emission factor
2021 | CA | Oroville Cogeneration LP | 54477 | GEN6 | IC | SB | NA | NG |  | 177.857 | 3.7528e-05 | 0.000422 | EIA Prime Mover-level Data | Estimated using an emission factor
2021 | CA | Oroville Cogeneration LP | 54477 | GEN7 | IC | SB | NA | NG |  | 177.857 | 3.7528e-05 | 0.000422 | EIA Prime Mover-level Data | Estimated using an emission factor
2021 | LA | Domino Sugar Arabi Plant | 54512 | 1 | ST | OP | NA | NG |  | 359430.244 | 1.7091 | 0.0095098 | EIA Unit-level Data | NEI avg EF - PM, fuel type
2021 | LA | Domino Sugar Arabi Plant | 54512 | 2 | ST | OP | NA | NG |  | 252805.392 | 1.2021 | 0.0095098 | EIA Unit-level Data | NEI avg EF - PM, fuel type
2021 | LA | Domino Sugar Arabi Plant | 54512 | 3 | ST | OS | NA | NG |  | 0 | 0 |  | EIA Unit-level Data | NEI avg EF - PM, fuel type
2021 | LA | Domino Sugar Arabi Plant | 54512 | 4 | ST | OP | NA | NG |  | 291227.741 | 1.3848 | 0.0095098 | EIA Unit-level Data | NEI avg EF - PM, fuel type
2021 | LA | Domino Sugar Arabi Plant | 54512 | 5 | ST | OP | NA | NG |  | 260694.543 | 1.2396 | 0.0095098 | EIA Unit-level Data | NEI avg EF - PM, fuel type
2021 | LA | Domino Sugar Arabi Plant | 54512 | 6 | ST | OP | NA | NG |  | 278081.353 | 1.3222 | 0.0095098 | EIA Unit-level Data | NEI avg EF - PM, fuel type
2021 | LA | Domino Sugar Arabi Plant | 54512 | 7 | ST | OP | NA | NG |  | 727003.107 | 3.4568 | 0.0095098 | EIA Unit-level Data | NEI avg EF - PM, fuel type
2021 | IL | WestRock (IL) | 54513 | E-1 | IC | SB | NA | NG |  | 45.862 | 9.6769e-06 | 0.000422 | EIA Prime Mover-level Data | Estimated using an emission factor
2021 | IL | WestRock (IL) | 54513 | E2-A | IC | SB | NA | NG |  | 45.862 | 9.6769e-06 | 0.000422 | EIA Prime Mover-level Data | Estimated using an emission factor
2021 | IL | WestRock (IL) | 54513 | E2-B | IC | SB | NA | NG |  | 45.862 | 9.6769e-06 | 0.000422 | EIA Prime Mover-level Data | Estimated using an emission factor
2021 | IL | WestRock (IL) | 54513 | E3 | IC | SB | NA | NG |  | 52.414 | 1.1059e-05 | 0.000422 | EIA Prime Mover-level Data | Estimated using an emission factor
2021 | ID | Blind Canyon Hydro | 54514 | 1 | HY | OP | NA | WAT |  | 39624 |  |  | EIA Prime Mover-level Data
2021 | NH | Crotched Mountain Rehabilitation Center | 54515 | GEN1 | IC | SB | NA | DFO
2021 | NH | Crotched Mountain Rehabilitation Center | 54515 | GEN2 | IC | SB | NA | DFO
2021 | NH | Crotched Mountain Rehabilitation Center | 54515 | GEN3 | IC | SB | NA | DFO
2021 | CA | Sierra Pacific Sonora | 54517 | GEN3 | ST | OP | NA | WDS |  | 1410904 | 7.3221 | 0.010379 | EIA Prime Mover-level Data | NEI avg EF - PM, fuel type
2021 | LA | Formosa Plastics | 54518 | GT2 | GT | SB | NA | NG |  | 1916521.094 | 7.6819 | 0.0080165 | EIA Prime Mover-level Data | NEI avg EF - PM, fuel type
2021 | LA | Formosa Plastics | 54518 | GT3 | GT | OP | NA | NG |  | 1956868.906 | 7.8436 | 0.0080165 | EIA Prime Mover-level Data | NEI avg EF - PM, fuel type
2021 | LA | Formosa Plastics | 54518 | HRSG2 | ST | OP | NA | NG |  | 86815.729 | 0.4128 | 0.0095098 | EIA Unit-level Data | NEI avg EF - PM, fuel type
2021 | LA | Formosa Plastics | 54518 | HRSG3 | ST | OP | NA | NG |  | 759846.19 | 3.613 | 0.0095098 | EIA Unit-level Data | NEI avg EF - PM, fuel type
2021 | TX | Village Creek Water Reclamation Facility | 54520 | SD1 | IC | SB | NA | NG
2021 | TX | Village Creek Water Reclamation Facility | 54520 | SD2 | IC | SB | NA | NG
2021 | TX | Village Creek Water Reclamation Facility | 54520 | TG1 | GT | OP | NA | NG |  | 243176 | 0.97471 | 0.0080165 | EIA Prime Mover-level Data | NEI avg EF - PM, fuel type
2021 | TX | Village Creek Water Reclamation Facility | 54520 | TG2 | GT | OP | NA | NG |  | 243176 | 0.97471 | 0.0080165 | EIA Prime Mover-level Data | NEI avg EF - PM, fuel type
2021 | IL | Hoffer Plastics | 54523 | GEN1 | IC | OP | NA | NG |  | 9984.222 | 0.0021067 | 0.000422 | EIA Prime Mover-level Data | Estimated using an emission factor
2021 | IL | Hoffer Plastics | 54523 | GEN2 | IC | OP | NA | NG |  | 9984.222 | 0.0021067 | 0.000422 | EIA Prime Mover-level Data | Estimated using an emission factor
2021 | IL | Hoffer Plastics | 54523 | GEN3 | IC | OP | NA | NG |  | 9984.222 | 0.0021067 | 0.000422 | EIA Prime Mover-level Data | Estimated using an emission factor
2021 | IL | Hoffer Plastics | 54523 | GEN4 | IC | OP | NA | NG |  | 9984.222 | 0.0021067 | 0.000422 | EIA Prime Mover-level Data | Estimated using an emission factor
2021 | IL | Hoffer Plastics | 54523 | GEN5 | IC | OP | NA | NG |  | 9984.222 | 0.0021067 | 0.000422 | EIA Prime Mover-level Data | Estimated using an emission factor
2021 | IL | Hoffer Plastics | 54523 | GEN6 | IC | OP | NA | NG |  | 9984.222 | 0.0021067 | 0.000422 | EIA Prime Mover-level Data | Estimated using an emission factor
2021 | IL | Hoffer Plastics | 54523 | GEN7 | IC | OP | NA | NG |  | 9984.222 | 0.0021067 | 0.000422 | EIA Prime Mover-level Data | Estimated using an emission factor
2021 | IL | Hoffer Plastics | 54523 | GEN8 | IC | OP | NA | NG |  | 9984.222 | 0.0021067 | 0.000422 | EIA Prime Mover-level Data | Estimated using an emission factor
2021 | IL | Hoffer Plastics | 54523 | GEN9 | IC | OP | NA | NG |  | 9984.222 | 0.0021067 | 0.000422 | EIA Prime Mover-level Data | Estimated using an emission factor
2021 | ID | Horseshoe Bend Hydroelectric Co | 54524 | GEN1 | HY | OP | NA | WAT |  | 166871.5 |  |  | EIA Prime Mover-level Data
2021 | ID | Horseshoe Bend Hydroelectric Co | 54524 | GEN2 | HY | OP | NA | WAT |  | 166871.5 |  |  | EIA Prime Mover-level Data
2021 | IL | Kankakee Hydro Facility | 54525 | 1 | HY | OS | NA | WAT |  | 2423 |  |  | EIA Prime Mover-level Data
2021 | IL | Kankakee Hydro Facility | 54525 | 2 | HY | OS | NA | WAT |  | 2423 |  |  | EIA Prime Mover-level Data
2021 | IL | Kankakee Hydro Facility | 54525 | 3 | HY | OP | NA | WAT |  | 2423 |  |  | EIA Prime Mover-level Data
2021 | MN | Southern Minnesota Beet Sugar | 54533 | 0001 | ST | OP | NA | SUB |  | 4005178 | 27.678 | 0.013821 | EIA Prime Mover-level Data | NEI avg EF - PM, fuel type
2021 | MI | Sumpter Energy Associates | 54536 | 0202 | IC | OP | NA | LFG |  | 46745.357 | 0.34358 | 0.0147 | EIA Prime Mover-level Data | Estimated using an emission factor
2021 | MI | Sumpter Energy Associates | 54536 | 0203 | IC | OP | NA | LFG |  | 46745.357 | 0.34358 | 0.0147 | EIA Prime Mover-level Data | Estimated using an emission factor
2021 | MI | Sumpter Energy Associates | 54536 | 0204 | IC | OP | NA | LFG |  | 46745.357 | 0.34358 | 0.0147 | EIA Prime Mover-level Data | Estimated using an emission factor
2021 | MI | Sumpter Energy Associates | 54536 | 0205 | IC | OP | NA | LFG |  | 46745.357 | 0.34358 | 0.0147 | EIA Prime Mover-level Data | Estimated using an emission factor
2021 | MI | Sumpter Energy Associates | 54536 | 0386 | IC | OP | NA | LFG |  | 46745.357 | 0.34358 | 0.0147 | EIA Prime Mover-level Data | Estimated using an emission factor
2021 | MI | Sumpter Energy Associates | 54536 | 0388 | IC | OP | NA | LFG |  | 46745.357 | 0.34358 | 0.0147 | EIA Prime Mover-level Data | Estimated using an emission factor
2021 | MI | Sumpter Energy Associates | 54536 | 0389 | IC | OP | NA | LFG |  | 46745.357 | 0.34358 | 0.0147 | EIA Prime Mover-level Data | Estimated using an emission factor
2021 | MI | Sumpter Energy Associates | 54536 | 0392 | IC | OP | NA | LFG |  | 46745.357 | 0.34358 | 0.0147 | EIA Prime Mover-level Data | Estimated using an emission factor
2021 | MI | Sumpter Energy Associates | 54536 | 0435 | IC | OP | NA | LFG |  | 46745.357 | 0.34358 | 0.0147 | EIA Prime Mover-level Data | Estimated using an emission factor
2021 | MI | Sumpter Energy Associates | 54536 | 0437 | IC | OP | NA | LFG |  | 46745.357 | 0.34358 | 0.0147 | EIA Prime Mover-level Data | Estimated using an emission factor
2021 | MI | Sumpter Energy Associates | 54536 | 0440 | IC | OP | NA | LFG |  | 46745.357 | 0.34358 | 0.0147 | EIA Prime Mover-level Data | Estimated using an emission factor
2021 | MI | Sumpter Energy Associates | 54536 | 0447 | IC | OP | NA | LFG |  | 46745.357 | 0.34358 | 0.0147 | EIA Prime Mover-level Data | Estimated using an emission factor
2021 | MI | Sumpter Energy Associates | 54536 | 0464 | IC | OP | NA | LFG |  | 46745.357 | 0.34358 | 0.0147 | EIA Prime Mover-level Data | Estimated using an emission factor
2021 | MI | Sumpter Energy Associates | 54536 | 0467 | IC | OP | NA | LFG |  | 46745.357 | 0.34358 | 0.0147 | EIA Prime Mover-level Data | Estimated using an emission factor
2021 | WA | Ferndale Generating Station | 54537 | CT-1A | CT | OP | CC | NG | 6342 | 5969918.575 | 20.01 | 0.0067036 | EPA/CAMD | EPA/NEI | 1994
2021 | WA | Ferndale Generating Station | 54537 | CT-1B | CT | OP | CC | NG | 6205 | 5829890.352 | 19.22 | 0.0065936 | EPA/CAMD | EPA/NEI | 1994
2021 | MI | Venice Resources Gas Recovery | 54539 | GEN1 | IC | OP | NA | LFG |  | 82394.5 | 0.6056 | 0.0147 | EIA Prime Mover-level Data | Estimated using an emission factor
2021 | MI | Venice Resources Gas Recovery | 54539 | GEN2 | IC | OP | NA | LFG |  | 82394.5 | 0.6056 | 0.0147 | EIA Prime Mover-level Data | Estimated using an emission factor
2021 | IL | Charter Dura-Bar | 54540 | 1A | IC | OP | NA | NG |  | 20147.167 | 0.0042511 | 0.000422 | EIA Prime Mover-level Data | Estimated using an emission factor
2021 | IL | Charter Dura-Bar | 54540 | 1B | IC | OP | NA | NG |  | 20147.167 | 0.0042511 | 0.000422 | EIA Prime Mover-level Data | Estimated using an emission factor
2021 | IL | Charter Dura-Bar | 54540 | 2A | IC | OP | NA | NG |  | 20147.167 | 0.0042511 | 0.000422 | EIA Prime Mover-level Data | Estimated using an emission factor
2021 | IL | Charter Dura-Bar | 54540 | 2B | IC | OP | NA | NG |  | 20147.167 | 0.0042511 | 0.000422 | EIA Prime Mover-level Data | Estimated using an emission factor
2021 | IL | Charter Dura-Bar | 54540 | 3A | IC | OP | NA | NG |  | 20147.167 | 0.0042511 | 0.000422 | EIA Prime Mover-level Data | Estimated using an emission factor
2021 | IL | Charter Dura-Bar | 54540 | 3B | IC | OP | NA | NG |  | 20147.167 | 0.0042511 | 0.000422 | EIA Prime Mover-level Data | Estimated using an emission factor
2021 | NY | Independence | 54547 | 1 | CT | OP | CC | NG | 4711 | 7273390.743 | 20.8463 | 0.0057322 | EPA/CAMD | EPA/NEI | 1994
2021 | NY | Independence | 54547 | 2 | CT | OP | CC | NG | 4508 | 6799236.791 | 20.8463 | 0.006132 | EPA/CAMD | EPA/NEI | 1994
2021 | NY | Independence | 54547 | 3 | CT | OP | CC | NG | 3887 | 5678499.252 | 20.8463 | 0.0073422 | EPA/CAMD | EPA/NEI | 1994
2021 | NY | Independence | 54547 | 4 | CT | OP | CC | NG | 3782 | 5566361.127 | 20.8463 | 0.0074901 | EPA/CAMD | EPA/NEI | 1994
2021 | NY | Longfalls Facility | 54548 | 1 | HY | OP | NA | WAT
2021 | MI | Wood Road | 54549 | 1-1 | IC | RE | NA | LFG |  | 37836.6 | 0.2781 | 0.0147 | EIA Prime Mover-level Data | Estimated using an emission factor
2021 | MI | Wood Road | 54549 | 1-2 | IC | RE | NA | LFG |  | 37836.6 | 0.2781 | 0.0147 | EIA Prime Mover-level Data | Estimated using an emission factor
2021 | MI | Wood Road | 54549 | 1-3 | IC | RE | NA | LFG |  | 37836.6 | 0.2781 | 0.0147 | EIA Prime Mover-level Data | Estimated using an emission factor
2021 | MI | Wood Road | 54549 | 1-4 | IC | RE | NA | LFG |  | 37836.6 | 0.2781 | 0.0147 | EIA Prime Mover-level Data | Estimated using an emission factor
2021 | MI | Wood Road | 54549 | 1-5 | IC | RE | NA | LFG |  | 75673.2 | 0.5562 | 0.0147 | EIA Prime Mover-level Data | Estimated using an emission factor
2021 | MI | Wood Road | 54549 | 1-6 | IC | RE | NA | LFG |  | 75673.2 | 0.5562 | 0.0147 | EIA Prime Mover-level Data | Estimated using an emission factor
2021 | MI | Wood Road | 54549 | 1-7 | IC | RE | NA | LFG |  | 75673.2 | 0.5562 | 0.0147 | EIA Prime Mover-level Data | Estimated using an emission factor
2021 | AL | W&T Onshore Treating Facility (OTF) | 54550 | 901A | CT | OP | NA | NG |  | 329354.86 | 0.8849 | 0.0053736 | EIA Unit-level Data | NEI avg EF - PM, fuel type
2021 | AL | W&T Onshore Treating Facility (OTF) | 54550 | 901B | CT | OP | NA | NG |  | 349027.86 | 0.93776 | 0.0053736 | EIA Unit-level Data | NEI avg EF - PM, fuel type
2021 | AL | W&T Onshore Treating Facility (OTF) | 54550 | 901C | CT | OP | NA | NG |  | 151710.76 | 0.40761 | 0.0053736 | EIA Unit-level Data | NEI avg EF - PM, fuel type
2021 | AL | W&T Onshore Treating Facility (OTF) | 54550 | STG1 | CA | OP | NA | NG |  | 0 | 0 |  | EIA Unit-level Data | Estimated using an emission factor
2021 | CA | Spicer Meadow Project | 54554 | GEN1 | HY | OP | NA | WAT |  | 16879.119 |  |  | EIA Prime Mover-level Data
2021 | CA | Spicer Meadow Project | 54554 | GEN2 | HY | OP | NA | WAT |  | 16879.119 |  |  | EIA Prime Mover-level Data
2021 | CA | Spicer Meadow Project | 54554 | GEN3 | HY | OP | NA | WAT |  | 3125.763 |  |  | EIA Prime Mover-level Data
2021 | CA | Collierville Powerhouse | 54555 | GEN1 | HY | OP | NA | WAT |  | 825091.5 |  |  | EIA Prime Mover-level Data
2021 | CA | Collierville Powerhouse | 54555 | GEN2 | HY | OP | NA | WAT |  | 825091.5 |  |  | EIA Prime Mover-level Data
2021 | IL | Ingredion Incorporated Argo Plant | 54556 | B06 | ST | OP | OTHER BOILER | NG | 7893 | 2060578.587 | 7.4262 | 0.0072079 | EPA/CAMD | EPA/NEI | 1994
2021 | IL | Ingredion Incorporated Argo Plant | 54556 | B07 | ST | OP | OTHER BOILER | NG | 8239 | 1274570.043 | 0.95346 | 0.0014961 | EPA/CAMD | EPA/NEI | 2003
2021 | IL | Ingredion Incorporated Argo Plant | 54556 | B08 | ST | OP | OTHER BOILER | NG | 8235 | 1947138.89 | 7.9489 | 0.0081647 | EPA/CAMD | NEI avg EF - PM, fuel type, firing type | 2017
2021 | IL | Ingredion Incorporated Argo Plant | 54556 | B10 | ST | OP | FLUIDIZED | NG | 7687 | 4365379.367 | 5.4148 | 0.0024808 | EPA/CAMD | EPA/NEI | 2006
2021 | ID | Hazelton B Hydro | 54558 | U1 | HY | OP | NA | WAT |  | 106717.5 |  |  | EIA Prime Mover-level Data
2021 | ID | Hazelton B Hydro | 54558 | U2 | HY | OP | NA | WAT |  | 106717.5 |  |  | EIA Prime Mover-level Data
2021 | WA | Longview Fibre | 54562 | PB20 | ST | OP | NA | WDS |  | 6097522.62 | 31.6442 | 0.010379 | EIA Unit-level Data | NEI avg EF - PM, fuel type
2021 | WA | Longview Fibre | 54562 | RF19 | ST | OP | NA | BLQ |  | 5269792.44 | 23.8662 | 0.0090577 | EIA Unit-level Data | NEI avg EF - PM, fuel type
2021 | WA | Longview Fibre | 54562 | RF22 | ST | OP | NA | BLQ |  | 6849548.4 | 31.0207 | 0.0090577 | EIA Unit-level Data | NEI avg EF - PM, fuel type
2021 | GA | YKK USA Chestney | 54566 | BWP1 | IC | SB | NA | DFO
2021 | GA | YKK USA Chestney | 54566 | SEV1 | IC | SB | NA | DFO
2021 | GA | YKK USA Chestney | 54566 | SLD1 | IC | SB | NA | DFO
2021 | CA | MM Yolo Power | 54567 | 1 | IC | OP | NA | LFG |  | 39546.333 | 0.29067 | 0.0147 | EIA Prime Mover-level Data | Estimated using an emission factor
2021 | CA | MM Yolo Power | 54567 | 2 | IC | OP | NA | LFG |  | 39546.333 | 0.29067 | 0.0147 | EIA Prime Mover-level Data | Estimated using an emission factor
2021 | CA | MM Yolo Power | 54567 | 3 | IC | OA | NA | LFG |  | 39546.333 | 0.29067 | 0.0147 | EIA Prime Mover-level Data | Estimated using an emission factor
2021 | CA | MM Yolo Power | 54567 | 4 | IC | OP | NA | LFG |  | 59319.5 | 0.436 | 0.0147 | EIA Prime Mover-level Data | Estimated using an emission factor
2021 | CA | MM Yolo Power | 54567 | 5 | IC | OP | NA | LFG |  | 59319.5 | 0.436 | 0.0147 | EIA Prime Mover-level Data | Estimated using an emission factor
2021 | NJ | Bayville Central Facility | 54569 | COG1 | IC | OP | NA | OBG |  | 2499.826 | 0.018374 | 0.0147 | EIA Prime Mover-level Data | Estimated using an emission factor
2021 | NJ | Bayville Central Facility | 54569 | COG2 | IC | OP | NA | OBG |  | 2499.826 | 0.018374 | 0.0147 | EIA Prime Mover-level Data | Estimated using an emission factor
2021 | NJ | Bayville Central Facility | 54569 | COG3 | IC | OP | NA | OBG |  | 2499.826 | 0.018374 | 0.0147 | EIA Prime Mover-level Data | Estimated using an emission factor
2021 | NJ | Bayville Central Facility | 54569 | COG4 | IC | OP | NA | DFO |  | 12499.13 | 1.9374 | 0.31 | EIA Prime Mover-level Data | Estimated using an emission factor
2021 | NJ | Bayville Central Facility | 54569 | COG5 | IC | OP | NA | DFO |  | 12499.13 | 1.9374 | 0.31 | EIA Prime Mover-level Data | Estimated using an emission factor
2021 | NJ | Bayville Central Facility | 54569 | COG6 | IC | OP | NA | DFO |  | 12499.13 | 1.9374 | 0.31 | EIA Prime Mover-level Data | Estimated using an emission factor
2021 | NJ | Bayville Central Facility | 54569 | COG7 | IC | OP | NA | DFO |  | 12499.13 | 1.9374 | 0.31 | EIA Prime Mover-level Data | Estimated using an emission factor
2021 | NJ | Bayville Central Facility | 54569 | CPV1 | PV | OP | NA | SUN |  | 2114 |  |  | EIA Prime Mover-level Data
2021 | NH | Lochmere Hydroelectric Plant | 54572 | UNT1 | HY | OP | NA | WAT |  | 7461.5 |  |  | EIA Prime Mover-level Data
2021 | NH | Lochmere Hydroelectric Plant | 54572 | UNT2 | HY | OP | NA | WAT |  | 7461.5 |  |  | EIA Prime Mover-level Data
2021 | NH | Lochmere Hydroelectric Plant | 54572 | UNT3 | HY | OP | NA | WAT |  | 7461.5 |  |  | EIA Prime Mover-level Data
2021 | NH | Lochmere Hydroelectric Plant | 54572 | UNT4 | HY | OP | NA | WAT |  | 7461.5 |  |  | EIA Prime Mover-level Data
2021 | NY | Wappinger Falls Hydroelectric | 54573 | 1 | HY | OP | NA | WAT |  | 48040.5 |  |  | EIA Prime Mover-level Data
2021 | NY | Wappinger Falls Hydroelectric | 54573 | 2 | HY | SB | NA | WAT |  | 48040.5 |  |  | EIA Prime Mover-level Data
2021 | NY | Saranac Power Partners, LP | 54574 | 00001 | CT | OP | CC | NG | 427 | 348892.126 | 0.9374 | 0.0053736 | EPA/CAMD | NEI avg EF - PM, fuel type, firing type | 1994
2021 | NY | Saranac Power Partners, LP | 54574 | 00002 | CT | OP | CC | NG | 124 | 106674.009 | 0.28661 | 0.0053736 | EPA/CAMD | NEI avg EF - PM, fuel type, firing type | 1994
2021 | NY | Curtis Palmer Hydroelectric | 54580 | C1 | HY | OP | NA | WAT |  | 134664.092 |  |  | EIA Prime Mover-level Data
2021 | NY | Curtis Palmer Hydroelectric | 54580 | C2 | HY | OP | NA | WAT |  | 134664.092 |  |  | EIA Prime Mover-level Data
2021 | NY | Curtis Palmer Hydroelectric | 54580 | C3 | HY | OP | NA | WAT |  | 134664.092 |  |  | EIA Prime Mover-level Data
2021 | NY | Curtis Palmer Hydroelectric | 54580 | C4 | HY | OP | NA | WAT |  | 51793.881 |  |  | EIA Prime Mover-level Data
2021 | NY | Curtis Palmer Hydroelectric | 54580 | C5 | HY | OP | NA | WAT |  | 51793.881 |  |  | EIA Prime Mover-level Data
2021 | NY | Curtis Palmer Hydroelectric | 54580 | P1 | HY | OP | NA | WAT |  | 1274129.481 |  |  | EIA Prime Mover-level Data
2021 | NY | Curtis Palmer Hydroelectric | 54580 | P2 | HY | OP | NA | WAT |  | 1274129.481 |  |  | EIA Prime Mover-level Data
2021 | MA | Tanner Street Generation, LLC | 54586 | 2 | CT | OP | CC | NG | 493 | 225642.961 | 0.61543 | 0.0054549 | EPA/CAMD | EPA/NEI | 2008
2021 | NY | Massena Energy Facility | 54592 | 001 | CT | OP | CC | NG | 232 | 146068.504 | 0.39245 | 0.0053736 | EPA/CAMD | NEI avg EF - PM, fuel type, firing type | 1993
2021 | NY | Batavia Energy | 54593 | 1 | CT | OP | CC | NG | 403 | 151249.599 | 0.4948 | 0.0065429 | EPA/CAMD | EPA/NEI | 1992
2021 | AZ | University of Arizona - Biosphere 2 | 54594 | G-1 | IC | SB | NA | DFO |  | 303.387 | 0.047025 | 0.31 | EIA Prime Mover-level Data | Estimated using an emission factor
2021 | AZ | University of Arizona - Biosphere 2 | 54594 | G-4 | IC | SB | NA | NG |  | 323.613 | 6.8282e-05 | 0.000422 | EIA Prime Mover-level Data | Estimated using an emission factor
2021 | MI | Warner Lambert | 54604 | 016E | IC | SB | NA | DFO |  | 50.426 | 0.007816 | 0.31 | EIA Prime Mover-level Data | Estimated using an emission factor
2021 | MI | Warner Lambert | 54604 | 0550 | IC | SB | NA | DFO |  | 75.638 | 0.011724 | 0.31 | EIA Prime Mover-level Data | Estimated using an emission factor
2021 | MI | Warner Lambert | 54604 | 085-1 | IC | SB | NA | DFO |  | 115.979 | 0.017977 | 0.31 | EIA Prime Mover-level Data | Estimated using an emission factor
2021 | MI | Warner Lambert | 54604 | 085-2 | IC | SB | NA | DFO |  | 115.979 | 0.017977 | 0.31 | EIA Prime Mover-level Data | Estimated using an emission factor
2021 | MI | Warner Lambert | 54604 | 5164 | GT | OP | NA | NG |  | 280680 | 1.125 | 0.0080165 | EIA Prime Mover-level Data | NEI avg EF - PM, fuel type
2021 | MI | Warner Lambert | 54604 | 800-1 | IC | SB | NA | DFO |  | 115.979 | 0.017977 | 0.31 | EIA Prime Mover-level Data | Estimated using an emission factor
2021 | CT | Pratt & Whitney, East Hartford | 54605 | 001 | GT | OP | CT | NG | 5707 | 1344309.529 | 5.3883 | 0.0080165 | EPA/CAMD | NEI avg EF - PM, fuel type, firing type | 1992
2021 | NC | Ingredion Winston Salem | 54618 | 7500 | ST | OP | NA | WDS |  | 2193022.321 | 11.3811 | 0.010379 | EIA Prime Mover-level Data | NEI avg EF - PM, fuel type
2021 | NC | Ingredion Winston Salem | 54618 | 900 | ST | OP | NA | WDS |  | 263162.679 | 1.3657 | 0.010379 | EIA Prime Mover-level Data | NEI avg EF - PM, fuel type
2021 | MA | Stored Solar Fitchburg, LLC | 54620 | B1 | ST | OP | NA | WDS |  | 1500519.8 | 7.7872 | 0.010379 | EIA Unit-level Data | NEI avg EF - PM, fuel type
2021 | FL | Central District Wastewater Treat Plant | 54623 | 3A | IC | OP | NA | OBG
2021 | FL | Central District Wastewater Treat Plant | 54623 | 4A | IC | OP | NA | OBG
2021 | FL | Central District Wastewater Treat Plant | 54623 | 5 | IC | OP | NA | OBG
2021 | FL | Central District Wastewater Treat Plant | 54623 | 6 | IC | OP | NA | OBG
2021 | FL | South District Wastewater Treatment Plt | 54624 | 1A | IC | OP | NA | OBG |  | 55487.5 | 0.40783 | 0.0147 | EIA Prime Mover-level Data | Estimated using an emission factor
2021 | FL | South District Wastewater Treatment Plt | 54624 | 2A | IC | OP | NA | OBG |  | 55487.5 | 0.40783 | 0.0147 | EIA Prime Mover-level Data | Estimated using an emission factor
2021 | FL | South District Wastewater Treatment Plt | 54624 | 3A | IC | OP | NA | OBG |  | 55487.5 | 0.40783 | 0.0147 | EIA Prime Mover-level Data | Estimated using an emission factor
2021 | FL | South District Wastewater Treatment Plt | 54624 | 4A | IC | OP | NA | OBG |  | 55487.5 | 0.40783 | 0.0147 | EIA Prime Mover-level Data | Estimated using an emission factor
2021 | PA | Covanta Plymouth Renewable Energy | 54625 | 1 | ST | OP | NA | MSW |  | 1927271.085 |  |  | EIA Unit-level Data
2021 | PA | Covanta Plymouth Renewable Energy | 54625 | 2 | ST | OP | NA | MSW |  | 1853273.813 |  |  | EIA Unit-level Data
2021 | CA | Mt Poso Cogeneration | 54626 | BL01 | ST | OP | NA | WDS |  | 3972345.78 | 20.6152 | 0.010379 | EIA Unit-level Data | NEI avg EF - PM, fuel type
2021 | FL | Okeelanta Cogeneration | 54627 | A | ST | OP | STOKER | AB |  | 2773847.344 |  |  | EIA Unit-level Data
2021 | FL | Okeelanta Cogeneration | 54627 | B | ST | OP | STOKER | AB |  | 2832988.124 |  |  | EIA Unit-level Data
2021 | FL | Okeelanta Cogeneration | 54627 | C | ST | OP | STOKER | AB |  | 3270183.708 |  |  | EIA Unit-level Data
2021 | TX | Phelps Dodge Refining | 54628 | 2607 | GT | OS | NA | NG |  | 145319.107 | 0.58248 | 0.0080165 | EIA Prime Mover-level Data | NEI avg EF - PM, fuel type
2021 | TX | Phelps Dodge Refining | 54628 | 2608 | GT | OS | NA | NG |  | 145319.107 | 0.58248 | 0.0080165 | EIA Prime Mover-level Data | NEI avg EF - PM, fuel type
2021 | TX | Phelps Dodge Refining | 54628 | 3001 | GT | OP | NA | NG |  | 174382.929 | 0.69897 | 0.0080165 | EIA Prime Mover-level Data | NEI avg EF - PM, fuel type
2021 | TX | Phelps Dodge Refining | 54628 | 3002 | GT | OP | NA | NG |  | 174382.929 | 0.69897 | 0.0080165 | EIA Prime Mover-level Data | NEI avg EF - PM, fuel type
2021 | TX | Phelps Dodge Refining | 54628 | 3003 | GT | OP | NA | NG |  | 174382.929 | 0.69897 | 0.0080165 | EIA Prime Mover-level Data | NEI avg EF - PM, fuel type
2021 | CO | American Gypsum Cogeneration | 54630 | D-1 | IC | SB | NA | DFO |  | 234.5 | 0.036347 | 0.31 | EIA Prime Mover-level Data | Estimated using an emission factor
2021 | CO | American Gypsum Cogeneration | 54630 | D-2 | IC | SB | NA | DFO |  | 234.5 | 0.036347 | 0.31 | EIA Prime Mover-level Data | Estimated using an emission factor
2021 | CO | American Gypsum Cogeneration | 54630 | T-1 | GT | OP | NA | NG |  | 166835.812 | 0.66872 | 0.0080165 | EIA Prime Mover-level Data | NEI avg EF - PM, fuel type
2021 | CO | American Gypsum Cogeneration | 54630 | T-2 | GT | OP | NA | NG |  | 214503.188 | 0.85978 | 0.0080165 | EIA Prime Mover-level Data | NEI avg EF - PM, fuel type
2021 | PA | St. Nicholas Cogeneration Project | 54634 | 1 | ST | OP | FLUIDIZED | WC | 8178 | 10723119.093 | 52.8427 | 0.0098558 | EPA/CAMD | EPA/NEI | 1990
2021 | TX | JCO Oxides Olefins Plant | 54637 | GCG1 | GT | OP | NA | NG |  | 3645529.5 | 14.6122 | 0.0080165 | EIA Prime Mover-level Data | NEI avg EF - PM, fuel type
2021 | TX | JCO Oxides Olefins Plant | 54637 | GCG2 | GT | OP | NA | NG |  | 3645529.5 | 14.6122 | 0.0080165 | EIA Prime Mover-level Data | NEI avg EF - PM, fuel type
2021 | PA | Domtar Paper Company, LLC | 54638 | 040 | ST | OP | WALL | NG | 3672 | 2974119.933 | 11.5386 | 0.0077594 | EIA non-ozone season distributed and EPA/CAMD ozone season | NEI avg EF - PM, fuel type, firing type | 1982
2021 | PA | Domtar Paper Company, LLC | 54638 | 041 | ST | OP | WALL | NG | 3560 | 3047052.083 | 11.8216 | 0.0077594 | EIA non-ozone season distributed and EPA/CAMD ozone season | NEI avg EF - PM, fuel type, firing type | 1982
2021 | PA | Domtar Paper Company, LLC | 54638 | RB01 | ST | OP | NA | BLQ |  | 4719785.53 | 21.3753 | 0.0090577 | EIA Unit-level Data | NEI avg EF - PM, fuel type
2021 | NH | Berlin Gorham | 54639 | CAS1 | HY | OP | NA | WAT |  | 81075.406 |  |  | EIA Prime Mover-level Data
2021 | NH | Berlin Gorham | 54639 | CAS2 | HY | OP | NA | WAT |  | 81075.406 |  |  | EIA Prime Mover-level Data
2021 | NH | Berlin Gorham | 54639 | CAS3 | HY | OP | NA | WAT |  | 104722.399 |  |  | EIA Prime Mover-level Data
2021 | NH | Berlin Gorham | 54639 | GOR1 | HY | OP | NA | WAT |  | 40537.703 |  |  | EIA Prime Mover-level Data
2021 | NH | Berlin Gorham | 54639 | GOR2 | HY | OP | NA | WAT |  | 40537.703 |  |  | EIA Prime Mover-level Data
2021 | NH | Berlin Gorham | 54639 | GOR3 | HY | OP | NA | WAT |  | 40537.703 |  |  | EIA Prime Mover-level Data
2021 | NH | Berlin Gorham | 54639 | GOR4 | HY | OP | NA | WAT |  | 40537.703 |  |  | EIA Prime Mover-level Data
2021 | NH | Berlin Gorham | 54639 | RS1 | HY | OP | NA | WAT |  | 128369.393 |  |  | EIA Prime Mover-level Data
2021 | NH | Berlin Gorham | 54639 | RS3 | HY | OP | NA | WAT |  | 138503.818 |  |  | EIA Prime Mover-level Data
2021 | NH | Berlin Gorham | 54639 | SH2 | HY | OP | NA | WAT |  | 30403.277 |  |  | EIA Prime Mover-level Data
2021 | NH | Berlin Gorham | 54639 | SHL1 | HY | OP | NA | WAT |  | 30403.277 |  |  | EIA Prime Mover-level Data
2021 | NH | Berlin Gorham | 54639 | SHL3 | HY | OP | NA | WAT |  | 60806.554 |  |  | EIA Prime Mover-level Data
2021 | NH | Berlin Gorham | 54639 | SM1 | HY | OP | NA | WAT |  | 27025.135 |  |  | EIA Prime Mover-level Data
2021 | NH | Berlin Gorham | 54639 | SM2 | HY | OP | NA | WAT |  | 27025.135 |  |  | EIA Prime Mover-level Data
2021 | NH | Berlin Gorham | 54639 | SM3 | HY | OP | NA | WAT |  | 23646.993 |  |  | EIA Prime Mover-level Data
2021 | NH | Berlin Gorham | 54639 | SM4 | HY | OP | NA | WAT |  | 27025.135 |  |  | EIA Prime Mover-level Data
2021 | NH | Berlin Gorham | 54639 | XP1 | HY | OP | NA | WAT |  | 20268.851 |  |  | EIA Prime Mover-level Data
2021 | NH | Berlin Gorham | 54639 | XP2 | HY | OP | NA | WAT |  | 20268.851 |  |  | EIA Prime Mover-level Data
2021 | NH | Berlin Gorham | 54639 | XP3 | HY | OP | NA | WAT |  | 20268.851 |  |  | EIA Prime Mover-level Data
2021 | NH | Berlin Gorham | 54639 | XP4 | HY | OP | NA | WAT |  | 16890.71 |  |  | EIA Prime Mover-level Data
2021 | NH | Berlin Gorham | 54639 | XP5 | HY | OP | NA | WAT |  | 23646.993 |  |  | EIA Prime Mover-level Data
2021 | NJ | Lakewood | 54640 | 001001 | CT | OP | CC | NG | 1296 | 1157573.827 | 3.1101 | 0.0053736 | EPA/CAMD | NEI avg EF - PM, fuel type, firing type | 1994
2021 | NJ | Lakewood | 54640 | 002001 | CT | OP | CC | NG | 1218 | 1102884.531 | 2.9632 | 0.0053736 | EPA/CAMD | NEI avg EF - PM, fuel type, firing type | 1994
2021 | HI | Kalaeloa Cogen Plant | 54646 | 1 | CA | OP | NA | DFO |  | 29727.558 | 0.1635 | 0.011 | EIA Unit-level Data | Estimated using an emission factor
2021 | HI | Kalaeloa Cogen Plant | 54646 | 2 | CA | OP | NA | DFO |  | 36326.677 | 0.1998 | 0.011 | EIA Unit-level Data | Estimated using an emission factor
2021 | HI | Kalaeloa Cogen Plant | 54646 | CT1 | CT | OP | NA | RFO |  | 5633368.24 | 873.1721 | 0.31 | EIA Unit-level Data | Estimated using an emission factor
2021 | HI | Kalaeloa Cogen Plant | 54646 | CT2 | CT | OP | NA | RFO |  | 4866395.699 | 754.2913 | 0.31 | EIA Unit-level Data | Estimated using an emission factor
2021 | CA | TPC Windfarms LLC | 54647 | EXIS | WT | OP | NA | WND |  | 493609 |  |  | EIA Prime Mover-level Data
2021 | CA | Alta Mesa Repower LLC | 54650 | EXI2 | WT | RE | NA | WND
2021 | CA | Alta Mesa Repower LLC | 54650 | EXIS | WT | RE | NA | WND
2021 | CA | Kanaka | 54653 | KAN1 | HY | RE | NA | WAT
2021 | CA | Kekawaka Power House | 54654 | KEK1 | HY | OA | NA | WAT
2021 | VA | Schoolfield Dam | 54655 | SCH1 | HY | OP | NA | WAT |  | 42862.333 |  |  | EIA Prime Mover-level Data
2021 | VA | Schoolfield Dam | 54655 | SCH2 | HY | OP | NA | WAT |  | 42862.333 |  |  | EIA Prime Mover-level Data
2021 | VA | Schoolfield Dam | 54655 | SCH3 | HY | OP | NA | WAT |  | 42862.333 |  |  | EIA Prime Mover-level Data
2021 | NC | International Paper Riegelwood Mill | 54656 | PB2 | ST | OP | NA | NG |  | 1064999 | 5.064 | 0.0095098 | EIA Unit-level Data | NEI avg EF - PM, fuel type
2021 | NC | International Paper Riegelwood Mill | 54656 | PB5 | ST | OP | NA | NG |  | 1048394 | 4.985 | 0.0095098 | EIA Unit-level Data | NEI avg EF - PM, fuel type
2021 | NC | International Paper Riegelwood Mill | 54656 | RB4 | ST | OP | NA | BLQ |  | 2940096 | 13.3153 | 0.0090577 | EIA Unit-level Data | NEI avg EF - PM, fuel type
2021 | NC | International Paper Riegelwood Mill | 54656 | RB5 | ST | OP | NA | BLQ |  | 11445396 | 51.8348 | 0.0090577 | EIA Unit-level Data | NEI avg EF - PM, fuel type
2021 | WI | Pheasant Run Landfill Gas Recovery | 54661 | GE10 | IC | OP | NA | LFG |  | 45570 | 0.33494 | 0.0147 | EIA Prime Mover-level Data | Estimated using an emission factor
2021 | WI | Pheasant Run Landfill Gas Recovery | 54661 | GE11 | IC | OP | NA | LFG |  | 45570 | 0.33494 | 0.0147 | EIA Prime Mover-level Data | Estimated using an emission factor
2021 | WI | Pheasant Run Landfill Gas Recovery | 54661 | GEN1 | IC | OP | NA | LFG |  | 45570 | 0.33494 | 0.0147 | EIA Prime Mover-level Data | Estimated using an emission factor
2021 | WI | Pheasant Run Landfill Gas Recovery | 54661 | GEN2 | IC | OP | NA | LFG |  | 45570 | 0.33494 | 0.0147 | EIA Prime Mover-level Data | Estimated using an emission factor
2021 | WI | Pheasant Run Landfill Gas Recovery | 54661 | GEN3 | IC | OP | NA | LFG |  | 45570 | 0.33494 | 0.0147 | EIA Prime Mover-level Data | Estimated using an emission factor
2021 | WI | Pheasant Run Landfill Gas Recovery | 54661 | GEN4 | IC | OP | NA | LFG |  | 45570 | 0.33494 | 0.0147 | EIA Prime Mover-level Data | Estimated using an emission factor
2021 | WI | Pheasant Run Landfill Gas Recovery | 54661 | GEN5 | IC | OP | NA | LFG |  | 45570 | 0.33494 | 0.0147 | EIA Prime Mover-level Data | Estimated using an emission factor
2021 | WI | Pheasant Run Landfill Gas Recovery | 54661 | GEN6 | IC | OP | NA | LFG |  | 45570 | 0.33494 | 0.0147 | EIA Prime Mover-level Data | Estimated using an emission factor
2021 | WI | Pheasant Run Landfill Gas Recovery | 54661 | GEN7 | IC | OP | NA | LFG |  | 45570 | 0.33494 | 0.0147 | EIA Prime Mover-level Data | Estimated using an emission factor
2021 | WI | Pheasant Run Landfill Gas Recovery | 54661 | GEN8 | IC | OP | NA | LFG |  | 45570 | 0.33494 | 0.0147 | EIA Prime Mover-level Data | Estimated using an emission factor
2021 | WI | Pheasant Run Landfill Gas Recovery | 54661 | GEN9 | IC | OP | NA | LFG |  | 45570 | 0.33494 | 0.0147 | EIA Prime Mover-level Data | Estimated using an emission factor
2021 | IL | Woodland Landfill Gas Recovery | 54662 | GEN1 | IC | OP | NA | LFG |  | 22738.833 | 0.16713 | 0.0147 | EIA Prime Mover-level Data | Estimated using an emission factor
2021 | IL | Woodland Landfill Gas Recovery | 54662 | GEN2 | IC | OP | NA | LFG |  | 22738.833 | 0.16713 | 0.0147 | EIA Prime Mover-level Data | Estimated using an emission factor
2021 | IL | Woodland Landfill Gas Recovery | 54662 | GEN3 | IC | OP | NA | LFG |  | 45477.667 | 0.33426 | 0.0147 | EIA Prime Mover-level Data | Estimated using an emission factor
2021 | IL | Woodland Landfill Gas Recovery | 54662 | GEN4 | IC | OP | NA | LFG |  | 45477.667 | 0.33426 | 0.0147 | EIA Prime Mover-level Data | Estimated using an emission factor
2021 | NH | Turnkey Landfill Gas Recovery | 54663 | GEN1 | IC | OP | NA | LFG |  | 34540.25 | 0.25387 | 0.0147 | EIA Prime Mover-level Data | Estimated using an emission factor
2021 | NH | Turnkey Landfill Gas Recovery | 54663 | GEN2 | IC | OP | NA | LFG |  | 34540.25 | 0.25387 | 0.0147 | EIA Prime Mover-level Data | Estimated using an emission factor
2021 | NH | Turnkey Landfill Gas Recovery | 54663 | GEN3 | IC | OP | NA | LFG |  | 34540.25 | 0.25387 | 0.0147 | EIA Prime Mover-level Data | Estimated using an emission factor
2021 | NH | Turnkey Landfill Gas Recovery | 54663 | GEN4 | IC | OP | NA | LFG |  | 34540.25 | 0.25387 | 0.0147 | EIA Prime Mover-level Data | Estimated using an emission factor
2021 | NH | Turnkey Landfill Gas Recovery | 54663 | GEN5 | GT | OP | NA | LFG |  | 317831 | 3.4326 | 0.0216 | EIA Prime Mover-level Data | Estimated using an emission factor
2021 | NH | Turnkey Landfill Gas Recovery | 54663 | GEN6 | GT | OP | NA | LFG |  | 317831 | 3.4326 | 0.0216 | EIA Prime Mover-level Data | Estimated using an emission factor
2021 | NV | Steamboat II | 54665 | T201 | BT | OP | NA | GEO |  | 223153 |  |  | EIA Prime Mover-level Data
2021 | NV | Steamboat II | 54665 | T202 | BT | OP | NA | GEO |  | 223153 |  |  | EIA Prime Mover-level Data
2021 | NV | Steamboat III | 54666 | T301 | BT | OP | NA | GEO |  | 239433 |  |  | EIA Prime Mover-level Data
2021 | NV | Steamboat III | 54666 | T302 | BT | OP | NA | GEO |  | 239433 |  |  | EIA Prime Mover-level Data
2021 | NM | Chino Mines | 54667 | 9 | CT | OP | NA | NG |  | 587009.12 | 1.5772 | 0.0053736 | EIA Unit-level Data | NEI avg EF - PM, fuel type
2021 | ID | Falls River Hydro | 54668 | 1 | HY | OP | NA | WAT |  | 164900 |  |  | EIA Prime Mover-level Data
2021 | ID | Falls River Hydro | 54668 | 2 | HY | OP | NA | WAT |  | 164900 |  |  | EIA Prime Mover-level Data
2021 | ID | Ford Hydro LP | 54674 | GEN1 | HY | OP | NA | WAT |  | 9656.667 |  |  | EIA Prime Mover-level Data
2021 | ID | Ford Hydro LP | 54674 | GEN2 | HY | OP | NA | WAT |  | 9656.667 |  |  | EIA Prime Mover-level Data
2021 | ID | Ford Hydro LP | 54674 | GEN3 | HY | OP | NA | WAT |  | 9656.667 |  |  | EIA Prime Mover-level Data
2021 | SC | Spartanburg Water System | 54675 | DI2 | IC | OP | NA | DFO |  | 362.424 | 0.056176 | 0.31 | EIA Prime Mover-level Data | Estimated using an emission factor
2021 | SC | Spartanburg Water System | 54675 | DI3 | IC | RE | NA | DFO |  | 235.576 | 0.036514 | 0.31 | EIA Prime Mover-level Data | Estimated using an emission factor
2021 | SC | Spartanburg Water System | 54675 | HG1 | HY | SB | NA | WAT |  | 9205.5 |  |  | EIA Prime Mover-level Data
2021 | SC | Spartanburg Water System | 54675 | HG2 | HY | SB | NA | WAT |  | 9205.5 |  |  | EIA Prime Mover-level Data
2021 | TX | Oyster Creek Unit VIII | 54676 | G81 | CT | OP | NA | NG |  | 6754764.667 | 18.1486 | 0.0053736 | EIA Prime Mover-level Data | NEI avg EF - PM, fuel type
2021 | TX | Oyster Creek Unit VIII | 54676 | G82 | CT | OP | NA | NG |  | 6754764.667 | 18.1486 | 0.0053736 | EIA Prime Mover-level Data | NEI avg EF - PM, fuel type
2021 | TX | Oyster Creek Unit VIII | 54676 | G83 | CT | OP | NA | NG |  | 6754764.667 | 18.1486 | 0.0053736 | EIA Prime Mover-level Data | NEI avg EF - PM, fuel type
2021 | TX | Oyster Creek Unit VIII | 54676 | GT81 | CT | OP | CC | NG |  | 7966686 | 29.5829 | 0.0074267 | EIA Unit-level Data | EPA/NEI | 1994
2021 | TX | Oyster Creek Unit VIII | 54676 | GT82 | CT | OP | CC | NG |  | 7966686 | 22.9327 | 0.0057571 | EIA Unit-level Data | EPA/NEI | 1994
2021 | TX | Oyster Creek Unit VIII | 54676 | GT83 | CT | OP | CC | NG |  | 7966686 | 22.9205 | 0.0057541 | EIA Unit-level Data | EPA/NEI | 1994
2021 | LA | CII Carbon LLC | 54677 | TG-2 | ST | OP | NA | WH |  | 179234.5 |  |  | EIA Prime Mover-level Data
2021 | LA | CII Carbon LLC | 54677 | TG-3 | ST | SB | NA | WH |  | 179234.5 |  |  | EIA Prime Mover-level Data
2021 | LA | Sidney A Murray Jr Hydroelectric | 54678 | 01 | HY | OP | NA | WAT |  | 1226057.75 |  |  | EIA Prime Mover-level Data
2021 | LA | Sidney A Murray Jr Hydroelectric | 54678 | 02 | HY | OP | NA | WAT |  | 1226057.75 |  |  | EIA Prime Mover-level Data
2021 | LA | Sidney A Murray Jr Hydroelectric | 54678 | 03 | HY | OP | NA | WAT |  | 1226057.75 |  |  | EIA Prime Mover-level Data
2021 | LA | Sidney A Murray Jr Hydroelectric | 54678 | 04 | HY | OP | NA | WAT |  | 1226057.75 |  |  | EIA Prime Mover-level Data
2021 | LA | Sidney A Murray Jr Hydroelectric | 54678 | 05 | HY | OP | NA | WAT |  | 1226057.75 |  |  | EIA Prime Mover-level Data
2021 | LA | Sidney A Murray Jr Hydroelectric | 54678 | 06 | HY | OP | NA | WAT |  | 1226057.75 |  |  | EIA Prime Mover-level Data
2021 | LA | Sidney A Murray Jr Hydroelectric | 54678 | 07 | HY | OP | NA | WAT |  | 1226057.75 |  |  | EIA Prime Mover-level Data
2021 | LA | Sidney A Murray Jr Hydroelectric | 54678 | 08 | HY | OP | NA | WAT |  | 1226057.75 |  |  | EIA Prime Mover-level Data
2021 | CO | Boulder City Lakewood Hydro | 54679 | 0001 | HY | OP | NA | WAT |  | 57541 |  |  | EIA Prime Mover-level Data
2021 | CO | Boulder City Betasso Hydro Plant | 54680 | 0001 | HY | OP | NA | WAT |  | 57541 |  |  | EIA Prime Mover-level Data
2021 | CA | Difwind Farms Ltd VI | 54686 | EXIS | WT | OP | NA | WND |  | 246906 |  |  | EIA Prime Mover-level Data
2021 | RI | Thundermist Hydro | 54688 | HYD1 | HY | OS | NA | WAT
2021 | CA | Heber Geothermal | 54689 | 1 | ST | OP | NA | GEO |  | 1550877 |  |  | EIA Prime Mover-level Data
2021 | CA | Heber Geothermal | 54689 | 2 | BT | OP | NA | GEO |  | 320317.627 |  |  | EIA Prime Mover-level Data
2021 | CA | Heber Geothermal | 54689 | 3 | BT | OP | NA | GEO |  | 160158.814 |  |  | EIA Prime Mover-level Data
2021 | CA | Heber Geothermal | 54689 | 4 | BT | OP | NA | GEO |  | 869433.559 |  |  | EIA Prime Mover-level Data
2021 | ID | Amalgamated Sugar LLC Nampa | 54690 | 2250 | ST | OP | NA | NG |  | 919234.317 | 4.3709 | 0.0095098 | EIA Prime Mover-level Data | NEI avg EF - PM, fuel type
2021 | ID | Amalgamated Sugar LLC Nampa | 54690 | 6500 | ST | OP | NA | NG |  | 2507002.683 | 11.9205 | 0.0095098 | EIA Prime Mover-level Data | NEI avg EF - PM, fuel type
2021 | NY | Lower Beaver Falls Project | 54691 | 2G | HY | OP | NA | WAT |  | 22895 |  |  | EIA Prime Mover-level Data
2021 | NY | Lower Beaver Falls Project | 54691 | 3G | HY | OP | NA | WAT |  | 22895 |  |  | EIA Prime Mover-level Data
2021 | PA | York Generation Company LLC | 54693 | GT#1 | CT | RE | NA | NG |  | 0 | 0 |  | EIA Unit-level Data | NEI avg EF - PM, fuel type
2021 | PA | York Generation Company LLC | 54693 | GT#2 | CT | RE | NA | NG |  | 0 | 0 |  | EIA Unit-level Data | NEI avg EF - PM, fuel type
2021 | PA | York Generation Company LLC | 54693 | GT#5 | CT | RE | NA | NG |  | 0 | 0 |  | EIA Unit-level Data | NEI avg EF - PM, fuel type
2021 | PA | York Generation Company LLC | 54693 | GT#6 | CT | RE | NA | NG |  | 0 | 0 |  | EIA Unit-level Data | NEI avg EF - PM, fuel type
2021 | PA | York Generation Company LLC | 54693 | HRSG 1 | CA | OP | NA | NG |  | 0 | 0 |  | EIA Unit-level Data | Estimated using an emission factor
2021 | PA | York Generation Company LLC | 54693 | HRSG 2 | CA | OP | NA | NG |  | 0 | 0 |  | EIA Unit-level Data | Estimated using an emission factor
2021 | PA | York Generation Company LLC | 54693 | HRSG 5 | CA | OP | NA | NG |  | 0 | 0 |  | EIA Unit-level Data | Estimated using an emission factor
2021 | PA | York Generation Company LLC | 54693 | HRSG 6 | CA | OP | NA | NG |  | 0 | 0 |  | EIA Unit-level Data | Estimated using an emission factor
2021 | AZ | Yuma Cogeneration Associates | 54694 | 4101 | CT | OP | CC | NG | 1397 | 500962.645 | 1.6532 | 0.0066 | EPA/CAMD | EPA/NEI | 1994
2021 | IA | Metro Methane Recovery Facility | 54700 | GEN1 | IC | OP | NA | LFG |  | 72084.429 | 0.52982 | 0.0147 | EIA Prime Mover-level Data | Estimated using an emission factor
2021 | IA | Metro Methane Recovery Facility | 54700 | GEN10 | IC | OP | NA | LFG |  | 144168.857 | 1.0596 | 0.0147 | EIA Prime Mover-level Data | Estimated using an emission factor
2021 | IA | Metro Methane Recovery Facility | 54700 | GEN11 | IC | OP | NA | LFG |  | 144168.857 | 1.0596 | 0.0147 | EIA Prime Mover-level Data | Estimated using an emission factor
2021 | IA | Metro Methane Recovery Facility | 54700 | GEN12 | IC | OP | NA | LFG |  | 144168.857 | 1.0596 | 0.0147 | EIA Prime Mover-level Data | Estimated using an emission factor
2021 | IA | Metro Methane Recovery Facility | 54700 | GEN2 | IC | OP | NA | LFG |  | 72084.429 | 0.52982 | 0.0147 | EIA Prime Mover-level Data | Estimated using an emission factor
2021 | IA | Metro Methane Recovery Facility | 54700 | GEN3 | IC | OP | NA | LFG |  | 72084.429 | 0.52982 | 0.0147 | EIA Prime Mover-level Data | Estimated using an emission factor
2021 | IA | Metro Methane Recovery Facility | 54700 | GEN4 | IC | OP | NA | LFG |  | 72084.429 | 0.52982 | 0.0147 | EIA Prime Mover-level Data | Estimated using an emission factor
2021 | IA | Metro Methane Recovery Facility | 54700 | GEN5 | IC | OP | NA | LFG |  | 72084.429 | 0.52982 | 0.0147 | EIA Prime Mover-level Data | Estimated using an emission factor
2021 | IA | Metro Methane Recovery Facility | 54700 | GEN6 | IC | OP | NA | LFG |  | 72084.429 | 0.52982 | 0.0147 | EIA Prime Mover-level Data | Estimated using an emission factor
2021 | IA | Metro Methane Recovery Facility | 54700 | GEN7 | IC | OP | NA | LFG |  | 72084.429 | 0.52982 | 0.0147 | EIA Prime Mover-level Data | Estimated using an emission factor
2021 | IA | Metro Methane Recovery Facility | 54700 | GEN8 | IC | OP | NA | LFG |  | 72084.429 | 0.52982 | 0.0147 | EIA Prime Mover-level Data | Estimated using an emission factor
2021 | IA | Alliant SBD 9205 A Y McDonald | 54710 | 0001 | IC | SB | NA | DFO |  | 127.917 | 0.019827 | 0.31 | EIA Prime Mover-level Data | Estimated using an emission factor
2021 | IA | Alliant SBD 9205 A Y McDonald | 54710 | 0002 | IC | SB | NA | DFO |  | 136.444 | 0.021149 | 0.31 | EIA Prime Mover-level Data | Estimated using an emission factor
2021 | IA | Alliant SBD 9205 A Y McDonald | 54710 | 0003 | IC | SB | NA | DFO |  | 42.639 | 0.006609 | 0.31 | EIA Prime Mover-level Data | Estimated using an emission factor
2021 | IA | Alliant SBD 9201 Norplex | 54712 | 0002 | IC | SB | NA | DFO |  | 663.81 | 0.10289 | 0.31 | EIA Prime Mover-level Data | Estimated using an emission factor
2021 | IA | Alliant SBD 9201 Norplex | 54712 | 0044 | IC | SB | NA | DFO |  | 730.19 | 0.11318 | 0.31 | EIA Prime Mover-level Data | Estimated using an emission factor
2021 | IA | Alliant SBD 8501 Aegon LI | 54714 | 1265 | IC | RE | NA | DFO
2021 | IA | Alliant SBD 8501 Aegon LI | 54714 | 1270 | IC | RE | NA | DFO
2021 | IA | Alliant SBD 8501 Aegon LI | 54714 | 1794 | IC | RE | NA | DFO
2021 | IA | Alliant SBD 9107 JBS USA | 54715 | 2665 | IC | SB | NA | DFO |  | 127.86 | 0.019818 | 0.31 | EIA Prime Mover-level Data | Estimated using an emission factor
2021 | IA | Alliant SBD 9107 JBS USA | 54715 | 2688 | IC | SB | NA | DFO |  | 127.86 | 0.019818 | 0.31 | EIA Prime Mover-level Data | Estimated using an emission factor
2021 | IA | Alliant SBD 9107 JBS USA | 54715 | 2689 | IC | SB | NA | DFO |  | 127.86 | 0.019818 | 0.31 | EIA Prime Mover-level Data | Estimated using an emission factor
2021 | IA | Alliant SBD 9107 JBS USA | 54715 | 4644 | IC | SB | NA | DFO |  | 127.86 | 0.019818 | 0.31 | EIA Prime Mover-level Data | Estimated using an emission factor
2021 | IA | Alliant SBD 9107 JBS USA | 54715 | 4658 | IC | SB | NA | DFO |  | 127.86 | 0.019818 | 0.31 | EIA Prime Mover-level Data | Estimated using an emission factor
2021 | IA | Alliant SBD 9107 JBS USA | 54715 | 4659 | IC | SB | NA | DFO |  | 127.86 | 0.019818 | 0.31 | EIA Prime Mover-level Data | Estimated using an emission factor
2021 | IA | Alliant SBD 9107 JBS USA | 54715 | 4660 | IC | SB | NA | DFO |  | 143.842 | 0.022296 | 0.31 | EIA Prime Mover-level Data | Estimated using an emission factor
2021 | IA | Alliant SBD 8602 Marion Sub | 54716 | 1536 | IC | SB | NA | DFO |  | 125.893 | 0.019513 | 0.31 | EIA Prime Mover-level Data | Estimated using an emission factor
2021 | IA | Alliant SBD 8602 Marion Sub | 54716 | 2734 | IC | SB | NA | DFO |  | 125.893 | 0.019513 | 0.31 | EIA Prime Mover-level Data | Estimated using an emission factor
2021 | IA | Alliant SBD 8602 Marion Sub | 54716 | 2741 | IC | SB | NA | DFO |  | 92.321 | 0.01431 | 0.31 | EIA Prime Mover-level Data | Estimated using an emission factor
2021 | IA | Alliant SBD 8602 Marion Sub | 54716 | 2785 | IC | SB | NA | DFO |  | 125.893 | 0.019513 | 0.31 | EIA Prime Mover-level Data | Estimated using an emission factor
2021 | IA | Alliant SBD 9106 Rockwell CR | 54717 | 2671 | IC | SB | NA | DFO |  | 292.8 | 0.045384 | 0.31 | EIA Prime Mover-level Data | Estimated using an emission factor
2021 | IA | Alliant SBD 9106 Rockwell CR | 54717 | 2672 | IC | SB | NA | DFO |  | 292.8 | 0.045384 | 0.31 | EIA Prime Mover-level Data | Estimated using an emission factor
2021 | IA | Alliant SBD 9106 Rockwell CR | 54717 | 2675 | IC | SB | NA | DFO |  | 292.8 | 0.045384 | 0.31 | EIA Prime Mover-level Data | Estimated using an emission factor
2021 | IA | Alliant SBD 9106 Rockwell CR | 54717 | 2678 | IC | SB | NA | DFO |  | 292.8 | 0.045384 | 0.31 | EIA Prime Mover-level Data | Estimated using an emission factor
2021 | IA | Alliant SBD 9106 Rockwell CR | 54717 | 2679 | IC | SB | NA | DFO |  | 292.8 | 0.045384 | 0.31 | EIA Prime Mover-level Data | Estimated using an emission factor
2021 | IA | Alliant SBD 9106 Rockwell CR | 54717 | 2682 | IC | SB | NA | DFO |  | 292.8 | 0.045384 | 0.31 | EIA Prime Mover-level Data | Estimated using an emission factor
2021 | IA | Alliant SBD 9106 Rockwell CR | 54717 | 2683 | IC | SB | NA | DFO |  | 292.8 | 0.045384 | 0.31 | EIA Prime Mover-level Data | Estimated using an emission factor
2021 | IA | Alliant SBD 9106 Rockwell CR | 54717 | 2684 | IC | SB | NA | DFO |  | 292.8 | 0.045384 | 0.31 | EIA Prime Mover-level Data | Estimated using an emission factor
2021 | IA | Alliant SBD 9106 Rockwell CR | 54717 | 2685 | IC | SB | NA | DFO |  | 292.8 | 0.045384 | 0.31 | EIA Prime Mover-level Data | Estimated using an emission factor
2021 | IA | Alliant SBD 9106 Rockwell CR | 54717 | 2690 | IC | SB | NA | DFO |  | 292.8 | 0.045384 | 0.31 | EIA Prime Mover-level Data | Estimated using an emission factor
2021 | IA | Alliant SBD 9206 Donaldson | 54718 | 4632 | IC | SB | NA | DFO |  | 279 | 0.043245 | 0.31 | EIA Prime Mover-level Data | Estimated using an emission factor
2021 | IA | Alliant SBD 9203 Profol | 54719 | 6916 | IC | SB | NA | DFO |  | 484.071 | 0.075031 | 0.31 | EIA Prime Mover-level Data | Estimated using an emission factor
2021 | IA | Alliant SBD 9203 Profol | 54719 | 6917 | IC | SB | NA | DFO |  | 484.071 | 0.075031 | 0.31 | EIA Prime Mover-level Data | Estimated using an emission factor
2021 | IA | Alliant SBD 9203 Profol | 54719 | 6918 | IC | OP | NA | DFO |  | 537.857 | 0.083368 | 0.31 | EIA Prime Mover-level Data | Estimated using an emission factor
2021 | IA | Alliant SBD 8601 Quad Graphics | 54720 | 2736 | IC | SB | NA | DFO
2021 | IA | Alliant SBD 8601 Quad Graphics | 54720 | 3489 | IC | SB | NA | DFO
2021 | IA | Alliant SBD 8601 Quad Graphics | 54720 | 7164 | IC | SB | NA | DFO
2021 | OR | Warm Springs Power Enterprises | 54721 | 0001 | HY | OP | NA | WAT |  | 514840 |  |  | EIA Prime Mover-level Data
2021 | VA | I 95 Landfill Phase II | 54723 | UNT1 | IC | OP | NA | LFG |  | 76384.75 | 0.56143 | 0.0147 | EIA Prime Mover-level Data | Estimated using an emission factor
2021 | VA | I 95 Landfill Phase II | 54723 | UNT2 | IC | OP | NA | LFG |  | 76384.75 | 0.56143 | 0.0147 | EIA Prime Mover-level Data | Estimated using an emission factor
2021 | VA | I 95 Landfill Phase II | 54723 | UNT3 | IC | OP | NA | LFG |  | 76384.75 | 0.56143 | 0.0147 | EIA Prime Mover-level Data | Estimated using an emission factor
2021 | VA | I 95 Landfill Phase II | 54723 | UNT4 | IC | OP | NA | LFG |  | 76384.75 | 0.56143 | 0.0147 | EIA Prime Mover-level Data | Estimated using an emission factor
2021 | CA | Ormesa II | 54724 | OEC21 | BT | OP | NA | GEO |  | 454185 |  |  | EIA Prime Mover-level Data
2021 | CA | Ormesa II | 54724 | OEC22 | BT | OP | NA | GEO |  | 454185 |  |  | EIA Prime Mover-level Data
2021 | CO | Taylor Draw Hydroelectric Facility | 54729 | COX1 | HY | OP | NA | WAT |  | 31685 |  |  | EIA Prime Mover-level Data
2021 | AL | Yellowhammer Gas Plant | 54730 | 701 | GT | RE | NA | NG
2021 | IN | Hendricks Regional Health | 54731 | GE06 | IC | SB | NA | DFO |  | 74.651 | 0.011571 | 0.31 | EIA Prime Mover-level Data | Estimated using an emission factor
2021 | IN | Hendricks Regional Health | 54731 | GEO1 | IC | SB | NA | DFO |  | 37.326 | 0.0057855 | 0.31 | EIA Prime Mover-level Data | Estimated using an emission factor
2021 | IN | Hendricks Regional Health | 54731 | GEO2 | IC | SB | NA | DFO |  | 37.326 | 0.0057855 | 0.31 | EIA Prime Mover-level Data | Estimated using an emission factor
2021 | IN | Hendricks Regional Health | 54731 | GEO3 | IC | SB | NA | DFO |  | 22.395 | 0.0034712 | 0.31 | EIA Prime Mover-level Data | Estimated using an emission factor
2021 | IN | Hendricks Regional Health | 54731 | GEO4 | IC | SB | NA | DFO |  | 74.651 | 0.011571 | 0.31 | EIA Prime Mover-level Data | Estimated using an emission factor
2021 | IN | Hendricks Regional Health | 54731 | GEO5 | IC | SB | NA | DFO |  | 74.651 | 0.011571 | 0.31 | EIA Prime Mover-level Data | Estimated using an emission factor
2021 | NM | Freeport McMoRan | 54734 | 1 | IC | SB | NA | DFO
2021 | NM | Freeport McMoRan | 54734 | 11 | IC | SB | NA | DFO
2021 | NM | Freeport McMoRan | 54734 | 12 | IC | SB | NA | DFO
2021 | NM | Freeport McMoRan | 54734 | 13 | IC | SB | NA | DFO
2021 | NM | Freeport McMoRan | 54734 | 14 | IC | SB | NA | DFO
2021 | NM | Freeport McMoRan | 54734 | 15 | IC | SB | NA | DFO
2021 | NM | Freeport McMoRan | 54734 | 3 | IC | SB | NA | DFO
2021 | NM | Freeport McMoRan | 54734 | 4 | IC | SB | NA | DFO
2021 | NM | Freeport McMoRan | 54734 | 7 | IC | SB | NA | DFO
2021 | NM | Freeport McMoRan | 54734 | 8 | IC | SB | NA | DFO
2021 | IA | Alliant SBD 9301 Prairie Farms | 54735 | 0079 | IC | SB | NA | DFO |  | 299.314 | 0.046394 | 0.31 | EIA Prime Mover-level Data | Estimated using an emission factor
2021 | IA | Alliant SBD 9301 Prairie Farms | 54735 | 0080 | IC | SB | NA | DFO |  | 182.914 | 0.028352 | 0.31 | EIA Prime Mover-level Data | Estimated using an emission factor
2021 | IA | Alliant SBD 9301 Prairie Farms | 54735 | 0081 | IC | SB | NA | DFO |  | 99.771 | 0.015465 | 0.31 | EIA Prime Mover-level Data | Estimated using an emission factor
2021 | MS | District 70 Transco Gas Pipe Line | 54744 | 001 | ST | OS | NA | WH
2021 | MS | District 70 Transco Gas Pipe Line | 54744 | 002 | ST | OS | NA | WH
2021 | PA | Wheelabrator Falls | 54746 | 1 | ST | OP | NA | MSW |  | 2615675.669 |  |  | EIA Unit-level Data
2021 | PA | Wheelabrator Falls | 54746 | 2 | ST | OP | NA | MSW |  | 2682336.71 |  |  | EIA Unit-level Data
2021 | TX | Port Neches | 54748 | G1 | GT | OP | NA | NG
2021 | TX | Port Neches | 54748 | GT1 | GT | OP | CT | NG |  | 0 | 0 |  | EIA Unit-level Data | NEI avg EF - PM, fuel type, firing type | 1994
2021 | CA | Goal Line | 54749 | 1 | CT | OP | CC | NG | 498 | 157391.691 | 2.0079 | 0.025515 | EPA/CAMD | EPA/NEI | 1994
2021 | CA | Coram Tehachapi | 54750 | VW1 | WT | OP | NA | WND |  | 69816 |  |  | EIA Prime Mover-level Data
2021 | MI | Genesee Power Station | 54751 | 01 | ST | OP | STOKER | WDS | 8285 | 1938674.608 | 12.665 | 0.013066 | EPA/CAMD | NEI avg EF - PM, fuel type, firing type | 1995
2021 | AL | International Paper Pine Hill Mill | 54752 | 1PB | ST | OP | NA | WDS |  | 2861269.71 | 14.8491 | 0.010379 | EIA Unit-level Data | NEI avg EF - PM, fuel type
2021 | AL | International Paper Pine Hill Mill | 54752 | 2PB | ST | OP | NA | WDS |  | 5664324.22 | 29.396 | 0.010379 | EIA Unit-level Data | NEI avg EF - PM, fuel type
2021 | AL | International Paper Pine Hill Mill | 54752 | RECB | ST | OP | NA | BLQ |  | 7394954.79 | 33.4908 | 0.0090577 | EIA Unit-level Data | NEI avg EF - PM, fuel type
2021 | ID | Lateral 10 Ventures | 54753 | GEN1 | HY | OP | NA | WAT |  | 43923 |  |  | EIA Prime Mover-level Data
2021 | MI | Coopersville | 54756 | 3-1 | IC | OP | NA | LFG |  | 59926.5 | 0.44046 | 0.0147 | EIA Prime Mover-level Data | Estimated using an emission factor
2021 | MI | Coopersville | 54756 | 3-2 | IC | OP | NA | LFG |  | 59926.5 | 0.44046 | 0.0147 | EIA Prime Mover-level Data | Estimated using an emission factor
2021 | MI | Coopersville | 54756 | 3-3 | IC | OP | NA | LFG |  | 59926.5 | 0.44046 | 0.0147 | EIA Prime Mover-level Data | Estimated using an emission factor
2021 | MI | Coopersville | 54756 | 3-4 | IC | OP | NA | LFG |  | 59926.5 | 0.44046 | 0.0147 | EIA Prime Mover-level Data | Estimated using an emission factor
2021 | MI | Coopersville | 54756 | 3-5 | IC | OP | NA | LFG |  | 59926.5 | 0.44046 | 0.0147 | EIA Prime Mover-level Data | Estimated using an emission factor
2021 | MI | Coopersville | 54756 | 3-6 | IC | OP | NA | LFG |  | 59926.5 | 0.44046 | 0.0147 | EIA Prime Mover-level Data | Estimated using an emission factor
2021 | MI | Coopersville | 54756 | 3-7 | IC | OP | NA | LFG |  | 119853 | 0.88092 | 0.0147 | EIA Prime Mover-level Data | Estimated using an emission factor
2021 | MI | Grand Blanc Generating Station | 54757 | 4-1 | IC | OP | NA | LFG |  | 65238.154 | 0.4795 | 0.0147 | EIA Prime Mover-level Data | Estimated using an emission factor
2021 | MI | Grand Blanc Generating Station | 54757 | 4-2 | IC | OP | NA | LFG |  | 65238.154 | 0.4795 | 0.0147 | EIA Prime Mover-level Data | Estimated using an emission factor
2021 | MI | Grand Blanc Generating Station | 54757 | 4-3 | IC | OP | NA | LFG |  | 65238.154 | 0.4795 | 0.0147 | EIA Prime Mover-level Data | Estimated using an emission factor
2021 | MI | Grand Blanc Generating Station | 54757 | 4-4 | IC | OP | NA | LFG |  | 65238.154 | 0.4795 | 0.0147 | EIA Prime Mover-level Data | Estimated using an emission factor
2021 | MI | Grand Blanc Generating Station | 54757 | 4-5 | IC | OP | NA | LFG |  | 65238.154 | 0.4795 | 0.0147 | EIA Prime Mover-level Data | Estimated using an emission factor
2021 | MI | Grand Blanc Generating Station | 54757 | 4-7 | IC | OP | NA | LFG |  | 130476.308 | 0.959 | 0.0147 | EIA Prime Mover-level Data | Estimated using an emission factor
2021 | MI | Grand Blanc Generating Station | 54757 | 4-8 | IC | OP | NA | LFG |  | 130476.308 | 0.959 | 0.0147 | EIA Prime Mover-level Data | Estimated using an emission factor
2021 | MI | Grand Blanc Generating Station | 54757 | CIB | IC | OP | NA | LFG |  | 48928.615 | 0.35963 | 0.0147 | EIA Prime Mover-level Data | Estimated using an emission factor
2021 | CT | Wheelabrator Lisbon | 54758 | BW1 | ST | OP | NA | MSW |  | 1011770.061 |  |  | EIA Unit-level Data
2021 | CT | Wheelabrator Lisbon | 54758 | BW2 | ST | OP | NA | MSW |  | 1003047.897 |  |  | EIA Unit-level Data
2021 | OR | Hermiston | 54761 | 1 | CT | OP | CC | NG | 7065 | 10350363.56 | 0.98328 | 0.00019 | EPA/CAMD | EPA/NEI | 1996
2021 | OR | Hermiston | 54761 | 2 | CT | OP | CC | NG | 7107 | 10775644.332 | 1.0237 | 0.00019 | EPA/CAMD | EPA/NEI | 1996
2021 | AL | WestRock Demopolis Mill | 54763 | PB4 | ST | SB | NA | WDS |  | 3782221.259 | 19.6285 | 0.010379 | EIA Unit-level Data | NEI avg EF - PM, fuel type
2021 | AL | WestRock Demopolis Mill | 54763 | PB5 | ST | OP | NA | NG |  | 101049.559 | 0.48048 | 0.0095098 | EIA Unit-level Data | NEI avg EF - PM, fuel type
2021 | AL | WestRock Demopolis Mill | 54763 | R3 | ST | OP | NA | BLQ |  | 9172795.095 | 41.5424 | 0.0090577 | EIA Unit-level Data | NEI avg EF - PM, fuel type
2021 | VA | Boydton Plank Road Cogen Plant | 54766 | GEN1 | IC | OP | NA | DFO |  | 5.353 | 0.00082971 | 0.31 | EIA Prime Mover-level Data | Estimated using an emission factor
2021 | VA | Boydton Plank Road Cogen Plant | 54766 | GEN10 | IC | OP | NA | DFO |  | 5.353 | 0.00082971 | 0.31 | EIA Prime Mover-level Data | Estimated using an emission factor
2021 | VA | Boydton Plank Road Cogen Plant | 54766 | GEN11 | IC | OP | NA | DFO |  | 5.353 | 0.00082971 | 0.31 | EIA Prime Mover-level Data | Estimated using an emission factor
2021 | VA | Boydton Plank Road Cogen Plant | 54766 | GEN12 | IC | OP | NA | DFO |  | 5.353 | 0.00082971 | 0.31 | EIA Prime Mover-level Data | Estimated using an emission factor
2021 | VA | Boydton Plank Road Cogen Plant | 54766 | GEN13 | IC | OP | NA | DFO |  | 5.353 | 0.00082971 | 0.31 | EIA Prime Mover-level Data | Estimated using an emission factor
2021 | VA | Boydton Plank Road Cogen Plant | 54766 | GEN14 | IC | OP | NA | DFO |  | 5.353 | 0.00082971 | 0.31 | EIA Prime Mover-level Data | Estimated using an emission factor
2021 | VA | Boydton Plank Road Cogen Plant | 54766 | GEN15 | IC | OP | NA | DFO |  | 5.353 | 0.00082971 | 0.31 | EIA Prime Mover-level Data | Estimated using an emission factor
2021 | VA | Boydton Plank Road Cogen Plant | 54766 | GEN16 | IC | OP | NA | DFO |  | 5.353 | 0.00082971 | 0.31 | EIA Prime Mover-level Data | Estimated using an emission factor
2021 | VA | Boydton Plank Road Cogen Plant | 54766 | GEN17 | IC | OP | NA | DFO |  | 5.353 | 0.00082971 | 0.31 | EIA Prime Mover-level Data | Estimated using an emission factor
2021 | VA | Boydton Plank Road Cogen Plant | 54766 | GEN18 | IC | OP | NA | DFO |  | 5.353 | 0.00082971 | 0.31 | EIA Prime Mover-level Data | Estimated using an emission factor
2021 | VA | Boydton Plank Road Cogen Plant | 54766 | GEN19 | IC | OP | NA | DFO |  | 5.353 | 0.00082971 | 0.31 | EIA Prime Mover-level Data | Estimated using an emission factor
2021 | VA | Boydton Plank Road Cogen Plant | 54766 | GEN2 | IC | OP | NA | DFO |  | 5.353 | 0.00082971 | 0.31 | EIA Prime Mover-level Data | Estimated using an emission factor
2021 | VA | Boydton Plank Road Cogen Plant | 54766 | GEN20 | IC | OP | NA | DFO |  | 5.353 | 0.00082971 | 0.31 | EIA Prime Mover-level Data | Estimated using an emission factor
2021 | VA | Boydton Plank Road Cogen Plant | 54766 | GEN21 | IC | OP | NA | DFO |  | 5.353 | 0.00082971 | 0.31 | EIA Prime Mover-level Data | Estimated using an emission factor
2021 | VA | Boydton Plank Road Cogen Plant | 54766 | GEN22 | IC | OP | NA | DFO |  | 5.353 | 0.00082971 | 0.31 | EIA Prime Mover-level Data | Estimated using an emission factor
2021 | VA | Boydton Plank Road Cogen Plant | 54766 | GEN23 | IC | OP | NA | DFO |  | 5.353 | 0.00082971 | 0.31 | EIA Prime Mover-level Data | Estimated using an emission factor
2021 | VA | Boydton Plank Road Cogen Plant | 54766 | GEN24 | IC | OP | NA | DFO |  | 5.353 | 0.00082971 | 0.31 | EIA Prime Mover-level Data | Estimated using an emission factor
2021 | VA | Boydton Plank Road Cogen Plant | 54766 | GEN25 | IC | OP | NA | DFO |  | 5.353 | 0.00082971 | 0.31 | EIA Prime Mover-level Data | Estimated using an emission factor
2021 | VA | Boydton Plank Road Cogen Plant | 54766 | GEN26 | IC | OP | NA | DFO |  | 5.353 | 0.00082971 | 0.31 | EIA Prime Mover-level Data | Estimated using an emission factor
2021 | VA | Boydton Plank Road Cogen Plant | 54766 | GEN27 | IC | OP | NA | DFO |  | 5.353 | 0.00082971 | 0.31 | EIA Prime Mover-level Data | Estimated using an emission factor
2021 | VA | Boydton Plank Road Cogen Plant | 54766 | GEN28 | IC | OP | NA | DFO |  | 5.353 | 0.00082971 | 0.31 | EIA Prime Mover-level Data | Estimated using an emission factor
2021 | VA | Boydton Plank Road Cogen Plant | 54766 | GEN29 | IC | OP | NA | DFO |  | 5.353 | 0.00082971 | 0.31 | EIA Prime Mover-level Data | Estimated using an emission factor
2021 | VA | Boydton Plank Road Cogen Plant | 54766 | GEN3 | IC | OP | NA | DFO |  | 5.353 | 0.00082971 | 0.31 | EIA Prime Mover-level Data | Estimated using an emission factor
2021 | VA | Boydton Plank Road Cogen Plant | 54766 | GEN30 | IC | OP | NA | DFO |  | 5.353 | 0.00082971 | 0.31 | EIA Prime Mover-level Data | Estimated using an emission factor
2021 | VA | Boydton Plank Road Cogen Plant | 54766 | GEN31 | IC | OP | NA | DFO |  | 5.353 | 0.00082971 | 0.31 | EIA Prime Mover-level Data | Estimated using an emission factor
2021 | VA | Boydton Plank Road Cogen Plant | 54766 | GEN32 | IC | OP | NA | DFO |  | 5.353 | 0.00082971 | 0.31 | EIA Prime Mover-level Data | Estimated using an emission factor
2021 | VA | Boydton Plank Road Cogen Plant | 54766 | GEN33 | IC | OP | NA | DFO |  | 5.353 | 0.00082971 | 0.31 | EIA Prime Mover-level Data | Estimated using an emission factor
2021 | VA | Boydton Plank Road Cogen Plant | 54766 | GEN34 | IC | OP | NA | DFO |  | 5.353 | 0.00082971 | 0.31 | EIA Prime Mover-level Data | Estimated using an emission factor
2021 | VA | Boydton Plank Road Cogen Plant | 54766 | GEN4 | IC | OP | NA | DFO |  | 5.353 | 0.00082971 | 0.31 | EIA Prime Mover-level Data | Estimated using an emission factor
2021 | VA | Boydton Plank Road Cogen Plant | 54766 | GEN5 | IC | OP | NA | DFO |  | 5.353 | 0.00082971 | 0.31 | EIA Prime Mover-level Data | Estimated using an emission factor
2021 | VA | Boydton Plank Road Cogen Plant | 54766 | GEN6 | IC | OP | NA | DFO |  | 5.353 | 0.00082971 | 0.31 | EIA Prime Mover-level Data | Estimated using an emission factor
2021 | VA | Boydton Plank Road Cogen Plant | 54766 | GEN7 | IC | OP | NA | DFO |  | 5.353 | 0.00082971 | 0.31 | EIA Prime Mover-level Data | Estimated using an emission factor
2021 | VA | Boydton Plank Road Cogen Plant | 54766 | GEN8 | IC | OP | NA | DFO |  | 5.353 | 0.00082971 | 0.31 | EIA Prime Mover-level Data | Estimated using an emission factor
2021 | VA | Boydton Plank Road Cogen Plant | 54766 | GEN9 | IC | OP | NA | DFO |  | 5.353 | 0.00082971 | 0.31 | EIA Prime Mover-level Data | Estimated using an emission factor
2021 | CA | Live Oak Limited | 54768 | GT1 | GT | OP | CT | NG | 960 | 309978.95 | 0.02006 | 0.00012943 | EPA/CAMD | EPA/NEI | 1992
2021 | NY | NYU Luthern Medical Center | 54769 | GEN1 | IC | OS | NA | NG |  | 176.348 | 3.7209e-05 | 0.000422 | EIA Prime Mover-level Data | Estimated using an emission factor
2021 | NY | NYU Luthern Medical Center | 54769 | GEN2 | IC | OS | NA | NG |  | 176.348 | 3.7209e-05 | 0.000422 | EIA Prime Mover-level Data | Estimated using an emission factor
2021 | NY | NYU Luthern Medical Center | 54769 | GEN3 | IC | SB | NA | DFO |  | 330.652 | 0.051251 | 0.31 | EIA Prime Mover-level Data | Estimated using an emission factor
2021 | NY | NYU Luthern Medical Center | 54769 | GEN4 | IC | SB | NA | DFO |  | 330.652 | 0.051251 | 0.31 | EIA Prime Mover-level Data | Estimated using an emission factor
2021 | NY | South Glens Falls Hydroelectric | 54772 | GEN1 | HY | OP | NA | WAT |  | 349121.5 |  |  | EIA Prime Mover-level Data
2021 | NY | South Glens Falls Hydroelectric | 54772 | GEN2 | HY | OP | NA | WAT |  | 349121.5 |  |  | EIA Prime Mover-level Data
2021 | IA | University of Iowa Main Power Plant | 54775 | BLR10 | ST | OP | NA | WDS |  | 564368.542 | 2.9289 | 0.010379 | EIA Unit-level Data | NEI avg EF - PM, fuel type
2021 | IA | University of Iowa Main Power Plant | 54775 | BLR11 | ST | OP | NA | BIT |  | 1088043.136 | 10.1198 | 0.018602 | EIA Unit-level Data | NEI avg EF - PM, fuel type
2021 | IA | University of Iowa Main Power Plant | 54775 | BLR12 | ST | OP | NA | NG |  | 469052.092 | 2.2303 | 0.0095098 | EIA Unit-level Data | NEI avg EF - PM, fuel type
2021 | IA | University of Iowa Main Power Plant | 54775 | BLR7 | ST | OP | NA | NG |  | 192888.244 | 0.91716 | 0.0095098 | EIA Unit-level Data | NEI avg EF - PM, fuel type
2021 | IA | University of Iowa Main Power Plant | 54775 | BLR8 | ST | OP | NA | NG |  | 11040.129 | 0.052495 | 0.0095098 | EIA Unit-level Data | NEI avg EF - PM, fuel type
2021 | IA | University of Iowa Main Power Plant | 54775 | DG7 | IC | OA | NA | DFO |  | 264.639 |  |  | EIA Prime Mover-level Data
2021 | IA | University of Iowa Main Power Plant | 54775 | GEN10 | IC | OP | NA | NG |  | 311.34 |  |  | EIA Prime Mover-level Data
2021 | IA | University of Iowa Main Power Plant | 54775 | GEN7 | IC | OP | NA | NG |  | 311.34 |  |  | EIA Prime Mover-level Data
2021 | IA | University of Iowa Main Power Plant | 54775 | GEN8 | IC | OP | NA | NG |  | 311.34 |  |  | EIA Prime Mover-level Data
2021 | IA | University of Iowa Main Power Plant | 54775 | GEN9 | IC | OP | NA | NG |  | 311.34 |  |  | EIA Prime Mover-level Data
2021 | IL | University of Illinois Abbott Power Plt | 54780 | B1 | ST | OP | NA | NG |  | 307360.24 | 1.4615 | 0.0095098 | EIA Unit-level Data | NEI avg EF - PM, fuel type
2021 | IL | University of Illinois Abbott Power Plt | 54780 | B2 | ST | OP | NA | BIT |  | 0 | 0 |  | EIA Unit-level Data | NEI avg EF - PM, fuel type
2021 | IL | University of Illinois Abbott Power Plt | 54780 | B2A | ST | OP | NA | NG |  | 501940.63 | 2.3867 | 0.0095098 | EIA Unit-level Data | NEI avg EF - PM, fuel type
2021 | IL | University of Illinois Abbott Power Plt | 54780 | B3A | ST | OP | NA | NG |  | 519455.78 | 2.47 | 0.0095098 | EIA Unit-level Data | NEI avg EF - PM, fuel type
2021 | IL | University of Illinois Abbott Power Plt | 54780 | B5 | ST | OP | NA | BIT |  | 32815.7 | 0.30522 | 0.018602 | EIA Unit-level Data | NEI avg EF - PM, fuel type
2021 | IL | University of Illinois Abbott Power Plt | 54780 | B6 | ST | OP | NA | BIT |  | 14610.2 | 0.13589 | 0.018602 | EIA Unit-level Data | NEI avg EF - PM, fuel type
2021 | IL | University of Illinois Abbott Power Plt | 54780 | B7 | ST | OP | NA | BIT |  | 0 | 0 |  | EIA Unit-level Data | NEI avg EF - PM, fuel type
2021 | IL | University of Illinois Abbott Power Plt | 54780 | DB1 | ST | OP | NA | NG |  | 40270.94 | 0.19148 | 0.0095098 | EIA Unit-level Data | NEI avg EF - PM, fuel type
2021 | IL | University of Illinois Abbott Power Plt | 54780 | DB2 | ST | OP | NA | NG |  | 154805.91 | 0.73609 | 0.0095098 | EIA Unit-level Data | NEI avg EF - PM, fuel type
2021 | IL | University of Illinois Abbott Power Plt | 54780 | T8 | GT | OP | NA | NG |  | 952908 | 3.8195 | 0.0080165 | EIA Prime Mover-level Data | NEI avg EF - PM, fuel type
2021 | IL | University of Illinois Abbott Power Plt | 54780 | T9 | GT | OP | NA | NG |  | 952908 | 3.8195 | 0.0080165 | EIA Prime Mover-level Data | NEI avg EF - PM, fuel type
2021 | VA | Mas Suffolk RNG, LLC | 54781 | SU1 | IC | OP | NA | LFG |  | 23970.25 | 0.17618 | 0.0147 | EIA Prime Mover-level Data | Estimated using an emission factor
2021 | VA | Mas Suffolk RNG, LLC | 54781 | SU2 | IC | RE | NA | LFG |  | 23970.25 | 0.17618 | 0.0147 | EIA Prime Mover-level Data | Estimated using an emission factor
2021 | VA | Mas Suffolk RNG, LLC | 54781 | SU3 | IC | RE | NA | LFG |  | 23970.25 | 0.17618 | 0.0147 | EIA Prime Mover-level Data | Estimated using an emission factor
2021 | VA | Mas Suffolk RNG, LLC | 54781 | SU4 | IC | OP | NA | LFG |  | 23970.25 | 0.17618 | 0.0147 | EIA Prime Mover-level Data | Estimated using an emission factor
2021 | NY | Seneca Energy | 54782 | GE10 | IC | OP | NA | LFG |  | 47321.909 | 0.34782 | 0.0147 | EIA Prime Mover-level Data | Estimated using an emission factor
2021 | NY | Seneca Energy | 54782 | GE11 | IC | OP | NA | LFG |  | 47321.909 | 0.34782 | 0.0147 | EIA Prime Mover-level Data | Estimated using an emission factor
2021 | NY | Seneca Energy | 54782 | GE12 | IC | OP | NA | LFG |  | 47321.909 | 0.34782 | 0.0147 | EIA Prime Mover-level Data | Estimated using an emission factor
2021 | NY | Seneca Energy | 54782 | GE13 | IC | OP | NA | LFG |  | 47321.909 | 0.34782 | 0.0147 | EIA Prime Mover-level Data | Estimated using an emission factor
2021 | NY | Seneca Energy | 54782 | GE14 | IC | OP | NA | LFG |  | 47321.909 | 0.34782 | 0.0147 | EIA Prime Mover-level Data | Estimated using an emission factor
2021 | NY | Seneca Energy | 54782 | GE15 | IC | OP | NA | LFG |  | 94643.818 | 0.69563 | 0.0147 | EIA Prime Mover-level Data | Estimated using an emission factor
2021 | NY | Seneca Energy | 54782 | GE16 | IC | OP | NA | LFG |  | 94643.818 | 0.69563 | 0.0147 | EIA Prime Mover-level Data | Estimated using an emission factor
2021 | NY | Seneca Energy | 54782 | GE17 | IC | OP | NA | LFG |  | 94643.818 | 0.69563 | 0.0147 | EIA Prime Mover-level Data | Estimated using an emission factor
2021 | NY | Seneca Energy | 54782 | GE18 | IC | OP | NA | LFG |  | 94643.818 | 0.69563 | 0.0147 | EIA Prime Mover-level Data | Estimated using an emission factor
2021 | NY | Seneca Energy | 54782 | GEN1 | IC | OP | NA | LFG |  | 47321.909 | 0.34782 | 0.0147 | EIA Prime Mover-level Data | Estimated using an emission factor
2021 | NY | Seneca Energy | 54782 | GEN2 | IC | OP | NA | LFG |  | 47321.909 | 0.34782 | 0.0147 | EIA Prime Mover-level Data | Estimated using an emission factor
2021 | NY | Seneca Energy | 54782 | GEN3 | IC | OP | NA | LFG |  | 47321.909 | 0.34782 | 0.0147 | EIA Prime Mover-level Data | Estimated using an emission factor
2021 | NY | Seneca Energy | 54782 | GEN4 | IC | OP | NA | LFG |  | 47321.909 | 0.34782 | 0.0147 | EIA Prime Mover-level Data | Estimated using an emission factor
2021 | NY | Seneca Energy | 54782 | GEN5 | IC | OP | NA | LFG |  | 47321.909 | 0.34782 | 0.0147 | EIA Prime Mover-level Data | Estimated using an emission factor
2021 | NY | Seneca Energy | 54782 | GEN6 | IC | OP | NA | LFG |  | 47321.909 | 0.34782 | 0.0147 | EIA Prime Mover-level Data | Estimated using an emission factor
2021 | NY | Seneca Energy | 54782 | GEN7 | IC | OP | NA | LFG |  | 47321.909 | 0.34782 | 0.0147 | EIA Prime Mover-level Data | Estimated using an emission factor
2021 | NY | Seneca Energy | 54782 | GEN8 | IC | OP | NA | LFG |  | 47321.909 | 0.34782 | 0.0147 | EIA Prime Mover-level Data | Estimated using an emission factor
2021 | NY | Seneca Energy | 54782 | GEN9 | IC | OP | NA | LFG |  | 47321.909 | 0.34782 | 0.0147 | EIA Prime Mover-level Data | Estimated using an emission factor
2021 | PA | Grays Ferry Cogen Partnership | 54785 | 2 | CT | OP | CC | NG | 6764 | 9094025.003 | 42.37 | 0.0093182 | EPA/CAMD | EPA/NEI | 1998
2021 | PA | Grays Ferry Cogen Partnership | 54785 | 25 | ST | OP | WALL | NG | 7133 | 2196180.234 | 4.4394 | 0.0040428 | EPA/CAMD | EPA/NEI | 1997
2021 | IL | Evanston Township High School | 54788 | GEN1 | IC | SB | NA | NG
2021 | IL | Evanston Township High School | 54788 | GEN2 | IC | SB | NA | NG
2021 | IL | Evanston Township High School | 54788 | GEN3 | IC | SB | NA | NG
2021 | AL | Georgia-Pacific Brewton Mill | 54789 | 2PB | ST | OP | WALL | NG |  | 1617417.24 | 6.2751 | 0.0077594 | EIA Unit-level Data | NEI avg EF - PM, fuel type, firing type
2021 | AL | Georgia-Pacific Brewton Mill | 54789 | 3PB | ST | OP | WALL | NG |  | 3748344.07 | 14.5424 | 0.0077594 | EIA Unit-level Data | NEI avg EF - PM, fuel type, firing type
2021 | AL | Georgia-Pacific Brewton Mill | 54789 | 4RB | ST | OP | WALL | BLQ |  | 9842784.75 | 44.5767 | 0.0090577 | EIA Unit-level Data | NEI avg EF - PM, fuel type
2021 | IL | CSL Behring LLC | 54790 | GEN1 | GT | OP | NA | NG |  | 408985 | 1.6393 | 0.0080165 | EIA Prime Mover-level Data | NEI avg EF - PM, fuel type
2021 | IA | Storm Lake 1 | 54793 | 2 | WT | OP | NA | WND |  | 5344.964 |  |  | EIA Prime Mover-level Data
2021 | IA | Storm Lake 1 | 54793 | 3 | WT | OP | NA | WND |  | 5344.964 |  |  | EIA Prime Mover-level Data
2021 | IA | Storm Lake 1 | 54793 | EXIS | WT | OP | NA | WND |  | 859012.072 |  |  | EIA Prime Mover-level Data
2021 | MD | American Sugar Refining, Inc. | 54795 | C6 | ST | OP | WALL | NG | 4907 | 866205.822 | 3.3606 | 0.0077594 | EPA/CAMD | NEI avg EF - PM, fuel type, firing type | 2000
2021 | CA | Saint Agnes Medical Center | 54800 | 9911 | GT | OP | NA | NG |  | 227214.5 | 0.91073 | 0.0080165 | EIA Prime Mover-level Data | NEI avg EF - PM, fuel type
2021 | CA | Saint Agnes Medical Center | 54800 | 9929 | GT | OP | NA | NG |  | 227214.5 | 0.91073 | 0.0080165 | EIA Prime Mover-level Data | NEI avg EF - PM, fuel type
2021 | NC | Avalon Hydropower | 54801 | GEN1 | HY | OP | NA | WAT |  | 34282 |  |  | EIA Prime Mover-level Data
2021 | NC | Avalon Hydropower | 54801 | GEN2 | HY | OP | NA | WAT |  | 12855.75 |  |  | EIA Prime Mover-level Data
2021 | NC | Avalon Hydropower | 54801 | GEN3 | HY | OP | NA | WAT |  | 4285.25 |  |  | EIA Prime Mover-level Data
2021 | AL | WestRock Coated Board | 54802 | X022 | GT | OP | CT | NG | 3603 | 2425441.523 | 7.2119 | 0.0059468 | EIA non-ozone season distributed and EPA/CAMD ozone season | EPA/NEI | 1998
2021 | AL | WestRock Coated Board | 54802 | Z008 | ST | OP | WALL | NG | 3668 | 12624015.983 | 1.3879 | 0.00021988 | EIA non-ozone season distributed and EPA/CAMD ozone season | EPA/NEI | 1965
2021 | NH | Plymouth State College Cogeneration | 54803 | A | IC | SB | NA | DFO
2021 | NH | Plymouth State College Cogeneration | 54803 | B | IC | SB | NA | DFO
2021 | MA | Milford Power, LLC | 54805 | 1 | CT | OP | CC | NG | 1769 | 2187527.083 | 14.359 | 0.013128 | EPA/CAMD | EPA/NEI | 1993
2021 | NY | New York University Central Plant | 54808 | GT1 | CT | OP | NA | NG |  | 401088.5 | 1.0776 | 0.0053736 | EIA Prime Mover-level Data | NEI avg EF - PM, fuel type
2021 | NY | New York University Central Plant | 54808 | GT2 | CT | OP | NA | NG |  | 401088.5 | 1.0776 | 0.0053736 | EIA Prime Mover-level Data | NEI avg EF - PM, fuel type
2021 | NY | New York University Central Plant | 54808 | T1 | CA | OP | NA | NG |  | 0 | 0 |  | EIA Prime Mover-level Data | Estimated using an emission factor
2021 | WA | University of Washington Power Plant | 54809 | DG3 | IC | SB | NA | DFO |  | 268.6 | 0.041633 | 0.31 | EIA Prime Mover-level Data | Estimated using an emission factor
2021 | WA | University of Washington Power Plant | 54809 | DG4 | IC | SB | NA | DFO |  | 268.6 | 0.041633 | 0.31 | EIA Prime Mover-level Data | Estimated using an emission factor
2021 | WA | University of Washington Power Plant | 54809 | DG5 | IC | SB | NA | DFO |  | 268.6 | 0.041633 | 0.31 | EIA Prime Mover-level Data | Estimated using an emission factor
2021 | WA | University of Washington Power Plant | 54809 | DG6 | IC | SB | NA | DFO |  | 268.6 | 0.041633 | 0.31 | EIA Prime Mover-level Data | Estimated using an emission factor
2021 | WA | University of Washington Power Plant | 54809 | DG7 | IC | SB | NA | DFO |  | 268.6 | 0.041633 | 0.31 | EIA Prime Mover-level Data | Estimated using an emission factor
2021 | WA | University of Washington Power Plant | 54809 | TG2 | ST | OP | NA | NG |  | 1609147 | 7.6513 | 0.0095098 | EIA Prime Mover-level Data | NEI avg EF - PM, fuel type
2021 | ID | Mile 28 Water Power Project | 54812 | 1 | HY | OP | NA | WAT |  | 23822.5 |  |  | EIA Prime Mover-level Data
2021 | ID | Mile 28 Water Power Project | 54812 | 2 | HY | OP | NA | WAT |  | 23822.5 |  |  | EIA Prime Mover-level Data
2021 | GA | Shepherd Center | 54813 | 1 | IC | SB | NA | DFO
2021 | GA | Shepherd Center | 54813 | 2 | IC | SB | NA | DFO
2021 | GA | Shepherd Center | 54813 | 3 | IC | SB | NA | DFO
2021 | GA | Shepherd Center | 54813 | 4 | IC | SB | NA | DFO
2021 | GA | Riverwood 100 Building | 54816 | 11KT | IC | OS | NA | DFO
2021 | TX | Johnson County Generation Facility | 54817 | EAST | CT | OP | CC | NG | 4853 | 6314357.596 | 20.65 | 0.0065406 | EPA/CAMD | EPA/NEI | 1996
2021 | GA | 191 Peachtree Tower | 54818 | GEN1 | IC | SB | NA | DFO
2021 | GA | 191 Peachtree Tower | 54818 | GEN2 | IC | SB | NA | DFO
2021 | NC | Smithfield Farmland Corp Bladen | 54823 | GEN1 | IC | SB | NA | DFO |  | 30.526 | 0.0047315 | 0.31 | EIA Prime Mover-level Data | Estimated using an emission factor
2021 | NC | Smithfield Farmland Corp Bladen | 54823 | GEN2 | IC | SB | NA | DFO |  | 30.526 | 0.0047315 | 0.31 | EIA Prime Mover-level Data | Estimated using an emission factor
2021 | NC | Smithfield Farmland Corp Bladen | 54823 | GEN3 | IC | SB | NA | DFO |  | 30.526 | 0.0047315 | 0.31 | EIA Prime Mover-level Data | Estimated using an emission factor
2021 | NC | Smithfield Farmland Corp Bladen | 54823 | GEN4 | IC | SB | NA | DFO |  | 30.526 | 0.0047315 | 0.31 | EIA Prime Mover-level Data | Estimated using an emission factor
2021 | NC | Smithfield Farmland Corp Bladen | 54823 | GEN5 | IC | SB | NA | DFO |  | 30.526 | 0.0047315 | 0.31 | EIA Prime Mover-level Data | Estimated using an emission factor
2021 | NC | Smithfield Farmland Corp Bladen | 54823 | GEN6 | IC | SB | NA | DFO |  | 30.526 | 0.0047315 | 0.31 | EIA Prime Mover-level Data | Estimated using an emission factor
2021 | NC | Smithfield Farmland Corp Bladen | 54823 | GEN7 | IC | SB | NA | DFO |  | 30.526 | 0.0047315 | 0.31 | EIA Prime Mover-level Data | Estimated using an emission factor
2021 | NC | Smithfield Farmland Corp Bladen | 54823 | GEN8 | IC | SB | NA | DFO |  | 30.526 | 0.0047315 | 0.31 | EIA Prime Mover-level Data | Estimated using an emission factor
2021 | NC | Smithfield Farmland Corp Bladen | 54823 | GEN9 | IC | SB | NA | DFO |  | 30.526 | 0.0047315 | 0.31 | EIA Prime Mover-level Data | Estimated using an emission factor
2021 | NC | Smithfield Farmland Corp Bladen | 54823 | GN10 | IC | SB | NA | DFO |  | 30.526 | 0.0047315 | 0.31 | EIA Prime Mover-level Data | Estimated using an emission factor
2021 | NC | Smithfield Farmland Corp Bladen | 54823 | GN11 | IC | SB | NA | DFO |  | 30.526 | 0.0047315 | 0.31 | EIA Prime Mover-level Data | Estimated using an emission factor
2021 | NC | Smithfield Farmland Corp Bladen | 54823 | GN12 | IC | SB | NA | DFO |  | 30.526 | 0.0047315 | 0.31 | EIA Prime Mover-level Data | Estimated using an emission factor
2021 | NC | Smithfield Farmland Corp Bladen | 54823 | GN13 | IC | SB | NA | DFO |  | 30.526 | 0.0047315 | 0.31 | EIA Prime Mover-level Data | Estimated using an emission factor
2021 | NC | Smithfield Farmland Corp Bladen | 54823 | GN14 | IC | SB | NA | DFO |  | 30.526 | 0.0047315 | 0.31 | EIA Prime Mover-level Data | Estimated using an emission factor
2021 | NC | Smithfield Farmland Corp Bladen | 54823 | GN15 | IC | SB | NA | DFO |  | 30.526 | 0.0047315 | 0.31 | EIA Prime Mover-level Data | Estimated using an emission factor
2021 | NC | Smithfield Farmland Corp Bladen | 54823 | GN16 | IC | SB | NA | DFO |  | 30.526 | 0.0047315 | 0.31 | EIA Prime Mover-level Data | Estimated using an emission factor
2021 | NC | Smithfield Farmland Corp Bladen | 54823 | GN17 | IC | SB | NA | DFO |  | 30.526 | 0.0047315 | 0.31 | EIA Prime Mover-level Data | Estimated using an emission factor
2021 | NC | Smithfield Farmland Corp Bladen | 54823 | GN18 | IC | SB | NA | DFO |  | 30.526 | 0.0047315 | 0.31 | EIA Prime Mover-level Data | Estimated using an emission factor
2021 | NC | Smithfield Farmland Corp Bladen | 54823 | GN19 | IC | SB | NA | DFO |  | 30.526 | 0.0047315 | 0.31 | EIA Prime Mover-level Data | Estimated using an emission factor
2021 | HI | Wailuku River Hydroelectric | 54827 | 8101 | HY | OP | NA | WAT |  | 150702.5 |  |  | EIA Prime Mover-level Data
2021 | HI | Wailuku River Hydroelectric | 54827 | 8102 | HY | OP | NA | WAT |  | 150702.5 |  |  | EIA Prime Mover-level Data
2021 | NJ | Bristol Myers Squibb New Brunswick | 54829 | GEN1 | GT | OP | NA | NG |  | 826275 | 3.3119 | 0.0080165 | EIA Prime Mover-level Data | NEI avg EF - PM, fuel type
2021 | NJ | Bristol Myers Squibb New Brunswick | 54829 | GEN2 | ST | SB | NA | NG |  | 538 | 0.0025581 | 0.0095098 | EIA Prime Mover-level Data | NEI avg EF - PM, fuel type
2021 | GA | Emory Decatur Hospital | 54830 | 03 | IC | SB | NA | DFO |  | 84.615 | 0.013115 | 0.31 | EIA Prime Mover-level Data | Estimated using an emission factor
2021 | GA | Emory Decatur Hospital | 54830 | 90 | IC | SB | NA | DFO |  | 67.692 | 0.010492 | 0.31 | EIA Prime Mover-level Data | Estimated using an emission factor
2021 | GA | Emory Decatur Hospital | 54830 | 93 | IC | SB | NA | DFO |  | 67.692 | 0.010492 | 0.31 | EIA Prime Mover-level Data | Estimated using an emission factor
2021 | MD | Brandywine Power Facility | 54832 | 1 | CT | OP | CC | NG | 4208 | 3003351.572 | 7.1684 | 0.0047736 | EPA/CAMD | EPA/NEI | 1996
2021 | MD | Brandywine Power Facility | 54832 | 2 | CT | OP | CC | NG | 4331 | 2987550.423 | 7.3256 | 0.0049041 | EPA/CAMD | EPA/NEI | 1996
2021 | AK | Fort Greely Power Plant | 54834 | EN-4 | IC | SB | NA | DFO |  | 92.757 | 0.014377 | 0.31 | EIA Prime Mover-level Data | Estimated using an emission factor
2021 | AK | Fort Greely Power Plant | 54834 | EN-5 | IC | SB | NA | DFO |  | 92.757 | 0.014377 | 0.31 | EIA Prime Mover-level Data | Estimated using an emission factor
2021 | AK | Fort Greely Power Plant | 54834 | EN-6 | IC | SB | NA | DFO |  | 193.243 | 0.029953 | 0.31 | EIA Prime Mover-level Data | Estimated using an emission factor
2021 | AK | Fort Greely Power Plant | 54834 | EN-7 | IC | SB | NA | DFO |  | 193.243 | 0.029953 | 0.31 | EIA Prime Mover-level Data | Estimated using an emission factor
2021 | IN | Evonik Industries AG | 54835 | T121 | IC | SB | NA | DFO |  | 47 | 0.007285 | 0.31 | EIA Prime Mover-level Data | Estimated using an emission factor
2021 | GA | Valdosta Water Treatment Plant | 54839 | GEN1 | IC | SB | NA | DFO
2021 | GA | Valdosta Water Treatment Plant | 54839 | GEN2 | IC | SB | NA | DFO
2021 | VA | Gordonsville Power Station | 54844 | 1 | CT | OP | CC | NG | 5327 | 4679433.974 | 12.5726 | 0.0053736 | EPA/CAMD | NEI avg EF - PM, fuel type, firing type | 1994
2021 | VA | Gordonsville Power Station | 54844 | 2 | CT | OP | CC | NG | 4193 | 3671288.35 | 9.8639 | 0.0053736 | EPA/CAMD | NEI avg EF - PM, fuel type, firing type | 1994
2021 | GA | Sun Trust Plaza | 54845 | EG-1 | IC | SB | NA | DFO |  | 42 | 0.00651 | 0.31 | EIA Prime Mover-level Data | Estimated using an emission factor
2021 | GA | Sun Trust Plaza | 54845 | EG-2 | IC | SB | NA | DFO |  | 42 | 0.00651 | 0.31 | EIA Prime Mover-level Data | Estimated using an emission factor
2021 | GA | South Georgia Medical Center | 54848 | GEN 7 | IC | SB | NA | DFO
2021 | GA | South Georgia Medical Center | 54848 | GEN1A | IC | SB | NA | DFO
2021 | GA | South Georgia Medical Center | 54848 | GEN2A | IC | SB | NA | DFO
2021 | GA | South Georgia Medical Center | 54848 | GEN4 | IC | SB | NA | DFO
2021 | KY | Cox Waste to Energy | 54850 | 01 | ST | OP | NA | WDS |  | 562880 | 2.9212 | 0.010379 | EIA Prime Mover-level Data | NEI avg EF - PM, fuel type
2021 | KY | Cox Waste to Energy | 54850 | 02 | ST | OA | NA | WDS |  | 140720 | 0.73029 | 0.010379 | EIA Prime Mover-level Data | NEI avg EF - PM, fuel type
2021 | WI | MMSD Jones Island Wastewater | 54851 | GEN1 | GT | OP | NA | NG |  | 514974.121 | 2.0641 | 0.0080165 | EIA Prime Mover-level Data | NEI avg EF - PM, fuel type
2021 | WI | MMSD Jones Island Wastewater | 54851 | SOL1 | GT | OP | NA | NG |  | 135364.626 | 0.54258 | 0.0080165 | EIA Prime Mover-level Data | NEI avg EF - PM, fuel type
2021 | WI | MMSD Jones Island Wastewater | 54851 | SOL2 | GT | OP | NA | LFG |  | 135364.626 | 1.4619 | 0.0216 | EIA Prime Mover-level Data | Estimated using an emission factor
2021 | WI | MMSD Jones Island Wastewater | 54851 | SOL3 | GT | OP | NA | LFG |  | 135364.626 | 1.4619 | 0.0216 | EIA Prime Mover-level Data | Estimated using an emission factor
2021 | NV | Sun Peak Generating Station | 54854 | 3 | GT | OP | CT | NG | 545 | 366855.123 | 0.98 | 0.0053427 | EPA/CAMD | EPA/NEI | 1991
2021 | NV | Sun Peak Generating Station | 54854 | 4 | GT | OP | CT | NG | 503 | 335551.554 | 0.89 | 0.0053047 | EPA/CAMD | EPA/NEI | 1991
2021 | NV | Sun Peak Generating Station | 54854 | 5 | GT | OP | CT | NG | 434 | 249689.457 | 0.66 | 0.0052866 | EPA/CAMD | EPA/NEI | 1991
2021 | IL | Mars Snackfood US | 54855 | 1 | GT | OS | NA | NG
2021 | MO | Southwestern Bell Telephone | 54858 | E/G1 | IC | SB | NA | DFO |  | 52.326 | 0.0081105 | 0.31 | EIA Prime Mover-level Data | Estimated using an emission factor
2021 | MO | Southwestern Bell Telephone | 54858 | E/G2 | IC | SB | NA | DFO |  | 52.326 | 0.0081105 | 0.31 | EIA Prime Mover-level Data | Estimated using an emission factor
2021 | MO | Southwestern Bell Telephone | 54858 | E/G3 | IC | SB | NA | DFO |  | 52.326 | 0.0081105 | 0.31 | EIA Prime Mover-level Data | Estimated using an emission factor
2021 | MO | Southwestern Bell Telephone | 54858 | E/G4 | IC | SB | NA | DFO |  | 73.256 | 0.011355 | 0.31 | EIA Prime Mover-level Data | Estimated using an emission factor
2021 | MO | Southwestern Bell Telephone | 54858 | E/G5 | IC | SB | NA | DFO |  | 73.256 | 0.011355 | 0.31 | EIA Prime Mover-level Data | Estimated using an emission factor
2021 | MO | Southwestern Bell Telephone | 54858 | E/G6 | IC | SB | NA | DFO |  | 73.256 | 0.011355 | 0.31 | EIA Prime Mover-level Data | Estimated using an emission factor
2021 | MO | Southwestern Bell Telephone | 54858 | E/G7 | IC | SB | NA | DFO |  | 73.256 | 0.011355 | 0.31 | EIA Prime Mover-level Data | Estimated using an emission factor
2021 | WA | Black Creek | 54860 | GEN1 | HY | OP | NA | WAT |  | 98716 |  |  | EIA Prime Mover-level Data
2021 | NY | Bassett Medical Center | 54863 | 0001 | IC | SB | NA | DFO |  | 49.714 | 0.0077057 | 0.31 | EIA Prime Mover-level Data | Estimated using an emission factor
2021 | NY | Bassett Medical Center | 54863 | 0002 | IC | SB | NA | DFO |  | 49.714 | 0.0077057 | 0.31 | EIA Prime Mover-level Data | Estimated using an emission factor
2021 | NY | Bassett Medical Center | 54863 | 0003 | IC | SB | NA | DFO |  | 49.714 | 0.0077057 | 0.31 | EIA Prime Mover-level Data | Estimated using an emission factor
2021 | NY | Bassett Medical Center | 54863 | 0004 | IC | SB | NA | DFO |  | 99.429 | 0.015411 | 0.31 | EIA Prime Mover-level Data | Estimated using an emission factor
2021 | NY | Bassett Medical Center | 54863 | 0005 | IC | SB | NA | DFO |  | 99.429 | 0.015411 | 0.31 | EIA Prime Mover-level Data | Estimated using an emission factor
2021 | NY | Phoenix Hydro Project | 54865 | 1-02 | HY | OP | NA | WAT |  | 48963.5 |  |  | EIA Prime Mover-level Data
2021 | NY | Phoenix Hydro Project | 54865 | 2-01 | HY | OP | NA | WAT |  | 48963.5 |  |  | EIA Prime Mover-level Data
2021 | MI | Neenah Paper Munising Mill | 54867 | M387 | ST | SB | NA | BIT
2021 | GA | Atlanta Gift Mart LP | 54877 | BUG | IC | SB | NA | DFO
2021 | NY | Dunn Paper | 54878 | 01 | HY | OP | NA | WAT |  | 19447.2 |  |  | EIA Prime Mover-level Data
2021 | NY | Dunn Paper | 54878 | 02 | HY | OP | NA | WAT |  | 14585.4 |  |  | EIA Prime Mover-level Data
2021 | NY | Dunn Paper | 54878 | 03 | HY | OP | NA | WAT |  | 14585.4 |  |  | EIA Prime Mover-level Data
2021 | NC | CenturyLink Regional HQ | 54882 | GEN2 | IC | OS | NA | DFO
2021 | WI | Kimberly Mill | 54885 | 1H | HY | OP | NA | WAT |  | 41140.667 |  |  | EIA Prime Mover-level Data
2021 | WI | Kimberly Mill | 54885 | 2H | HY | OP | NA | WAT |  | 41140.667 |  |  | EIA Prime Mover-level Data
2021 | WI | Kimberly Mill | 54885 | 3H | HY | OP | NA | WAT |  | 41140.667 |  |  | EIA Prime Mover-level Data
2021 | IL | Presence Saint Mary of Nazareth Hospital | 54886 | GEN1 | IC | SB | NA | NG |  | 57.524 | 1.2138e-05 | 0.000422 | EIA Prime Mover-level Data | Estimated using an emission factor
2021 | IL | Presence Saint Mary of Nazareth Hospital | 54886 | GEN3 | IC | SB | NA | NG |  | 57.524 | 1.2138e-05 | 0.000422 | EIA Prime Mover-level Data | Estimated using an emission factor
2021 | IL | Presence Saint Mary of Nazareth Hospital | 54886 | GEN4 | IC | SB | NA | DFO |  | 64.714 | 0.010031 | 0.31 | EIA Prime Mover-level Data | Estimated using an emission factor
2021 | IL | Presence Saint Mary of Nazareth Hospital | 54886 | GEN5 | IC | SB | NA | DFO |  | 64.714 | 0.010031 | 0.31 | EIA Prime Mover-level Data | Estimated using an emission factor
2021 | IL | Presence Saint Mary of Nazareth Hospital | 54886 | GEN6 | IC | SB | NA | DFO |  | 57.524 | 0.0089162 | 0.31 | EIA Prime Mover-level Data | Estimated using an emission factor
2021 | NC | DSM Pharmaceuticals | 54887 | GEN1 | GT | SB | NA | NG |  | 7346 | 0.029445 | 0.0080165 | EIA Prime Mover-level Data | NEI avg EF - PM, fuel type
2021 | NC | DSM Pharmaceuticals | 54887 | GEN2 | IC | SB | NA | DFO |  | 237.923 | 0.036878 | 0.31 | EIA Prime Mover-level Data | Estimated using an emission factor
2021 | NC | DSM Pharmaceuticals | 54887 | GEN3 | IC | SB | NA | DFO |  | 872.385 | 0.13522 | 0.31 | EIA Prime Mover-level Data | Estimated using an emission factor
2021 | NC | DSM Pharmaceuticals | 54887 | GEN4 | IC | SB | NA | DFO |  | 951.692 | 0.14751 | 0.31 | EIA Prime Mover-level Data | Estimated using an emission factor
2021 | NC | DSM Pharmaceuticals | 54887 | GEN5 | IC | SB | NA | DFO |  | 793.077 | 0.12293 | 0.31 | EIA Prime Mover-level Data | Estimated using an emission factor
2021 | NC | DSM Pharmaceuticals | 54887 | GEN6 | IC | SB | NA | DFO |  | 951.692 | 0.14751 | 0.31 | EIA Prime Mover-level Data | Estimated using an emission factor
2021 | NC | DSM Pharmaceuticals | 54887 | GEN7 | IC | SB | NA | DFO |  | 79.308 | 0.012293 | 0.31 | EIA Prime Mover-level Data | Estimated using an emission factor
2021 | NC | DSM Pharmaceuticals | 54887 | GEN8 | IC | SB | NA | DFO |  | 237.923 | 0.036878 | 0.31 | EIA Prime Mover-level Data | Estimated using an emission factor
2021 | MI | Peoples Generating Station | 54890 | GEN1 | IC | OP | NA | LFG |  | 148854 | 1.0941 | 0.0147 | EIA Prime Mover-level Data | Estimated using an emission factor
2021 | NC | Narrows (NC) | 54894 | YN1 | HY | OP | NA | WAT |  | 942840.772 |  |  | EIA Prime Mover-level Data
2021 | NC | Narrows (NC) | 54894 | YN2 | HY | OP | NA | WAT |  | 942840.772 |  |  | EIA Prime Mover-level Data
2021 | NC | Narrows (NC) | 54894 | YN3 | HY | OP | NA | WAT |  | 1106979.044 |  |  | EIA Prime Mover-level Data
2021 | NC | Narrows (NC) | 54894 | YN4 | HY | OP | NA | WAT |  | 1160419.412 |  |  | EIA Prime Mover-level Data
2021 | NC | Falls Hydro | 54895 | YF1 | HY | OP | NA | WAT |  | 348976.146 |  |  | EIA Prime Mover-level Data
2021 | NC | Falls Hydro | 54895 | YF2 | HY | OP | NA | WAT |  | 434281.427 |  |  | EIA Prime Mover-level Data
2021 | NC | Falls Hydro | 54895 | YF3 | HY | OP | NA | WAT |  | 434281.427 |  |  | EIA Prime Mover-level Data
2021 | NC | High Rock Hydro | 54896 | HR1 | HY | OP | NA | WAT |  | 415429.667 |  |  | EIA Prime Mover-level Data
2021 | NC | High Rock Hydro | 54896 | HR2 | HY | OP | NA | WAT |  | 415429.667 |  |  | EIA Prime Mover-level Data
2021 | NC | High Rock Hydro | 54896 | HR3 | HY | OP | NA | WAT |  | 415429.667 |  |  | EIA Prime Mover-level Data
2021 | NC | Tuckertown Hydro | 54897 | TT1 | HY | OP | NA | WAT |  | 313608.333 |  |  | EIA Prime Mover-level Data
2021 | NC | Tuckertown Hydro | 54897 | TT2 | HY | OP | NA | WAT |  | 313608.333 |  |  | EIA Prime Mover-level Data
2021 | NC | Tuckertown Hydro | 54897 | TT3 | HY | OP | NA | WAT |  | 313608.333 |  |  | EIA Prime Mover-level Data
2021 | NC | Santeetlah | 54898 | 1 | HY | OP | NA | WAT |  | 787540 |  |  | EIA Prime Mover-level Data
2021 | NC | Santeetlah | 54898 | 2 | HY | OP | NA | WAT |  | 787540 |  |  | EIA Prime Mover-level Data
2021 | NC | Cheoah | 54899 | 1A | HY | OP | NA | WAT |  | 1100833.054 |  |  | EIA Prime Mover-level Data
2021 | NC | Cheoah | 54899 | 2A | HY | OP | NA | WAT |  | 1100833.054 |  |  | EIA Prime Mover-level Data
2021 | NC | Cheoah | 54899 | 3A | HY | OP | NA | WAT |  | 1100833.054 |  |  | EIA Prime Mover-level Data
2021 | NC | Cheoah | 54899 | 4A | HY | OP | NA | WAT |  | 1100833.054 |  |  | EIA Prime Mover-level Data
2021 | NC | Cheoah | 54899 | 5 | HY | OP | NA | WAT |  | 1200908.786 |  |  | EIA Prime Mover-level Data
2021 | TN | Calderwood | 54900 | 1 | HY | OP | NA | WAT |  | 2180798.667 |  |  | EIA Prime Mover-level Data
2021 | TN | Calderwood | 54900 | 2 | HY | OP | NA | WAT |  | 2180798.667 |  |  | EIA Prime Mover-level Data
2021 | TN | Calderwood | 54900 | 3 | HY | OP | NA | WAT |  | 2180798.667 |  |  | EIA Prime Mover-level Data
2021 | TN | Chilhowee | 54901 | 1 | HY | OP | NA | WAT |  | 594494.333 |  |  | EIA Prime Mover-level Data
2021 | TN | Chilhowee | 54901 | 2 | HY | OP | NA | WAT |  | 594494.333 |  |  | EIA Prime Mover-level Data
2021 | TN | Chilhowee | 54901 | 3 | HY | OP | NA | WAT |  | 594494.333 |  |  | EIA Prime Mover-level Data
2021 | MI | Adrian Energy Associates LLC | 54903 | UNT1 | IC | OP | NA | LFG |  | 52866.333 | 0.38857 | 0.0147 | EIA Prime Mover-level Data | Estimated using an emission factor
2021 | MI | Adrian Energy Associates LLC | 54903 | UNT2 | IC | OP | NA | LFG |  | 52866.333 | 0.38857 | 0.0147 | EIA Prime Mover-level Data | Estimated using an emission factor
2021 | MI | Adrian Energy Associates LLC | 54903 | UNT3 | IC | OP | NA | LFG |  | 52866.333 | 0.38857 | 0.0147 | EIA Prime Mover-level Data | Estimated using an emission factor
2021 | GA | Georgia Pacific Center | 54906 | 01 | IC | SB | NA | DFO
2021 | GA | Georgia Pacific Center | 54906 | 02 | IC | SB | NA | DFO
2021 | MA | MIT Central Utility Plant | 54907 | 1 | GT | OP | CT | NG | 743 | 175711.808 | 0.7043 | 0.0080165 | EPA/CAMD | NEI avg EF - PM, fuel type, firing type | 1995
2021 | ND | Enderlin | 54908 | GEN1 | ST | SB | NA | AB |  | 58438 | 29.2774 | 1.002 | EIA Prime Mover-level Data | Estimated using an emission factor
2021 | ND | Enderlin | 54908 | GEN2 | ST | SB | NA | AB
2021 | CA | Tehachapi Wind Resource II | 54909 | EXI2 | WT | OP | NA | WND |  | 163642.269 |  |  | EIA Prime Mover-level Data
2021 | CA | Tehachapi Wind Resource II | 54909 | EXIS | WT | OP | NA | WND |  | 268136.731 |  |  | EIA Prime Mover-level Data
2021 | MI | Brent Run Generating Station | 54910 | 7-1 | IC | OP | NA | LFG |  | 113360.229 | 0.8332 | 0.0147 | EIA Prime Mover-level Data | Estimated using an emission factor
2021 | MI | Brent Run Generating Station | 54910 | 7-2 | IC | OP | NA | LFG |  | 113360.229 | 0.8332 | 0.0147 | EIA Prime Mover-level Data | Estimated using an emission factor
2021 | MI | Brent Run Generating Station | 54910 | 7-3 | IC | OP | NA | LFG |  | 42510.086 | 0.31245 | 0.0147 | EIA Prime Mover-level Data | Estimated using an emission factor
2021 | MI | Brent Run Generating Station | 54910 | 7-4 | IC | OP | NA | LFG |  | 113360.229 | 0.8332 | 0.0147 | EIA Prime Mover-level Data | Estimated using an emission factor
2021 | MI | Brent Run Generating Station | 54910 | 7-5 | IC | OP | NA | LFG |  | 113360.229 | 0.8332 | 0.0147 | EIA Prime Mover-level Data | Estimated using an emission factor
2021 | CA | Martinez Refining | 54912 | GTG1 | CT | OP | NA | NG |  | 3889737.078 | 10.4509 | 0.0053736 | EIA Unit-level Data | NEI avg EF - PM, fuel type
2021 | CA | Martinez Refining | 54912 | GTG2 | CT | OP | NA | NG |  | 4144470.127 | 11.1353 | 0.0053736 | EIA Unit-level Data | NEI avg EF - PM, fuel type
2021 | CA | Martinez Refining | 54912 | HRSG1 | CA | OP | NA | OG |  | 1237323.893 | 0.26108 | 0.000422 | EIA Unit-level Data | Estimated using an emission factor
2021 | CA | Martinez Refining | 54912 | HRSG2 | CA | OP | NA | OG |  | 1285305.327 | 0.2712 | 0.000422 | EIA Unit-level Data | Estimated using an emission factor
2021 | NY | Brooklyn Navy Yard Cogeneration | 54914 | 1 | CT | OP | CC | NG | 8361 | 9077897.26 | 6.8998 | 0.0015201 | EPA/CAMD | EPA/NEI | 1996
2021 | NY | Brooklyn Navy Yard Cogeneration | 54914 | 2 | CT | OP | CC | NG | 8346 | 9069381.14 | 6.8921 | 0.0015199 | EPA/CAMD | EPA/NEI | 1996
2021 | MI | Michigan Power Limited Partnership | 54915 | 1 | CT | OP | CC | NG | 7133 | 8313165.535 | 17.58 | 0.0042294 | EPA/CAMD | EPA/NEI | 1995
2021 | MS | Ergon Refining Vicksburg | 54918 | TMO1 | GT | OP | NA | NG |  | 492506 | 1.9741 | 0.0080165 | EIA Prime Mover-level Data | NEI avg EF - PM, fuel type
2021 | IN | Twin Bridges LFGTE | 54925 | I-1 | IC | OP | NA | LFG |  | 57101.938 | 0.4197 | 0.0147 | EIA Prime Mover-level Data | Estimated using an emission factor
2021 | IN | Twin Bridges LFGTE | 54925 | I-2 | IC | OP | NA | LFG |  | 57101.938 | 0.4197 | 0.0147 | EIA Prime Mover-level Data | Estimated using an emission factor
2021 | IN | Twin Bridges LFGTE | 54925 | I-3 | IC | OP | NA | LFG |  | 57101.938 | 0.4197 | 0.0147 | EIA Prime Mover-level Data | Estimated using an emission factor
2021 | IN | Twin Bridges LFGTE | 54925 | I-4 | IC | OP | NA | LFG |  | 57101.938 | 0.4197 | 0.0147 | EIA Prime Mover-level Data | Estimated using an emission factor
2021 | IN | Twin Bridges LFGTE | 54925 | II-1 | IC | OP | NA | LFG |  | 57101.938 | 0.4197 | 0.0147 | EIA Prime Mover-level Data | Estimated using an emission factor
2021 | IN | Twin Bridges LFGTE | 54925 | II-2 | IC | OP | NA | LFG |  | 57101.938 | 0.4197 | 0.0147 | EIA Prime Mover-level Data | Estimated using an emission factor
2021 | IN | Twin Bridges LFGTE | 54925 | II-3 | IC | OP | NA | LFG |  | 57101.938 | 0.4197 | 0.0147 | EIA Prime Mover-level Data | Estimated using an emission factor
2021 | IN | Twin Bridges LFGTE | 54925 | II-4 | IC | OP | NA | LFG |  | 57101.938 | 0.4197 | 0.0147 | EIA Prime Mover-level Data | Estimated using an emission factor
2021 | IN | Twin Bridges LFGTE | 54925 | III-1 | IC | OP | NA | LFG |  | 57101.938 | 0.4197 | 0.0147 | EIA Prime Mover-level Data | Estimated using an emission factor
2021 | IN | Twin Bridges LFGTE | 54925 | III-2 | IC | OP | NA | LFG |  | 57101.938 | 0.4197 | 0.0147 | EIA Prime Mover-level Data | Estimated using an emission factor
2021 | IN | Twin Bridges LFGTE | 54925 | III-3 | IC | OP | NA | LFG |  | 57101.938 | 0.4197 | 0.0147 | EIA Prime Mover-level Data | Estimated using an emission factor
2021 | IN | Twin Bridges LFGTE | 54925 | III-4 | IC | OP | NA | LFG |  | 57101.938 | 0.4197 | 0.0147 | EIA Prime Mover-level Data | Estimated using an emission factor
2021 | IN | Twin Bridges LFGTE | 54925 | IV-1 | IC | OP | NA | LFG |  | 114203.875 | 0.8394 | 0.0147 | EIA Prime Mover-level Data | Estimated using an emission factor
2021 | IN | Twin Bridges LFGTE | 54925 | IV-2 | IC | OP | NA | LFG |  | 114203.875 | 0.8394 | 0.0147 | EIA Prime Mover-level Data | Estimated using an emission factor
2021 | IN | Prairie View I & II LFGTE | 54926 | I-1 | IC | OP | NA | LFG |  | 49614.375 | 0.36467 | 0.0147 | EIA Prime Mover-level Data | Estimated using an emission factor
2021 | IN | Prairie View I & II LFGTE | 54926 | I-2 | IC | OP | NA | LFG |  | 49614.375 | 0.36467 | 0.0147 | EIA Prime Mover-level Data | Estimated using an emission factor
2021 | IN | Prairie View I & II LFGTE | 54926 | I-3 | IC | OP | NA | LFG |  | 49614.375 | 0.36467 | 0.0147 | EIA Prime Mover-level Data | Estimated using an emission factor
2021 | IN | Prairie View I & II LFGTE | 54926 | I-4 | IC | OP | NA | LFG |  | 49614.375 | 0.36467 | 0.0147 | EIA Prime Mover-level Data | Estimated using an emission factor
2021 | IN | Prairie View I & II LFGTE | 54926 | II-1 | IC | OP | NA | LFG |  | 49614.375 | 0.36467 | 0.0147 | EIA Prime Mover-level Data | Estimated using an emission factor
2021 | IN | Prairie View I & II LFGTE | 54926 | II-2 | IC | OP | NA | LFG |  | 49614.375 | 0.36467 | 0.0147 | EIA Prime Mover-level Data | Estimated using an emission factor
2021 | IN | Prairie View I & II LFGTE | 54926 | II-3 | IC | OP | NA | LFG |  | 49614.375 | 0.36467 | 0.0147 | EIA Prime Mover-level Data | Estimated using an emission factor
2021 | IN | Prairie View I & II LFGTE | 54926 | II-4 | IC | OP | NA | LFG |  | 49614.375 | 0.36467 | 0.0147 | EIA Prime Mover-level Data | Estimated using an emission factor
2021 | LA | Grand Isle Gas Plant / Treating Station | 54927 | 1 | IC | OP | NA | NG
2021 | LA | Grand Isle Gas Plant / Treating Station | 54927 | 2 | IC | OP | NA | NG
2021 | LA | Grand Isle Gas Plant / Treating Station | 54927 | 3 | IC | OP | NA | NG
2021 | IA | Alliant SBD 9403 Aegon DC | 54929 | 6111 | IC | SB | NA | DFO |  | 59.024 | 0.0091487 | 0.31 | EIA Prime Mover-level Data | Estimated using an emission factor
2021 | IA | Alliant SBD 9403 Aegon DC | 54929 | 6112 | IC | SB | NA | DFO |  | 80.488 | 0.012476 | 0.31 | EIA Prime Mover-level Data | Estimated using an emission factor
2021 | IA | Alliant SBD 9403 Aegon DC | 54929 | 6113 | IC | SB | NA | DFO |  | 80.488 | 0.012476 | 0.31 | EIA Prime Mover-level Data | Estimated using an emission factor
2021 | CA | Ridgetop | 54931 | WGN1 | WT | OP | NA | WND |  | 1342368 |  |  | EIA Prime Mover-level Data
2021 | IL | Mondelez Global LLC | 54933 | GEN1 | GT | OP | NA | NG
2021 | CA | Richard J Donovan Correctional Facility | 54936 | 03 | GT | OP | NA | NG |  | 2305 | 0.009239 | 0.0080165 | EIA Prime Mover-level Data | NEI avg EF - PM, fuel type
2021 | MA | Wellesley College Central Utility Plant | 54937 | 1118 | IC | OS | NA | NG
2021 | MA | Wellesley College Central Utility Plant | 54937 | 1119 | IC | OS | NA | NG
2021 | MA | Wellesley College Central Utility Plant | 54937 | 1120 | IC | OS | NA | NG
2021 | MA | Wellesley College Central Utility Plant | 54937 | 1121 | IC | OS | NA | NG
2021 | MA | Wellesley College Central Utility Plant | 54937 | 8187 | IC | OS | NA | NG
2021 | MA | Wellesley College Central Utility Plant | 54937 | SB1 | IC | SB | NA | DFO
2021 | MN | EKS Landfill | 54939 | UNT1 | IC | OP | NA | LFG
2021 | MN | EKS Landfill | 54939 | UNT2 | IC | OP | NA | LFG
2021 | MN | EKS Landfill | 54939 | UNT4 | IC | OP | NA | LFG
2021 | CT | CT Resource Rec Authority Facility | 54945 | 11 | ST | OP | NA | MSW |  | 2193271.264 |  |  | EIA Unit-level Data
2021 | CT | CT Resource Rec Authority Facility | 54945 | 12 | ST | OP | NA | MSW |  | 1968619.462 |  |  | EIA Unit-level Data
2021 | CT | CT Resource Rec Authority Facility | 54945 | 13 | ST | OP | NA | MSW |  | 2008304.956 |  |  | EIA Unit-level Data
2021 | OR | Univ of Oregon Central Power Station | 54950 | CTG1 | CT | SB | NA | NG |  | 4836 | 0.012993 | 0.0053736 | EIA Unit-level Data | NEI avg EF - PM, fuel type
2021 | OR | Univ of Oregon Central Power Station | 54950 | DG1 | IC | SB | NA | DFO |  | 639.333 | 0.099097 | 0.31 | EIA Prime Mover-level Data | Estimated using an emission factor
2021 | OR | Univ of Oregon Central Power Station | 54950 | DG2 | IC | SB | NA | DFO |  | 639.333 | 0.099097 | 0.31 | EIA Prime Mover-level Data | Estimated using an emission factor
2021 | OR | Univ of Oregon Central Power Station | 54950 | DG3 | IC | SB | NA | DFO |  | 639.333 | 0.099097 | 0.31 | EIA Prime Mover-level Data | Estimated using an emission factor
2021 | OR | Univ of Oregon Central Power Station | 54950 | STG1 | CA | SB | NA | NG
2021 | CA | Monterey One Water | 54951 | EG1 | IC | OP | NA | OBG |  | 38274.333 | 0.28132 | 0.0147 | EIA Prime Mover-level Data | Estimated using an emission factor
2021 | CA | Monterey One Water | 54951 | EG2 | IC | OP | NA | OBG |  | 38274.333 | 0.28132 | 0.0147 | EIA Prime Mover-level Data | Estimated using an emission factor
2021 | CA | Monterey One Water | 54951 | EG3 | IC | OP | NA | OBG |  | 38274.333 | 0.28132 | 0.0147 | EIA Prime Mover-level Data | Estimated using an emission factor
2021 | NY | Hudson Falls Hydroelectric Project | 54953 | GEN1 | HY | OP | NA | WAT |  | 963427.5 |  |  | EIA Prime Mover-level Data
2021 | NY | Hudson Falls Hydroelectric Project | 54953 | GEN2 | HY | OP | NA | WAT |  | 963427.5 |  |  | EIA Prime Mover-level Data
2021 | IN | Deercroft I & II LFGTE | 54956 | I-1 | IC | OP | NA | NG |  | 23721.75 | 0.0050053 | 0.000422 | EIA Prime Mover-level Data | Estimated using an emission factor
2021 | IN | Deercroft I & II LFGTE | 54956 | I-2 | IC | OP | NA | NG |  | 23721.75 | 0.0050053 | 0.000422 | EIA Prime Mover-level Data | Estimated using an emission factor
2021 | IN | Deercroft I & II LFGTE | 54956 | I-3 | IC | OP | NA | NG |  | 23721.75 | 0.0050053 | 0.000422 | EIA Prime Mover-level Data | Estimated using an emission factor
2021 | IN | Deercroft I & II LFGTE | 54956 | I-4 | IC | OP | NA | NG |  | 23721.75 | 0.0050053 | 0.000422 | EIA Prime Mover-level Data | Estimated using an emission factor
2021 | IN | Deercroft I & II LFGTE | 54956 | II-1 | IC | OP | NA | LFG |  | 23721.75 | 0.17435 | 0.0147 | EIA Prime Mover-level Data | Estimated using an emission factor
2021 | IN | Deercroft I & II LFGTE | 54956 | II-2 | IC | OP | NA | LFG |  | 23721.75 | 0.17435 | 0.0147 | EIA Prime Mover-level Data | Estimated using an emission factor
2021 | IN | Deercroft I & II LFGTE | 54956 | II-3 | IC | OP | NA | LFG |  | 23721.75 | 0.17435 | 0.0147 | EIA Prime Mover-level Data | Estimated using an emission factor
2021 | IN | Deercroft I & II LFGTE | 54956 | II-4 | IC | OP | NA | LFG |  | 23721.75 | 0.17435 | 0.0147 | EIA Prime Mover-level Data | Estimated using an emission factor
2021 | MI | Cargill Salt | 54965 | ACTG | ST | OP | NA | NG |  | 557760.952 | 2.6521 | 0.0095098 | EIA Prime Mover-level Data | NEI avg EF - PM, fuel type
2021 | MI | Cargill Salt | 54965 | EACTG | ST | OA | NA | NG |  | 613537.048 | 2.9173 | 0.0095098 | EIA Prime Mover-level Data | NEI avg EF - PM, fuel type
2021 | IA | Alliant SBD 9302 Aegon NP | 54967 | 7906 | IC | RE | NA | DFO |  | 24 | 0.00372 | 0.31 | EIA Prime Mover-level Data | Estimated using an emission factor
2021 | IA | Alliant SBD 9502 Eaton | 54968 | 0385 | IC | SB | NA | DFO |  | 19.667 | 0.0030484 | 0.31 | EIA Prime Mover-level Data | Estimated using an emission factor
2021 | IA | Alliant SBD 9502 Eaton | 54968 | 0386 | IC | SB | NA | DFO |  | 19.667 | 0.0030484 | 0.31 | EIA Prime Mover-level Data | Estimated using an emission factor
2021 | IA | Alliant SBD 9502 Eaton | 54968 | 5824 | IC | SB | NA | DFO |  | 19.667 | 0.0030484 | 0.31 | EIA Prime Mover-level Data | Estimated using an emission factor
2021 | IL | Dixon Hydroelectric Dam | 54969 | 1 | HY | OP | NA | WAT |  | 23819.4 |  |  | EIA Prime Mover-level Data
2021 | IL | Dixon Hydroelectric Dam | 54969 | 2 | HY | OP | NA | WAT |  | 23819.4 |  |  | EIA Prime Mover-level Data
2021 | IL | Dixon Hydroelectric Dam | 54969 | 3 | HY | OP | NA | WAT |  | 23819.4 |  |  | EIA Prime Mover-level Data
2021 | IL | Dixon Hydroelectric Dam | 54969 | 4 | HY | OP | NA | WAT |  | 23819.4 |  |  | EIA Prime Mover-level Data
2021 | IL | Dixon Hydroelectric Dam | 54969 | 5 | HY | OP | NA | WAT |  | 23819.4 |  |  | EIA Prime Mover-level Data
2021 | OH | Sauder Power Plant | 54974 | UNT1 | ST | OP | NA | WDS |  | 387847.5 | 2.0128 | 0.010379 | EIA Prime Mover-level Data | NEI avg EF - PM, fuel type
2021 | OH | Sauder Power Plant | 54974 | UNT2 | ST | OP | NA | WDS |  | 387847.5 | 2.0128 | 0.010379 | EIA Prime Mover-level Data | NEI avg EF - PM, fuel type
2021 | NM | New Mexico State University | 54975 | 01 | GT | OP | NA | NG |  | 464086 | 1.8602 | 0.0080165 | EIA Prime Mover-level Data | NEI avg EF - PM, fuel type
2021 | TX | Big Spring Wind Power Facility | 54979 | WIND | WT | OP | NA | WND |  | 536275 |  |  | EIA Prime Mover-level Data
2021 | NJ | Ocean County Landfill | 54980 | UNT1 | IC | OP | NA | LFG |  | 55369 | 0.40696 | 0.0147 | EIA Prime Mover-level Data | Estimated using an emission factor
2021 | NJ | Ocean County Landfill | 54980 | UNT10 | IC | OP | NA | LFG |  | 110738 | 0.81392 | 0.0147 | EIA Prime Mover-level Data | Estimated using an emission factor
2021 | NJ | Ocean County Landfill | 54980 | UNT11 | IC | OP | NA | LFG |  | 110738 | 0.81392 | 0.0147 | EIA Prime Mover-level Data | Estimated using an emission factor
2021 | NJ | Ocean County Landfill | 54980 | UNT12 | IC | OP | NA | LFG |  | 110738 | 0.81392 | 0.0147 | EIA Prime Mover-level Data | Estimated using an emission factor
2021 | NJ | Ocean County Landfill | 54980 | UNT2 | IC | OP | NA | LFG |  | 55369 | 0.40696 | 0.0147 | EIA Prime Mover-level Data | Estimated using an emission factor
2021 | NJ | Ocean County Landfill | 54980 | UNT3 | IC | OP | NA | LFG |  | 55369 | 0.40696 | 0.0147 | EIA Prime Mover-level Data | Estimated using an emission factor
2021 | NJ | Ocean County Landfill | 54980 | UNT4 | IC | OP | NA | LFG |  | 55369 | 0.40696 | 0.0147 | EIA Prime Mover-level Data | Estimated using an emission factor
2021 | NJ | Ocean County Landfill | 54980 | UNT5 | IC | OP | NA | LFG |  | 55369 | 0.40696 | 0.0147 | EIA Prime Mover-level Data | Estimated using an emission factor
2021 | NJ | Ocean County Landfill | 54980 | UNT6 | IC | OP | NA | LFG |  | 55369 | 0.40696 | 0.0147 | EIA Prime Mover-level Data | Estimated using an emission factor
2021 | NJ | Ocean County Landfill | 54980 | UNT7 | IC | OP | NA | LFG |  | 110738 | 0.81392 | 0.0147 | EIA Prime Mover-level Data | Estimated using an emission factor
2021 | NJ | Ocean County Landfill | 54980 | UNT8 | IC | OP | NA | LFG |  | 110738 | 0.81392 | 0.0147 | EIA Prime Mover-level Data | Estimated using an emission factor
2021 | NJ | Ocean County Landfill | 54980 | UNT9 | IC | OP | NA | LFG |  | 110738 | 0.81392 | 0.0147 | EIA Prime Mover-level Data | Estimated using an emission factor
2021 | MA | Harris Energy Realty | 54981 | NONO | HY | OP | NA | WAT
2021 | NC | Salem Energy Systems LLC | 54984 | UNT2 | GT | OP | NA | LFG |  | 411836 | 4.4478 | 0.0216 | EIA Prime Mover-level Data | Estimated using an emission factor
2021 | AL | Crestwood Dothan | 54985 | GEN1 | IC | OP | NA | DFO |  | 950.581 | 0.14734 | 0.31 | EIA Prime Mover-level Data | Estimated using an emission factor
2021 | AL | Crestwood Dothan | 54985 | GEN2 | IC | OP | NA | DFO |  | 950.581 | 0.14734 | 0.31 | EIA Prime Mover-level Data | Estimated using an emission factor
2021 | AL | Crestwood Dothan | 54985 | GEN3 | IC | OP | NA | DFO |  | 1901.163 | 0.29468 | 0.31 | EIA Prime Mover-level Data | Estimated using an emission factor
2021 | AL | Crestwood Dothan | 54985 | GEN5 | IC | OP | NA | DFO |  | 950.581 | 0.14734 | 0.31 | EIA Prime Mover-level Data | Estimated using an emission factor
2021 | AL | Crestwood Dothan | 54985 | GEN7 | IC | OP | NA | DFO |  | 950.581 | 0.14734 | 0.31 | EIA Prime Mover-level Data | Estimated using an emission factor
2021 | AL | Crestwood Dothan | 54985 | GEN8 | IC | SB | NA | DFO |  | 570.349 | 0.088404 | 0.31 | EIA Prime Mover-level Data | Estimated using an emission factor
2021 | AL | Crestwood Dothan | 54985 | GEN9 | IC | OP | NA | DFO |  | 1901.163 | 0.29468 | 0.31 | EIA Prime Mover-level Data | Estimated using an emission factor
2021 | MI | Pine Tree Acres | 54989 | GEN1 | IC | OP | NA | LFG |  | 70438.636 | 0.51772 | 0.0147 | EIA Prime Mover-level Data | Estimated using an emission factor
2021 | MI | Pine Tree Acres | 54989 | GEN2 | IC | OP | NA | LFG |  | 70438.636 | 0.51772 | 0.0147 | EIA Prime Mover-level Data | Estimated using an emission factor
2021 | MI | Pine Tree Acres | 54989 | GEN3 | IC | OP | NA | LFG |  | 70438.636 | 0.51772 | 0.0147 | EIA Prime Mover-level Data | Estimated using an emission factor
2021 | MI | Pine Tree Acres | 54989 | GEN4 | IC | OP | NA | LFG |  | 70438.636 | 0.51772 | 0.0147 | EIA Prime Mover-level Data | Estimated using an emission factor
2021 | MI | Pine Tree Acres | 54989 | GEN5 | IC | OP | NA | LFG |  | 70438.636 | 0.51772 | 0.0147 | EIA Prime Mover-level Data | Estimated using an emission factor
2021 | MI | Pine Tree Acres | 54989 | GEN6 | IC | OP | NA | LFG |  | 70438.636 | 0.51772 | 0.0147 | EIA Prime Mover-level Data | Estimated using an emission factor
2021 | MI | Pine Tree Acres | 54989 | GEN7 | IC | OP | NA | LFG |  | 70438.636 | 0.51772 | 0.0147 | EIA Prime Mover-level Data | Estimated using an emission factor
2021 | MI | Pine Tree Acres | 54989 | GEN8 | IC | OP | NA | LFG |  | 140877.273 | 1.0354 | 0.0147 | EIA Prime Mover-level Data | Estimated using an emission factor
2021 | MI | Pine Tree Acres | 54989 | GEN9 | IC | OP | NA | LFG |  | 140877.273 | 1.0354 | 0.0147 | EIA Prime Mover-level Data | Estimated using an emission factor
2021 | IN | Indiana Harbor E 5 AC Station | 54995 | 501 | ST | OP | NA | BFG |  | 2880306.42 | 0.60774 | 0.000422 | EIA Unit-level Data | Estimated using an emission factor
2021 | IN | Indiana Harbor E 5 AC Station | 54995 | 502 | ST | OP | NA | BFG |  | 2772482.334 | 0.58499 | 0.000422 | EIA Unit-level Data | Estimated using an emission factor
2021 | IN | Indiana Harbor E 5 AC Station | 54995 | 503 | ST | OP | NA | BFG |  | 2767183.837 | 0.58388 | 0.000422 | EIA Unit-level Data | Estimated using an emission factor
2021 | IN | Indiana Harbor E 5 AC Station | 54995 | 504 | ST | OP | NA | BFG |  | 2446655.828 | 0.51624 | 0.000422 | EIA Unit-level Data | Estimated using an emission factor
2021 | CA | Salton Sea Power Gen Co - Unit 4 | 54996 | 4100 | ST | OP | NA | GEO |  | 2434558 |  |  | EIA Prime Mover-level Data
2021 | VA | Wheelabrator Portsmouth | 54998 | 12300 | ST | OP | NA | MSW |  | 1797969.415 |  |  | EIA Unit-level Data
2021 | VA | Wheelabrator Portsmouth | 54998 | 12400 | ST | OP | NA | MSW |  | 1727193.394 |  |  | EIA Unit-level Data
2021 | VA | Wheelabrator Portsmouth | 54998 | 12500 | ST | OP | NA | MSW |  | 1992769.674 |  |  | EIA Unit-level Data
2021 | VA | Wheelabrator Portsmouth | 54998 | 12600 | ST | OP | NA | MSW |  | 1945871.998 |  |  | EIA Unit-level Data
2021 | NC | Murphy-Brown LLC | 55002 | 01 | IC | SB | NA | DFO |  | 117.5 | 0.018212 | 0.31 | EIA Prime Mover-level Data | Estimated using an emission factor
2021 | NC | Murphy-Brown LLC | 55002 | 02 | IC | SB | NA | DFO |  | 117.5 | 0.018212 | 0.31 | EIA Prime Mover-level Data | Estimated using an emission factor
2021 | IL | Thornwood High School | 55004 | 1 | IC | OA | NA | NG
2021 | IL | Thornwood High School | 55004 | 2 | IC | OA | NA | NG
2021 | IL | Thornridge High School | 55005 | 1 | IC | OP | NA | NG
2021 | IL | Thornridge High School | 55005 | 2 | IC | OP | NA | NG
2021 | NH | Nashua Plant | 55006 | UNT2 | IC | OP | NA | LFG |  | 54010 | 0.39697 | 0.0147 | EIA Prime Mover-level Data | Estimated using an emission factor
2021 | NH | Nashua Plant | 55006 | UNT3 | IC | OP | NA | LFG |  | 108020 | 0.79395 | 0.0147 | EIA Prime Mover-level Data | Estimated using an emission factor
2021 | CA | Montgomery Creek Hydro | 55009 | GEN1 | HY | OP | NA | WAT |  | 26644 |  |  | EIA Prime Mover-level Data
2021 | MN | Cottage Grove Cogeneration | 55010 | 01 | CT | OP | CC | NG | 4580 | 6500125.29 | 17.4644 | 0.0053736 | EPA/CAMD | NEI avg EF - PM, fuel type, firing type | 1997
2021 | WI | Whitewater Cogeneration Facility | 55011 | 01 | CT | OP | CC | NG | 4500 | 7208780.177 | 19.3684 | 0.0053736 | EPA/CAMD | NEI avg EF - PM, fuel type, firing type | 1997
2021 | IL | Greene Valley Gas Recovery | 55014 | GEN1 | GT | OP | NA | LFG |  | 309970.5 | 3.3477 | 0.0216 | EIA Prime Mover-level Data | Estimated using an emission factor
2021 | IL | Greene Valley Gas Recovery | 55014 | GEN2 | GT | OP | NA | LFG |  | 309970.5 | 3.3477 | 0.0216 | EIA Prime Mover-level Data | Estimated using an emission factor
2021 | TX | Sweeny Cogeneration Facility | 55015 | 1 | GT | OP | CT | NG | 8532 | 13678303.798 | 6.7267 | 0.00098356 | EPA/CAMD | EPA/NEI | 1997
2021 | TX | Sweeny Cogeneration Facility | 55015 | 2 | GT | OP | CT | NG | 7923 | 13654558.829 | 17.7839 | 0.0026048 | EPA/CAMD | EPA/NEI | 1997
2021 | TX | Sweeny Cogeneration Facility | 55015 | 3 | GT | OP | CT | NG | 8475 | 16591804.865 | 3.3886 | 0.00040847 | EPA/CAMD | EPA/NEI | 1997
2021 | TX | Sweeny Cogeneration Facility | 55015 | 4 | GT | OP | CT | NG | 8228 | 15818635.934 | 19.4497 | 0.0024591 | EPA/CAMD | EPA/NEI | 2000
2021 | MA | Dighton | 55026 | 1 | CT | OP | CC | NG | 1839 | 2041781.513 | 4.2438 | 0.004157 | EPA/CAMD | EPA/NEI | 1999
2021 | NE | Papillion Creek Wastewater | 55027 | 951 | IC | OP | NA | OBG |  | 28053 | 0.20619 | 0.0147 | EIA Prime Mover-level Data | Estimated using an emission factor
2021 | NE | Papillion Creek Wastewater | 55027 | 952 | IC | OP | NA | OBG |  | 28053 | 0.20619 | 0.0147 | EIA Prime Mover-level Data | Estimated using an emission factor
2021 | NE | Papillion Creek Wastewater | 55027 | 953 | IC | OP | NA | OBG |  | 28053 | 0.20619 | 0.0147 | EIA Prime Mover-level Data | Estimated using an emission factor
2021 | WI | Depere Energy Center | 55029 | B01 | GT | OP | CT | NG | 1479 | 2013315.73 | 6.5437 | 0.0065004 | EPA/CAMD | EPA/NEI | 1999
2021 | ME | Androscoggin Energy | 55031 | CT01 | GT | OP | CT | NG | 5976 | 3193247.499 | 5.5066 | 0.0034489 | EPA/CAMD | EPA/NEI | 1999
2021 | ME | Androscoggin Energy | 55031 | CT02 | GT | OP | CT | NG | 3129 | 1640990.703 | 2.8949 | 0.0035282 | EPA/CAMD | EPA/NEI | 1999
2021 | ME | Androscoggin Energy | 55031 | CT03 | GT | OP | CT | NG | 477 | 223359.652 | 0.43405 | 0.0038865 | EPA/CAMD | EPA/NEI | 2000
2021 | NE | Missouri River Wastewater Treatment | 55033 | 6013 | IC | OP | NA | OBG |  | 48765.333 | 0.35843 | 0.0147 | EIA Prime Mover-level Data | Estimated using an emission factor
2021 | NE | Missouri River Wastewater Treatment | 55033 | 6101 | IC | OP | NA | OBG |  | 48765.333 | 0.35843 | 0.0147 | EIA Prime Mover-level Data | Estimated using an emission factor
2021 | NE | Missouri River Wastewater Treatment | 55033 | 6102 | IC | OP | NA | OBG |  | 48765.333 | 0.35843 | 0.0147 | EIA Prime Mover-level Data | Estimated using an emission factor
2021 | IA | Davenport Water Pollution Control Plant | 55035 | GEN1 | IC | OP | NA | OBG |  | 28217.5 | 0.2074 | 0.0147 | EIA Prime Mover-level Data | Estimated using an emission factor
2021 | IA | Davenport Water Pollution Control Plant | 55035 | GEN2 | IC | OP | NA | OBG |  | 28217.5 | 0.2074 | 0.0147 | EIA Prime Mover-level Data | Estimated using an emission factor
2021 | TN | University of Tennessee Steam Plant | 55036 | GEN1 | GT | OP | NA | NG |  | 370418 | 1.4847 | 0.0080165 | EIA Prime Mover-level Data | NEI avg EF - PM, fuel type
2021 | TN | Opryland USA | 55037 | GTO1 | GT | OP | NA | NG |  | 451418 | 1.8094 | 0.0080165 | EIA Prime Mover-level Data | NEI avg EF - PM, fuel type
2021 | NM | Rio Bravo Generating Station | 55039 | GT-1 | GT | OP | CT | NG | 2084 | 2243327.653 | 4.55 | 0.0040565 | EPA/CAMD | EPA/NEI | 2000
2021 | GA | Mid-Georgia Cogeneration | 55040 | 1 | CT | OP | CC | NG | 680 | 695361.17 | 4.96 | 0.014266 | EPA/CAMD | EPA/NEI | 1997
2021 | GA | Mid-Georgia Cogeneration | 55040 | 2 | CT | OP | CC | NG | 699 | 708237.705 | 5.12 | 0.014458 | EPA/CAMD | EPA/NEI | 1998
2021 | MA | Berkshire Power | 55041 | 1 | CT | OP | CC | NG | 3967 | 5705305.617 | 18.5 | 0.0064852 | EPA/CAMD | EPA/NEI | 1999
2021 | CT | Bridgeport Energy | 55042 | BE1 | CT | OP | CC | NG | 5362 | 7937868.54 | 11.3549 | 0.0028609 | EPA/CAMD | EPA/NEI | 1998
2021 | CT | Bridgeport Energy | 55042 | BE2 | CT | OP | CC | NG | 5375 | 7997859.202 | 10.817 | 0.002705 | EPA/CAMD | EPA/NEI | 1998
2021 | SC | Cherokee County Cogen | 55043 | CCCP1 | CT | OP | CC | NG | 4114 | 2958048.299 | 9.1632 | 0.0061954 | EPA/CAMD | EPA/NEI | 1998
2021 | AL | Packaging Corporation of America Jackson Mill | 55044 | PB3 | ST | OP | NA | NG |  | 836089.071 | 3.9755 | 0.0095098 | EIA Unit-level Data | NEI avg EF - PM, fuel type
2021 | AL | Packaging Corporation of America Jackson Mill | 55044 | PB4 | ST | OP | NA | NG |  | 770660.268 | 3.6644 | 0.0095098 | EIA Unit-level Data | NEI avg EF - PM, fuel type
2021 | AL | Packaging Corporation of America Jackson Mill | 55044 | PB5 | ST | OP | NA | NG |  | 1026675.943 | 4.8817 | 0.0095098 | EIA Unit-level Data | NEI avg EF - PM, fuel type
2021 | AL | Packaging Corporation of America Jackson Mill | 55044 | RB1 | ST | OP | NA | BLQ |  | 6151750.2 | 27.8605 | 0.0090577 | EIA Unit-level Data | NEI avg EF - PM, fuel type
2021 | TX | Pasadena Power Plant | 55047 | CG-1 | CT | OP | CC | NG | 4402 | 6767230.218 | 12.86 | 0.0038007 | EPA/CAMD | EPA/NEI | 1998
2021 | TX | Pasadena Power Plant | 55047 | CG-2 | CT | OP | CC | NG | 6640 | 10498192.139 | 18.74 | 0.0035701 | EPA/CAMD | EPA/NEI | 2000
2021 | TX | Pasadena Power Plant | 55047 | CG-3 | CT | OP | CC | NG | 6466 | 9960293.649 | 6.18 | 0.0012409 | EPA/CAMD | EPA/NEI | 2000
2021 | RI | Tiverton Power, LLC | 55048 | 1 | CT | OP | CC | NG | 6506 | 10790040.535 | 21.1484 | 0.00392 | EPA/CAMD | EPA/NEI | 2000
2021 | LA | Axiall Plaquemine | 55051 | X773 | GT | OP | NA | NG |  | 6231347.667 | 24.9768 | 0.0080165 | EIA Prime Mover-level Data | NEI avg EF - PM, fuel type
2021 | LA | Axiall Plaquemine | 55051 | X774 | GT | OP | NA | NG |  | 6231347.667 | 24.9768 | 0.0080165 | EIA Prime Mover-level Data | NEI avg EF - PM, fuel type
2021 | LA | Axiall Plaquemine | 55051 | X775 | GT | OP | NA | NG |  | 6231347.667 | 24.9768 | 0.0080165 | EIA Prime Mover-level Data | NEI avg EF - PM, fuel type
2021 | TX | Jameson Gas Processing Plant | 55052 | 620 | IC | OP | NA | NG |  | 27626 | 0.0058291 | 0.000422 | EIA Prime Mover-level Data | Estimated using an emission factor
2021 | TX | Jameson Gas Processing Plant | 55052 | 621 | IC | OP | NA | NG |  | 27626 | 0.0058291 | 0.000422 | EIA Prime Mover-level Data | Estimated using an emission factor
2021 | TX | Jameson Gas Processing Plant | 55052 | 622 | IC | OP | NA | NG |  | 34532.5 | 0.0072864 | 0.000422 | EIA Prime Mover-level Data | Estimated using an emission factor
2021 | TX | Jameson Gas Processing Plant | 55052 | GN410 | IC | OP | NA | NG |  | 34532.5 | 0.0072864 | 0.000422 | EIA Prime Mover-level Data | Estimated using an emission factor
2021 | TX | Bridgeport Gas Processing Plant | 55053 | 14 | IC | OP | NA | NG |  | 32367 | 0.0068294 | 0.000422 | EIA Prime Mover-level Data | Estimated using an emission factor
2021 | TX | Bridgeport Gas Processing Plant | 55053 | 15 | IC | OP | NA | NG |  | 32367 | 0.0068294 | 0.000422 | EIA Prime Mover-level Data | Estimated using an emission factor
2021 | TX | Bridgeport Gas Processing Plant | 55053 | 16 | IC | OP | NA | NG |  | 32367 | 0.0068294 | 0.000422 | EIA Prime Mover-level Data | Estimated using an emission factor
2021 | TX | Bridgeport Gas Processing Plant | 55053 | 17 | IC | OP | NA | NG |  | 32367 | 0.0068294 | 0.000422 | EIA Prime Mover-level Data | Estimated using an emission factor
2021 | TX | Bridgeport Gas Processing Plant | 55053 | 2723 | IC | OP | NA | NG |  | 32367 | 0.0068294 | 0.000422 | EIA Prime Mover-level Data | Estimated using an emission factor
2021 | TX | Bridgeport Gas Processing Plant | 55053 | 654 | IC | OP | NA | NG |  | 32367 | 0.0068294 | 0.000422 | EIA Prime Mover-level Data | Estimated using an emission factor
2021 | TX | Bridgeport Gas Processing Plant | 55053 | 655 | IC | OP | NA | NG |  | 32367 | 0.0068294 | 0.000422 | EIA Prime Mover-level Data | Estimated using an emission factor
2021 | TX | Bridgeport Gas Processing Plant | 55053 | 656 | IC | OP | NA | NG |  | 32367 | 0.0068294 | 0.000422 | EIA Prime Mover-level Data | Estimated using an emission factor
2021 | TX | Bridgeport Gas Processing Plant | 55053 | 657 | IC | OP | NA | NG |  | 32367 | 0.0068294 | 0.000422 | EIA Prime Mover-level Data | Estimated using an emission factor
2021 | TX | Bridgeport Gas Processing Plant | 55053 | 658 | IC | OP | NA | NG |  | 32367 | 0.0068294 | 0.000422 | EIA Prime Mover-level Data | Estimated using an emission factor
2021 | TX | Bridgeport Gas Processing Plant | 55053 | 666 | IC | OP | NA | NG |  | 32367 | 0.0068294 | 0.000422 | EIA Prime Mover-level Data | Estimated using an emission factor
2021 | TX | Bridgeport Gas Processing Plant | 55053 | 667 | IC | OP | NA | NG |  | 32367 | 0.0068294 | 0.000422 | EIA Prime Mover-level Data | Estimated using an emission factor
2021 | TX | Bridgeport Gas Processing Plant | 55053 | 671 | IC | OP | NA | NG |  | 32367 | 0.0068294 | 0.000422 | EIA Prime Mover-level Data | Estimated using an emission factor
2021 | IL | Livingston Generating Facility | 55054 | 1 | GT | OP | NA | LFG |  | 389354.333 | 4.205 | 0.0216 | EIA Prime Mover-level Data | Estimated using an emission factor
2021 | IL | Livingston Generating Facility | 55054 | 3 | GT | OP | NA | LFG |  | 389354.333 | 4.205 | 0.0216 | EIA Prime Mover-level Data | Estimated using an emission factor
2021 | IL | Livingston Generating Facility | 55054 | GEN2 | GT | OP | NA | LFG |  | 389354.333 | 4.205 | 0.0216 | EIA Prime Mover-level Data | Estimated using an emission factor
2021 | GA | Tenaska Georgia Generating Station | 55061 | CT1 | GT | OP | CT | NG | 106 | 142673.002 | 0.16785 | 0.0023529 | EPA/CAMD | EPA/NEI | 2001
2021 | GA | Tenaska Georgia Generating Station | 55061 | CT2 | GT | OP | CT | NG | 105 | 136144.139 | 0.096369 | 0.0014157 | EPA/CAMD | EPA/NEI | 2001
2021 | GA | Tenaska Georgia Generating Station | 55061 | CT3 | GT | OP | CT | NG | 180 | 233724.598 | 0.33024 | 0.0028259 | EPA/CAMD | EPA/NEI | 2001
2021 | GA | Tenaska Georgia Generating Station | 55061 | CT4 | GT | OP | CT | NG | 174 | 218661.87 | 0.26974 | 0.0024672 | EPA/CAMD | EPA/NEI | 2002
2021 | GA | Tenaska Georgia Generating Station | 55061 | CT5 | GT | OP | CT | NG | 116 | 147090.875 | 0.097842 | 0.0013304 | EPA/CAMD | EPA/NEI | 2002
2021 | GA | Tenaska Georgia Generating Station | 55061 | CT6 | GT | OP | CT | NG | 145 | 184370.734 | 0.21095 | 0.0022884 | EPA/CAMD | EPA/NEI | 2002
2021 | TX | Tenaska Frontier Generating Station | 55062 | 1 | CT | OP | CC | NG | 4068 | 6596718.201 | 7.9314 | 0.0024047 | EPA/CAMD | EPA/NEI | 2000
2021 | TX | Tenaska Frontier Generating Station | 55062 | 2 | CT | OP | CC | NG | 3993 | 6365245.39 | 5.9017 | 0.0018544 | EPA/CAMD | EPA/NEI | 2000
2021 | TX | Tenaska Frontier Generating Station | 55062 | 3 | CT | OP | CC | NG | 3913 | 6185737.883 | 9.5328 | 0.0030822 | EPA/CAMD | EPA/NEI | 2000
2021 | MS | Batesville Generation Facility | 55063 | 1 | CT | OP | CC | NG | 5542 | 10275464.876 | 59.448 | 0.011571 | EPA/CAMD | EPA/NEI | 2000
2021 | MS | Batesville Generation Facility | 55063 | 2 | CT | OP | CC | NG | 6269 | 11694162.7 | 68.6157 | 0.011735 | EPA/CAMD | EPA/NEI | 2000
2021 | MS | Batesville Generation Facility | 55063 | 3 | CT | OP | CC | NG | 1560 | 2662598.59 | 16.6069 | 0.012474 | EPA/CAMD | EPA/NEI | 2000
2021 | TX | Blackhawk Station | 55064 | 001 | GT | OP | CT | NG | 8709 | 8842921.011 | 35.4446 | 0.0080165 | EPA/CAMD | NEI avg EF - PM, fuel type, firing type | 1998
2021 | TX | Blackhawk Station | 55064 | 002 | GT | OP | CT | NG | 8203 | 8798767.227 | 35.2676 | 0.0080165 | EPA/CAMD | NEI avg EF - PM, fuel type, firing type | 1998
2021 | TX | Mustang Station | 55065 | 1 | CT | OP | CC | NG | 2576 | 3094745.762 | 10.2127 | 0.0066 | EPA/CAMD | EPA/NEI | 1999
2021 | TX | Mustang Station | 55065 | 2 | CT | OP | CC | NG | 2584 | 3132222.06 | 10.3363 | 0.0066 | EPA/CAMD | EPA/NEI | 1999
2021 | IN | Heat Recovery Coke Facility | 55066 | TG18 | ST | OP | NA | WH |  | 4112260 |  |  | EIA Prime Mover-level Data
2021 | IL | MPEA Energy Center | 55067 | GEN4 | IC | SB | NA | DFO |  | 52.667 | 0.0081634 | 0.31 | EIA Prime Mover-level Data | Estimated using an emission factor
2021 | IL | MPEA Energy Center | 55067 | GEN5 | IC | SB | NA | DFO |  | 52.667 | 0.0081634 | 0.31 | EIA Prime Mover-level Data | Estimated using an emission factor
2021 | IL | MPEA Energy Center | 55067 | GEN6 | IC | SB | NA | DFO |  | 52.667 | 0.0081634 | 0.31 | EIA Prime Mover-level Data | Estimated using an emission factor
2021 | ME | Maine Independence Station | 55068 | 1 | CT | OP | CC | NG | 874 | 1073759.259 | 2.2755 | 0.0042384 | EPA/CAMD | EPA/NEI | 2000
2021 | ME | Maine Independence Station | 55068 | 2 | CT | OP | CC | NG | 2329 | 2897058.906 | 5.9732 | 0.0041237 | EPA/CAMD | EPA/NEI | 2000
2021 | PA | Lakeview Gas Recovery | 55074 | GEN1 | IC | OP | NA | LFG |  | 196103.5 | 1.4414 | 0.0147 | EIA Prime Mover-level Data | Estimated using an emission factor
2021 | PA | Lakeview Gas Recovery | 55074 | GEN2 | IC | OP | NA | LFG |  | 196103.5 | 1.4414 | 0.0147 | EIA Prime Mover-level Data | Estimated using an emission factor
2021 | AR | Pine Bluff Energy Center | 55075 | CT-1 | CT | OP | CC | NG | 6075 | 10079988.949 | 0.9576 | 0.00019 | EPA/CAMD | EPA/NEI | 2001
2021 | MS | Red Hills Generation Facility | 55076 | AA001 | ST | OP | FLUIDIZED | RC | 7211 | 15539941.775 | 81.92 | 0.010543 | EPA/CAMD | EPA/NEI | 2001
2021 | MS | Red Hills Generation Facility | 55076 | AA002 | ST | OP | FLUIDIZED | RC | 7301 | 16887101.175 | 87.52 | 0.010365 | EPA/CAMD | EPA/NEI | 2001
2021 | NV | Desert Star Energy Center | 55077 | EDE1 | CT | OP | CC | NG | 2459 | 3477605.607 | 8.06 | 0.0046354 | EPA/CAMD | EPA/NEI | 2000
2021 | NV | Desert Star Energy Center | 55077 | EDE2 | CT | OP | CC | NG | 2951 | 4221374.074 | 9.77 | 0.0046288 | EPA/CAMD | EPA/NEI | 2000
2021 | MA | Millennium Power | 55079 | 1 | CT | OP | CC | NG | 2279 | 4981078.607 | 8.1831 | 0.0032857 | EPA/CAMD | EPA/NEI | 2000
2021 | TN | Brownsville Combustion Turbine Plant | 55081 | AA-001 | GT | OP | CT | NG | 1147 | 1259519.675 | 13.9154 | 0.022096 | EPA/CAMD | EPA/NEI | 1999
2021 | TN | Brownsville Combustion Turbine Plant | 55081 | AA-002 | GT | OP | CT | NG | 1137 | 1118844.02 | 13.9154 | 0.024875 | EPA/CAMD | EPA/NEI | 1999
2021 | TN | Brownsville Combustion Turbine Plant | 55081 | AA-003 | GT | OP | CT | NG | 559 | 652347.33 | 7.7766 | 0.023842 | EPA/CAMD | EPA/NEI | 1999
2021 | TN | Brownsville Combustion Turbine Plant | 55081 | AA-004 | GT | OP | CT | NG | 600 | 716094.716 | 7.7766 | 0.021719 | EPA/CAMD | EPA/NEI | 1999
2021 | CA | Crockett Cogen Project | 55084 | GE1 | CS | OP | NA | NG |  | 12251224.948 | 2.585 | 0.000422 | EIA Unit-level Data | Estimated using an emission factor
2021 | TX | Gregory Power Facility | 55086 | 101 | CT | OP | CC | NG | 2633 | 3306804.369 | 14.8806 | 0.009 | EPA/CAMD | EPA/NEI | 2000
2021 | TX | Gregory Power Facility | 55086 | 102 | CT | OP | CC | NG | 2602 | 3280089.521 | 13.1204 | 0.008 | EPA/CAMD | EPA/NEI | 2000
2021 | MI | Zeeland Generating Station | 55087 | CC1 | GT | OP | CT | NG | 1625 | 2259780.767 | 30.52 | 0.027011 | EPA/CAMD | EPA/NEI | 2001
2021 | MI | Zeeland Generating Station | 55087 | CC2 | GT | OP | CT | NG | 2142 | 3080128.952 | 30.52 | 0.019817 | EPA/CAMD | EPA/NEI | 2001
2021 | MI | Zeeland Generating Station | 55087 | CC3 | CT | OP | CC | NG | 6198 | 10574942.87 | 30.52 | 0.0057721 | EPA/CAMD | EPA/NEI | 2002
2021 | MI | Zeeland Generating Station | 55087 | CC4 | CT | OP | CC | NG | 6199 | 10940784.103 | 30.52 | 0.0055791 | EPA/CAMD | EPA/NEI | 2002
2021 | MI | Dearborn Industrial Generation | 55088 | BL1100 | ST | OP | OTHER BOILER | OG | 6333 | 2563431.075 | 21.9675 | 0.017139 | EPA/CAMD | EPA/NEI | 2001
2021 | MI | Dearborn Industrial Generation | 55088 | BL2100 | ST | OP | OTHER BOILER | OG | 5874 | 2369939.075 | 21.251 | 0.017934 | EPA/CAMD | EPA/NEI | 2001
2021 | MI | Dearborn Industrial Generation | 55088 | BL3100 | ST | OP | OTHER BOILER | OG | 6404 | 2530710.025 | 19.864 | 0.015698 | EPA/CAMD | EPA/NEI | 2001
2021 | MI | Dearborn Industrial Generation | 55088 | GT2100 | CT | OP | CC | NG | 6606 | 11115913.15 | 13.54 | 0.0024361 | EPA/CAMD | EPA/NEI | 2001
2021 | MI | Dearborn Industrial Generation | 55088 | GT3100 | CT | OP | CC | NG | 6311 | 11394595.525 | 14.79 | 0.002596 | EPA/CAMD | EPA/NEI | 2001
2021 | MI | Dearborn Industrial Generation | 55088 | GTP1 | GT | OP | CT | NG | 3144 | 4757742.75 | 4.782 | 0.0020102 | EPA/CAMD | EPA/NEI | 1999
2021 | LA | Taft Cogeneration Facility | 55089 | CT1 | CT | OP | CC | NG | 5524 | 9135199.613 | 19.4411 | 0.0042563 | EPA/CAMD | EPA/NEI | 2002
2021 | LA | Taft Cogeneration Facility | 55089 | CT2 | CT | OP | CC | NG | 7946 | 13291331.782 | 33.6343 | 0.0050611 | EPA/CAMD | EPA/NEI | 2002
2021 | LA | Taft Cogeneration Facility | 55089 | CT3 | CT | OP | CC | NG | 5603 | 9411062.329 | 20.1044 | 0.0042725 | EPA/CAMD | EPA/NEI | 2002
2021 | ID | Plummer Cogen | 55090 | GEN1 | ST | OP | NA | WDS |  | 676944 | 3.5131 | 0.010379 | EIA Prime Mover-level Data | NEI avg EF - PM, fuel type
2021 | TX | Midlothian Energy | 55091 | STK1 | CT | OP | CC | NG | 3888 | 5291703.751 | 29.2315 | 0.011048 | EPA/CAMD | EPA/NEI | 2000
2021 | TX | Midlothian Energy | 55091 | STK2 | CT | OP | CC | NG | 3903 | 5178722.244 | 23.0526 | 0.0089028 | EPA/CAMD | EPA/NEI | 2000
2021 | TX | Midlothian Energy | 55091 | STK3 | CT | OP | CC | NG | 3147 | 4149787.78 | 14.1932 | 0.0068404 | EPA/CAMD | EPA/NEI | 2000
2021 | TX | Midlothian Energy | 55091 | STK4 | CT | OP | CC | NG | 3272 | 4302861.104 | 14.6223 | 0.0067965 | EPA/CAMD | EPA/NEI | 2000
2021 | TX | Midlothian Energy | 55091 | STK5 | CT | OP | CC | NG | 3774 | 5459289.138 | 14.8226 | 0.0054302 | EPA/CAMD | EPA/NEI | 2001
2021 | TX | Midlothian Energy | 55091 | STK6 | CT | OP | CC | NG | 4980 | 7360950.565 | 16.2588 | 0.0044176 | EPA/CAMD | EPA/NEI | 2001
2021 | MA | MM Taunton Energy | 55093 | UNT1 | IC | OP | NA | LFG |  | 33541 | 0.24653 | 0.0147 | EIA Prime Mover-level Data | Estimated using an emission factor
2021 | MA | MM Taunton Energy | 55093 | UNT2 | IC | OP | NA | LFG |  | 33541 | 0.24653 | 0.0147 | EIA Prime Mover-level Data | Estimated using an emission factor
2021 | MA | MM Taunton Energy | 55093 | UNT3 | IC | OP | NA | LFG |  | 33541 | 0.24653 | 0.0147 | EIA Prime Mover-level Data | Estimated using an emission factor
2021 | MA | MM Taunton Energy | 55093 | UNT4 | IC | OP | NA | LFG |  | 33541 | 0.24653 | 0.0147 | EIA Prime Mover-level Data | Estimated using an emission factor
2021 | CA | MM San Diego-Miramar | 55094 | UNT1 | IC | OP | NA | LFG |  | 146202 | 1.0746 | 0.0147 | EIA Prime Mover-level Data | Estimated using an emission factor
2021 | CA | MM San Diego-Miramar | 55094 | UNT2 | IC | OP | NA | LFG |  | 146202 | 1.0746 | 0.0147 | EIA Prime Mover-level Data | Estimated using an emission factor
2021 | CA | MM San Diego-Miramar | 55094 | UNT3 | IC | OP | NA | LFG |  | 146202 | 1.0746 | 0.0147 | EIA Prime Mover-level Data | Estimated using an emission factor
2021 | CA | MM San Diego-Miramar | 55094 | UNT4 | IC | OP | NA | LFG |  | 146202 | 1.0746 | 0.0147 | EIA Prime Mover-level Data | Estimated using an emission factor
2021 | IN | Portside Energy | 55096 | BLR1 | ST | OP | OTHER BOILER | NG | 1290 | 474617.533 | 1.8696 | 0.0078783 | EIA non-ozone season distributed and EPA/CAMD ozone season | EPA/NEI | 1997
2021 | IN | Portside Energy | 55096 | BLR2 | ST | OP | OTHER BOILER | NG | 2543 | 483057.667 | 1.6644 | 0.0068911 | EIA non-ozone season distributed and EPA/CAMD ozone season | EPA/NEI | 1997
2021 | IN | Portside Energy | 55096 | CT | GT | OP | CT | NG | 3599 | 3382580.8 | 10.6162 | 0.006277 | EIA non-ozone season distributed and EPA/CAMD ozone season | EPA/NEI | 1997
2021 | TX | Lamar Power Plant | 55097 | 1 | CT | OP | CC | NG | 6777 | 10670015.475 | 21.1836 | 0.0039707 | EPA/CAMD | EPA/NEI | 2000
2021 | TX | Lamar Power Plant | 55097 | 2 | CT | OP | CC | NG | 6853 | 10608197.769 | 16.8982 | 0.0031859 | EPA/CAMD | EPA/NEI | 2000
2021 | TX | Lamar Power Plant | 55097 | 3 | CT | OP | CC | NG | 6857 | 11164591.239 | 19.9818 | 0.0035795 | EPA/CAMD | EPA/NEI | 2000
2021 | TX | Lamar Power Plant | 55097 | 4 | CT | OP | CC | NG | 7058 | 11113424.793 | 19.8814 | 0.0035779 | EPA/CAMD | EPA/NEI | 2000
2021 | ME | Rumford Power | 55100 | 1 | CT | OP | CC | NG | 1837 | 2440563.036 | 0.91266 | 0.00074791 | EPA/CAMD | EPA/NEI | 2000
2021 | MI | Kalamazoo River Generating Station | 55101 | 1 | GT | OP | CT | NG | 638 | 495189.787 | 1.558 | 0.0062925 | EPA/CAMD | EPA/NEI | 1999
2021 | MI | Livingston Generating Station | 55102 | 1 | GT | OP | CT | NG | 117 | 46355.652 | 0.3988 | 0.017206 | EPA/CAMD | EPA/NEI | 1999
2021 | MI | Livingston Generating Station | 55102 | 2 | GT | OP | CT | NG | 85 | 30607.082 | 0.3988 | 0.026059 | EPA/CAMD | EPA/NEI | 1999
2021 | MI | Livingston Generating Station | 55102 | 3 | GT | OP | CT | NG | 55 | 18609.6 | 0.3988 | 0.04286 | EPA/CAMD | EPA/NEI | 1999
2021 | MI | Livingston Generating Station | 55102 | 4 | GT | OP | CT | NG | 66 | 25063.573 | 0.3988 | 0.031823 | EPA/CAMD | EPA/NEI | 1999
2021 | OR | Klamath Cogeneration Project | 55103 | CT1 | CT | OP | CC | NG | 7030 | 10954895.59 | 18.5 | 0.0033775 | EPA/CAMD | EPA/NEI | 2001
2021 | OR | Klamath Cogeneration Project | 55103 | CT2 | CT | OP | CC | NG | 7500 | 11912120.902 | 18.5 | 0.0031061 | EPA/CAMD | EPA/NEI | 2001
2021 | RI | Rhode Island State Energy Center | 55107 | RISEP1 | CT | OP | CC | NG | 7099 | 12450905.848 | 27.496 | 0.0044167 | EPA/CAMD | EPA/NEI | 2002
2021 | RI | Rhode Island State Energy Center | 55107 | RISEP2 | CT | OP | CC | NG | 7204 | 12679224.063 | 27.496 | 0.0043372 | EPA/CAMD | EPA/NEI | 2002
2021 | IL | Rocky Road Power, LLC | 55109 | T1 | GT | OP | CT | NG | 518 | 516185.423 | 2.8474 | 0.011033 | EPA/CAMD | EPA/NEI | 1999
2021 | IL | Rocky Road Power, LLC | 55109 | T2 | GT | OP | CT | NG | 504 | 492589.37 | 2.712 | 0.011011 | EPA/CAMD | EPA/NEI | 1999
2021 | IL | Rocky Road Power, LLC | 55109 | T3 | GT | OP | CT | NG | 526 | 121135.515 | 2.584 | 0.042663 | EPA/CAMD | EPA/NEI | 1999
2021 | IL | Rocky Road Power, LLC | 55109 | T4 | GT | OP | CT | NG | 545 | 539790.372 | 2.9764 | 0.011028 | EPA/CAMD | EPA/NEI | 2000
2021 | OH | Madison Generating Station | 55110 | 1 | GT | OP | CT | NG | 1403 | 892612.075 | 3.14 | 0.0070355 | EPA/CAMD | EPA/NEI | 2000
2021 | OH | Madison Generating Station | 55110 | 2 | GT | OP | CT | NG | 1361 | 864378.417 | 3.03 | 0.0070108 | EPA/CAMD | EPA/NEI | 2000
2021 | OH | Madison Generating Station | 55110 | 3 | GT | OP | CT | NG | 1391 | 886422.539 | 3.1 | 0.0069944 | EPA/CAMD | EPA/NEI | 2000
2021 | OH | Madison Generating Station | 55110 | 4 | GT | OP | CT | NG | 1331 | 842155.172 | 2.95 | 0.0070058 | EPA/CAMD | EPA/NEI | 2000
2021 | OH | Madison Generating Station | 55110 | 5 | GT | OP | CT | NG | 1384 | 875240.095 | 3.05 | 0.0069695 | EPA/CAMD | EPA/NEI | 2000
2021 | OH | Madison Generating Station | 55110 | 6 | GT | OP | CT | NG | 1305 | 839209.14 | 2.9 | 0.0069113 | EPA/CAMD | EPA/NEI | 2000
2021 | OH | Madison Generating Station | 55110 | 7 | GT | OP | CT | NG | 1198 | 736349.349 | 2.64 | 0.0071705 | EPA/CAMD | EPA/NEI | 2000
2021 | OH | Madison Generating Station | 55110 | 8 | GT | OP | CT | NG | 1539 | 965826.837 | 3.37 | 0.0069785 | EPA/CAMD | EPA/NEI | 2000
2021 | IN | Vermillion Generating Station | 55111 | 1 | GT | OP | CT | NG | 715 | 456904.535 | 1.0006 | 0.0043798 | EPA/CAMD | EPA/NEI | 2000
2021 | IN | Vermillion Generating Station | 55111 | 2 | GT | OP | CT | NG | 746 | 485977.344 | 0.97281 | 0.0040035 | EPA/CAMD | EPA/NEI | 2000
2021 | IN | Vermillion Generating Station | 55111 | 3 | GT | OP | CT | NG | 658 | 410124.625 | 0.96818 | 0.0047214 | EPA/CAMD | EPA/NEI | 2000
2021 | IN | Vermillion Generating Station | 55111 | 4 | GT | OP | CT | NG | 657 | 420424.168 | 0.86399 | 0.0041101 | EPA/CAMD | EPA/NEI | 2000
2021 | IN | Vermillion Generating Station | 55111 | 5 | GT | OP | CT | NG | 656 | 417413.839 | 0.68394 | 0.003277 | EPA/CAMD | EPA/NEI | 2000
2021 | IN | Vermillion Generating Station | 55111 | 6 | GT | OP | CT | NG | 678 | 426693.135 | 0.39088 | 0.0018321 | EPA/CAMD | EPA/NEI | 2000
2021 | IN | Vermillion Generating Station | 55111 | 7 | GT | OP | CT | NG | 452 | 278963.783 | 0.94988 | 0.0068101 | EPA/CAMD | EPA/NEI | 2000
2021 | IN | Vermillion Generating Station | 55111 | 8 | GT | OP | CT | NG | 617 | 408676.618 | 0.90536 | 0.0044307 | EPA/CAMD | EPA/NEI | 2000
2021 | CA | Calpine Sutter Energy Center | 55112 | CT01 | CT | OP | CC | NG | 5353 | 8366458.8 | 22.4788 | 0.0053736 | EPA/CAMD | NEI avg EF - PM, fuel type, firing type | 2001
2021 | CA | Calpine Sutter Energy Center | 55112 | CT02 | CT | OP | CC | NG | 3466 | 5239688.755 | 14.0779 | 0.0053736 | EPA/CAMD | NEI avg EF - PM, fuel type, firing type | 2001
2021 | NC | Rockingham County Combustion Turbine | 55116 | CT1 | GT | OP | CT | NG | 698 | 958264.856 | 7.03 | 0.014672 | EPA/CAMD | EPA/NEI | 2000
2021 | NC | Rockingham County Combustion Turbine | 55116 | CT2 | GT | OP | CT | NG | 950 | 1304560.68 | 7.03 | 0.010778 | EPA/CAMD | EPA/NEI | 2000
2021 | NC | Rockingham County Combustion Turbine | 55116 | CT3 | GT | OP | CT | NG | 1431 | 1979039.758 | 7.03 | 0.0071045 | EPA/CAMD | EPA/NEI | 2000
2021 | NC | Rockingham County Combustion Turbine | 55116 | CT4 | GT | OP | CT | NG | 1287 | 1790639.025 | 7.03 | 0.0078519 | EPA/CAMD | EPA/NEI | 2000
2021 | NC | Rockingham County Combustion Turbine | 55116 | CT5 | GT | OP | CT | NG | 1157 | 1589232.057 | 7.03 | 0.008847 | EPA/CAMD | EPA/NEI | 2000
2021 | LA | R S Cogen LLC | 55117 | RS-5 | CT | OP | CC | NG | 6627 | 11495343.109 | 56.51 | 0.0098318 | EPA/CAMD | EPA/NEI | 2002
2021 | LA | R S Cogen LLC | 55117 | RS-6 | CT | OP | CC | NG | 6632 | 11232707.407 | 56.49 | 0.010058 | EPA/CAMD | EPA/NEI | 2002
2021 | TX | SRO Cogen Limited Partnership | 55120 | CTG-1 | CT | OP | CC | NG | 8373 | 13881899.6 | 19.8616 | 0.0028615 | EPA/CAMD | EPA/NEI | 2001
2021 | TX | SRO Cogen Limited Partnership | 55120 | CTG-2 | CT | OP | CC | NG | 8346 | 13919283.252 | 36.9943 | 0.0053155 | EPA/CAMD | EPA/NEI | 2001
2021 | TX | NAFTA Region Olefins Complex | 55122 | N-20A | GT | OP | CT | NG |  | 3420746 | 13.7112 | 0.0080165 | EIA Unit-level Data | NEI avg EF - PM, fuel type, firing type | 2001
2021 | TX | NAFTA Region Olefins Complex | 55122 | N-20B | GT | OP | CT | NG |  | 3420746 | 13.7112 | 0.0080165 | EIA Unit-level Data | NEI avg EF - PM, fuel type, firing type | 2001
2021 | TX | NAFTA Region Olefins Complex | 55122 | UN1 | GT | OP | NA | NG |  | 3420746 | 13.7112 | 0.0080165 | EIA Prime Mover-level Data | NEI avg EF - PM, fuel type
2021 | TX | NAFTA Region Olefins Complex | 55122 | UN2 | GT | OP | NA | NG |  | 3420746 | 13.7112 | 0.0080165 | EIA Prime Mover-level Data | NEI avg EF - PM, fuel type
2021 | TX | Magic Valley Generating Station | 55123 | CTG-1 | CT | OP | CC | NG | 5061 | 9936874.992 | 12.9 | 0.0025964 | EPA/CAMD | EPA/NEI | 2001
2021 | TX | Magic Valley Generating Station | 55123 | CTG-2 | CT | OP | CC | NG | 4854 | 9600402.752 | 27.81 | 0.0057935 | EPA/CAMD | EPA/NEI | 2001
2021 | AZ | Griffith Energy Project | 55124 | P1 | CT | OP | CC | NG | 7380 | 12098188.532 | 40.6 | 0.0067117 | EPA/CAMD | EPA/NEI | 2001
2021 | AZ | Griffith Energy Project | 55124 | P2 | CT | OP | CC | NG | 7760 | 12739611.001 | 9.965 | 0.0015644 | EPA/CAMD | EPA/NEI | 2001
2021 | OR | Vansycle | 55125 | WGNS | WT | OP | NA | WND |  | 607143 |  |  | EIA Prime Mover-level Data
2021 | CT | Milford Power Company LLC | 55126 | CT01 | CT | OP | CC | NG | 7061 | 12080134.967 | 18.0004 | 0.0029802 | EPA/CAMD | EPA/NEI | 2002
2021 | CT | Milford Power Company LLC | 55126 | CT02 | CT | OP | CC | NG | 7591 | 12682870.46 | 22.3946 | 0.0035315 | EPA/CAMD | EPA/NEI | 2002
2021 | CO | Manchief Generating Station | 55127 | CT1 | GT | OP | CT | NG | 1615 | 1666875.213 | 4.4602 | 0.0053516 | EPA/CAMD | EPA/NEI | 2000
2021 | CO | Manchief Generating Station | 55127 | CT2 | GT | OP | CT | NG | 1237 | 1212314.757 | 4.2473 | 0.0070069 | EPA/CAMD | EPA/NEI | 2000
2021 | GA | Walton County Power | 55128 | T1 | GT | OP | CT | NG | 1028 | 1427027.91 | 1.09 | 0.0015277 | EPA/CAMD | EPA/NEI | 2001
2021 | GA | Walton County Power | 55128 | T2 | GT | OP | CT | NG | 1138 | 1577242.883 | 1.3651 | 0.001731 | EPA/CAMD | EPA/NEI | 2001
2021 | GA | Walton County Power | 55128 | T3 | GT | OP | CT | NG | 1027 | 1437145.519 | 1.3848 | 0.0019271 | EPA/CAMD | EPA/NEI | 2001
2021 | AZ | Desert Basin Generating Station | 55129 | DBG1 | CT | OP | CC | NG | 4460 | 7472829.761 | 20.0778 | 0.0053736 | EPA/CAMD | NEI avg EF - PM, fuel type, firing type | 2001
2021 | AZ | Desert Basin Generating Station | 55129 | DBG2 | CT | OP | CC | NG | 4339 | 7236527.361 | 19.4429 | 0.0053736 | EPA/CAMD | NEI avg EF - PM, fuel type, firing type | 2001
2021 | IL | Kendall Energy Facility | 55131 | GTG-1 | CT | OP | CC | NG | 5833 | 10390786.543 | 31.6726 | 0.0060963 | EPA/CAMD | EPA/NEI | 2001
2021 | IL | Kendall Energy Facility | 55131 | GTG-2 | CT | OP | CC | NG | 5681 | 9657065.2 | 21.7438 | 0.0045032 | EPA/CAMD | EPA/NEI | 2002
2021 | IL | Kendall Energy Facility | 55131 | GTG-3 | CT | OP | CC | NG | 7531 | 13278135.616 | 35.1823 | 0.0052993 | EPA/CAMD | EPA/NEI | 2002
2021 | IL | Kendall Energy Facility | 55131 | GTG-4 | CT | OP | CC | NG | 7068 | 12475234.003 | 33.0678 | 0.0053013 | EPA/CAMD | EPA/NEI | 2002
2021 | TX | Tenaska Gateway Generating Station | 55132 | OGTDB1 | CT | OP | CC | NG | 5321 | 8252333 | 53.209 | 0.012896 | EPA/CAMD | EPA/NEI | 2001
2021 | TX | Tenaska Gateway Generating Station | 55132 | OGTDB2 | CT | OP | CC | NG | 5195 | 8056628.536 | 18.8987 | 0.0046915 | EPA/CAMD | EPA/NEI | 2001
2021 | TX | Tenaska Gateway Generating Station | 55132 | OGTDB3 | CT | OP | CC | NG | 4917 | 7733404.096 | 6.7715 | 0.0017512 | EPA/CAMD | EPA/NEI | 2001
2021 | MN | Thomson Reuters Campus Bldg A-D | 55133 | 3086 | IC | SB | NA | DFO |  | 741 | 0.11485 | 0.31 | EIA Prime Mover-level Data | Estimated using an emission factor
2021 | MN | Thomson Reuters Campus Bldg A-D | 55133 | 3087 | IC | SB | NA | DFO |  | 741 | 0.11485 | 0.31 | EIA Prime Mover-level Data | Estimated using an emission factor
2021 | MN | Thomson Reuters Campus Bldg A-D | 55133 | 3088 | IC | SB | NA | DFO |  | 741 | 0.11485 | 0.31 | EIA Prime Mover-level Data | Estimated using an emission factor
2021 | MN | Thomson Reuters Campus Bldg A-D | 55133 | 3089 | IC | SB | NA | DFO |  | 741 | 0.11485 | 0.31 | EIA Prime Mover-level Data | Estimated using an emission factor
2021 | MN | Thomson Reuters Campus Bldg A-D | 55133 | 3090 | IC | SB | NA | DFO |  | 741 | 0.11485 | 0.31 | EIA Prime Mover-level Data | Estimated using an emission factor
2021 | MN | Thomson Reuters Campus Bldg A-D | 55133 | 3091 | IC | SB | NA | DFO |  | 741 | 0.11485 | 0.31 | EIA Prime Mover-level Data | Estimated using an emission factor
2021 | MN | Thomson Reuters Campus Bldg A-D | 55133 | 3093 | IC | SB | NA | DFO |  | 741 | 0.11485 | 0.31 | EIA Prime Mover-level Data | Estimated using an emission factor
2021 | WI | Neenah Energy Facility | 55135 | CT01 | GT | OP | CT | NG | 1828 | 2494475.4 | 5.867 | 0.004704 | EPA/CAMD | EPA/NEI | 2000
2021 | WI | Neenah Energy Facility | 55135 | CT02 | GT | OP | CT | NG | 1992 | 2754641.7 | 7.2888 | 0.005292 | EPA/CAMD | EPA/NEI | 2000
2021 | TX | Rio Nogales Power Project, LP | 55137 | CTG-1 | CT | OP | CC | NG | 5950 | 9127469.685 | 20.9932 | 0.0046 | EPA/CAMD | EPA/NEI | 2002
2021 | TX | Rio Nogales Power Project, LP | 55137 | CTG-2 | CT | OP | CC | NG | 6368 | 9750713.505 | 22.4266 | 0.0046 | EPA/CAMD | EPA/NEI | 2002
2021 | TX | Rio Nogales Power Project, LP | 55137 | CTG-3 | CT | OP | CC | NG | 6333 | 9903275.206 | 22.7775 | 0.0046 | EPA/CAMD | EPA/NEI | 2002
2021 | AL | Walton Discover Power Facility | 55138 | 1A | GT | OP | CT | NG | 4 | 446.243 | 0.001472 | 0.0065973 | EPA/CAMD | EPA/NEI | 1999
2021 | AL | Walton Discover Power Facility | 55138 | 1B | GT | OP | CT | NG | 6 | 477.653 | 0.001577 | 0.0066031 | EPA/CAMD | EPA/NEI | 1999
2021 | AL | Walton Discover Power Facility | 55138 | 2A | GT | OP | CT | NG | 4 | 433.678 | 0.001432 | 0.006604 | EPA/CAMD | EPA/NEI | 1999
2021 | AL | Walton Discover Power Facility | 55138 | 2B | GT | OP | CT | NG | 4 | 476.378 | 0.001642 | 0.0068937 | EPA/CAMD | EPA/NEI | 1999
2021 | TX | Wolf Hollow Generating Station | 55139 | CTG1 | CT | OP | CC | NG | 4123 | 8730423.174 | 28.2621 | 0.0064744 | EPA/CAMD | EPA/NEI | 2003
2021 | TX | Wolf Hollow Generating Station | 55139 | CTG2 | CT | OP | CC | NG | 4097 | 8548270.705 | 27.711 | 0.0064834 | EPA/CAMD | EPA/NEI | 2003
2021 | GA | Hawk Road Energy Facility | 55141 | CT1 | GT | OP | CT | NG | 1612 | 2400870.554 | 11.6 | 0.0096632 | EPA/CAMD | EPA/NEI | 2001
2021 | GA | Hawk Road Energy Facility | 55141 | CT2 | GT | OP | CT | NG | 1249 | 1867331.892 | 9.45 | 0.010121 | EPA/CAMD | EPA/NEI | 2001
2021 | GA | Hawk Road Energy Facility | 55141 | CT3 | GT | OP | CT | NG | 1002 | 1485204.443 | 13 | 0.017506 | EPA/CAMD | EPA/NEI | 2001
2021 | TX | Hays Energy Facility | 55144 | STK1 | CT | OP | CC | NG | 2968 | 3980972.666 | 12.0623 | 0.00606 | EPA/CAMD | EPA/NEI | 2001
2021 | TX | Hays Energy Facility | 55144 | STK2 | CT | OP | CC | NG | 3803 | 5265039.646 | 13.1099 | 0.00498 | EPA/CAMD | EPA/NEI | 2001
2021 | TX | Hays Energy Facility | 55144 | STK3 | CT | OP | CC | NG | 2965 | 4461797.465 | 13.72 | 0.00615 | EPA/CAMD | EPA/NEI | 2001
2021 | TX | Hays Energy Facility | 55144 | STK4 | CT | OP | CC | NG | 5255 | 7617476.118 | 25.4043 | 0.00667 | EPA/CAMD | EPA/NEI | 2001
2021 | OK | Green Country Energy, LLC | 55146 | CTGEN1 | CT | OP | CC | NG | 5443 | 8779663.399 | 10.0865 | 0.0022977 | EPA/CAMD | EPA/NEI | 2001
2021 | OK | Green Country Energy, LLC | 55146 | CTGEN2 | CT | OP | CC | NG | 4898 | 7870827.088 | 3.3489 | 0.00085096 | EPA/CAMD | EPA/NEI | 2001
2021 | OK | Green Country Energy, LLC | 55146 | CTGEN3 | CT | OP | CC | NG | 4774 | 7751756.317 | 13.527 | 0.00349 | EPA/CAMD | EPA/NEI | 2001
2021 | IN | Worthington Generation | 55148 | 1 | GT | OP | CT | NG | 1752 | 533195.898 | 0.85659 | 0.0032131 | EPA/CAMD | EPA/NEI | 2000
2021 | IN | Worthington Generation | 55148 | 2 | GT | OP | CT | NG | 1603 | 486848.73 | 0.75341 | 0.0030951 | EPA/CAMD | EPA/NEI | 2000
2021 | IN | Worthington Generation | 55148 | 3 | GT | OP | CT | NG | 1539 | 483015.188 | 0.86095 | 0.0035649 | EPA/CAMD | EPA/NEI | 2000
2021 | IN | Worthington Generation | 55148 | 4 | GT | OP | CT | NG | 1659 | 505240.25 | 0.78089 | 0.0030911 | EPA/CAMD | EPA/NEI | 2000
2021 | CT | Lake Road Generating Company | 55149 | LRG1 | CT | OP | CC | NG | 8364 | 13234671.659 | 15.2349 | 0.0023023 | EPA/CAMD | EPA/NEI | 2001
2021 | CT | Lake Road Generating Company | 55149 | LRG2 | CT | OP | CC | NG | 8458 | 13709055.639 | 21.9345 | 0.0032 | EPA/CAMD | EPA/NEI | 2001
2021 | CT | Lake Road Generating Company | 55149 | LRG3 | CT | OP | CC | NG | 7168 | 11207500.207 | 15.1301 | 0.0027 | EPA/CAMD | EPA/NEI | 2001
2021 | CA | La Paloma Generating Plant | 55151 | CTG-1 | CT | OP | CC | NG | 1963 | 2484597.074 | 3.2563 | 0.0026212 | EPA/CAMD | EPA/NEI | 2002
2021 | CA | La Paloma Generating Plant | 55151 | CTG-2 | CT | OP | CC | NG | 1929 | 2528105.463 | 11.037 | 0.0087314 | EPA/CAMD | EPA/NEI | 2002
2021 | CA | La Paloma Generating Plant | 55151 | CTG-3 | CT | OP | CC | NG | 2536 | 3040445.265 | 10.4456 | 0.0068711 | EPA/CAMD | EPA/NEI | 2002
2021 | CA | La Paloma Generating Plant | 55151 | CTG-4 | CT | OP | CC | NG | 1659 | 1852755.514 | 6.6401 | 0.0071679 | EPA/CAMD | EPA/NEI | 2002
2021 | GA | Bank of America Plaza | 55152 | GEN1 | IC | SB | NA | DFO
2021 | GA | Bank of America Plaza | 55152 | GEN2 | IC | SB | NA | DFO
2021 | TX | Guadalupe Generating Station | 55153 | CTG-1 | CT | OP | CC | NG | 6934 | 11644948.098 | 22.4 | 0.0038472 | EPA/CAMD | EPA/NEI | 2000
2021 | TX | Guadalupe Generating Station | 55153 | CTG-2 | CT | OP | CC | NG | 6077 | 10133060.404 | 19.62 | 0.0038725 | EPA/CAMD | EPA/NEI | 2000
2021 | TX | Guadalupe Generating Station | 55153 | CTG-3 | CT | OP | CC | NG | 4369 | 7196161.486 | 14.05 | 0.0039049 | EPA/CAMD | EPA/NEI | 2000
2021 | TX | Guadalupe Generating Station | 55153 | CTG-4 | CT | OP | CC | NG | 4237 | 6947375.258 | 13.74 | 0.0039555 | EPA/CAMD | EPA/NEI | 2000
2021 | TX | Lost Pines 1 | 55154 | 1 | CT | OP | CC | NG | 4929 | 7329990.912 | 17.96 | 0.0049004 | EPA/CAMD | EPA/NEI | 2001
2021 | TX | Lost Pines 1 | 55154 | 2 | CT | OP | CC | NG | 4995 | 7426268.662 | 18.2 | 0.0049015 | EPA/CAMD | EPA/NEI | 2001
2021 | NY | MM Albany Energy | 55155 | UNT1 | IC | OP | NA | LFG
2021 | NY | MM Albany Energy | 55155 | UNT2 | IC | OP | NA | LFG
2021 | NY | MM Albany Energy | 55155 | UNT3 | IC | OP | NA | LFG
2021 | NY | MM Albany Energy | 55155 | UNT4 | IC | OP | NA | LFG
2021 | NY | MM Albany Energy | 55155 | UNT5 | IC | OP | NA | LFG
2021 | VA | MM Prince William Energy | 55156 | UNT1 | IC | OP | NA | LFG |  | 81250.909 | 0.59719 | 0.0147 | EIA Prime Mover-level Data | Estimated using an emission factor
2021 | VA | MM Prince William Energy | 55156 | UNT2 | IC | OP | NA | LFG |  | 81250.909 | 0.59719 | 0.0147 | EIA Prime Mover-level Data | Estimated using an emission factor
2021 | VA | MM Prince William Energy | 55156 | UNT3 | IC | OP | NA | LFG |  | 144446.061 | 1.0617 | 0.0147 | EIA Prime Mover-level Data | Estimated using an emission factor
2021 | VA | MM Prince William Energy | 55156 | UNT4 | IC | OP | NA | LFG |  | 144446.061 | 1.0617 | 0.0147 | EIA Prime Mover-level Data | Estimated using an emission factor
2021 | VA | MM Prince William Energy | 55156 | UNT5 | IC | OP | NA | LFG |  | 144446.061 | 1.0617 | 0.0147 | EIA Prime Mover-level Data | Estimated using an emission factor
2021 | CA | MM Tulare Energy | 55160 | UNT1 | IC | SB | NA | LFG |  | 45000.5 | 0.33075 | 0.0147 | EIA Prime Mover-level Data | Estimated using an emission factor
2021 | CA | MM Tulare Energy | 55160 | UNT2 | IC | SB | NA | LFG |  | 45000.5 | 0.33075 | 0.0147 | EIA Prime Mover-level Data | Estimated using an emission factor
2021 | CA | MM Lopez Energy | 55161 | UNT1 | IC | OP | NA | LFG |  | 248380 | 1.8256 | 0.0147 | EIA Prime Mover-level Data | Estimated using an emission factor
2021 | KY | Bluegrass Generating Station | 55164 | GTG1 | GT | OP | CT | NG | 700 | 983365.3 | 2.2993 | 0.0046764 | EPA/CAMD | EPA/NEI | 2002
2021 | KY | Bluegrass Generating Station | 55164 | GTG2 | GT | OP | CT | NG | 667 | 921320.049 | 2.9881 | 0.0064866 | EPA/CAMD | EPA/NEI | 2002
2021 | KY | Bluegrass Generating Station | 55164 | GTG3 | GT | OP | CT | NG | 120 | 166690.563 | 1.4826 | 0.017788 | EPA/CAMD | EPA/NEI | 2002
2021 | LA | Calcasieu Plant | 55165 | GTG1 | GT | OP | CT | NG | 329 | 498083.429 | 2.37 | 0.0095165 | EPA/CAMD | EPA/NEI | 2000
2021 | LA | Calcasieu Plant | 55165 | GTG2 | GT | OP | CT | NG | 230 | 342337.654 | 1.66 | 0.009698 | EPA/CAMD | EPA/NEI | 2001
2021 | SC | Broad River Energy Center | 55166 | CT-1 | GT | OP | CT | NG | 586 | 805580.783 | 10.2396 | 0.025422 | EPA/CAMD | EPA/NEI | 2000
2021 | SC | Broad River Energy Center | 55166 | CT-2 | GT | OP | CT | NG | 551 | 754246.805 | 10.2396 | 0.027152 | EPA/CAMD | EPA/NEI | 2000
2021 | SC | Broad River Energy Center | 55166 | CT-3 | GT | OP | CT | NG | 389 | 513538.558 | 10.2396 | 0.039878 | EPA/CAMD | EPA/NEI | 2000
2021 | SC | Broad River Energy Center | 55166 | CT-4 | GT | OP | CT | NG | 540 | 758156.442 | 10.2396 | 0.027012 | EPA/CAMD | EPA/NEI | 2001
2021 | SC | Broad River Energy Center | 55166 | CT-5 | GT | OP | CT | NG | 539 | 735081.055 | 10.2396 | 0.02786 | EPA/CAMD | EPA/NEI | 2001
2021 | TX | Bastrop Clean Energy Center | 55168 | CTG-1A | CT | OP | CC | NG | 4498 | 7063459.152 | 9.3933 | 0.0026597 | EPA/CAMD | EPA/NEI | 2002
2021 | TX | Bastrop Clean Energy Center | 55168 | CTG-1B | CT | OP | CC | NG | 4593 | 6773006.642 | 9.034 | 0.0026676 | EPA/CAMD | EPA/NEI | 2002
2021 | NH | Granite Ridge Energy | 55170 | 0001 | CT | OP | CC | NG | 5450 | 11134561.287 | 29.9161 | 0.0053736 | EPA/CAMD | NEI avg EF - PM, fuel type, firing type | 2003
2021 | NH | Granite Ridge Energy | 55170 | 0002 | CT | OP | CC | NG | 5738 | 11869924.301 | 31.8918 | 0.0053736 | EPA/CAMD | NEI avg EF - PM, fuel type, firing type | 2003
2021 | TX | Bosque County Power Plant | 55172 | GT-1 | CT | OP | CC | NG | 6607 | 9740930.254 | 22.24 | 0.0045663 | EPA/CAMD | EPA/NEI | 2000
2021 | TX | Bosque County Power Plant | 55172 | GT-2 | CT | OP | CC | NG | 6917 | 10291013.142 | 26.57 | 0.0051637 | EPA/CAMD | EPA/NEI | 2000
2021 | TX | Bosque County Power Plant | 55172 | GT-3 | CT | OP | CC | NG | 6323 | 8917501.641 | 20.24 | 0.0045394 | EPA/CAMD | EPA/NEI | 2001
2021 | LA | Acadia Power Station | 55173 | CT1 | CT | OP | CC | NG | 6299 | 9869654.475 | 21.71 | 0.0043993 | EPA/CAMD | EPA/NEI | 2002
2021 | LA | Acadia Power Station | 55173 | CT2 | CT | OP | CC | NG | 6271 | 9581328.212 | 34.01 | 0.0070992 | EPA/CAMD | EPA/NEI | 2002
2021 | LA | Acadia Power Station | 55173 | CT3 | CT | OP | CC | NG | 5090 | 8643716.954 | 17.64 | 0.0040816 | EPA/CAMD | EPA/NEI | 2002
2021 | LA | Acadia Power Station | 55173 | CT4 | CT | OP | CC | NG | 5060 | 8534960.337 | 16.34 | 0.003829 | EPA/CAMD | EPA/NEI | 2002
2021 | TX | Eastman Cogeneration Facility | 55176 | 1 | CT | OP | CC | NG | 6756 | 10173147.705 | 27.1227 | 0.0053322 | EPA/CAMD | EPA/NEI | 2001
2021 | TX | Eastman Cogeneration Facility | 55176 | 2 | CT | OP | CC | NG | 7493 | 11738266.325 | 19.5781 | 0.0033358 | EPA/CAMD | EPA/NEI | 2001
2021 | AZ | South Point Energy Center, LLC | 55177 | A | CT | OP | CC | NG | 7406 | 10828725.688 | 29.0944 | 0.0053736 | EPA/CAMD | NEI avg EF - PM, fuel type, firing type | 2001
2021 | AZ | South Point Energy Center, LLC | 55177 | B | CT | OP | CC | NG | 6687 | 9914971.984 | 26.6393 | 0.0053736 | EPA/CAMD | NEI avg EF - PM, fuel type, firing type | 2001
2021 | MO | Dogwood Energy Facility | 55178 | CT-1 | CT | OP | CC | NG | 3518 | 6049625.95 | 11.4758 | 0.0037939 | EPA/CAMD | EPA/NEI | 2001
2021 | MO | Dogwood Energy Facility | 55178 | CT-2 | CT | OP | CC | NG | 4139 | 7004491.119 | 13.1126 | 0.0037441 | EPA/CAMD | EPA/NEI | 2001
2021 | ID | Rathdrum Power, LLC | 55179 | CTGEN1 | CT | OP | CC | NG | 7888 | 12870344.247 | 34.5798 | 0.0053736 | EPA/CAMD | NEI avg EF - PM, fuel type, firing type | 2001
2021 | CA | Sunrise Power Company | 55182 | CTG1 | CT | OP | CC | NG | 6334 | 9866368.858 | 30.5911 | 0.0062011 | EPA/CAMD | EPA/NEI | 2001
2021 | CA | Sunrise Power Company | 55182 | CTG2 | CT | OP | CC | NG | 5878 | 9040229.723 | 27.4799 | 0.0060795 | EPA/CAMD | EPA/NEI | 2001
2021 | IL | Nelson Energy Center | 55183 | 1 | CT | OP | CC | NG | 5423 | 9303738.084 | 10.4917 | 0.0022554 | EPA/CAMD | EPA/NEI | 2015
2021 | IL | Nelson Energy Center | 55183 | 2 | CT | OP | CC | NG | 4002 | 6547766.773 | 5.3905 | 0.0016465 | EPA/CAMD | EPA/NEI | 2015
2021 | CA | Aera San Ardo Cogen Facility | 55184 | UN-A | GT | OS | NA | NG |  | 88771.935 | 0.35582 | 0.0080165 | EIA Prime Mover-level Data | NEI avg EF - PM, fuel type
2021 | CA | Aera San Ardo Cogen Facility | 55184 | UN-B | GT | OP | NA | NG |  | 94690.065 | 0.37954 | 0.0080165 | EIA Prime Mover-level Data | NEI avg EF - PM, fuel type
2021 | TX | Channelview Cogeneration Facility | 55187 | CHV1 | CT | OP | CC | NG | 7334 | 12943114.906 | 30.32 | 0.0046851 | EPA/CAMD | EPA/NEI | 2002
2021 | TX | Channelview Cogeneration Facility | 55187 | CHV2 | CT | OP | CC | NG | 8202 | 14402161.793 | 34.08 | 0.0047326 | EPA/CAMD | EPA/NEI | 2002
2021 | TX | Channelview Cogeneration Facility | 55187 | CHV3 | CT | OP | CC | NG | 8032 | 14133738.855 | 32.99 | 0.0046683 | EPA/CAMD | EPA/NEI | 2001
2021 | TX | Channelview Cogeneration Facility | 55187 | CHV4 | CT | OP | CC | NG | 8146 | 14161431.508 | 32.57 | 0.0045998 | EPA/CAMD | EPA/NEI | 2001
2021 | IL | Cordova Energy Company | 55188 | 1 | CT | OP | CC | NG | 4798 | 7557758.144 | 3.4781 | 0.00092039 | EPA/CAMD | EPA/NEI | 2001
2021 | IL | Cordova Energy Company | 55188 | 2 | CT | OP | CC | NG | 4821 | 7688424.096 | 8.6203 | 0.0022424 | EPA/CAMD | EPA/NEI | 2001
2021 | FL | Osceola | 55192 | OSC1 | GT | OP | CT | NG | 0 | [5 empty] | 2001
2021 | FL | Osceola | 55192 | OSC2 | GT | OP | CT | NG | 0 | [5 empty] | 2001
2021 | FL | Osceola | 55192 | OSC3 | GT | OP | CT | NG | 0 | [5 empty] | 2002
2021 | PA | Ontelaunee Energy Center | 55193 | CT1 | CT | OP | CC | NG | 8271 | 15603916.685 | 31.3639 | 0.00402 | EPA/CAMD | EPA/NEI | 2002
2021 | PA | Ontelaunee Energy Center | 55193 | CT2 | CT | OP | CC | NG | 8207 | 15325918.941 | 30.8051 | 0.00402 | EPA/CAMD | EPA/NEI | 2002
2021 | PA | Springdale Generating Station (55196) | 55196 | 1 | GT | OP | CT | NG | 2165 | 799568.275 | 0.21 | 0.00052528 | EPA/CAMD | EPA/NEI | 1999
2021 | PA | Springdale Generating Station (55196) | 55196 | 2 | GT | OP | CT | NG | 1738 | 622960.92 | 0.18 | 0.00057789 | EPA/CAMD | EPA/NEI | 1999
2021 | MS | Caledonia | 55197 | AA-001 | CT | OP | CC | NG | 5944 | 9919568.741 | 38.8 | 0.0078229 | EPA/CAMD | EPA/NEI | 2003
2021 | MS | Caledonia | 55197 | AA-002 | CT | OP | CC | NG | 6014 | 10392083.848 | 40.3 | 0.0077559 | EPA/CAMD | EPA/NEI | 2003
2021 | MS | Caledonia | 55197 | AA-003 | CT | OP | CC | NG | 6022 | 10295816.574 | 49.1 | 0.0095379 | EPA/CAMD | EPA/NEI | 2003
2021 | KY | Riverside Generating Company | 55198 | GTG101 | GT | OP | CT | NG | 1003 | 1524116.227 | 5.2611 | 0.0069037 | EPA/CAMD | EPA/NEI | 2001
2021 | KY | Riverside Generating Company | 55198 | GTG201 | GT | OP | CT | NG | 703 | 1021299.69 | 4.8191 | 0.0094371 | EPA/CAMD | EPA/NEI | 2001
2021 | KY | Riverside Generating Company | 55198 | GTG301 | GT | OP | CT | NG | 752 | 1106456.94 | 5.0455 | 0.0091202 | EPA/CAMD | EPA/NEI | 2001
2021 | KY | Riverside Generating Company | 55198 | GTG401 | GT | OP | CT | NG | 912 | 1359565.634 | 5.5739 | 0.0081996 | EPA/CAMD | EPA/NEI | 2002
2021 | KY | Riverside Generating Company | 55198 | GTG501 | GT | OP | CT | NG | 966 | 1478418.385 | 5.3715 | 0.0072666 | EPA/CAMD | EPA/NEI | 2002
2021 | IL | Elwood Energy Facility | 55199 | 1 | GT | OP | CT | NG | 940 | 1395056.202 | 3.642 | 0.0052213 | EPA/CAMD | EPA/NEI | 1999
2021 | IL | Elwood Energy Facility | 55199 | 2 | GT | OP | CT | NG | 516 | 746208.037 | 1.9465 | 0.005217 | EPA/CAMD | EPA/NEI | 1999
2021 | IL | Elwood Energy Facility | 55199 | 3 | GT | OP | CT | NG | 752 | 1080006.617 | 2.8189 | 0.0052202 | EPA/CAMD | EPA/NEI | 1999
2021 | IL | Elwood Energy Facility | 55199 | 4 | GT | OP | CT | NG | 716 | 1040500.461 | 2.7178 | 0.0052241 | EPA/CAMD | EPA/NEI | 1999
2021 | IL | Elwood Energy Facility | 55199 | 5 | GT | OP | CT | NG | 893 | 1228506.171 | 3.2762 | 0.0053336 | EPA/CAMD | EPA/NEI | 2001
2021 | IL | Elwood Energy Facility | 55199 | 6 | GT | OP | CT | NG | 527 | 699648.089 | 1.8675 | 0.0053384 | EPA/CAMD | EPA/NEI | 2001
2021 | IL | Elwood Energy Facility | 55199 | 7 | GT | OP | CT | NG | 904 | 1250679.959 | 3.3456 | 0.00535 | EPA/CAMD | EPA/NEI | 2001
2021 | IL | Elwood Energy Facility | 55199 | 8 | GT | OP | CT | NG | 787 | 1065838.436 | 2.8421 | 0.0053332 | EPA/CAMD | EPA/NEI | 2001
2021 | IL | Elwood Energy Facility | 55199 | 9 | GT | OP | CT | NG | 665 | 875899.101 | 2.3374 | 0.0053371 | EPA/CAMD | EPA/NEI | 2001
2021 | CO | Arapahoe Combustion Turbine Facility | 55200 | CT5 | CT | OP | CC | NG | 3115 | 890085.213 | 2.31 | 0.0051905 | EPA/CAMD | EPA/NEI | 2000
2021 | CO | Arapahoe Combustion Turbine Facility | 55200 | CT6 | CT | OP | CC | NG | 3141 | 952431.027 | 2.31 | 0.0048507 | EPA/CAMD | EPA/NEI | 2000
2021 | IL | Gibson City Energy Center, LLC | 55201 | GCTG1 | GT | OP | CT | NG | 1068 | 987324.189 | 4.0655 | 0.0082354 | EPA/CAMD | EPA/NEI | 2000
2021 | IL | Gibson City Energy Center, LLC | 55201 | GCTG2 | GT | OP | CT | NG | 1031 | 965723.697 | 3.4535 | 0.0071522 | EPA/CAMD | EPA/NEI | 2000
2021 | IL | Pinckneyville Power Plant | 55202 | CT01 | GT | OP | CT | NG | 723 | 249979.349 | 1.373 | 0.010985 | EPA/CAMD | EPA/NEI | 2000
2021 | IL | Pinckneyville Power Plant | 55202 | CT02 | GT | OP | CT | NG | 757 | 254887.4 | 1.4016 | 0.010998 | EPA/CAMD | EPA/NEI | 2000
2021 | IL | Pinckneyville Power Plant | 55202 | CT03 | GT | OP | CT | NG | 864 | 295606.093 | 1.6251 | 0.010995 | EPA/CAMD | EPA/NEI | 2000
2021 | IL | Pinckneyville Power Plant | 55202 | CT04 | GT | OP | CT | NG | 762 | 269096.625 | 1.4761 | 0.010971 | EPA/CAMD | EPA/NEI | 2000
2021 | IL | Pinckneyville Power Plant | 55202 | CT05 | GT | OP | CT | NG | 93 | 28906.551 | 0.12971 | 0.0089744 | EPA/CAMD | EPA/NEI | 2001
2021 | IL | Pinckneyville Power Plant | 55202 | CT06 | GT | OP | CT | NG | 78 | 24207.373 | 0.10777 | 0.0089041 | EPA/CAMD | EPA/NEI | 2001
2021 | IL | Pinckneyville Power Plant | 55202 | CT07 | GT | OP | CT | NG | 95 | 32277.027 | 0.14426 | 0.0089391 | EPA/CAMD | EPA/NEI | 2001
2021 | IL | Pinckneyville Power Plant | 55202 | CT08 | GT | OP | CT | NG | 73 | 23706.198 | 0.10668 | 0.0089999 | EPA/CAMD | EPA/NEI | 2001
2021 | IL | Kinmundy Power Plant | 55204 | KCTG1 | GT | OP | CT | NG | 175 | 141696.529 | 0.77833 | 0.010986 | EPA/CAMD | EPA/NEI | 2001
2021 | IL | Kinmundy Power Plant | 55204 | KCTG2 | GT | OP | CT | NG | 112 | 90065.549 | 0.49764 | 0.011051 | EPA/CAMD | EPA/NEI | 2001
2021 | TX | Corpus Christi Energy Center | 55206 | CU1 | CT | OP | CC | NG | 6379 | 11152319.734 | 6.955 | 0.0012473 | EPA/CAMD | EPA/NEI | 2001
2021 | TX | Corpus Christi Energy Center | 55206 | CU2 | CT | OP | CC | NG | 5029 | 8187535.776 | 15.4162 | 0.0037658 | EPA/CAMD | EPA/NEI | 2001
2021 | CO | Valmont Combustion Turbine Facility | 55207 | CT7 | GT | OP | CT | NG | 418 | 89300.326 | 0.26 | 0.005823 | EPA/CAMD | EPA/NEI | 2000
2021 | CO | Valmont Combustion Turbine Facility | 55207 | CT8 | GT | OP | CT | NG | 407 | 88098.171 | 0.26 | 0.0059025 | EPA/CAMD | EPA/NEI | 2001
2021 | MN | Lake Benton I | 55208 | EXIS | WT | OP | NA | WND |  | 2097666 |  |  | EIA Prime Mover-level Data
2021 | NM | Afton Generating Station | 55210 | 0001 | CT | OP | CC | NG | 4272 | 5201137.553 | 13.9743 | 0.0053736 | EPA/CAMD | NEI avg EF - PM, fuel type, firing type | 2002
2021 | MA | Bellingham Power Generation LLC | 55211 | 1 | CT | OP | CC | NG | 6516 | 8783697.045 | 1.9219 | 0.00043762 | EPA/CAMD | EPA/NEI | 2002
2021 | MA | Bellingham Power Generation LLC | 55211 | 2 | CT | OP | CC | NG | 6506 | 8802784.324 | 1.5044 | 0.00034181 | EPA/CAMD | EPA/NEI | 2002
2021 | MA | Blackstone Power Generation LLC | 55212 | 1 | CT | OP | CC | NG | 5968 | 7990234.063 | 1.7482 | 0.00043759 | EPA/CAMD | EPA/NEI | 2001
2021 | MA | Blackstone Power Generation LLC | 55212 | 2 | CT | OP | CC | NG | 6748 | 9189085.57 | 2.0105 | 0.0004376 | EPA/CAMD | EPA/NEI | 2001
2021 | TX | Odessa Ector Generating Station | 55215 | GT1 | CT | OP | CC | NG | 4601 | 6760701.383 | 8.9862 | 0.0026584 | EPA/CAMD | EPA/NEI | 2001
2021 | TX | Odessa Ector Generating Station | 55215 | GT2 | CT | OP | CC | NG | 4512 | 6864308.067 | 8.8349 | 0.0025742 | EPA/CAMD | EPA/NEI | 2001
2021 | TX | Odessa Ector Generating Station | 55215 | GT3 | CT | OP | CC | NG | 5566 | 8456818.311 | 5.289 | 0.0012508 | EPA/CAMD | EPA/NEI | 2001
2021 | TX | Odessa Ector Generating Station | 55215 | GT4 | CT | OP | CC | NG | 5088 | 7839358.149 | 13.2448 | 0.0033791 | EPA/CAMD | EPA/NEI | 2001
2021 | IL | Morris Cogeneration, LLC | 55216 | B-5 | ST | OP | WALL | NG | 3229 | 74280.862 | 0.65027 | 0.017508 | EPA/CAMD | EPA/NEI | 1980
2021 | IL | Morris Cogeneration, LLC | 55216 | B-6 | ST | OP | WALL | NG | 2810 | 61504.639 | 0.70618 | 0.022964 | EPA/CAMD | EPA/NEI | 1980
2021 | IL | Morris Cogeneration, LLC | 55216 | CTG1 | CT | OP | CC | NG | 6571 | 2984180.186 | 2.2248 | 0.0014911 | EPA/CAMD | EPA/NEI | 1998
2021 | IL | Morris Cogeneration, LLC | 55216 | CTG2 | CT | OP | CC | NG | 4564 | 1964643.486 | 0.92168 | 0.00093826 | EPA/CAMD | EPA/NEI | 1998
2021 | IL | Morris Cogeneration, LLC | 55216 | CTG3 | CT | OP | CC | NG | 6637 | 2845208.207 | 1.3262 | 0.00093226 | EPA/CAMD | EPA/NEI | 1998
2021 | CA | Los Medanos Energy Center, LLC | 55217 | X724 | CT | OP | CC | NG | 6844 | 12308512.976 | 33.0702 | 0.0053736 | EPA/CAMD | NEI avg EF - PM, fuel type, firing type | 2001
2021 | CA | Los Medanos Energy Center, LLC | 55217 | X725 | CT | OP | CC | NG | 7278 | 13278355.471 | 35.676 | 0.0053736 | EPA/CAMD | NEI avg EF - PM, fuel type, firing type | 2001
2021 | MS | Hinds Energy Facility | 55218 | 2 | GT | OP | CT | NG | 368 | 88927.271 | 0.35644 | 0.0080165 | EPA/CAMD | NEI avg EF - PM, fuel type, firing type | 2019
2021 | MS | Hinds Energy Facility | 55218 | H01 | CT | OP | CC | NG | 7572 | 12129860.504 | 1.1523 | 0.00019 | EPA/CAMD | EPA/NEI | 2001
2021 | MS | Hinds Energy Facility | 55218 | H02 | CT | OP | CC | NG | 7551 | 12002211.373 | 1.1402 | 0.00019 | EPA/CAMD | EPA/NEI | 2001
2021 | MS | Attala Generating Plant | 55220 | A01 | CT | OP | CC | NG | 5516 | 8856811.986 | 0.8414 | 0.00019 | EPA/CAMD | EPA/NEI | 2001
2021 | MS | Attala Generating Plant | 55220 | A02 | CT | OP | CC | NG | 5544 | 8855426.078 | 0.84127 | 0.00019 | EPA/CAMD | EPA/NEI | 2001
2021 | AR | Oswald Generating Station | 55221 | G1 | CT | OP | CC | NG | 1886 | 640823.197 | 0.9165 | 0.0028604 | EPA/CAMD | EPA/NEI | 2002
2021 | AR | Oswald Generating Station | 55221 | G2 | CT | OP | CC | NG | 1966 | 642821.851 | 0.89729 | 0.0027917 | EPA/CAMD | EPA/NEI | 2002
2021 | AR | Oswald Generating Station | 55221 | G3 | CT | OP | CC | NG | 1841 | 638703.529 | 0.6468 | 0.0020254 | EPA/CAMD | EPA/NEI | 2002
2021 | AR | Oswald Generating Station | 55221 | G4 | CT | OP | CC | NG | 1879 | 636167.344 | 0.65121 | 0.0020473 | EPA/CAMD | EPA/NEI | 2002
2021 | AR | Oswald Generating Station | 55221 | G5 | CT | OP | CC | NG | 1878 | 634496.029 | 1.0029 | 0.0031613 | EPA/CAMD | EPA/NEI | 2002
2021 | AR | Oswald Generating Station | 55221 | G6 | CT | OP | CC | NG | 1776 | 589669.322 | 1.0762 | 0.0036503 | EPA/CAMD | EPA/NEI | 2002
2021 | AR | Oswald Generating Station | 55221 | G7 | CT | OP | CC | NG | 1973 | 1552896.423 | 3.0172 | 0.0038859 | EPA/CAMD | EPA/NEI | 2002
2021 | IL | Lincoln Generating Facility | 55222 | CTG-1 | GT | OP | CT | NG | 65 | 40409.325 | 0.06058 | 0.0029983 | EPA/CAMD | EPA/NEI | 2000
2021 | IL | Lincoln Generating Facility | 55222 | CTG-2 | GT | OP | CT | NG | 38 | 25930.387 | 0.03872 | 0.0029865 | EPA/CAMD | EPA/NEI | 2000
2021 | IL | Lincoln Generating Facility | 55222 | CTG-3 | GT | OP | CT | NG | 69 | 42976.127 | 0.06399 | 0.0029779 | EPA/CAMD | EPA/NEI | 2000
2021 | IL | Lincoln Generating Facility | 55222 | CTG-4 | GT | OP | CT | NG | 39 | 25774.398 | 0.03872 | 0.0030045 | EPA/CAMD | EPA/NEI | 2000
2021 | IL | Lincoln Generating Facility | 55222 | CTG-5 | GT | OP | CT | NG | 38 | 26126.078 | 0.0392 | 0.0030008 | EPA/CAMD | EPA/NEI | 2000
2021 | IL | Lincoln Generating Facility | 55222 | CTG-6 | GT | OP | CT | NG | 38 | 25618.151 | 0.03888 | 0.0030353 | EPA/CAMD | EPA/NEI | 2000
2021 | IL | Lincoln Generating Facility | 55222 | CTG-7 | GT | OP | CT | NG | 37 | 26301.317 | 0.03904 | 0.0029687 | EPA/CAMD | EPA/NEI | 2000
2021 | IL | Lincoln Generating Facility | 55222 | CTG-8 | GT | OP | CT | NG | 39 | 27803.682 | 0.04216 | 0.0030327 | EPA/CAMD | EPA/NEI | 2000
2021 | TX | Ennis Power Company, LLC | 55223 | GT-1 | CT | OP | CC | NG | 3955 | 7760131.941 | 26.4341 | 0.0068128 | EPA/CAMD | EPA/NEI | 2001
2021 | IN | Wheatland Generating Facility LLC | 55224 | EU-01 | GT | OP | CT | NG | 613 | 647084.038 | 26.8195 | 0.082893 | EPA/CAMD | EPA/NEI | 2000
2021 | IN | Wheatland Generating Facility LLC | 55224 | EU-02 | GT | OP | CT | NG | 643 | 691313.911 | 28.4683 | 0.08236 | EPA/CAMD | EPA/NEI | 2000
2021 | IN | Wheatland Generating Facility LLC | 55224 | EU-03 | GT | OP | CT | NG | 548 | 571436.666 | 27.6417 | 0.096745 | EPA/CAMD | EPA/NEI | 2000
2021 | IN | Wheatland Generating Facility LLC | 55224 | EU-04 | GT | OP | CT | NG | 554 | 591658.536 | 27.6464 | 0.093454 | EPA/CAMD | EPA/NEI | 2000
2021 | OK | Oneta Energy Center | 55225 | CTG-1 | CT | OP | CC | NG | 4818 | 7363136.308 | 0.6995 | 0.00019 | EPA/CAMD | EPA/NEI | 2002
2021 | OK | Oneta Energy Center | 55225 | CTG-2 | CT | OP | CC | NG | 4636 | 7158880.773 | 0.6801 | 0.00019 | EPA/CAMD | EPA/NEI | 2002
2021 | OK | Oneta Energy Center | 55225 | CTG-3 | CT | OP | CC | NG | 4985 | 7488245.391 | 0.71139 | 0.00019 | EPA/CAMD | EPA/NEI | 2002
2021 | OK | Oneta Energy Center | 55225 | CTG-4 | CT | OP | CC | NG | 4799 | 7473604.279 | 0.70999 | 0.00019 | EPA/CAMD | EPA/NEI | 2002
2021 | TX | Freestone Power Generation | 55226 | GT1 | CT | OP | CC | NG | 7123 | 11490656.284 | 20.22 | 0.0035194 | EPA/CAMD | EPA/NEI | 2002
2021 | TX | Freestone Power Generation | 55226 | GT2 | CT | OP | CC | NG | 7036 | 11548176.595 | 22.04 | 0.0038171 | EPA/CAMD | EPA/NEI | 2002
2021 | TX | Freestone Power Generation | 55226 | GT3 | CT | OP | CC | NG | 5734 | 8975627.532 | 11.2 | 0.0024956 | EPA/CAMD | EPA/NEI | 2002
2021 | TX | Freestone Power Generation | 55226 | GT4 | CT | OP | CC | NG | 5534 | 8839497.293 | 10.71 | 0.0024232 | EPA/CAMD | EPA/NEI | 2002
2021 | OH | Greenville Electric Gen Station | 55228 | G1CT1 | GT | OP | CT | NG | 1177 | 254260.2 | 1.63 | 0.012822 | EPA/CAMD | EPA/NEI | 2000
2021 | OH | Greenville Electric Gen Station | 55228 | G1CT2 | GT | OP | CT | NG | 1177 | 313670 | 2.01 | 0.012816 | EPA/CAMD | EPA/NEI | 2000
2021 | OH | Greenville Electric Gen Station | 55228 | G2CT1 | GT | OP | CT | NG | 497 | 108010 | 0.69 | 0.012777 | EPA/CAMD | EPA/NEI | 2000
2021 | OH | Greenville Electric Gen Station | 55228 | G2CT2 | GT | OP | CT | NG | 614 | 143305.8 | 0.92 | 0.01284 | EPA/CAMD | EPA/NEI | 2000
2021 | OH | Greenville Electric Gen Station | 55228 | G3CT1 | GT | OP | CT | NG | 995 | 251146.2 | 1.61 | 0.012821 | EPA/CAMD | EPA/NEI | 2000
2021 | OH | Greenville Electric Gen Station | 55228 | G3CT2 | GT | OP | CT | NG | 991 | 244489.7 | 1.56 | 0.012761 | EPA/CAMD | EPA/NEI | 2000
2021 | OH | Greenville Electric Gen Station | 55228 | G4CT1 | GT | OP | CT | NG | 1058 | 263765.1 | 1.69 | 0.012814 | EPA/CAMD | EPA/NEI | 2000
2021 | OH | Greenville Electric Gen Station | 55228 | G4CT2 | GT | OP | CT | NG | 1054 | 272963.9 | 1.74 | 0.012749 | EPA/CAMD | EPA/NEI | 2000
2021 | IN | Montpelier Electric Gen Station | 55229 | G1CT1 | GT | OP | CT | NG | 2388 | 487419.1 | 1.5774 | 0.0064725 | EPA/CAMD | EPA/NEI | 2001
2021 | IN | Montpelier Electric Gen Station | 55229 | G1CT2 | GT | OP | CT | NG | 2553 | 503965.8 | 1.6308 | 0.0064721 | EPA/CAMD | EPA/NEI | 2001
2021 | IN | Montpelier Electric Gen Station | 55229 | G2CT1 | GT | OP | CT | NG | 2235 | 482199.8 | 1.7953 | 0.0074462 | EPA/CAMD | EPA/NEI | 2001
2021 | IN | Montpelier Electric Gen Station | 55229 | G2CT2 | GT | OP | CT | NG | 1607 | 325630.9 | 1.0642 | 0.0065361 | EPA/CAMD | EPA/NEI | 2001
2021 | IN | Montpelier Electric Gen Station | 55229 | G3CT1 | GT | OP | CT | NG | 2609 | 524604.2 | 1.7035 | 0.0064944 | EPA/CAMD | EPA/NEI | 2001
2021 | IN | Montpelier Electric Gen Station | 55229 | G3CT2 | GT | OP | CT | NG | 2608 | 531335.3 | 1.723 | 0.0064857 | EPA/CAMD | EPA/NEI | 2001
2021 | IN | Montpelier Electric Gen Station | 55229 | G4CT1 | GT | OP | CT | NG | 2640 | 496972.7 | 1.6138 | 0.0064943 | EPA/CAMD | EPA/NEI | 2001
2021 | IN | Montpelier Electric Gen Station | 55229 | G4CT2 | GT | OP | CT | NG | 2612 | 550295.7 | 1.7847 | 0.0064864 | EPA/CAMD | EPA/NEI | 2001
2021 | TX | Jack County Generation Facility | 55230 | CT-1 | CT | OP | CC | NG | 3911 | 5664785.193 | 16.75 | 0.0059137 | EPA/CAMD | EPA/NEI | 2005
2021 | TX | Jack County Generation Facility | 55230 | CT-2 | CT | OP | CC | NG | 4302 | 6230759.752 | 7.91 | 0.002539 | EPA/CAMD | EPA/NEI | 2005
2021 | TX | Jack County Generation Facility | 55230 | CT-3 | CT | OP | CC | NG | 5707 | 8093654.701 | 8.81 | 0.002177 | EPA/CAMD | EPA/NEI | 2011
2021 | TX | Jack County Generation Facility | 55230 | CT-4 | CT | OP | CC | NG | 5179 | 7215502.928 | 18.83 | 0.0052193 | EPA/CAMD | EPA/NEI | 2011
2021 | PA | Liberty Electric Power Plant | 55231 | 0001 | CT | OP | CC | NG | 8298 | 15325621.473 | 41.1765 | 0.0053736 | EPA/CAMD | NEI avg EF - PM, fuel type, firing type | 2002
2021 | PA | Liberty Electric Power Plant | 55231 | 0002 | CT | OP | CC | NG | 8227 | 15140017.389 | 40.6779 | 0.0053736 | EPA/CAMD | NEI avg EF - PM, fuel type, firing type | 2002
2021 | KY | Marshall County | 55232 | CT1 | GT | OP | CT | NG | 150 | 105407.73 | 0.43927 | 0.0083346 | EPA/CAMD | EPA/NEI | 2002
2021 | KY | Marshall County | 55232 | CT2 | GT | OP | CT | NG | 155 | 111957.187 | 0.4984 | 0.0089035 | EPA/CAMD | EPA/NEI | 2002
2021 | KY | Marshall County | 55232 | CT3 | GT | OP | CT | NG | 125 | 93703.137 | 0.53878 | 0.0115 | EPA/CAMD | EPA/NEI | 2002
2021 | KY | Marshall County | 55232 | CT4 | GT | OP | CT | NG | 91 | 63340.36 | 0.53393 | 0.016859 | EPA/CAMD | EPA/NEI | 2002
2021 | KY | Marshall County | 55232 | CT5 | GT | OP | CT | NG | 69 | 47573.483 | 0.39835 | 0.016747 | EPA/CAMD | EPA/NEI | 2002
2021 | KY | Marshall County | 55232 | CT6 | GT | OP | CT | NG | 101 | 68638.235 | 0.37504 | 0.010928 | EPA/CAMD | EPA/NEI | 2002
2021 | KY | Marshall County | 55232 | CT7 | GT | OP | CT | NG | 90 | 60320.815 | 0.52453 | 0.017391 | EPA/CAMD | EPA/NEI | 2002
2021 | KY | Marshall County | 55232 | CT8 | GT | OP | CT | NG | 77 | 51400.612 | 0.49693 | 0.019336 | EPA/CAMD | EPA/NEI | 2002
2021 | PA | Handsome Lake Energy | 55233 | EU-1A | GT | OP | CT | NG | 496 | 76395.3 | 0.4316 | 0.011299 | EPA/CAMD | EPA/NEI | 2001
2021 | PA | Handsome Lake Energy | 55233 | EU-1B | GT | OP | CT | NG | 590 | 97380.4 | 0.5502 | 0.0113 | EPA/CAMD | EPA/NEI | 2001
2021 | PA | Handsome Lake Energy | 55233 | EU-2A | GT | OP | CT | NG | 480 | 73045.8 | 0.4128 | 0.011302 | EPA/CAMD | EPA/NEI | 2001
2021 | PA | Handsome Lake Energy | 55233 | EU-2B | GT | OP | CT | NG | 483 | 73520.9 | 0.4154 | 0.0113 | EPA/CAMD | EPA/NEI | 2001
2021 | PA | Handsome Lake Energy | 55233 | EU-3A | GT | OP | CT | NG | 362 | 54915.4 | 0.3103 | 0.011301 | EPA/CAMD | EPA/NEI | 2001
2021 | PA | Handsome Lake Energy | 55233 | EU-3B | GT | OP | CT | NG | 446 | 71544.4 | 0.4042 | 0.011299 | EPA/CAMD | EPA/NEI | 2001
2021 | PA | Handsome Lake Energy | 55233 | EU-4A | GT | OP | CT | NG | 476 | 72152.6 | 0.4077 | 0.011301 | EPA/CAMD | EPA/NEI | 2001
2021 | PA | Handsome Lake Energy | 55233 | EU-4B | GT | OP | CT | NG | 477 | 72856.8 | 0.4116 | 0.011299 | EPA/CAMD | EPA/NEI | 2001
2021 | PA | Handsome Lake Energy | 55233 | EU-5A | GT | OP | CT | NG | 585 | 96117.7 | 0.5431 | 0.011301 | EPA/CAMD | EPA/NEI | 2001
2021 | PA | Handsome Lake Energy | 55233 | EU-5B | GT | OP | CT | NG | 589 | 96394.7 | 0.5446 | 0.011299 | EPA/CAMD | EPA/NEI | 2001
2021 | MO | Audrain Power Plant | 55234 | CT1 | GT | OP | CT | NG | 128 | 77103.709 | 0.2554 | 0.0066248 | EPA/CAMD | EPA/NEI | 2001
2021 | MO | Audrain Power Plant | 55234 | CT2 | GT | OP | CT | NG | 136 | 82339.432 | 0.2727 | 0.0066238 | EPA/CAMD | EPA/NEI | 2001
2021 | MO | Audrain Power Plant | 55234 | CT3 | GT | OP | CT | NG | 85 | 52368.064 | 0.1733 | 0.0066185 | EPA/CAMD | EPA/NEI | 2001
2021 | MO | Audrain Power Plant | 55234 | CT4 | GT | OP | CT | NG | 82 | 50779.354 | 0.1681 | 0.0066208 | EPA/CAMD | EPA/NEI | 2001
2021 | MO | Audrain Power Plant | 55234 | CT5 | GT | OP | CT | NG | 113 | 71093.241 | 0.2354 | 0.0066223 | EPA/CAMD | EPA/NEI | 2001
2021 | MO | Audrain Power Plant | 55234 | CT6 | GT | OP | CT | NG | 89 | 53569.345 | 0.1774 | 0.0066232 | EPA/CAMD | EPA/NEI | 2001
2021 | MO | Audrain Power Plant | 55234 | CT7 | GT | OP | CT | NG | 98 | 60867.453 | 0.2014 | 0.0066177 | EPA/CAMD | EPA/NEI | 2001
2021 | MO | Audrain Power Plant | 55234 | CT8 | GT | OP | CT | NG | 92 | 55899.279 | 0.185 | 0.006619 | EPA/CAMD | EPA/NEI | 2001
2021 | IL | Lee County Generating Station, LLC | 55236 | CT1 | GT | OP | CT | NG | 983 | 636986.413 | 1.9716 | 0.0061905 | EPA/CAMD | EPA/NEI | 2001
2021 | IL | Lee County Generating Station, LLC | 55236 | CT2 | GT | OP | CT | NG | 1002 | 643515.311 | 1.9954 | 0.0062016 | EPA/CAMD | EPA/NEI | 2001
2021 | IL | Lee County Generating Station, LLC | 55236 | CT3 | GT | OP | CT | NG | 945 | 606437.87 | 1.88 | 0.0062002 | EPA/CAMD | EPA/NEI | 2001
2021 | IL | Lee County Generating Station, LLC | 55236 | CT4 | GT | OP | CT | NG | 935 | 592469.267 | 1.8347 | 0.0061933 | EPA/CAMD | EPA/NEI | 2001
2021 | IL | Lee County Generating Station, LLC | 55236 | CT5 | GT | OP | CT | NG | 748 | 466793.931 | 1.446 | 0.0061954 | EPA/CAMD | EPA/NEI | 2001
2021 | IL | Lee County Generating Station, LLC | 55236 | CT6 | GT | OP | CT | NG | 885 | 540793.935 | 1.6764 | 0.0061999 | EPA/CAMD | EPA/NEI | 2001
2021 | IL | Lee County Generating Station, LLC | 55236 | CT7 | GT | OP | CT | NG | 834 | 520100.084 | 1.6094 | 0.0061888 | EPA/CAMD | EPA/NEI | 2001
2021 | IL | Lee County Generating Station, LLC | 55236 | CT8 | GT | OP | CT | NG | 773 | 470840.876 | 1.4586 | 0.0061959 | EPA/CAMD | EPA/NEI | 2001
2021 | IL | Shelby County | 55237 | SCE1 | GT | OP | CT | NG | 1131 | 425899.5 | 0.99876 | 0.0046901 | EPA/CAMD | EPA/NEI | 2000
2021 | IL | Shelby County | 55237 | SCE2 | GT | OP | CT | NG | 1129 | 419686.2 | 1.0027 | 0.0047781 | EPA/CAMD | EPA/NEI | 2000
2021 | IL | Shelby County | 55237 | SCE3 | GT | OP | CT | NG | 1015 | 369065.5 | 0.872 | 0.0047254 | EPA/CAMD | EPA/NEI | 2000
2021 | IL | Shelby County | 55237 | SCE4 | GT | OP | CT | NG | 1038 | 391304.5 | 0.90551 | 0.0046281 | EPA/CAMD | EPA/NEI | 2000
2021 | IL | Shelby County | 55237 | SCE5 | GT | OP | CT | NG | 1125 | 426988.2 | 1.0146 | 0.0047521 | EPA/CAMD | EPA/NEI | 2000
2021 | IL | Shelby County | 55237 | SCE6 | GT | OP | CT | NG | 1024 | 384379.8 | 0.9256 | 0.0048161 | EPA/CAMD | EPA/NEI | 2000
2021 | IL | Shelby County | 55237 | SCE7 | GT | OP | CT | NG | 1110 | 418221.6 | 0.98252 | 0.0046986 | EPA/CAMD | EPA/NEI | 2001
2021 | IL | Shelby County | 55237 | SCE8 | GT | OP | CT | NG | 1054 | 395285.9 | 0.95513 | 0.0048326 | EPA/CAMD | EPA/NEI | 2001
2021 | IL | Rockford Energy Center | 55238 | 0001 | GT | OP | CT | NG | 1085 | 1458238.842 | 5.845 | 0.0080165 | EPA/CAMD | NEI avg EF - PM, fuel type, firing type | 2000
2021 | IL | Rockford Energy Center | 55238 | 0002 | GT | OP | CT | NG | 1074 | 1409437.289 | 5.6494 | 0.0080165 | EPA/CAMD | NEI avg EF - PM, fuel type, firing type | 2000
2021 | NJ | Red Oak Power, LLC | 55239 | 1 | CT | OP | CC | NG | 3600 | 5923422.759 | 24.66 | 0.0083263 | EPA/CAMD | EPA/NEI | 2002
2021 | NJ | Red Oak Power, LLC | 55239 | 2 | CT | OP | CC | NG | 3649 | 5998858.918 | 24.66 | 0.0082216 | EPA/CAMD | EPA/NEI | 2002
2021 | NJ | Red Oak Power, LLC | 55239 | 3 | CT | OP | CC | NG | 3377 | 5519719.381 | 24.66 | 0.0089352 | EPA/CAMD | EPA/NEI | 2002
2021 | AL | Hog Bayou Energy Center | 55241 | COG01 | CT | OP | CC | NG | 7974 | 11538108.504 | 50.2 | 0.0087016 | EPA/CAMD | EPA/NEI | 2001
2021 | FL | Santa Rosa Energy Center | 55242 | CT-1 | CT | OP | CC | NG | 3468 | 5152671.28 | 16.9047 | 0.0065615 | EPA/CAMD | EPA/NEI | 2002
2021 | NY | Astoria Gas Turbine Power | 55243 | CT2-1A | GT | OP | CT | NG | 157 | 24229.6 | 1.9488 | 0.16086 | EPA/CAMD | EPA/NEI | 1970
2021 | NY | Astoria Gas Turbine Power | 55243 | CT2-1B | GT | OP | CT | NG | 157 | 24229.6 | 1.9488 | 0.16086 | EPA/CAMD | EPA/NEI | 1970
2021 | NY | Astoria Gas Turbine Power | 55243 | CT2-2A | GT | OP | CT | NG | 96 | 14581.5 | 1.9488 | 0.26729 | EPA/CAMD | EPA/NEI | 1970
2021 | NY | Astoria Gas Turbine Power | 55243 | CT2-2B | GT | OP | CT | NG | 96 | 14581.5 | 1.9488 | 0.26729 | EPA/CAMD | EPA/NEI | 1970
2021 | NY | Astoria Gas Turbine Power | 55243 | CT2-3A | GT | OP | CT | NG | 170 | 26134.9 | 1.9488 | 0.14913 | EPA/CAMD | EPA/NEI | 1970
2021 | NY | Astoria Gas Turbine Power | 55243 | CT2-3B | GT | OP | CT | NG | 170 | 26134.9 | 1.9488 | 0.14913 | EPA/CAMD | EPA/NEI | 1970
2021 | NY | Astoria Gas Turbine Power | 55243 | CT2-4A | GT | OP | CT | NG | 137 | 21062.3 | 1.9488 | 0.18505 | EPA/CAMD | EPA/NEI | 1970
2021 | NY | Astoria Gas Turbine Power | 55243 | CT2-4B | GT | OP | CT | NG | 137 | 21062.3 | 1.9488 | 0.18505 | EPA/CAMD | EPA/NEI | 1970
2021 | NY | Astoria Gas Turbine Power | 55243 | CT3-1A | GT | OP | CT | NG | 110 | 15266.7 | 1.9488 | 0.25529 | EPA/CAMD | EPA/NEI | 1970
2021 | NY | Astoria Gas Turbine Power | 55243 | CT3-1B | GT | OP | CT | NG | 110 | 15266.7 | 1.9488 | 0.25529 | EPA/CAMD | EPA/NEI | 1970
2021 | NY | Astoria Gas Turbine Power | 55243 | CT3-2A | GT | OP | CT | NG | 112 | 18218.3 | 1.9488 | 0.21393 | EPA/CAMD | EPA/NEI | 1970
2021 | NY | Astoria Gas Turbine Power | 55243 | CT3-2B | GT | OP | CT | NG | 112 | 18218.3 | 1.9488 | 0.21393 | EPA/CAMD | EPA/NEI | 1970
2021 | NY | Astoria Gas Turbine Power | 55243 | CT3-3A | GT | OP | CT | NG | 179 | 28831.4 | 1.9488 | 0.13518 | EPA/CAMD | EPA/NEI | 1970
2021 | NY | Astoria Gas Turbine Power | 55243 | CT3-3B | GT | OP | CT | NG | 179 | 28831.4 | 1.9488 | 0.13518 | EPA/CAMD | EPA/NEI | 1970
2021 | NY | Astoria Gas Turbine Power | 55243 | CT3-4A | GT | OP | CT | NG | 276 | 43366.3 | 1.9488 | 0.089874 | EPA/CAMD | EPA/NEI | 1970
2021 | NY | Astoria Gas Turbine Power | 55243 | CT3-4B | GT | OP | CT | NG | 276 | 43366.3 | 1.9488 | 0.089874 | EPA/CAMD | EPA/NEI | 1970
2021 | NY | Astoria Gas Turbine Power | 55243 | CT4-1A | GT | OP | CT | NG | 141 | 20859.5 | 1.9488 | 0.18685 | EPA/CAMD | EPA/NEI | 1970
2021 | NY | Astoria Gas Turbine Power | 55243 | CT4-1B | GT | OP | CT | NG | 141 | 20859.5 | 1.9488 | 0.18685 | EPA/CAMD | EPA/NEI | 1970
2021 | NY | Astoria Gas Turbine Power | 55243 | CT4-2A | GT | OP | CT | NG | 146 | 22714.3 | 1.9488 | 0.17159 | EPA/CAMD | EPA/NEI | 1970
2021 | NY | Astoria Gas Turbine Power | 55243 | CT4-2B | GT | OP | CT | NG | 146 | 22714.3 | 1.9488 | 0.17159 | EPA/CAMD | EPA/NEI | 1970
2021 | NY | Astoria Gas Turbine Power | 55243 | CT4-3A | GT | OP | CT | NG | 161 | 25327.7 | 1.9488 | 0.15388 | EPA/CAMD | EPA/NEI | 1970
2021 | NY | Astoria Gas Turbine Power | 55243 | CT4-3B | GT | OP | CT | NG | 161 | 25327.7 | 1.9488 | 0.15388 | EPA/CAMD | EPA/NEI | 1970
2021 | NY | Astoria Gas Turbine Power | 55243 | CT4-4A | GT | OP | CT | NG | 96 | 12903.5 | 1.9488 | 0.30205 | EPA/CAMD | EPA/NEI | 1970
2021 | NY | Astoria Gas Turbine Power | 55243 | CT4-4B | GT | OP | CT | NG | 96 | 12903.5 | 1.9488 | 0.30205 | EPA/CAMD | EPA/NEI | 1970
2021 | GA | Doyle Energy Facility | 55244 | CTG-2 | GT | OP | CT | NG | 191 | 115583.519 | 0.708 | 0.012251 | EPA/CAMD | EPA/NEI | 2000
2021 | GA | Doyle Energy Facility | 55244 | CTG-3 | GT | OP | CT | NG | 200 | 123858.116 | 0.567 | 0.0091556 | EPA/CAMD | EPA/NEI | 2000
2021 | GA | Doyle Energy Facility | 55244 | CTG-4 | GT | OP | CT | NG | 354 | 240327.659 | 2.57 | 0.021387 | EPA/CAMD | EPA/NEI | 2000
2021 | GA | Doyle Energy Facility | 55244 | CTG-5 | GT | OP | CT | NG | 376 | 254573.14 | 2.26 | 0.017755 | EPA/CAMD | EPA/NEI | 2000
2021 | IL | Tuscola Station | 55245 | SG3500 | ST | OP | NA | NG |  | 1233094.332 | 5.8632 | 0.0095098 | EIA Unit-level Data | NEI avg EF - PM, fuel type
2021 | IL | Tuscola Station | 55245 | SG3600 | ST | OP | NA | NG |  | 1240141.747 | 5.8967 | 0.0095098 | EIA Unit-level Data | NEI avg EF - PM, fuel type
2021 | OH | Darby Electric Generating Station | 55247 | CT1 | GT | OP | CT | NG | 1105 | 812796.3 | 5.0088 | 0.012325 | EPA/CAMD | EPA/NEI | 2001
2021 | OH | Darby Electric Generating Station | 55247 | CT2 | GT | OP | CT | NG | 1073 | 794511 | 4.8191 | 0.012131 | EPA/CAMD | EPA/NEI | 2001
2021 | OH | Darby Electric Generating Station | 55247 | CT3 | GT | OP | CT | NG | 1096 | 809170.3 | 4.9251 | 0.012173 | EPA/CAMD | EPA/NEI | 2001
2021 | OH | Darby Electric Generating Station | 55247 | CT4 | GT | OP | CT | NG | 926 | 669492.7 | 4.1612 | 0.012431 | EPA/CAMD | EPA/NEI | 2001
2021 | OH | Darby Electric Generating Station | 55247 | CT5 | GT | OP | CT | NG | 898 | 646809.5 | 4.0644 | 0.012568 | EPA/CAMD | EPA/NEI | 2002
2021 | OH | Darby Electric Generating Station | 55247 | CT6 | GT | OP | CT | NG | 897 | 645688.3 | 3.985 | 0.012344 | EPA/CAMD | EPA/NEI | 2002
2021 | IL | University Park Energy | 55250 | UP1 | GT | OP | CT | NG | 1427 | 285405.8 | 0.88731 | 0.0062179 | EPA/CAMD | EPA/NEI | 2001
2021 | IL | University Park Energy | 55250 | UP10 | GT | OP | CT | NG | 1202 | 241661 | 0.78495 | 0.0064962 | EPA/CAMD | EPA/NEI | 2001
2021 | IL | University Park Energy | 55250 | UP11 | GT | OP | CT | NG | 731 | 127126.1 | 0.40241 | 0.0063309 | EPA/CAMD | EPA/NEI | 2001
2021 | IL | University Park Energy | 55250 | UP12 | GT | OP | CT | NG | 1302 | 184763.3 | 0.57769 | 0.0062533 | EPA/CAMD | EPA/NEI | 2001
2021 | IL | University Park Energy | 55250 | UP2 | GT | OP | CT | NG | 1389 | 263921.7 | 0.82171 | 0.0062269 | EPA/CAMD | EPA/NEI | 2001
2021 | IL | University Park Energy | 55250 | UP3 | GT | OP | CT | NG | 899 | 159996.3 | 0.51579 | 0.0064476 | EPA/CAMD | EPA/NEI | 2001
2021 | IL | University Park Energy | 55250 | UP4 | GT | OP | CT | NG | 998 | 199298.3 | 0.62038 | 0.0062256 | EPA/CAMD | EPA/NEI | 2001
2021 | IL | University Park Energy | 55250 | UP5 | GT | OP | CT | NG | 512 | 88006.1 | 0.26764 | 0.0060822 | EPA/CAMD | EPA/NEI | 2001
2021 | IL | University Park Energy | 55250 | UP6 | GT | OP | CT | NG | 804 | 162040.3 | 1.2782 | 0.015777 | EPA/CAMD | EPA/NEI | 2001
2021 | IL | University Park Energy | 55250 | UP7 | GT | OP | CT | NG | 1396 | 283020.2 | 0.8484 | 0.0059953 | EPA/CAMD | EPA/NEI | 2001
2021 | IL | University Park Energy | 55250 | UP8 | GT | OP | CT | NG | 1367 | 272322.8 | 0.82159 | 0.0060339 | EPA/CAMD | EPA/NEI | 2001
2021 | IL | University Park Energy | 55250 | UP9 | GT | OP | CT | NG | 1430 | 241309 | 0.77391 | 0.0064142 | EPA/CAMD | EPA/NEI | 2001
2021 | TN | Gleason Combustion Turbine Plant | 55251 | CTG-1 | GT | OP | CT | NG | 1520 | 2533441.487 | 10.0431 | 0.0079284 | EPA/CAMD | EPA/NEI | 2000
2021 | TN | Gleason Combustion Turbine Plant | 55251 | CTG-2 | GT | OP | CT | NG | 1478 | 2428049.186 | 8.6775 | 0.0071477 | EPA/CAMD | EPA/NEI | 2000
2021 | TN | Gleason Combustion Turbine Plant | 55251 | CTG-3 | GT | OP | CT | NG | 1220 | 1913806.376 | 5.6875 | 0.0059436 | EPA/CAMD | EPA/NEI | 2000
2021 | IL | Crete Energy Park | 55253 | GT1 | GT | OP | CT | NG | 104 | 69252.152 | 0.23006 | 0.0066443 | EPA/CAMD | EPA/NEI | 2002
2021 | IL | Crete Energy Park | 55253 | GT2 | GT | OP | CT | NG | 172 | 109843.215 | 0.364 | 0.0066276 | EPA/CAMD | EPA/NEI | 2002
2021 | IL | Crete Energy Park | 55253 | GT3 | GT | OP | CT | NG | 188 | 106010.822 | 0.3525 | 0.0066503 | EPA/CAMD | EPA/NEI | 2002
2021 | IL | Crete Energy Park | 55253 | GT4 | GT | OP | CT | NG | 173 | 118268.701 | 0.3905 | 0.0066036 | EPA/CAMD | EPA/NEI | 2002
2021 | IN | Whiting Clean Energy, Inc. | 55259 | CT1 | CT | OP | CC | NG | 8405 | 13229689.922 | 52.181 | 0.0078885 | EPA/CAMD | EPA/NEI | 2001
2021 | IN | Whiting Clean Energy, Inc. | 55259 | CT2 | CT | OP | CC | NG | 7383 | 11440200.08 | 63.4721 | 0.011096 | EPA/CAMD | EPA/NEI | 2001
2021 | OH | AMP-Ohio Gas Turbines Bowling Green | 55262 | CT1 | GT | OP | CT | NG | 80 | 29675.5 | 0.2619 | 0.017651 | EPA/CAMD | EPA/NEI | 2001
2021 | OH | AMP-Ohio Gas Turbines Galion | 55263 | CT1 | GT | OP | CT | NG | 117 | 33890 | 0.29871 | 0.017628 | EPA/CAMD | EPA/NEI | 2001
2021 | OH | AMP-Ohio Gas Turbines Napoleon | 55264 | CT1 | GT | OP | CT | NG | 147 | 34201.8 | 0.30259 | 0.017694 | EPA/CAMD | EPA/NEI | 2001
2021 | MN | Lake Benton II | 55265 | EXIS | WT | OP | NA | WND |  | 3898542 |  |  | EIA Prime Mover-level Data
2021 | GA | Edward L Addison Generating Plant | 55267 | 1 | GT | OP | CT | NG | 22 | 19965.252 | 0.0059916 | 0.0006002 | EPA/CAMD | EPA/NEI | 2000
2021 | GA | Edward L Addison Generating Plant | 55267 | 2 | GT | OP | CT | NG | 1199 | 1547987.675 | 0.43731 | 0.000565 | EPA/CAMD | EPA/NEI | 2000
2021 | GA | Edward L Addison Generating Plant | 55267 | 3 | GT | OP | CT | NG | 9 | 9502.622 | 0.006732 | 0.0014169 | EPA/CAMD | EPA/NEI | 2000
2021 | GA | Edward L Addison Generating Plant | 55267 | 4 | GT | OP | CT | NG | 1151 | 1401772.821 | 0.38072 | 0.00054319 | EPA/CAMD | EPA/NEI | 2000
2021 | MS | Southaven Combined Cycle Plant | 55269 | AA-001 | CT | OP | CC | NG | 6460 | 10658677.963 | 64.22 | 0.01205 | EPA/CAMD | EPA/NEI | 2003
2021 | MS | Southaven Combined Cycle Plant | 55269 | AA-002 | CT | OP | CC | NG | 6327 | 10382798.599 | 54.39 | 0.010477 | EPA/CAMD | EPA/NEI | 2003
2021 | MS | Southaven Combined Cycle Plant | 55269 | AA-003 | CT | OP | CC | NG | 6752 | 10694209.434 | 50.13 | 0.0093752 | EPA/CAMD | EPA/NEI | 2003
2021 | MI | Jackson Generating Station | 55270 | 7EA | CT | OP | CC | NG | 5880 | 5158636.564 | 10.35 | 0.0040127 | EPA/CAMD | EPA/NEI | 2002
2021 | MI | Jackson Generating Station | 55270 | LM1 | CT | OP | CC | NG | 5231 | 1983133.212 | 24.05 | 0.024255 | EPA/CAMD | EPA/NEI | 2002
2021 | MI | Jackson Generating Station | 55270 | LM2 | CT | OP | CC | NG | 5171 | 1976760.175 | 24.05 | 0.024333 | EPA/CAMD | EPA/NEI | 2002
2021 | MI | Jackson Generating Station | 55270 | LM3 | CT | OP | CC | NG | 5532 | 2180410.758 | 24.05 | 0.02206 | EPA/CAMD | EPA/NEI | 2002
2021 | MI | Jackson Generating Station | 55270 | LM4 | CT | OP | CC | NG | 5381 | 2175574.064 | 24.05 | 0.022109 | EPA/CAMD | EPA/NEI | 2002
2021 | MI | Jackson Generating Station | 55270 | LM5 | CT | OP | CC | NG | 5383 | 2082662.453 | 24.05 | 0.023095 | EPA/CAMD | EPA/NEI | 2002
2021 | MI | Jackson Generating Station | 55270 | LM6 | CT | OP | CC | NG | 5545 | 2199280.296 | 24.05 | 0.021871 | EPA/CAMD | EPA/NEI | 2002
2021 | AL | Tenaska Lindsay Hill Generating Station | 55271 | CT1 | CT | OP | CC | NG | 409 | 517899.844 | 0.894 | 0.0034524 | EPA/CAMD | EPA/NEI | 2002
2021 | AL | Tenaska Lindsay Hill Generating Station | 55271 | CT2 | CT | OP | CC | NG | 618 | 1096402.765 | 1.769 | 0.0032269 | EPA/CAMD | EPA/NEI | 2002
2021 | AL | Tenaska Lindsay Hill Generating Station | 55271 | CT3 | CT | OP | CC | NG | 6909 | 13181250.689 | 33.89 | 0.0051422 | EPA/CAMD | EPA/NEI | 2002
2021 | GA | State Farm Support Center East | 55274 | 2A | IC | SB | NA | DFO
2021 | GA | State Farm Support Center East | 55274 | 2B | IC | SB | NA | DFO
2021 | GA | State Farm Support Center East | 55274 | 3A | IC | SB | NA | DFO
2021 | GA | State Farm Support Center East | 55274 | 3B | IC | SB | NA | DFO
2021 | GA | State Farm Support Center East | 55274 | 4A | IC | SB | NA | DFO
2021 | GA | State Farm Support Center East | 55274 | 4B | IC | SB | NA | DFO
2021 | WV | Ceredo Generating Station | 55276 | 01 | GT | OP | CT | NG | 973 | 698458.8 | 2.7996 | 0.0080165 | EPA/CAMD | NEI avg EF - PM, fuel type, firing type | 2001
2021 | WV | Ceredo Generating Station | 55276 | 02 | GT | OP | CT | NG | 948 | 674422 | 2.7033 | 0.0080165 | EPA/CAMD | NEI avg EF - PM, fuel type, firing type | 2001
2021 | WV | Ceredo Generating Station | 55276 | 03 | GT | OP | CT | NG | 929 | 669466.1 | 2.6834 | 0.0080165 | EPA/CAMD | NEI avg EF - PM, fuel type, firing type | 2001
2021 | WV | Ceredo Generating Station | 55276 | 04 | GT | OP | CT | NG | 969 | 697206.2 | 2.7946 | 0.0080165 | EPA/CAMD | NEI avg EF - PM, fuel type, firing type | 2001
2021 | WV | Ceredo Generating Station | 55276 | 05 | GT | OP | CT | NG | 894 | 638569.2 | 2.5595 | 0.0080165 | EPA/CAMD | NEI avg EF - PM, fuel type, firing type | 2001
2021 | WV | Ceredo Generating Station | 55276 | 06 | GT | OP | CT | NG | 894 | 642355.8 | 2.5747 | 0.0080165 | EPA/CAMD | NEI avg EF - PM, fuel type, firing type | 2001
2021 | WY | Beaver Creek Gas Plant | 55278 | 1 | GT | OP | NA | NG |  | 234218.5 | 0.93881 | 0.0080165 | EIA Prime Mover-level Data | NEI avg EF - PM, fuel type
2021 | WY | Beaver Creek Gas Plant | 55278 | 2 | GT | OP | NA | NG |  | 234218.5 | 0.93881 | 0.0080165 | EIA Prime Mover-level Data | NEI avg EF - PM, fuel type
2021 | WY | Beaver Creek Gas Plant | 55278 | STG-1 | ST | OP | NA | WH
2021 | IL | Aurora | 55279 | AGS01 | GT | OP | CT | NG | 875 | 1260039.54 | 2.6498 | 0.004206 | EPA/CAMD | EPA/NEI | 2002
2021 | IL | Aurora | 55279 | AGS02 | GT | OP | CT | NG | 811 | 1124380.538 | 2.352 | 0.0041836 | EPA/CAMD | EPA/NEI | 2001
2021 | IL | Aurora | 55279 | AGS03 | GT | OP | CT | NG | 924 | 1132016.467 | 2.3826 | 0.0042095 | EPA/CAMD | EPA/NEI | 2001
2021 | IL | Aurora | 55279 | AGS04 | GT | OP | CT | NG | 921 | 1127131.831 | 2.3436 | 0.0041585 | EPA/CAMD | EPA/NEI | 2001
2021 | IL | Aurora | 55279 | AGS05 | GT | OP | CT | NG | 1609 | 514350.97 | 0.8586 | 0.0033386 | EPA/CAMD | EPA/NEI | 2001
2021 | IL | Aurora | 55279 | AGS06 | GT | OP | CT | NG | 1626 | 519684.574 | 0.8658 | 0.003332 | EPA/CAMD | EPA/NEI | 2001
2021 | IL | Aurora | 55279 | AGS07 | GT | OP | CT | NG | 1670 | 540240.945 | 0.8928 | 0.0033052 | EPA/CAMD | EPA/NEI | 2001
2021 | IL | Aurora | 55279 | AGS08 | GT | OP | CT | NG | 1523 | 495393.211 | 0.8118 | 0.0032774 | EPA/CAMD | EPA/NEI | 2001
2021 | IL | Aurora | 55279 | AGS09 | GT | OP | CT | NG | 1678 | 555221.807 | 0.8958 | 0.0032268 | EPA/CAMD | EPA/NEI | 2001
2021 | IL | Aurora | 55279 | AGS10 | GT | OP | CT | NG | 1633 | 547065.467 | 0.8736 | 0.0031938 | EPA/CAMD | EPA/NEI | 2001
2021 | IL | Southeast Chicago Energy Project | 55281 | CTG10 | GT | OP | CT | NG | 0 |  | 0 |  |  | EPA/NEI | 2002
2021 | IL | Southeast Chicago Energy Project | 55281 | CTG11 | GT | OP | CT | NG | 0 |  | 0 |  |  | EPA/NEI | 2002
2021 | IL | Southeast Chicago Energy Project | 55281 | CTG12 | GT | OP | CT | NG | 0 |  | 0 |  |  | EPA/NEI | 2002
2021 | IL | Southeast Chicago Energy Project | 55281 | CTG5 | GT | OP | CT | NG | 0 |  | 0 |  |  | EPA/NEI | 2002
2021 | IL | Southeast Chicago Energy Project | 55281 | CTG6 | GT | OP | CT | NG | 0 |  | 0 |  |  | EPA/NEI | 2002
2021 | IL | Southeast Chicago Energy Project | 55281 | CTG7 | GT | OP | CT | NG | 0 |  | 0 |  |  | EPA/NEI | 2002
2021 | IL | Southeast Chicago Energy Project | 55281 | CTG8 | GT | OP | CT | NG | 0 |  | 0 |  |  | EPA/NEI | 2002
2021 | IL | Southeast Chicago Energy Project | 55281 | CTG9 | GT | OP | CT | NG | 0 |  | 0 |  |  | EPA/NEI | 2002
2021 | AZ | Arlington Valley Energy Facility | 55282 | CTG1 | CT | OP | CC | NG | 5051 | 8283938.442 | 6.35 | 0.0015331 | EPA/CAMD | EPA/NEI | 2002
2021 | AZ | Arlington Valley Energy Facility | 55282 | CTG2 | CT | OP | CC | NG | 5562 | 9104107.605 | 8.9509 | 0.0019663 | EPA/CAMD | EPA/NEI | 2002
2021 | CO | Front Range Power Plant | 55283 | 1 | CT | OP | CC | NG | 6426 | 8636725.102 | 6.05 | 0.001401 | EPA/CAMD | EPA/NEI | 2002
2021 | CO | Front Range Power Plant | 55283 | 2 | CT | OP | CC | NG | 6090 | 7659912.06 | 5.36 | 0.0013995 | EPA/CAMD | EPA/NEI | 2002
2021 | WV | Big Sandy Peaker Plant | 55284 | GS01 | GT | OP | CT | NG | 1948 | 289510.4 | 0.95538 | 0.0066 | EPA/CAMD | EPA/NEI | 2001
2021 | WV | Big Sandy Peaker Plant | 55284 | GS02 | GT | OP | CT | NG | 2036 | 292567 | 0.96547 | 0.0066 | EPA/CAMD | EPA/NEI | 2001
2021 | WV | Big Sandy Peaker Plant | 55284 | GS03 | GT | OP | CT | NG | 1465 | 238574.2 | 0.78729 | 0.0066 | EPA/CAMD | EPA/NEI | 2001
2021 | WV | Big Sandy Peaker Plant | 55284 | GS04 | GT | OP | CT | NG | 2073 | 289133.9 | 0.95414 | 0.0066 | EPA/CAMD | EPA/NEI | 2001
2021 | WV | Big Sandy Peaker Plant | 55284 | GS05 | GT | OP | CT | NG | 1737 | 255057.2 | 0.84169 | 0.0066 | EPA/CAMD | EPA/NEI | 2001
2021 | WV | Big Sandy Peaker Plant | 55284 | GS06 | GT | OP | CT | NG | 1969 | 232765.1 | 0.76812 | 0.0066 | EPA/CAMD | EPA/NEI | 2001
2021 | WV | Big Sandy Peaker Plant | 55284 | GS07 | GT | OP | CT | NG | 1834 | 263573.8 | 0.86979 | 0.0066 | EPA/CAMD | EPA/NEI | 2001
2021 | WV | Big Sandy Peaker Plant | 55284 | GS08 | GT | OP | CT | NG | 1928 | 253654.1 | 0.83706 | 0.0066 | EPA/CAMD | EPA/NEI | 2001
2021 | WV | Big Sandy Peaker Plant | 55284 | GS09 | GT | OP | CT | NG | 1887 | 284199.7 | 0.93786 | 0.0066 | EPA/CAMD | EPA/NEI | 2001
2021 | WV | Big Sandy Peaker Plant | 55284 | GS10 | GT | OP | CT | NG | 1933 | 260233.3 | 0.85877 | 0.0066 | EPA/CAMD | EPA/NEI | 2001
2021 | WV | Big Sandy Peaker Plant | 55284 | GS11 | GT | OP | CT | NG | 2071 | 307646.3 | 1.0152 | 0.0066 | EPA/CAMD | EPA/NEI | 2001
2021 | WV | Big Sandy Peaker Plant | 55284 | GS12 | GT | OP | CT | NG | 2125 | 315223.8 | 1.0402 | 0.0066 | EPA/CAMD | EPA/NEI | 2001
2021 | VA | Wolf Hills Energy | 55285 | WH01 | GT | OP | CT | NG | 803 | 85250 | 0.57 | 0.013372 | EPA/CAMD | EPA/NEI | 2001
2021 | VA | Wolf Hills Energy | 55285 | WH02 | GT | OP | CT | NG | 670 | 88478.8 | 0.57 | 0.012884 | EPA/CAMD | EPA/NEI | 2001
2021 | VA | Wolf Hills Energy | 55285 | WH03 | GT | OP | CT | NG | 682 | 63174.6 | 0.47 | 0.014879 | EPA/CAMD | EPA/NEI | 2001
2021 | VA | Wolf Hills Energy | 55285 | WH04 | GT | OP | CT | NG | 630 | 80282.3 | 0.47 | 0.011709 | EPA/CAMD | EPA/NEI | 2001
2021 | VA | Wolf Hills Energy | 55285 | WH05 | GT | OP | CT | NG | 400 | 27412.7 | 0.15 | 0.010944 | EPA/CAMD | EPA/NEI | 2001
2021 | VA | Wolf Hills Energy | 55285 | WH06 | GT | OP | CT | NG | 190 | 18406.5 | 0.15 | 0.016299 | EPA/CAMD | EPA/NEI | 2001
2021 | VA | Wolf Hills Energy | 55285 | WH07 | GT | OP | CT | NG | 789 | 104788.4 | 0.68 | 0.012979 | EPA/CAMD | EPA/NEI | 2001
2021 | VA | Wolf Hills Energy | 55285 | WH08 | GT | OP | CT | NG | 638 | 100700.9 | 0.68 | 0.013505 | EPA/CAMD | EPA/NEI | 2001
2021 | VA | Wolf Hills Energy | 55285 | WH09 | GT | OP | CT | NG | 554 | 76547.3 | 0.43 | 0.011235 | EPA/CAMD | EPA/NEI | 2001
2021 | VA | Wolf Hills Energy | 55285 | WH10 | GT | OP | CT | NG | 449 | 53252.9 | 0.43 | 0.016149 | EPA/CAMD | EPA/NEI | 2001
2021 | FL | Oleander Power Project | 55286 | O-1 | GT | OP | CT | NG | 1182 | 1712821.776 | 3.4886 | 0.0040735 | EPA/CAMD | EPA/NEI | 2002
2021 | FL | Oleander Power Project | 55286 | O-2 | GT | OP | CT | NG | 87 | 113731.63 | 0.23165 | 0.0040736 | EPA/CAMD | EPA/NEI | 2002
2021 | FL | Oleander Power Project | 55286 | O-3 | GT | OP | CT | NG | 67 | 88288.372 | 0.17982 | 0.0040734 | EPA/CAMD | EPA/NEI | 2002
2021 | FL | Oleander Power Project | 55286 | O-4 | GT | OP | CT | NG | 81 | 101976.361 | 0.2077 | 0.0040735 | EPA/CAMD | EPA/NEI | 2002
2021 | FL | Oleander Power Project | 55286 | O-5 | GT | OP | CT | NG | 200 | 230023.915 | 0.46852 | 0.0040736 | EPA/CAMD | EPA/NEI | 2007
2021 | IA | Storm Lake II | 55287 | EXIS | WT | OP | NA | WND |  | 1360179 |  |  | EIA Prime Mover-level Data
2021 | ME | Medway Hydro | 55288 | MW01 | HY | OP | NA | WAT |  | 44027.4 |  |  | EIA Prime Mover-level Data
2021 | ME | Medway Hydro | 55288 | MW02 | HY | OP | NA | WAT |  | 44027.4 |  |  | EIA Prime Mover-level Data
2021 | ME | Medway Hydro | 55288 | MW03 | HY | OP | NA | WAT |  | 44027.4 |  |  | EIA Prime Mover-level Data
2021 | ME | Medway Hydro | 55288 | MW04 | HY | OP | NA | WAT |  | 44027.4 |  |  | EIA Prime Mover-level Data
2021 | ME | Medway Hydro | 55288 | MW05 | HY | OP | NA | WAT |  | 44027.4 |  |  | EIA Prime Mover-level Data
2021 | AL | Decatur Energy Center | 55292 | CTG-1 | CT | OP | CC | NG | 3069 | 4181981.196 | 6.53 | 0.0031229 | EPA/CAMD | EPA/NEI | 2002
2021 | AL | Decatur Energy Center | 55292 | CTG-2 | CT | OP | CC | NG | 3173 | 4364993.085 | 6.81 | 0.0031203 | EPA/CAMD | EPA/NEI | 2002
2021 | AL | Decatur Energy Center | 55292 | CTG-3 | CT | OP | CC | NG | 3353 | 4568218.604 | 7.13 | 0.0031216 | EPA/CAMD | EPA/NEI | 2003
2021 | AL | Morgan Energy Center | 55293 | CT-1 | CT | OP | CC | NG | 6747 | 10719743.759 | 7.9 | 0.0014739 | EPA/CAMD | EPA/NEI | 2003
2021 | AL | Morgan Energy Center | 55293 | CT-2 | CT | OP | CC | NG | 6471 | 10176577.217 | 7.5 | 0.001474 | EPA/CAMD | EPA/NEI | 2003
2021 | AL | Morgan Energy Center | 55293 | CT-3 | CT | OP | CC | NG | 6588 | 10552848.382 | 7.8 | 0.0014783 | EPA/CAMD | EPA/NEI | 2003
2021 | ME | Westbrook Energy Center | 55294 | 1 | CT | OP | CC | NG | 4319 | 6259755.519 | 12.034 | 0.0038449 | EPA/CAMD | EPA/NEI | 2001
2021 | ME | Westbrook Energy Center | 55294 | 2 | CT | OP | CC | NG | 4600 | 6713914.203 | 5.1856 | 0.0015447 | EPA/CAMD | EPA/NEI | 2001
2021 | CA | Blythe Energy | 55295 | 1 | CT | OP | CC | NG | 5718 | 8079041.916 | 21.7066 | 0.0053736 | EPA/CAMD | NEI avg EF - PM, fuel type, firing type | 2003
2021 | CA | Blythe Energy | 55295 | 2 | CT | OP | CC | NG | 5799 | 8315359.344 | 22.3415 | 0.0053736 | EPA/CAMD | NEI avg EF - PM, fuel type, firing type | 2003
2021 | IL | Calumet Energy Team, LLC | 55296 | **1 | GT | OP | CT | NG | 253 | 222642.347 | 0.4025 | 0.0036157 | EPA/CAMD | EPA/NEI | 2002
2021 | IL | Calumet Energy Team, LLC | 55296 | **2 | GT | OP | CT | NG | 164 | 167838.434 | 0.32815 | 0.0039104 | EPA/CAMD | EPA/NEI | 2002
2021 | MI | New Covert Generating Project | 55297 | 001 | CT | OP | CC | NG | 7894 | 18429124.202 | 49.515 | 0.0053736 | EPA/CAMD | NEI avg EF - PM, fuel type, firing type | 2003
2021 | MI | New Covert Generating Project | 55297 | 002 | CT | OP | CC | NG | 7792 | 17116673.556 | 45.9887 | 0.0053736 | EPA/CAMD | NEI avg EF - PM, fuel type, firing type | 2003
2021 | MI | New Covert Generating Project | 55297 | 003 | CT | OP | CC | NG | 7025 | 15685127.862 | 42.1425 | 0.0053736 | EPA/CAMD | NEI avg EF - PM, fuel type, firing type | 2003
2021 | PA | Fairless Energy Center | 55298 | 1A | CT | OP | CC | NG | 7782 | 14052915.366 | 20.3364 | 0.0028943 | EPA/CAMD | EPA/NEI | 2004
2021 | PA | Fairless Energy Center | 55298 | 1B | CT | OP | CC | NG | 7708 | 13602142.464 | 13.8571 | 0.0020375 | EPA/CAMD | EPA/NEI | 2004
2021 | PA | Fairless Energy Center | 55298 | 2A | CT | OP | CC | NG | 7034 | 12048225.438 | 17.724 | 0.0029422 | EPA/CAMD | EPA/NEI | 2004
2021 | PA | Fairless Energy Center | 55298 | 2B | CT | OP | CC | NG | 7072 | 12364886.737 | 11.4056 | 0.0018448 | EPA/CAMD | EPA/NEI | 2004
2021 | TX | Channel Energy Center | 55299 | CTG1 | CT | OP | CC | OG | 7836 | 12973583.764 | 31.78 | 0.0048992 | EPA/CAMD | EPA/NEI | 2001
2021 | TX | Channel Energy Center | 55299 | CTG2 | CT | OP | CC | OG | 7561 | 14943852.236 | 6.04 | 0.00080836 | EPA/CAMD | EPA/NEI | 2002
2021 | TX | Channel Energy Center | 55299 | CTG3 | CT | OP | CC | NG | 6889 | 13170393.006 | 25.76 | 0.0039118 | EPA/CAMD | EPA/NEI | 2014
2021 | GA | Baconton Power | 55304 | CT1 | GT | OP | CT | NG | 1491 | 591448.552 | 1.3943 | 0.004715 | EPA/CAMD | EPA/NEI | 2000
2021 | GA | Baconton Power | 55304 | CT4 | GT | OP | CT | NG | 1718 | 678523.193 | 1.5817 | 0.0046621 | EPA/CAMD | EPA/NEI | 2000
2021 | GA | Baconton Power | 55304 | CT5 | GT | OP | CT | NG | 780 | 288987.203 | 1.0076 | 0.006973 | EPA/CAMD | EPA/NEI | 2000
2021 | GA | Baconton Power | 55304 | CT6 | GT | OP | CT | NG | 1006 | 393524.508 | 0.83193 | 0.0042281 | EPA/CAMD | EPA/NEI | 2000
2021 | AZ | Gila River Power Station | 55306 | 1CTGA | CT | OP | CC | NG | 3575 | 5632991.58 | 8.1303 | 0.0028867 | EPA/CAMD | EPA/NEI | 2003
2021 | AZ | Gila River Power Station | 55306 | 1CTGB | CT | OP | CC | NG | 3456 | 5445598.9 | 9.5678 | 0.0035139 | EPA/CAMD | EPA/NEI | 2003
2021 | AZ | Gila River Power Station | 55306 | 2CTGA | CT | OP | CC | NG | 7731 | 11436715.495 | 15.5387 | 0.0027173 | EPA/CAMD | EPA/NEI | 2003
2021 | AZ | Gila River Power Station | 55306 | 2CTGB | CT | OP | CC | NG | 7789 | 11628314.071 | 17.745 | 0.003052 | EPA/CAMD | EPA/NEI | 2003
2021 | AZ | Gila River Power Station | 55306 | 3CTGA | CT | OP | CC | NG | 7764 | 11129468.724 | 17.6812 | 0.0031774 | EPA/CAMD | EPA/NEI | 2003
2021 | AZ | Gila River Power Station | 55306 | 3CTGB | CT | OP | CC | NG | 7743 | 11117379.354 | 17.8938 | 0.0032191 | EPA/CAMD | EPA/NEI | 2003
2021 | AZ | Gila River Power Station | 55306 | 4CTGA | CT | OP | CC | NG | 6118 | 9666676.743 | 17.633 | 0.0036482 | EPA/CAMD | EPA/NEI | 2003
2021 | AZ | Gila River Power Station | 55306 | 4CTGB | CT | OP | CC | NG | 5976 | 9401835.117 | 13.6327 | 0.0029 | EPA/CAMD | EPA/NEI | 2003
2021 | KY | DTE Calvert City, LLC | 55308 | A | ST | OP | OTHER BOILER | NG | 3448 | 317145.4 | 1.8353 | 0.011574 | EPA/CAMD | EPA/NEI | 1999
2021 | KY | DTE Calvert City, LLC | 55308 | B | ST | OP | OTHER BOILER | NG | 3494 | 316798.8 | 1.5935 | 0.01006 | EPA/CAMD | EPA/NEI | 1999
2021 | KY | DTE Calvert City, LLC | 55308 | C | GT | OP | CT | NG | 3283 | 3161614.926 | 2.6881 | 0.0017005 | EIA non-ozone season distributed and EPA/CAMD ozone season | EPA/NEI | 2000
2021 | TX | Air Products Port Arthur | 55309 | GEN 5 | GT | OP | NA | NG |  | 2345097.583 | 9.3997 | 0.0080165 | EIA Prime Mover-level Data | NEI avg EF - PM, fuel type
2021 | TX | Air Products Port Arthur | 55309 | GEN1 | GT | OP | NA | NG |  | 2688282.595 | 10.7753 | 0.0080165 | EIA Prime Mover-level Data | NEI avg EF - PM, fuel type
2021 | TX | Air Products Port Arthur | 55309 | GEN4 | GT | OP | NA | NG |  | 5591055.822 | 22.4103 | 0.0080165 | EIA Prime Mover-level Data | NEI avg EF - PM, fuel type
2021 | TX | Air Products Port Arthur | 55309 | HRSG | ST | OP | NA | NG |  | 1607402.46 | 7.643 | 0.0095098 | EIA Unit-level Data | NEI avg EF - PM, fuel type
2021 | TX | BASF Freeport Works | 55311 | GEN1 | GT | OP | NA | NG |  | 6594418 | 26.4321 | 0.0080165 | EIA Prime Mover-level Data | NEI avg EF - PM, fuel type
2021 | TX | BASF Freeport Works | 55311 | HRSG | ST | OP | NA | NG |  | 134795.819 | 0.64094 | 0.0095098 | EIA Unit-level Data | NEI avg EF - PM, fuel type
2021 | TX | Ingleside Cogeneration | 55313 | 20F101 | CA | OP | DUCTBURNER | OG |  | 903760.412 | 0.19069 | 0.000422 | EIA Unit-level Data | Estimated using an emission factor
2021 | TX | Ingleside Cogeneration | 55313 | 20F201 | CA | OP | DUCTBURNER | OG |  | 1268230.876 | 0.2676 | 0.000422 | EIA Unit-level Data | Estimated using an emission factor
2021 | TX | Ingleside Cogeneration | 55313 | CTG1 | CT | OP | NA | NG |  | 10984894.38 | 29.514 | 0.0053736 | EIA Unit-level Data | NEI avg EF - PM, fuel type
2021 | TX | Ingleside Cogeneration | 55313 | CTG2 | CT | OP | NA | NG |  | 12157168.28 | 32.6636 | 0.0053736 | EIA Unit-level Data | NEI avg EF - PM, fuel type
2021 | MA | Fore River Energy Center | 55317 | 11 | CT | OP | CC | NG | 5079 | 11591527.539 | 16.3855 | 0.0028271 | EPA/CAMD | EPA/NEI | 2003
2021 | MA | Fore River Energy Center | 55317 | 12 | CT | OP | CC | NG | 5858 | 14663598.062 | 19.1263 | 0.0026087 | EPA/CAMD | EPA/NEI | 2003
2021 | FL | Indian River | 55318 | 1 | ST | OS | TANGENTIAL | NG
2021 | FL | Indian River | 55318 | 2 | ST | OS | TANGENTIAL | NG
2021 | FL | Indian River | 55318 | 3 | ST | OS | TANGENTIAL | NG
2021 | GA | Athens Regional Medical Center | 55319 | CT1 | IC | SB | NA | DFO |  | 42.304 | 0.0065571 | 0.31 | EIA Prime Mover-level Data | Estimated using an emission factor
2021 | GA | Athens Regional Medical Center | 55319 | CT3 | IC | SB | NA | DFO |  | 42.304 | 0.0065571 | 0.31 | EIA Prime Mover-level Data | Estimated using an emission factor
2021 | GA | Athens Regional Medical Center | 55319 | STEG3 | IC | SB | NA | DFO |  | 48.348 | 0.0074939 | 0.31 | EIA Prime Mover-level Data | Estimated using an emission factor
2021 | GA | Athens Regional Medical Center | 55319 | STEG4 | IC | SB | NA | DFO |  | 48.348 | 0.0074939 | 0.31 | EIA Prime Mover-level Data | Estimated using an emission factor
2021 | GA | Athens Regional Medical Center | 55319 | STEG5 | IC | SB | NA | DFO |  | 48.348 | 0.0074939 | 0.31 | EIA Prime Mover-level Data | Estimated using an emission factor
2021 | GA | Athens Regional Medical Center | 55319 | STEG6 | IC | SB | NA | DFO |  | 48.348 | 0.0074939 | 0.31 | EIA Prime Mover-level Data | Estimated using an emission factor
2021 | TX | Wise County Power Company, LLC | 55320 | GT-1 | CT | OP | CC | NG | 4061 | 8371169.094 | 7.5618 | 0.0018066 | EPA/CAMD | EPA/NEI | 2003
2021 | TX | Wise County Power Company, LLC | 55320 | GT-2 | CT | OP | CC | NG | 4182 | 8437377.664 | 8.1593 | 0.0019341 | EPA/CAMD | EPA/NEI | 2003
2021 | NV | Chuck Lenzie Generating Station | 55322 | CTG-1 | CT | OP | CC | NG | 7157 | 11400934.064 | 100.31 | 0.017597 | EPA/CAMD | EPA/NEI | 2005
2021 | NV | Chuck Lenzie Generating Station | 55322 | CTG-2 | CT | OP | CC | NG | 7419 | 12018334.583 | 104.34 | 0.017363 | EPA/CAMD | EPA/NEI | 2005
2021 | NV | Chuck Lenzie Generating Station | 55322 | CTG-3 | CT | OP | CC | NG | 7829 | 11481413.041 | 109.83 | 0.019132 | EPA/CAMD | EPA/NEI | 2005
2021 | NV | Chuck Lenzie Generating Station | 55322 | CTG-4 | CT | OP | CC | NG | 7686 | 11381318.208 | 107.79 | 0.018942 | EPA/CAMD | EPA/NEI | 2005
2021 | TX | Baytown Energy Center | 55327 | CTG-1 | CT | OP | CC | NG | 8023 | 13189340.568 | 12.53 | 0.0019 | EPA/CAMD | EPA/NEI | 2002
2021 | TX | Baytown Energy Center | 55327 | CTG-2 | CT | OP | CC | NG | 6999 | 11456436.358 | 9.75 | 0.0017021 | EPA/CAMD | EPA/NEI | 2002
2021 | TX | Baytown Energy Center | 55327 | CTG-3 | CT | OP | CC | NG | 6822 | 10998704.077 | 11.01 | 0.0020021 | EPA/CAMD | EPA/NEI | 2002
2021 | OR | Hermiston Power Plant | 55328 | CTG-1 | CT | OP | CC | NG | 7782 | 15849808.494 | 47.5 | 0.0059938 | EPA/CAMD | EPA/NEI | 2002
2021 | OR | Hermiston Power Plant | 55328 | CTG-2 | CT | OP | CC | NG | 7769 | 15890797.44 | 48.1 | 0.0060538 | EPA/CAMD | EPA/NEI | 2002
2021 | GA | Washington County Power | 55332 | T1 | GT | OP | CT | NG | 241 | 334421.803 | 1.4787 | 0.0088433 | EPA/CAMD | EPA/NEI | 2003
2021 | GA | Washington County Power | 55332 | T2 | GT | OP | CT | NG | 374 | 550541.336 | 1.9973 | 0.0072557 | EPA/CAMD | EPA/NEI | 2003
2021 | GA | Washington County Power | 55332 | T3 | GT | OP | CT | NG | 392 | 578359.947 | 1.9907 | 0.0068839 | EPA/CAMD | EPA/NEI | 2003
2021 | GA | Washington County Power | 55332 | T4 | GT | OP | CT | NG | 166 | 227344.455 | 0.32718 | 0.0028783 | EPA/CAMD | EPA/NEI | 2003
2021 | CA | Delta Energy Center, LLC | 55333 | 1 | CT | OP | CC | NG | 6914 | 11728112.174 | 31.5108 | 0.0053736 | EPA/CAMD | NEI avg EF - PM, fuel type, firing type | 2001
2021 | CA | Delta Energy Center, LLC | 55333 | 2 | CT | OP | CC | NG | 6308 | 10326363.181 | 27.7446 | 0.0053736 | EPA/CAMD | NEI avg EF - PM, fuel type, firing type | 2001
2021 | CA | Delta Energy Center, LLC | 55333 | 3 | CT | OP | CC | NG | 5822 | 9764333.597 | 26.2346 | 0.0053736 | EPA/CAMD | NEI avg EF - PM, fuel type, firing type | 2001
2021 | IL | Holland Energy Facility | 55334 | CTG1 | CT | OP | CC | NG | 4078 | 6554821.75 | 27.6033 | 0.0084223 | EPA/CAMD | EPA/NEI | 2002
2021 | IL | Holland Energy Facility | 55334 | CTG2 | CT | OP | CC | NG | 3974 | 6199434.731 | 30.0426 | 0.009692 | EPA/CAMD | EPA/NEI | 2002
2021 | PA | Helix Ironwood LLC | 55337 | 0001 | CT | OP | CC | NG | 5868 | 14295818.125 | 38.4097 | 0.0053736 | EPA/CAMD | NEI avg EF - PM, fuel type, firing type | 2001
2021 | PA | Helix Ironwood LLC | 55337 | 0002 | CT | OP | CC | NG | 7402 | 18230288.277 | 48.9807 | 0.0053736 | EPA/CAMD | NEI avg EF - PM, fuel type, firing type | 2001
2021 | AR | Dell Power Plant | 55340 | 1 | CT | OP | CC | NG | 6484 | 11161249.694 | 29.9878 | 0.0053736 | EPA/CAMD | NEI avg EF - PM, fuel type, firing type | 2007
2021 | AR | Dell Power Plant | 55340 | 2 | CT | OP | CC | NG | 7014 | 12314254.86 | 33.0857 | 0.0053736 | EPA/CAMD | NEI avg EF - PM, fuel type, firing type | 2007
2021 | MN | Woodstock Windfarm | 55342 | WIND | WT | OP | NA | WND |  | 300512 |  |  | EIA Prime Mover-level Data
2021 | NM | Luna Energy Facility | 55343 | CTG1 | CT | OP | CC | NG | 8072 | 11396870.154 | 17.457 | 0.0030635 | EPA/CAMD | EPA/NEI | 2005
2021 | NM | Luna Energy Facility | 55343 | CTG2 | CT | OP | CC | NG | 7089 | 10066056.841 | 15.452 | 0.0030701 | EPA/CAMD | EPA/NEI | 2005
2021 | CA | Otay Mesa Energy Center, LLC | 55345 | CTG-1 | CT | OP | CC | NG | 4740 | 7155740.024 | 19.2259 | 0.0053736 | EPA/CAMD | NEI avg EF - PM, fuel type, firing type | 2009
2021 | CA | Otay Mesa Energy Center, LLC | 55345 | CTG-2 | CT | OP | CC | NG | 5450 | 8214164.272 | 22.0696 | 0.0053736 | EPA/CAMD | NEI avg EF - PM, fuel type, firing type | 2009
2021 | PA | Armstrong Power, LLC | 55347 | 1 | GT | OP | CT | NG | 1943 | 2762213.099 | 19.9027 | 0.014411 | EPA/CAMD | EPA/NEI | 2002
2021 | PA | Armstrong Power, LLC | 55347 | 2 | GT | OP | CT | NG | 2084 | 2998443.31 | 21.6415 | 0.014435 | EPA/CAMD | EPA/NEI | 2002
2021 | PA | Armstrong Power, LLC | 55347 | 3 | GT | OP | CT | NG | 2107 | 3072883.119 | 22.1708 | 0.01443 | EPA/CAMD | EPA/NEI | 2002
2021 | PA | Armstrong Power, LLC | 55347 | 4 | GT | OP | CT | NG | 1813 | 2619187.014 | 18.9026 | 0.014434 | EPA/CAMD | EPA/NEI | 2002
2021 | OH | Troy Energy, LLC | 55348 | 1 | GT | OP | CT | NG | 2161 | 3065420.764 | 6.403 | 0.0041776 | EPA/CAMD | EPA/NEI | 2002
2021 | OH | Troy Energy, LLC | 55348 | 2 | GT | OP | CT | NG | 1700 | 2385365.414 | 9.131 | 0.0076559 | EPA/CAMD | EPA/NEI | 2002
2021 | OH | Troy Energy, LLC | 55348 | 3 | GT | OP | CT | NG | 1712 | 2397926.639 | 12.928 | 0.010783 | EPA/CAMD | EPA/NEI | 2002
2021 | OH | Troy Energy, LLC | 55348 | 4 | GT | OP | CT | NG | 1333 | 1868896.088 | 8.154 | 0.008726 | EPA/CAMD | EPA/NEI | 2002
2021 | WV | Pleasants Energy, LLC | 55349 | 1 | GT | OP | CT | NG | 4358 | 6873099.015 | 38.4575 | 0.011191 | EPA/CAMD | EPA/NEI | 2001
2021 | WV | Pleasants Energy, LLC | 55349 | 2 | GT | OP | CT | NG | 3986 | 6148937.657 | 0.082108 | 2.6706e-05 | EPA/CAMD | EPA/NEI | 2002
2021 | OH | Dresden Energy Facility | 55350 | 1A | CT | OP | CC | NG | 7356 | 13357556.734 | 12.78 | 0.0019135 | EPA/CAMD | EPA/NEI | 2011
2021 | OH | Dresden Energy Facility | 55350 | 1B | CT | OP | CC | NG | 7355 | 13367859.841 | 15.06 | 0.0022532 | EPA/CAMD | EPA/NEI | 2011
2021 | MN | Lakota Ridge LLC | 55353 | NMO1 | WT | OP | NA | WND |  | 145130 |  |  | EIA Prime Mover-level Data
2021 | MN | Shaokatan Hills LLC | 55354 | 6150 | WT | OP | NA | WND |  | 271224 |  |  | EIA Prime Mover-level Data
2021 | TX | Brazos Valley Energy, LP | 55357 | CTG1 | CT | OP | CC | NG | 5824 | 10155239.338 | 37.21 | 0.0073282 | EPA/CAMD | EPA/NEI | 2003
2021 | TX | Brazos Valley Energy, LP | 55357 | CTG2 | CT | OP | CC | NG | 5931 | 10196313.48 | 17.35 | 0.0034032 | EPA/CAMD | EPA/NEI | 2003
2021 | TX | Cottonwood Energy Project | 55358 | CT1 | CT | OP | CC | NG | 6316 | 10411803.854 | 23.6542 | 0.0045437 | EPA/CAMD | EPA/NEI | 2002
2021 | TX | Cottonwood Energy Project | 55358 | CT2 | CT | OP | CC | NG | 6769 | 10898134.137 | 18.6111 | 0.0034155 | EPA/CAMD | EPA/NEI | 2002
2021 | TX | Cottonwood Energy Project | 55358 | CT3 | CT | OP | CC | NG | 5233 | 8385730.62 | 61.4315 | 0.014651 | EPA/CAMD | EPA/NEI | 2003
2021 | TX | Cottonwood Energy Project | 55358 | CT4 | CT | OP | CC | NG | 6813 | 10974053.678 | 5.465 | 0.00099599 | EPA/CAMD | EPA/NEI | 2003
2021 | IN | Sugar Creek Generating Station | 55364 | CT11 | CT | OP | CC | NG | 6138 | 10417671.636 | 87.71 | 0.016839 | EPA/CAMD | EPA/NEI | 2002
2021 | IN | Sugar Creek Generating Station | 55364 | CT12 | CT | OP | CC | NG | 6137 | 10260456.869 | 87.71 | 0.017097 | EPA/CAMD | EPA/NEI | 2002
2021 | TX | LaPorte Generating Station | 55365 | GT-1 | GT | OP | CT | NG | 502 | 179743.5 | 0.72046 | 0.0080165 | EPA/CAMD | NEI avg EF - PM, fuel type, firing type | 2001
2021 | TX | LaPorte Generating Station | 55365 | GT-2 | GT | OP | CT | NG | 1117 | 433639.3 | 1.7381 | 0.0080165 | EPA/CAMD | NEI avg EF - PM, fuel type, firing type | 2001
2021 | TX | LaPorte Generating Station | 55365 | GT-3 | GT | OP | CT | NG | 743 | 279723.3 | 1.1212 | 0.0080165 | EPA/CAMD | NEI avg EF - PM, fuel type, firing type | 2001
2021 | TX | LaPorte Generating Station | 55365 | GT-4 | GT | OP | CT | NG | 1117 | 393930.2 | 1.579 | 0.0080165 | EPA/CAMD | NEI avg EF - PM, fuel type, firing type | 2001
2021 | NY | Wethersfield Wind Farm | 55368 | V47 | WT | OP | NA | WND |  | 14910 |  |  | EIA Prime Mover-level Data
2021 | HI | Hamakua Energy Plant | 55369 | CT1 | CT | OP | NA | WO |  | 948654.443 | 147.0414 | 0.31 | EIA Unit-level Data | Estimated using an emission factor
2021 | HI | Hamakua Energy Plant | 55369 | CT2 | CT | OP | NA | WO |  | 1020055.537 | 158.1086 | 0.31 | EIA Unit-level Data | Estimated using an emission factor
2021 | HI | Hamakua Energy Plant | 55369 | HRSG1 | CA | OP | NA | DFO |  | 0 | 0 |  | EIA Unit-level Data | Estimated using an emission factor
2021 | HI | Hamakua Energy Plant | 55369 | HRSG2 | CA | OP | NA | DFO |  | 0 | 0 |  | EIA Unit-level Data | Estimated using an emission factor
2021 | PA | Green Mountain Storage, LLC | 55370 | BGM | BA | OP | NA | MWH |  | 0 |  |  | EIA Prime Mover-level Data
2021 | AZ | New Harquahala Generating Company | 55372 | CTG1 | CT | OP | CC | NG | 2418 | 4942577.54 | 13.2796 | 0.0053736 | EPA/CAMD | NEI avg EF - PM, fuel type, firing type | 2003
2021 | AZ | New Harquahala Generating Company | 55372 | CTG2 | CT | OP | CC | NG | 2317 | 4673714.629 | 12.5572 | 0.0053736 | EPA/CAMD | NEI avg EF - PM, fuel type, firing type | 2003
2021 | AZ | New Harquahala Generating Company | 55372 | CTG3 | CT | OP | CC | NG | 3141 | 6252876.345 | 16.8001 | 0.0053736 | EPA/CAMD | NEI avg EF - PM, fuel type, firing type | 2003
2021 | NY | Astoria Energy | 55375 | CT1 | CT | OP | CC | NG | 6867 | 10796997.191 | 29.0091 | 0.0053736 | EPA/CAMD | NEI avg EF - PM, fuel type, firing type | 2006
2021 | NY | Astoria Energy | 55375 | CT2 | CT | OP | CC | NG | 6784 | 10518749.799 | 28.2615 | 0.0053736 | EPA/CAMD | NEI avg EF - PM, fuel type, firing type | 2006
2021 | NY | Astoria Energy | 55375 | CT3 | CT | OP | CC | NG | 6255 | 11357344.161 | 30.5147 | 0.0053736 | EPA/CAMD | NEI avg EF - PM, fuel type, firing type | 2011
2021 | NY | Astoria Energy | 55375 | CT4 | CT | OP | CC | NG | 5901 | 10581732.612 | 28.4308 | 0.0053736 | EPA/CAMD | NEI avg EF - PM, fuel type, firing type | 2011
2021 | PA | Gans Generating Facility | 55377 | 8 | GT | OP | CT | NG | 2489 | 1000199.409 | 0.287 | 0.00057389 | EPA/CAMD | EPA/NEI | 2000
2021 | PA | Gans Generating Facility | 55377 | 9 | GT | OP | CT | NG | 1870 | 768120.743 | 0.181 | 0.00047128 | EPA/CAMD | EPA/NEI | 2000
2021 | AR | Union Power Station | 55380 | CTG-1 | CT | OP | CC | NG | 4764 | 8060674.637 | 147.6664 | 0.036639 | EPA/CAMD | EPA/NEI | 2002
2021 | AR | Union Power Station | 55380 | CTG-2 | CT | OP | CC | NG | 5272 | 9098775.14 | 147.6664 | 0.032459 | EPA/CAMD | EPA/NEI | 2002
2021 | AR | Union Power Station | 55380 | CTG-3 | CT | OP | CC | NG | 7070 | 12090745.019 | 147.6664 | 0.024426 | EPA/CAMD | EPA/NEI | 2002
2021 | AR | Union Power Station | 55380 | CTG-4 | CT | OP | CC | NG | 7019 | 11936788.151 | 147.6664 | 0.024741 | EPA/CAMD | EPA/NEI | 2002
2021 | AR | Union Power Station | 55380 | CTG-5 | CT | OP | CC | NG | 6253 | 10310753.749 | 147.6664 | 0.028643 | EPA/CAMD | EPA/NEI | 2003
2021 | AR | Union Power Station | 55380 | CTG-6 | CT | OP | CC | NG | 6224 | 10340301.866 | 147.6664 | 0.028561 | EPA/CAMD | EPA/NEI | 2003
2021 | AR | Union Power Station | 55380 | CTG-7 | CT | OP | CC | NG | 5794 | 9704610.951 | 147.6664 | 0.030432 | EPA/CAMD | EPA/NEI | 2003
2021 | AR | Union Power Station | 55380 | CTG-8 | CT | OP | CC | NG | 5750 | 9708102.949 | 147.6664 | 0.030421 | EPA/CAMD | EPA/NEI | 2003
2021 | VA | Commonwealth Chesapeake | 55381 | CT-001 | GT | OP | CT | DFO | 310 | 106399.776 | 2.0894 | 0.039274 | EPA/CAMD | EPA/NEI | 2000
2021 | VA | Commonwealth Chesapeake | 55381 | CT-002 | GT | OP | CT | DFO | 232 | 76479.308 | 2.0894 | 0.054638 | EPA/CAMD | EPA/NEI | 2000
2021 | VA | Commonwealth Chesapeake | 55381 | CT-003 | GT | OP | CT | DFO | 240 | 77419.807 | 2.0894 | 0.053975 | EPA/CAMD | EPA/NEI | 2000
2021 | VA | Commonwealth Chesapeake | 55381 | CT-004 | GT | OP | CT | DFO | 263 | 32914.787 | 2.0894 | 0.12696 | EPA/CAMD | EPA/NEI | 2001
2021 | VA | Commonwealth Chesapeake | 55381 | CT-005 | GT | OP | CT | DFO | 249 | 21903.2 | 2.0894 | 0.19078 | EPA/CAMD | EPA/NEI | 2001
2021 | VA | Commonwealth Chesapeake | 55381 | CT-006 | GT | OP | CT | DFO | 270 | 34652.714 | 2.0894 | 0.12059 | EPA/CAMD | EPA/NEI | 2001
2021 | VA | Commonwealth Chesapeake | 55381 | CT-007 | GT | OP | CT | DFO | 266 | 37066.816 | 2.0894 | 0.11273 | EPA/CAMD | EPA/NEI | 2001
2021 | GA | Thomas A. Smith Energy Facility | 55382 | CCCT1 | CT | OP | CC | NG | 8143 | 14819277.078 | 22.2 | 0.0029961 | EPA/CAMD | EPA/NEI | 2002
2021 | GA | Thomas A. Smith Energy Facility | 55382 | CCCT2 | CT | OP | CC | NG | 8080 | 14731955.014 | 22.1 | 0.0030003 | EPA/CAMD | EPA/NEI | 2002
2021 | GA | Thomas A. Smith Energy Facility | 55382 | CCCT3 | CT | OP | CC | NG | 8129 | 14856321.12 | 22.3 | 0.0030021 | EPA/CAMD | EPA/NEI | 2002
2021 | GA | Thomas A. Smith Energy Facility | 55382 | CCCT4 | CT | OP | CC | NG | 8193 | 14714706.074 | 22.1 | 0.0030038 | EPA/CAMD | EPA/NEI | 2002
2021 | SC | Columbia Energy Center (SC) | 55386 | B-1 | ST | OP | WALL | NG | 3187 | 315069.079 | 1.0567 | 0.006708 | EPA/CAMD | EPA/NEI | 2004
2021 | SC | Columbia Energy Center (SC) | 55386 | B-2 | ST | OP | WALL | NG | 3611 | 338780.996 | 1.1363 | 0.0067079 | EPA/CAMD | EPA/NEI | 2004
2021 | SC | Columbia Energy Center (SC) | 55386 | B-3 | ST | OP | WALL | NG | 2806 | 509915.377 | 2.4702 | 0.0096888 | EPA/CAMD | EPA/NEI | 2004
2021 | SC | Columbia Energy Center (SC) | 55386 | CT-1 | CT | OP | CC | NG | 7447 | 12022415.731 | 49.9736 | 0.0083134 | EPA/CAMD | EPA/NEI | 2004
2021 | SC | Columbia Energy Center (SC) | 55386 | CT-2 | CT | OP | CC | NG | 5757 | 9379815.751 | 38.6672 | 0.0082448 | EPA/CAMD | EPA/NEI | 2004
2021 | TX | State Farm Insur Support Center Central | 55390 | 2A | IC | SB | NA | DFO |  | 185 | 0.028675 | 0.31 | EIA Prime Mover-level Data | Estimated using an emission factor
2021 | TX | State Farm Insur Support Center Central | 55390 | 2B | IC | SB | NA | DFO |  | 185 | 0.028675 | 0.31 | EIA Prime Mover-level Data | Estimated using an emission factor
2021 | TX | State Farm Insur Support Center Central | 55390 | 3A | IC | SB | NA | DFO |  | 185 | 0.028675 | 0.31 | EIA Prime Mover-level Data | Estimated using an emission factor
2021 | TX | State Farm Insur Support Center Central | 55390 | 3B | IC | SB | NA | DFO |  | 185 | 0.028675 | 0.31 | EIA Prime Mover-level Data | Estimated using an emission factor
2021 | TX | State Farm Insur Support Center Central | 55390 | 4A | IC | SB | NA | DFO |  | 185 | 0.028675 | 0.31 | EIA Prime Mover-level Data | Estimated using an emission factor
2021 | TX | State Farm Insur Support Center Central | 55390 | 4B | IC | SB | NA | DFO |  | 185 | 0.028675 | 0.31 | EIA Prime Mover-level Data | Estimated using an emission factor
2021 | WI | Rockgen Energy Center | 55391 | CT-1 | GT | OP | CT | NG | 1782 | 2685663.346 | 2.8995 | 0.0021592 | EPA/CAMD | EPA/NEI | 2001
2021 | WI | Rockgen Energy Center | 55391 | CT-2 | GT | OP | CT | NG | 1750 | 2559658.113 | 9.1464 | 0.0071465 | EPA/CAMD | EPA/NEI | 2001
2021 | WI | Rockgen Energy Center | 55391 | CT-3 | GT | OP | CT | NG | 1773 | 2629708.516 | 2.5745 | 0.001958 | EPA/CAMD | EPA/NEI | 2001
2021 | IL | Zion Energy Center | 55392 | CT-1 | GT | OP | CT | NG | 1813 | 2660382.265 | 8.151 | 0.0061277 | EPA/CAMD | EPA/NEI | 2002
2021 | IL | Zion Energy Center | 55392 | CT-2 | GT | OP | CT | NG | 1706 | 2453814.938 | 6.3291 | 0.0051586 | EPA/CAMD | EPA/NEI | 2002
2021 | IL | Zion Energy Center | 55392 | CT-3 | GT | OP | CT | NG | 1335 | 1949049.362 | 6.0101 | 0.0061672 | EPA/CAMD | EPA/NEI | 2003
2021 | CA | Metcalf Energy Center | 55393 | 1 | CT | OP | CC | NG | 5839 | 9558674.873 | 25.682 | 0.0053736 | EPA/CAMD | NEI avg EF - PM, fuel type, firing type | 2005
2021 | CA | Metcalf Energy Center | 55393 | 2 | CT | OP | CC | NG | 4725 | 7809579.186 | 20.9826 | 0.0053736 | EPA/CAMD | NEI avg EF - PM, fuel type, firing type | 2005
2021 | MS | Crossroads Energy Center (CPU) | 55395 | CT01 | GT | OP | CT | NG | 415 | 268379.239 | 3.8071 | 0.028371 | EPA/CAMD | EPA/NEI | 2002
2021 | MS | Crossroads Energy Center (CPU) | 55395 | CT02 | GT | OP | CT | NG | 407 | 254485.019 | 3.2601 | 0.025621 | EPA/CAMD | EPA/NEI | 2002
2021 | MS | Crossroads Energy Center (CPU) | 55395 | CT03 | GT | OP | CT | NG | 428 | 271556.319 | 3.5227 | 0.025944 | EPA/CAMD | EPA/NEI | 2002
2021 | MS | Crossroads Energy Center (CPU) | 55395 | CT04 | GT | OP | CT | NG | 333 | 195693.702 | 2.6475 | 0.027057 | EPA/CAMD | EPA/NEI | 2002
2021 | CA | Green Power I | 55396 | WGNS | WT | OP | NA | WND |  | 52323 |  |  | EIA Prime Mover-level Data
2021 | OH | Washington Power Company LLC | 55397 | CT1 | CT | OP | CC | NG | 8233 | 17169823.884 | 49.091 | 0.0057183 | EPA/CAMD | EPA/NEI | 2002
2021 | OH | Washington Power Company LLC | 55397 | CT2 | CT | OP | CC | NG | 8281 | 17299084.649 | 45.074 | 0.0052111 | EPA/CAMD | EPA/NEI | 2002
2021 | CA | Elk Hills Power | 55400 | CTG-1 | CT | OP | CC | NG | 8177 | 12250616.691 | 31.9223 | 0.0052115 | EPA/CAMD | EPA/NEI | 2003
2021 | CA | Elk Hills Power | 55400 | CTG-2 | CT | OP | CC | NG | 8334 | 12404303.455 | 32.0747 | 0.0051715 | EPA/CAMD | EPA/NEI | 2003
2021 | OH | Rolling Hills Generating LLC | 55401 | CT-1 | GT | OP | CT | NG | 1492 | 2632048.129 | 9.576 | 0.0072765 | EPA/CAMD | EPA/NEI | 2003
2021 | OH | Rolling Hills Generating LLC | 55401 | CT-2 | GT | OP | CT | NG | 674 | 1103506.925 | 3.8112 | 0.0069074 | EPA/CAMD | EPA/NEI | 2003
2021 | OH | Rolling Hills Generating LLC | 55401 | CT-3 | GT | OP | CT | NG | 592 | 952403.297 | 3.6271 | 0.0076167 | EPA/CAMD | EPA/NEI | 2003
2021 | OH | Rolling Hills Generating LLC | 55401 | CT-4 | GT | OP | CT | NG | 367 | 590119.536 | 2.6267 | 0.0089023 | EPA/CAMD | EPA/NEI | 2003
2021 | OH | Rolling Hills Generating LLC | 55401 | CT-5 | GT | OP | CT | NG | 589 | 996300.126 | 4.218 | 0.0084673 | EPA/CAMD | EPA/NEI | 2003
2021 | MI | Renaissance Power | 55402 | CT1 | GT | OP | CT | NG | 1465 | 2309435.578 | 11.73 | 0.010158 | EPA/CAMD | EPA/NEI | 2002
2021 | MI | Renaissance Power | 55402 | CT2 | GT | OP | CT | NG | 285 | 443079.06 | 11.73 | 0.052948 | EPA/CAMD | EPA/NEI | 2002
2021 | MI | Renaissance Power | 55402 | CT3 | GT | OP | CT | NG | 1792 | 2858975.536 | 11.73 | 0.0082057 | EPA/CAMD | EPA/NEI | 2002
2021 | MI | Renaissance Power | 55402 | CT4 | GT | OP | CT | NG | 1733 | 2713855.972 | 11.73 | 0.0086445 | EPA/CAMD | EPA/NEI | 2002
2021 | LA | Carville Energy Center | 55404 | COG01 | CT | OP | CC | NG | 7123 | 12650454.933 | 30.1051 | 0.0047595 | EPA/CAMD | EPA/NEI | 2003
2021 | LA | Carville Energy Center | 55404 | COG02 | CT | OP | CC | NG | 6126 | 10404363.014 | 21.2488 | 0.0040846 | EPA/CAMD | EPA/NEI | 2003
2021 | NY | Athens Generating Company | 55405 | 1 | CT | OP | CC | NG | 2214 | 4692097.215 | 7.025 | 0.0029944 | EPA/CAMD | EPA/NEI | 2003
2021 | NY | Athens Generating Company | 55405 | 2 | CT | OP | CC | NG | 1271 | 2685689.035 | 4.137 | 0.0030808 | EPA/CAMD | EPA/NEI | 2003
2021 | NY | Athens Generating Company | 55405 | 3 | CT | OP | CC | NG | 2531 | 5494434.581 | 9.298 | 0.0033845 | EPA/CAMD | EPA/NEI | 2003
2021 | GA | Effingham Energy Facility | 55406 | 1 | CT | OP | CC | NG | 6663 | 11113636.734 | 1.0558 | 0.00019 | EPA/CAMD | EPA/NEI | 2003
2021 | GA | Effingham Energy Facility | 55406 | 2 | CT | OP | CC | NG | 5037 | 8290596.104 | 0.7876 | 0.00019 | EPA/CAMD | EPA/NEI | 2003
2021 | AL | Calhoun Generating Facility | 55409 | CT1 | GT | OP | CT | NG | 147 | 171310.656 | 0.497 | 0.0058023 | EPA/CAMD | EPA/NEI | 2003
2021 | AL | Calhoun Generating Facility | 55409 | CT2 | GT | OP | CT | NG | 95 | 105875.183 | 0.321 | 0.0060637 | EPA/CAMD | EPA/NEI | 2003
2021 | AL | Calhoun Generating Facility | 55409 | CT3 | GT | OP | CT | NG | 99 | 103914.968 | 0.317 | 0.0061011 | EPA/CAMD | EPA/NEI | 2003
2021 | AL | Calhoun Generating Facility | 55409 | CT4 | GT | OP | CT | NG | 155 | 178577.429 | 0.52 | 0.0058238 | EPA/CAMD | EPA/NEI | 2003
2021 | AL | Hillabee Energy Center | 55411 | CT1 | CT | OP | CC | NG | 7662 | 18907536.859 | 60.49 | 0.0063985 | EPA/CAMD | EPA/NEI | 2009
2021 | AL | Hillabee Energy Center | 55411 | CT2 | CT | OP | CC | NG | 6856 | 17034435.448 | 56.22 | 0.0066007 | EPA/CAMD | EPA/NEI | 2009
2021 | FL | Osprey Energy Center | 55412 | CT1 | CT | OP | CC | NG | 5178 | 8833739.101 | 15.3984 | 0.0034863 | EPA/CAMD | EPA/NEI | 2004
2021 | FL | Osprey Energy Center | 55412 | CT2 | CT | OP | CC | NG | 5109 | 8672109.125 | 17.4526 | 0.004025 | EPA/CAMD | EPA/NEI | 2004
2021 | FL | Shady Hills | 55414 | GT101 | GT | OP | CT | NG | 259 | 360820.829 | 1.27 | 0.0070395 | EPA/CAMD | EPA/NEI | 2001
2021 | FL | Shady Hills | 55414 | GT201 | GT | OP | CT | NG | 1051 | 1476697.039 | 4.65 | 0.0062978 | EPA/CAMD | EPA/NEI | 2002
2021 | FL | Shady Hills | 55414 | GT301 | GT | OP | CT | NG | 1045 | 1379424.049 | 4.36 | 0.0063215 | EPA/CAMD | EPA/NEI | 2002
2021 | FL | Vandolah Power Project | 55415 | GT101 | GT | OP | CT | NG | 2032 | 3010352.197 | 9.9865 | 0.0066348 | EPA/CAMD | EPA/NEI | 2002
2021 | FL | Vandolah Power Project | 55415 | GT201 | GT | OP | CT | NG | 2028 | 3013575.236 | 9.9803 | 0.0066236 | EPA/CAMD | EPA/NEI | 2002
2021 | FL | Vandolah Power Project | 55415 | GT301 | GT | OP | CT | NG | 1936 | 2914055.844 | 9.6707 | 0.0066373 | EPA/CAMD | EPA/NEI | 2002
2021 | FL | Vandolah Power Project | 55415 | GT401 | GT | OP | CT | NG | 2182 | 3190817.069 | 10.7734 | 0.0067527 | EPA/CAMD | EPA/NEI | 2002
2021 | IL | Raccoon Creek Power Plant | 55417 | CT-01 | GT | OP | CT | NG | 126 | 70150.699 | 0.318 | 0.0090662 | EPA/CAMD | EPA/NEI | 2002
2021 | IL | Raccoon Creek Power Plant | 55417 | CT-02 | GT | OP | CT | NG | 113 | 61454.299 | 0.27802 | 0.009048 | EPA/CAMD | EPA/NEI | 2002
2021 | IL | Raccoon Creek Power Plant | 55417 | CT-03 | GT | OP | CT | NG | 110 | 60359.946 | 0.13648 | 0.0045222 | EPA/CAMD | EPA/NEI | 2002
2021 | IL | Raccoon Creek Power Plant | 55417 | CT-04 | GT | OP | CT | NG | 113 | 60921.32 | 0.27465 | 0.0090164 | EPA/CAMD | EPA/NEI | 2002
2021 | AR | Hot Spring Energy Facility | 55418 | CT-1 | CT | OP | CC | NG | 5561 | 9262745.519 | 12.1466 | 0.0026227 | EPA/CAMD | EPA/NEI | 2002
2021 | AR | Hot Spring Energy Facility | 55418 | CT-2 | CT | OP | CC | NG | 5579 | 9325946.887 | 12.2295 | 0.0026227 | EPA/CAMD | EPA/NEI | 2002
2021 | LA | Plaquemine Cogen Facility | 55419 | 500 | CT | OP | CC | NG | 8498 | 14261245.854 | 73.89 | 0.010362 | EPA/CAMD | EPA/NEI | 2004
2021 | LA | Plaquemine Cogen Facility | 55419 | 600 | CT | OP | CC | NG | 8174 | 13570747.694 | 69.92 | 0.010305 | EPA/CAMD | EPA/NEI | 2004
2021 | LA | Plaquemine Cogen Facility | 55419 | 700 | CT | OP | CC | NG | 8687 | 15320169.716 | 79.17 | 0.010335 | EPA/CAMD | EPA/NEI | 2004
2021 | LA | Plaquemine Cogen Facility | 55419 | 800 | CT | OP | CC | NG | 8097 | 13833999.511 | 71.49 | 0.010335 | EPA/CAMD | EPA/NEI | 2004
2021 | KY | Kentucky Mills | 55429 | 3REC | ST | OP | NA | BLQ |  | 4126092.07 | 18.6866 | 0.0090577 | EIA Unit-level Data | NEI avg EF - PM, fuel type
2021 | KY | Kentucky Mills | 55429 | 4REC | ST | OP | NA | BLQ |  | 6748060.43 | 30.5611 | 0.0090577 | EIA Unit-level Data | NEI avg EF - PM, fuel type
2021 | KY | Kentucky Mills | 55429 | BFB | ST | OP | NA | NG |  | 1299797.17 | 6.1804 | 0.0095098 | EIA Unit-level Data | NEI avg EF - PM, fuel type
2021 | LA | Bayou Cove Peaking Power Plant | 55433 | CTG-1 | GT | OP | CT | NG | 1044 | 650747.984 | 0.96 | 0.0029505 | EPA/CAMD | EPA/NEI | 2002
2021 | LA | Bayou Cove Peaking Power Plant | 55433 | CTG-2 | GT | OP | CT | NG | 348 | 178437.787 | 0.07 | 0.00078459 | EPA/CAMD | EPA/NEI | 2002
2021 | LA | Bayou Cove Peaking Power Plant | 55433 | CTG-3 | GT | OP | CT | NG | 337 | 196067.18 | 0.15 | 0.0015301 | EPA/CAMD | EPA/NEI | 2002
2021 | LA | Bayou Cove Peaking Power Plant | 55433 | CTG-4 | GT | OP | CT | NG | 369 | 227064.39 | 0.21 | 0.0018497 | EPA/CAMD | EPA/NEI | 2002
2021 | IL | Elgin Energy Center, LLC | 55438 | CT01 | GT | OP | CT | NG | 1283 | 1407889.033 | 3.5217 | 0.0050028 | EPA/CAMD | EPA/NEI | 2002
2021 | IL | Elgin Energy Center, LLC | 55438 | CT02 | GT | OP | CT | NG | 1515 | 1630926.53 | 4.0808 | 0.0050042 | EPA/CAMD | EPA/NEI | 2002
2021 | IL | Elgin Energy Center, LLC | 55438 | CT03 | GT | OP | CT | NG | 1051 | 1127066.708 | 2.8161 | 0.0049972 | EPA/CAMD | EPA/NEI | 2002
2021 | IL | Elgin Energy Center, LLC | 55438 | CT04 | GT | OP | CT | NG | 1478 | 1592958.538 | 3.9806 | 0.0049977 | EPA/CAMD | EPA/NEI | 2002
2021 | VA | Tenaska Virginia Generating Station | 55439 | CTGDB1 | CT | OP | CC | NG | 4488 | 7785905.956 | 6.8011 | 0.001747 | EPA/CAMD | EPA/NEI | 2003
2021 | VA | Tenaska Virginia Generating Station | 55439 | CTGDB2 | CT | OP | CC | NG | 5219 | 9163731.155 | 8.0008 | 0.0017462 | EPA/CAMD | EPA/NEI | 2004
2021 | VA | Tenaska Virginia Generating Station | 55439 | CTGDB3 | CT | OP | CC | NG | 5187 | 9072803.924 | 5.4299 | 0.001197 | EPA/CAMD | EPA/NEI | 2004
2021 | AL | Central Alabama Gen Station | 55440 | CTGDB1 | CT | OP | CC | NG | 6002 | 10248273.567 | 23.9 | 0.0046642 | EPA/CAMD | EPA/NEI | 2003
2021 | AL | Central Alabama Gen Station | 55440 | CTGDB2 | CT | OP | CC | NG | 6761 | 12168660.729 | 28.1 | 0.0046184 | EPA/CAMD | EPA/NEI | 2002
2021 | AL | Central Alabama Gen Station | 55440 | CTGDB3 | CT | OP | CC | NG | 5744 | 9761021.419 | 23.7 | 0.004856 | EPA/CAMD | EPA/NEI | 2003
2021 | MO | Columbia Energy Center (MO) | 55447 | CT01 | GT | OP | CT | NG | 327 | 110509.365 | 0.3647 | 0.0066003 | EPA/CAMD | EPA/NEI | 2001
2021 | MO | Columbia Energy Center (MO) | 55447 | CT02 | GT | OP | CT | NG | 328 | 111891.599 | 0.3647 | 0.0065188 | EPA/CAMD | EPA/NEI | 2001
2021 | MO | Columbia Energy Center (MO) | 55447 | CT03 | GT | OP | CT | NG | 176 | 58076.388 | 0.3647 | 0.012559 | EPA/CAMD | EPA/NEI | 2001
2021 | MO | Columbia Energy Center (MO) | 55447 | CT04 | GT | OP | CT | NG | 37 | 9270.327 | 0.3647 | 0.078681 | EPA/CAMD | EPA/NEI | 2001
2021 | MS | Magnolia Combined Cycle Plant | 55451 | CTG-1 | CT | OP | CC | NG | 7185 | 13698257.567 | 60.72 | 0.0088654 | EPA/CAMD | EPA/NEI | 2002
2021 | MS | Magnolia Combined Cycle Plant | 55451 | CTG-2 | CT | OP | CC | NG | 3935 | 7587104.218 | 32.37 | 0.0085329 | EPA/CAMD | EPA/NEI | 2002
2021 | MS | Magnolia Combined Cycle Plant | 55451 | CTG-3 | CT | OP | CC | NG | 5564 | 10238859.644 | 45.35 | 0.0088584 | EPA/CAMD | EPA/NEI | 2003
2021 | CO | Fountain Valley Power Plant | 55453 | 1 | GT | OP | CT | NG | 1006 | 170454.846 | 0.016195 | 0.00019002 | EPA/CAMD | EPA/NEI | 2001
2021 | CO | Fountain Valley Power Plant | 55453 | 2 | GT | OP | CT | NG | 973 | 175667.248 | 0.01669 | 0.00019002 | EPA/CAMD | EPA/NEI | 2001
2021 | CO | Fountain Valley Power Plant | 55453 | 3 | GT | OP | CT | NG | 953 | 169514.758 | 0.016105 | 0.00019001 | EPA/CAMD | EPA/NEI | 2001
2021 | CO | Fountain Valley Power Plant | 55453 | 4 | GT | OP | CT | NG | 905 | 157791.434 | 0.01499 | 0.00019 | EPA/CAMD | EPA/NEI | 2001
2021 | CO | Fountain Valley Power Plant | 55453 | 5 | GT | OP | CT | NG | 898 | 152433.478 | 0.01448 | 0.00018998 | EPA/CAMD | EPA/NEI | 2001
2021 | CO | Fountain Valley Power Plant | 55453 | 6 | GT | OP | CT | NG | 516 | 87643.346 | 0.008325 | 0.00018997 | EPA/CAMD | EPA/NEI | 2001
2021 | AZ | Redhawk Generating Facility | 55455 | CC1A | CT | OP | CC | NG | 7109 | 9863444.358 | 21.7568 | 0.0044116 | EPA/CAMD | EPA/NEI | 2002
2021 | AZ | Redhawk Generating Facility | 55455 | CC1B | CT | OP | CC | NG | 6828 | 9523072.749 | 17.2387 | 0.0036204 | EPA/CAMD | EPA/NEI | 2002
2021 | AZ | Redhawk Generating Facility | 55455 | CC2A | CT | OP | CC | NG | 6837 | 9410808.099 | 19.5479 | 0.0041543 | EPA/CAMD | EPA/NEI | 2002
2021 | AZ | Redhawk Generating Facility | 55455 | CC2B | CT | OP | CC | NG | 6850 | 9728838.165 | 17.5022 | 0.003598 | EPA/CAMD | EPA/NEI | 2002
2021 | OK | McClain Energy Facility | 55457 | CT1 | CT | OP | CC | NG | 5376 | 7871701.336 | 0.74781 | 0.00019 | EPA/CAMD | EPA/NEI | 2001
2021 | OK | McClain Energy Facility | 55457 | CT2 | CT | OP | CC | NG | 5351 | 7693694.172 | 0.7309 | 0.00019 | EPA/CAMD | EPA/NEI | 2001
2021 | OK | Redbud Power Plant | 55463 | CT-01 | CT | OP | CC | NG | 4760 | 8275405.185 | 10.4801 | 0.0025328 | EPA/CAMD | EPA/NEI | 2003
2021 | OK | Redbud Power Plant | 55463 | CT-02 | CT | OP | CC | NG | 4539 | 7779940.272 | 16.1971 | 0.0041638 | EPA/CAMD | EPA/NEI | 2003
2021 | OK | Redbud Power Plant | 55463 | CT-03 | CT | OP | CC | NG | 4607 | 7907365.404 | 8.2776 | 0.0020937 | EPA/CAMD | EPA/NEI | 2003
2021 | OK | Redbud Power Plant | 55463 | CT-04 | CT | OP | CC | NG | 5168 | 9021042.65 | 15.1794 | 0.0033653 | EPA/CAMD | EPA/NEI | 2003
2021 | TX | Deer Park Energy Center | 55464 | CTG1 | CT | OP | CC | NG | 7939 | 16385530.216 | 8.86 | 0.0010814 | EPA/CAMD | EPA/NEI | 2002
2021 | TX | Deer Park Energy Center | 55464 | CTG2 | CT | OP | CC | NG | 7912 | 15011465.776 | 9.17 | 0.0012217 | EPA/CAMD | EPA/NEI | 2003
2021 | TX | Deer Park Energy Center | 55464 | CTG3 | CT | OP | CC | NG | 7777 | 15725032.396 | 8.8 | 0.0011192 | EPA/CAMD | EPA/NEI | 2003
2021 | TX | Deer Park Energy Center | 55464 | CTG4 | CT | OP | CC | NG | 6910 | 12952908.824 | 8.47 | 0.0013078 | EPA/CAMD | EPA/NEI | 2004
2021 | TX | Deer Park Energy Center | 55464 | CTG5 | CT | OP | CC | NG | 7690 | 13517205.37 | 29.4 | 0.00435 | EPA/CAMD | EPA/NEI | 2014
2021 | LA | Ouachita Plant | 55467 | CTGEN1 | CT | OP | CC | NG | 3231 | 5506858.691 | 38.77 | 0.014081 | EPA/CAMD | EPA/NEI | 2002
2021 | LA | Ouachita Plant | 55467 | CTGEN2 | CT | OP | CC | NG | 4027 | 6798542.786 | 48.32 | 0.014215 | EPA/CAMD | EPA/NEI | 2002
2021 | LA | Ouachita Plant | 55467 | CTGEN3 | CT | OP | CC | NG | 4913 | 8475618.317 | 58.96 | 0.013913 | EPA/CAMD | EPA/NEI | 2002
2021 | TX | South Houston Green Power Site | 55470 | EPN801 | CT | OP | CC | NG | 8540 | 15867970.721 | 42.5345 | 0.0053611 | EPA/CAMD | EPA/NEI | 2003
2021 | TX | South Houston Green Power Site | 55470 | EPN802 | CT | OP | CC | NG | 8273 | 16839295.533 | 65.6028 | 0.0077916 | EPA/CAMD | EPA/NEI | 2003
2021 | TX | South Houston Green Power Site | 55470 | EPN803 | CT | OP | CC | NG | 8289 | 16991636.933 | 63.4731 | 0.0074711 | EPA/CAMD | EPA/NEI | 2003
2021 | WY | Neil Simpson II (CT2) | 55477 | CT2 | GT | OP | CT | NG | 683 | 170712.784 | 1.7848 | 0.020909 | EPA/CAMD | EPA/NEI | 2001
2021 | SD | Lange | 55478 | CT1 | GT | OP | CT | NG | 1515 | 454670.494 | 0.14 | 0.00061583 | EPA/CAMD | EPA/NEI | 2002
2021 | WY | Wygen I | 55479 | 001 | ST | OP | WALL | SUB | 6403 | 6749283.359 | 58.8222 | 0.017431 | EPA/CAMD | NEI avg EF - PM, fuel type, firing type | 2003
2021 | TX | Forney Power Plant | 55480 | U1 | CT | OP | CC | NG | 7045 | 12326117.15 | 38.8273 | 0.0063 | EPA/CAMD | EPA/NEI | 2003
2021 | TX | Forney Power Plant | 55480 | U2 | CT | OP | CC | NG | 7324 | 12409913.098 | 11.231 | 0.00181 | EPA/CAMD | EPA/NEI | 2003
2021 | TX | Forney Power Plant | 55480 | U3 | CT | OP | CC | NG | 7306 | 12382411.745 | 12.9396 | 0.00209 | EPA/CAMD | EPA/NEI | 2003
2021 | TX | Forney Power Plant | 55480 | U4 | CT | OP | CC | NG | 5498 | 9444442.645 | 29.4194 | 0.00623 | EPA/CAMD | EPA/NEI | 2003
2021 | TX | Forney Power Plant | 55480 | U5 | CT | OP | CC | NG | 5679 | 9492988.742 | 16.1856 | 0.00341 | EPA/CAMD | EPA/NEI | 2003
2021 | TX | Forney Power Plant | 55480 | U6 | CT | OP | CC | NG | 5630 | 9541701.724 | 7.6811 | 0.00161 | EPA/CAMD | EPA/NEI | 2003
2021 | AZ | Mesquite Generating Station | 55481 | 1 | CT | OP | CC | NG | 6507 | 10586882.631 | 11.1982 | 0.0021155 | EPA/CAMD | EPA/NEI | 2003
2021 | AZ | Mesquite Generating Station | 55481 | 2 | CT | OP | CC | NG | 6088 | 9770099.052 | 8.2417 | 0.0016871 | EPA/CAMD | EPA/NEI | 2003
2021 | AZ | Mesquite Generating Station | 55481 | 5 | CT | OP | CC | NG | 7029 | 12013356.065 | 16.9712 | 0.0028254 | EPA/CAMD | EPA/NEI | 2003
2021 | AZ | Mesquite Generating Station | 55481 | 6 | CT | OP | CC | NG | 7695 | 12890279.115 | 16.4066 | 0.0025456 | EPA/CAMD | EPA/NEI | 2003
2021 | WA | Goldendale Generating Station | 55482 | CT-1 | CT | OP | CC | NG | 7484 | 13804824.056 | 8.1 | 0.0011735 | EPA/CAMD | EPA/NEI | 2004
2021 | LA | Washington Parish Energy Center | 55486 | CTG01 | GT | OP | CT | NG | 716 | 899927.14 | 0.6 | 0.0013334 | EPA/CAMD | EPA/NEI | 2020
2021 | LA | Washington Parish Energy Center | 55486 | CTG02 | GT | OP | CT | NG | 627 | 807899.401 | 0.42 | 0.0010397 | EPA/CAMD | EPA/NEI | 2020
2021 | NC | Blackburn Landfill Co-Generation | 55488 | BB1 | IC | OP | NA | LFG |  | 82414.828 | 0.60575 | 0.0147 | EIA Prime Mover-level Data | Estimated using an emission factor
2021 | NC | Blackburn Landfill Co-Generation | 55488 | BB2 | IC | OP | NA | LFG |  | 82414.828 | 0.60575 | 0.0147 | EIA Prime Mover-level Data | Estimated using an emission factor
2021 | NC | Blackburn Landfill Co-Generation | 55488 | BB3 | IC | OP | NA | LFG |  | 74173.345 | 0.54517 | 0.0147 | EIA Prime Mover-level Data | Estimated using an emission factor
2021 | IL | Goose Creek Power Plant | 55496 | CT-01 | GT | OP | CT | NG | 181 | 99416.144 | 0.44709 | 0.0089943 | EPA/CAMD | EPA/NEI | 2003
2021 | IL | Goose Creek Power Plant | 55496 | CT-02 | GT | OP | CT | NG | 214 | 118655.771 | 0.53366 | 0.0089951 | EPA/CAMD | EPA/NEI | 2003
2021 | IL | Goose Creek Power Plant | 55496 | CT-03 | GT | OP | CT | NG | 177 | 95495.766 | 0.42916 | 0.0089881 | EPA/CAMD | EPA/NEI | 2003
2021 | IL | Goose Creek Power Plant | 55496 | CT-04 | GT | OP | CT | NG | 208 | 113558.337 | 0.50986 | 0.0089796 | EPA/CAMD | EPA/NEI | 2003
2021 | IL | Goose Creek Power Plant | 55496 | CT-05 | GT | OP | CT | NG | 179 | 97241.717 | 0.43616 | 0.0089707 | EPA/CAMD | EPA/NEI | 2003
2021 | IL | Goose Creek Power Plant | 55496 | CT-06 | GT | OP | CT | NG | 153 | 77775.721 | 0.34945 | 0.008986 | EPA/CAMD | EPA/NEI | 2003
2021 | CA | CalPeak Power - Vaca Dixon | 55499 | GT-1 | GT | OP | CT | NG | 673 | 222810.603 | 0.59879 | 0.0053749 | EPA/CAMD | EPA/NEI | 2001
2021 | CA | CalPeak Power - Vaca Dixon | 55499 | GT-2 | GT | OP | CT | [7 empty] | 2001
2021 | OK | Tenaska Kiamichi Generating Station | 55501 | CTGDB1 | CT | OP | CC | NG | 5925 | 9470540.333 | 0.8997 | 0.00019 | EPA/CAMD | EPA/NEI | 2002
2021 | OK | Tenaska Kiamichi Generating Station | 55501 | CTGDB2 | CT | OP | CC | NG | 5721 | 9228089.628 | 0.87667 | 0.00019 | EPA/CAMD | EPA/NEI | 2002
2021 | OK | Tenaska Kiamichi Generating Station | 55501 | CTGDB3 | CT | OP | CC | NG | 4873 | 7914214.86 | 0.75185 | 0.00019 | EPA/CAMD | EPA/NEI | 2003
2021 | OK | Tenaska Kiamichi Generating Station | 55501 | CTGDB4 | CT | OP | CC | NG | 4858 | 7899506.011 | 0.75045 | 0.00019 | EPA/CAMD | EPA/NEI | 2003
2021 | IN | Lawrenceburg Energy Facility | 55502 | 1 | CT | OP | CC | NG | 7918 | 14514431.175 | 36.9904 | 0.0050971 | EPA/CAMD | EPA/NEI | 2003
2021 | IN | Lawrenceburg Energy Facility | 55502 | 2 | CT | OP | CC | NG | 8031 | 14680431.176 | 37.4804 | 0.0051062 | EPA/CAMD | EPA/NEI | 2003
2021 | IN | Lawrenceburg Energy Facility | 55502 | 3 | CT | OP | CC | NG | 8053 | 14965079.679 | 38.1944 | 0.0051045 | EPA/CAMD | EPA/NEI | 2003
2021 | IN | Lawrenceburg Energy Facility | 55502 | 4 | CT | OP | CC | NG | 8112 | 14789184.333 | 37.782 | 0.0051094 | EPA/CAMD | EPA/NEI | 2003
2021 | OH | Waterford Plant | 55503 | 1 | CT | OP | CC | NG | 6414 | 12355183.435 | 5.51 | 0.00089193 | EPA/CAMD | EPA/NEI | 2003
2021 | OH | Waterford Plant | 55503 | 2 | CT | OP | CC | NG | 8245 | 15570632.702 | 6.943 | 0.00089181 | EPA/CAMD | EPA/NEI | 2003
2021 | OH | Waterford Plant | 55503 | 3 | CT | OP | CC | NG | 8305 | 15684704.539 | 6.997 | 0.00089221 | EPA/CAMD | EPA/NEI | 2003
2021 | CO | Limon Generating Station | 55504 | L1 | GT | OP | CT | NG | 931 | 544927.21 | 2.1068 | 0.0077324 | EPA/CAMD | EPA/NEI | 2001
2021 | CO | Limon Generating Station | 55504 | L2 | GT | OP | CT | NG | 1571 | 915573.234 | 1.35 | 0.002949 | EPA/CAMD | EPA/NEI | 2001
2021 | CO | Frank Knutson Station | 55505 | BR1 | GT | OP | CT | NG | 1150 | 747146.846 | 1.8 | 0.0048183 | EPA/CAMD | EPA/NEI | 2002
2021 | CO | Frank Knutson Station | 55505 | BR2 | GT | OP | CT | NG | 1286 | 817186.632 | 2.1 | 0.0051396 | EPA/CAMD | EPA/NEI | 2002
2021 | CA | CalPeak Power - Panoche | 55508 | GT-1 | GT | OP | CT | NG | 573 | 182227.684 | 0.069205 | 0.00075955 | EPA/CAMD | EPA/NEI | 2001
2021 | CA | CalPeak Power - Panoche | 55508 | GT-2 | GT | OP | CT | [7 empty] | 2001
2021 | CA | CalPeak Power - Border | 55510 | GT-1 | GT | OP | CT | NG | 980 | 304148.538 | 1.9183 | 0.012614 | EPA/CAMD | EPA/NEI | 2001
2021 | CA | CalPeak Power - Border | 55510 | GT-2 | GT | OP | CT | [7 empty] | 2001
2021 | CA | Cuyamaca Peak Energy | 55512 | GT-1 | GT | OP | CT | NG | 352 | 93905.676 | 0.3764 | 0.0080165 | EPA/CAMD | NEI avg EF - PM, fuel type, firing type | 2001
2021 | CA | Cuyamaca Peak Energy | 55512 | GT-2 | GT | OP | CT | [7 empty] | 2001
2021 | CA | CalPeak Power - Enterprise | 55513 | GT-1 | GT | OP | CT | NG | 792 | 234371.009 | 2.3152 | 0.019757 | EPA/CAMD | EPA/NEI | 2001
2021 | CA | CalPeak Power - Enterprise | 55513 | GT-2 | GT | OP | CT | [7 empty] | 2001
2021 | NV | Apex Generating Station | 55514 | CTG01 | CT | OP | CC | NG | 6495 | 9227419.994 | 36.384 | 0.0078861 | EPA/CAMD | EPA/NEI | 2003
2021 | NV | Apex Generating Station | 55514 | CTG02 | CT | OP | CC | NG | 6433 | 9692456.932 | 35.925 | 0.007413 | EPA/CAMD | EPA/NEI | 2003
2021 | PA | Fayette Power Company LLC | 55516 | CTG1 | CT | OP | CC | NG | 8346 | 17854567.858 | 94.72 | 0.01061 | EPA/CAMD | EPA/NEI | 2003
2021 | PA | Fayette Power Company LLC | 55516 | CTG2 | CT | OP | CC | NG | 8442 | 17510556.008 | 49.82 | 0.0056903 | EPA/CAMD | EPA/NEI | 2003
2021 | CT | Wallingford Energy, LLC | 55517 | CT01 | GT | OP | CT | NG | 464 | 139354.45 | 0.34136 | 0.0048992 | EPA/CAMD | EPA/NEI | 2001
2021 | CT | Wallingford Energy, LLC | 55517 | CT02 | GT | OP | CT | NG | 545 | 163948.126 | 0.72942 | 0.0088981 | EPA/CAMD | EPA/NEI | 2001
2021 | CT | Wallingford Energy, LLC | 55517 | CT03 | GT | OP | CT | NG | 511 | 153773.074 | 0.49966 | 0.0064986 | EPA/CAMD | EPA/NEI | 2001
2021 | CT | Wallingford Energy, LLC | 55517 | CT04 | GT | OP | CT | NG | 528 | 166395.279 | 0.58227 | 0.0069987 | EPA/CAMD | EPA/NEI | 2001
2021 | CT | Wallingford Energy, LLC | 55517 | CT05 | GT | OP | CT | NG | 576 | 175611.483 | 0.46204 | 0.0052621 | EPA/CAMD | EPA/NEI | 2001
2021 | CT | Wallingford Energy, LLC | 55517 | CT06 | GT | OP | CT | NG | 645 | 190077.095 | 0.38962 | 0.0040996 | EPA/CAMD | EPA/NEI | 2017
2021 | CT | Wallingford Energy, LLC | 55517 | CT07 | GT | OP | CT | NG | 632 | 178376.972 | 0.32991 | 0.003699 | EPA/CAMD | EPA/NEI | 2017
2021 | CA | High Desert Power Project | 55518 | CTG1 | CT | OP | CC | NG | 5825 | 9283813.001 | 32.4 | 0.0069799 | EPA/CAMD | EPA/NEI | 2003
2021 | CA | High Desert Power Project | 55518 | CTG2 | CT | OP | CC | NG | 5966 | 9464872.54 | 5.2 | 0.0010988 | EPA/CAMD | EPA/NEI | 2003
2021 | CA | High Desert Power Project | 55518 | CTG3 | CT | OP | CC | NG | 6068 | 9746192.238 | 5.9 | 0.0012107 | EPA/CAMD | EPA/NEI | 2003
2021 | AZ | Sundance Power Plant | 55522 | CT01 | GT | OP | CT | NG | 1284 | 399481.405 | 1.617 | 0.0080955 | EPA/CAMD | EPA/NEI | 2002
2021 | AZ | Sundance Power Plant | 55522 | CT02 | GT | OP | CT | NG | 1506 | 449283.018 | 1.504 | 0.0066951 | EPA/CAMD | EPA/NEI | 2002
2021 | AZ | Sundance Power Plant | 55522 | CT03 | GT | OP | CT | NG | 1337 | 394657.961 | 1.468 | 0.0074394 | EPA/CAMD | EPA/NEI | 2002
2021 | AZ | Sundance Power Plant | 55522 | CT04 | GT | OP | CT | NG | 1342 | 408908.631 | 1.234 | 0.0060356 | EPA/CAMD | EPA/NEI | 2002
2021 | AZ | Sundance Power Plant | 55522 | CT05 | GT | OP | CT | NG | 1194 | 356336.054 | 1.406 | 0.0078914 | EPA/CAMD | EPA/NEI | 2002
2021 | AZ | Sundance Power Plant | 55522 | CT06 | GT | OP | CT | NG | 1102 | 333647.208 | 1.331 | 0.0079785 | EPA/CAMD | EPA/NEI | 2002
2021 | AZ | Sundance Power Plant | 55522 | CT07 | GT | OP | CT | NG | 1247 | 379000.292 | 1.412 | 0.0074512 | EPA/CAMD | EPA/NEI | 2002
2021 | AZ | Sundance Power Plant | 55522 | CT08 | GT | OP | CT | NG | 1013 | 315894.664 | 1.056 | 0.0066858 | EPA/CAMD | EPA/NEI | 2002
2021 | AZ | Sundance Power Plant | 55522 | CT09 | GT | OP | CT | NG | 1284 | 397001.937 | 1.585 | 0.0079848 | EPA/CAMD | EPA/NEI | 2002
2021 | AZ | Sundance Power Plant | 55522 | CT10 | GT | OP | CT | NG | 1295 | 398916.198 | 1.442 | 0.0072296 | EPA/CAMD | EPA/NEI | 2002
2021 | PA | York Energy Center | 55524 | 1 | CT | OP | CC | NG | 5814 | 6109509.32 | 20.4928 | 0.0067085 | EPA/CAMD | EPA/NEI | 2011
2021 | PA | York Energy Center | 55524 | 2 | CT | OP | CC | NG | 5815 | 6069758.411 | 25.6452 | 0.0084502 | EPA/CAMD | EPA/NEI | 2011
2021 | PA | York Energy Center | 55524 | 3 | CT | OP | CC | NG | 5611 | 5984724.701 | 20.7676 | 0.0069402 | EPA/CAMD | EPA/NEI | 2011
2021 | PA | York Energy Center | 55524 | 5 | CT | OP | CC | NG | 8062 | 19684693.414 | 126.4565 | 0.012848 | EPA/CAMD | EPA/NEI | 2018
2021 | PA | York Energy Center | 55524 | 6 | CT | OP | CC | NG | 7996 | 19611191.936 | 56.579 | 0.0057701 | EPA/CAMD | EPA/NEI | 2018
2021 | WI | MMSD South Shore Wastewater | 55525 | 1 | IC | OP | NA | OBG |  | 78220.294 | 0.57492 | 0.0147 | EIA Prime Mover-level Data | Estimated using an emission factor
2021 | WI | MMSD South Shore Wastewater | 55525 | 1CAT | IC | OP | NA | OBG |  | 46932.176 | 0.34495 | 0.0147 | EIA Prime Mover-level Data | Estimated using an emission factor
2021 | WI | MMSD South Shore Wastewater | 55525 | 2CAT | IC | OP | NA | OBG |  | 46932.176 | 0.34495 | 0.0147 | EIA Prime Mover-level Data | Estimated using an emission factor
2021 | WI | MMSD South Shore Wastewater | 55525 | 3CAT | IC | OP | NA | OBG |  | 46932.176 | 0.34495 | 0.0147 | EIA Prime Mover-level Data | Estimated using an emission factor
2021 | WI | MMSD South Shore Wastewater | 55525 | 4CAT | IC | OP | NA | OBG |  | 46932.176 | 0.34495 | 0.0147 | EIA Prime Mover-level Data | Estimated using an emission factor
2021 | NC | Water Filter Plant #2 | 55534 | 1299 | IC | OP | NA | DFO
2021 | CA | Escondido Energy Center, LLC | 55538 | CTG1 | GT | OP | CT | NG | 349 | 87828.14 | 0.35204 | 0.0080165 | EPA/CAMD | NEI avg EF - PM, fuel type, firing type | 2013
2021 | CA | Chula Vista Energy Center | 55540 | 1A | GT | OP | CT | NG | 197 | 36826.029 | 0.35703 | 0.01939 | EPA/CAMD | EPA/NEI | 2001
2021 | CA | Chula Vista Energy Center | 55540 | 1B | GT | OP | CT | NG | 197 | 37307.762 | 0.35703 | 0.019139 | EPA/CAMD | EPA/NEI | 2001
2021 | CA | Indigo Generation Facility | 55541 | 1 | GT | OP | CT | NG | 452 | 113222.587 | 0.43648 | 0.0077101 | EPA/CAMD | EPA/NEI | 2001
2021 | CA | Indigo Generation Facility | 55541 | 2 | GT | OP | CT | NG | 506 | 128486.356 | 0.57536 | 0.008956 | EPA/CAMD | EPA/NEI | 2001
2021 | CA | Indigo Generation Facility | 55541 | 3 | GT | OP | CT | NG | 477 | 107385.592 | 0.41664 | 0.0077597 | EPA/CAMD | EPA/NEI | 2001
2021 | CA | Larkspur Energy Faciity | 55542 | 1 | GT | OP | CT | NG | 596 | 163127.302 | 1.1575 | 0.014191 | EPA/CAMD | EPA/NEI | 2001
2021 | CA | Larkspur Energy Faciity | 55542 | 2 | GT | OP | CT | NG | 564 | 140345.227 | 2.6179 | 0.037307 | EPA/CAMD | EPA/NEI | 2001
2021 | OR | Klamath Generation Peakers | 55544 | GT1 | GT | OP | CT | NG | 969 | 165896.681 | 1.44 | 0.01736 | EPA/CAMD | EPA/NEI | 2002
2021 | OR | Klamath Generation Peakers | 55544 | GT2 | GT | OP | CT | NG | 882 | 164267.812 | 1.44 | 0.017532 | EPA/CAMD | EPA/NEI | 2002
2021 | OR | Klamath Generation Peakers | 55544 | GT3 | GT | OP | CT | NG | 742 | 138470.241 | 1.44 | 0.020799 | EPA/CAMD | EPA/NEI | 2002
2021 | OR | Klamath Generation Peakers | 55544 | GT4 | GT | OP | CT | NG | 536 | 96884.54 | 1.44 | 0.029726 | EPA/CAMD | EPA/NEI | 2002
2021 | TX | Security | 55556 | GEN5 | IC | OP | NA | LFG
2021 | TX | Security | 55556 | UNT2 | IC | OP | NA | LFG
2021 | CA | Wilmington Hydrogen Plant | 55557 | T101 | ST | OP | NA | WH |  | 1444221 |  |  | EIA Prime Mover-level Data
2021 | WI | Appleton Property Ventures LLC | 55558 | B06 | CT | OP | CC | NG | 8088 | 3809270.544 | 12.2563 | 0.006435 | EPA/CAMD | EPA/NEI | 2002
2021 | WA | FPL Energy Vansycle LLC (WA) | 55560 | V-47 | WT | OP | NA | WND |  | 1584993 |  |  | EIA Prime Mover-level Data
2021 | MN | Tsar Nicholas LLC | 55561 | TN30 | WT | OP | NA | WND |  | 39581 |  |  | EIA Prime Mover-level Data
2021 | MN | Sun River LLC | 55562 | SU30 | WT | OP | NA | WND |  | 39581 |  |  | EIA Prime Mover-level Data
2021 | MN | Julia Hills LLC | 55563 | JH30 | WT | OP | NA | WND |  | 39581 |  |  | EIA Prime Mover-level Data
2021 | MN | Jessica Mills LLC | 55564 | JM30 | WT | OP | NA | WND |  | 39581 |  |  | EIA Prime Mover-level Data
2021 | MN | Jack River LLC | 55565 | JR30 | WT | OP | NA | WND |  | 39581 |  |  | EIA Prime Mover-level Data
2021 | MN | Autumn Hills LLC | 55566 | AH30 | WT | OP | NA | WND |  | 39581 |  |  | EIA Prime Mover-level Data
2021 | MN | Winters Spawn LLC | 55567 | WS30 | WT | OP | NA | WND |  | 46941 |  |  | EIA Prime Mover-level Data
2021 | MN | Twin Lake Hills LLC | 55568 | TL30 | WT | OP | NA | WND |  | 46941 |  |  | EIA Prime Mover-level Data
2021 | MN | Spartan Hills LLC | 55569 | SH30 | WT | OP | NA | WND |  | 46941 |  |  | EIA Prime Mover-level Data
2021 | MN | Soliloquoy Ridge LLC | 55570 | SR30 | WT | OP | NA | WND |  | 46941 |  |  | EIA Prime Mover-level Data
2021 | MN | Ruthton Ridge LLC | 55571 | RR30 | WT | OP | NA | WND |  | 46941 |  |  | EIA Prime Mover-level Data
2021 | MN | Hope Creek LLC | 55572 | HC30 | WT | OP | NA | WND |  | 46941 |  |  | EIA Prime Mover-level Data
2021 | MN | Hadley Ridge LLC | 55573 | HR30 | WT | OP | NA | WND |  | 46941 |  |  | EIA Prime Mover-level Data
2021 | MN | Florence Hills LLC | 55574 | FH30 | WT | OP | NA | WND |  | 46941 |  |  | EIA Prime Mover-level Data
2021 | MN | Agassiz Beach LLC | 55576 | AB30 | WT | OP | NA | WND |  | 46913 |  |  | EIA Prime Mover-level Data
2021 | TX | Llano Estacado Wind Ranch | 55579 | EXIS | WT | OP | NA | WND |  | 969174 |  |  | EIA Prime Mover-level Data
2021 | TX | King Mountain Wind Ranch 1 | 55581 | EXIS | WT | OP | NA | WND |  | 4459931 |  |  | EIA Prime Mover-level Data
2021 | MA | GRS Fall River | 55589 | 3 | GT | OP | NA | LFG |  | 306131 | 3.3062 | 0.0216 | EIA Prime Mover-level Data | Estimated using an emission factor
2021 | MI | GRS Arbor Hills | 55596 | 0001 | CT | OP | NA | LFG |  | 355527.104 | 3.8397 | 0.0216 | EIA Unit-level Data | Estimated using an emission factor
2021 | MI | GRS Arbor Hills | 55596 | 0002 | CT | OP | NA | LFG |  | 386355.927 | 4.1726 | 0.0216 | EIA Unit-level Data | Estimated using an emission factor
2021 | MI | GRS Arbor Hills | 55596 | 0003 | CT | OP | NA | LFG |  | 391148.701 | 4.2244 | 0.0216 | EIA Unit-level Data | Estimated using an emission factor
2021 | MI | GRS Arbor Hills | 55596 | 0005 | CT | OP | NA | LFG |  | 384779.619 | 4.1556 | 0.0216 | EIA Unit-level Data | Estimated using an emission factor
2021 | MI | GRS Arbor Hills | 55596 | HRSG 1 | CA | OP | NA | LFG |  | 68252.013 | 0.098965 | 0.0029 | EIA Unit-level Data | Estimated using an emission factor
2021 | MI | GRS Arbor Hills | 55596 | HRSG 2 | CA | OP | NA | LFG |  | 77367.885 | 0.11218 | 0.0029 | EIA Unit-level Data | Estimated using an emission factor
2021 | MI | GRS Arbor Hills | 55596 | HRSG 3 | CA | OP | NA | LFG |  | 68582.893 | 0.099445 | 0.0029 | EIA Unit-level Data | Estimated using an emission factor
2021 | MI | GRS C&C | 55597 | 1 | IC | OP | NA | LFG |  | 47373 | 0.34819 | 0.0147 | EIA Prime Mover-level Data | Estimated using an emission factor
2021 | MI | GRS C&C | 55597 | 2 | IC | OS | NA | LFG |  | 47373 | 0.34819 | 0.0147 | EIA Prime Mover-level Data | Estimated using an emission factor
2021 | MI | GRS C&C | 55597 | 3 | IC | OP | NA | LFG |  | 47373 | 0.34819 | 0.0147 | EIA Prime Mover-level Data | Estimated using an emission factor
2021 | MI | GRS C&C | 55597 | 4 | GT | OP | NA | LFG |  | 296623 | 3.2035 | 0.0216 | EIA Prime Mover-level Data | Estimated using an emission factor
2021 | NC | GRS CMS | 55599 | 1 | GT | OP | NA | LFG |  | 311441 | 3.3636 | 0.0216 | EIA Prime Mover-level Data | Estimated using an emission factor
2021 | CA | Prima Plant | 55601 | UNT1 | IC | OP | NA | LFG |  | 261214.5 | 1.9199 | 0.0147 | EIA Prime Mover-level Data | Estimated using an emission factor
2021 | CA | Prima Plant | 55601 | UNT2 | IC | OP | NA | LFG |  | 261214.5 | 1.9199 | 0.0147 | EIA Prime Mover-level Data | Estimated using an emission factor
2021 | CA | North City - Landfill Gas Engines South | 55602 | UNT1 | IC | OP | NA | LFG |  | 37514.75 | 0.27573 | 0.0147 | EIA Prime Mover-level Data | Estimated using an emission factor
2021 | CA | North City - Landfill Gas Engines South | 55602 | UNT2 | IC | OP | NA | LFG |  | 37514.75 | 0.27573 | 0.0147 | EIA Prime Mover-level Data | Estimated using an emission factor
2021 | CA | North City - Landfill Gas Engines South | 55602 | UNT3 | IC | OP | NA | LFG |  | 37514.75 | 0.27573 | 0.0147 | EIA Prime Mover-level Data | Estimated using an emission factor
2021 | CA | North City - Landfill Gas Engines South | 55602 | UNT4 | IC | OP | NA | LFG |  | 37514.75 | 0.27573 | 0.0147 | EIA Prime Mover-level Data | Estimated using an emission factor
2021 | WY | Foote Creek I | 55607 | GEN1 | WT | OP | NA | WND |  | 1366349 |  |  | EIA Prime Mover-level Data
2021 | NY | Watchtower Educational Center | 55619 | GEN1 | IC | SB | NA | NG |  | 51.333 | 1.0831e-05 | 0.000422 | EIA Prime Mover-level Data | Estimated using an emission factor
2021 | NY | Watchtower Educational Center | 55619 | GEN2 | IC | SB | NA | DFO |  | 51.333 | 0.0079566 | 0.31 | EIA Prime Mover-level Data | Estimated using an emission factor
2021 | NY | Watchtower Educational Center | 55619 | GEN3 | IC | SB | NA | NG |  | 51.333 | 1.0831e-05 | 0.000422 | EIA Prime Mover-level Data | Estimated using an emission factor
2021 | LA | Perryville Power Station | 55620 | 1-1 | CT | OP | CC | NG | 4640 | 7758528.109 | 20.8454 | 0.0053736 | EPA/CAMD | NEI avg EF - PM, fuel type, firing type | 2002
2021 | LA | Perryville Power Station | 55620 | 1-2 | CT | OP | CC | NG | 4610 | 7739291.326 | 20.7938 | 0.0053736 | EPA/CAMD | NEI avg EF - PM, fuel type, firing type | 2001
2021 | LA | Perryville Power Station | 55620 | 2-1 | GT | OP | CT | NG | 476 | 578523.408 | 2.3189 | 0.0080165 | EPA/CAMD | NEI avg EF - PM, fuel type, firing type | 2001
2021 | UT | West Valley Power Plant | 55622 | U1 | GT | OP | CT | NG | 2053 | 507443.792 | 1.6746 | 0.0066 | EPA/CAMD | EPA/NEI | 2002
2021 | UT | West Valley Power Plant | 55622 | U2 | GT | OP | CT | NG | 1855 | 456240.335 | 1.5056 | 0.0066 | EPA/CAMD | EPA/NEI | 2002
2021 | UT | West Valley Power Plant | 55622 | U3 | GT | OP | CT | NG | 1915 | 471901.015 | 1.5573 | 0.0066 | EPA/CAMD | EPA/NEI | 2001
2021 | UT | West Valley Power Plant | 55622 | U4 | GT | OP | CT | NG | 2351 | 580260.216 | 1.9149 | 0.0066 | EPA/CAMD | EPA/NEI | 2001
2021 | UT | West Valley Power Plant | 55622 | U5 | GT | OP | CT | NG | 2313 | 587150.711 | 1.9376 | 0.0066 | EPA/CAMD | EPA/NEI | 2002
2021 | CA | Creed Energy Center | 55625 | UNIT1 | GT | OP | CT | NG | 642 | 163171.967 | 0.43708 | 0.0053574 | EPA/CAMD | EPA/NEI | 2002
2021 | CA | Lambie Energy Center | 55626 | UNIT1 | GT | OP | CT | NG | 542 | 140637.32 | 0.44979 | 0.0063964 | EPA/CAMD | EPA/NEI | 2002
2021 | CA | Goose Haven Energy Center | 55627 | UNIT1 | GT | OP | CT | NG | 603 | 157370.198 | 0.44616 | 0.0056702 | EPA/CAMD | EPA/NEI | 2002
2021 | IL | LSP University Park, LLC | 55640 | CT01 | GT | OP | CT | NG | 2074 | 672145.309 | 2.5556 | 0.0076044 | EPA/CAMD | EPA/NEI | 2002
2021 | IL | LSP University Park, LLC | 55640 | CT02 | GT | OP | CT | NG | 2331 | 794233.94 | 3.0164 | 0.0075956 | EPA/CAMD | EPA/NEI | 2002
2021 | IL | LSP University Park, LLC | 55640 | CT03 | GT | OP | CT | NG | 1827 | 688367.063 | 2.5869 | 0.0075161 | EPA/CAMD | EPA/NEI | 2002
2021 | IL | LSP University Park, LLC | 55640 | CT04 | GT | OP | CT | NG | 1995 | 714036.071 | 2.6863 | 0.0075242 | EPA/CAMD | EPA/NEI | 2002
2021 | IL | LSP University Park, LLC | 55640 | CT05 | GT | OP | CT | NG | 2448 | 792977.148 | 3.0244 | 0.0076279 | EPA/CAMD | EPA/NEI | 2002
2021 | IL | LSP University Park, LLC | 55640 | CT06 | GT | OP | CT | NG | 2698 | 937772.44 | 3.5365 | 0.0075424 | EPA/CAMD | EPA/NEI | 2002
2021 | IL | LSP University Park, LLC | 55640 | CT07 | GT | OP | CT | NG | 2212 | 777066.684 | 2.9289 | 0.0075384 | EPA/CAMD | EPA/NEI | 2002
2021 | IL | LSP University Park, LLC | 55640 | CT08 | GT | OP | CT | NG | 1949 | 677382.488 | 2.5658 | 0.0075756 | EPA/CAMD | EPA/NEI | 2002
2021 | IL | LSP University Park, LLC | 55640 | CT09 | GT | OP | CT | NG | 1945 | 679634.94 | 2.58 | 0.0075924 | EPA/CAMD | EPA/NEI | 2002
2021 | IL | LSP University Park, LLC | 55640 | CT10 | GT | OP | CT | NG | 2280 | 688318.958 | 2.6208 | 0.0076151 | EPA/CAMD | EPA/NEI | 2002
2021 | IL | LSP University Park, LLC | 55640 | CT11 | GT | OP | CT | NG | 2128 | 735547.507 | 2.4466 | 0.0066525 | EPA/CAMD | EPA/NEI | 2002
2021 | IL | LSP University Park, LLC | 55640 | CT12 | GT | OP | CT | NG | 1622 | 542374.697 | 2.0661 | 0.0076187 | EPA/CAMD | EPA/NEI | 2002
2021 | WI | Riverside Energy Center | 55641 | CT-01 | CT | OP | CC | NG | 6837 | 11367775.926 | 12.3192 | 0.0021674 | EPA/CAMD | EPA/NEI | 2004
2021 | WI | Riverside Energy Center | 55641 | CT-02 | CT | OP | CC | NG | 6572 | 10907729.349 | 16.2145 | 0.002973 | EPA/CAMD | EPA/NEI | 2004
2021 | WI | Riverside Energy Center | 55641 | CT-03 | CT | OP | CC | NG | 2551 | 5071183.843 | 7.8603 | 0.0031 | EPA/CAMD | EPA/NEI | 2019
2021 | WI | Riverside Energy Center | 55641 | CT-04 | CT | OP | CC | NG | 4141 | 8464909.309 | 3.8092 | 0.0009 | EPA/CAMD | EPA/NEI | 2019
2021 | CO | Blue Spruce Energy Center | 55645 | CT-01 | GT | OP | CT | NG | 1421 | 1536527.777 | 8.6001 | 0.011194 | EPA/CAMD | EPA/NEI | 2003
2021 | CO | Blue Spruce Energy Center | 55645 | CT-02 | GT | OP | CT | NG | 1186 | 1199618.302 | 4.1 | 0.0068355 | EPA/CAMD | EPA/NEI | 2003
2021 | CO | Plains End | 55650 | GE10 | IC | OP | NA | NG |  | 4538.75 | 0.00095768 | 0.000422 | EIA Prime Mover-level Data | Estimated using an emission factor
2021 | CO | Plains End | 55650 | GE11 | IC | OP | NA | NG |  | 4538.75 | 0.00095768 | 0.000422 | EIA Prime Mover-level Data | Estimated using an emission factor
2021 | CO | Plains End | 55650 | GE12 | IC | OP | NA | NG |  | 4538.75 | 0.00095768 | 0.000422 | EIA Prime Mover-level Data | Estimated using an emission factor
2021 | CO | Plains End | 55650 | GE13 | IC | OP | NA | NG |  | 4538.75 | 0.00095768 | 0.000422 | EIA Prime Mover-level Data | Estimated using an emission factor
2021 | CO | Plains End | 55650 | GE14 | IC | OP | NA | NG |  | 4538.75 | 0.00095768 | 0.000422 | EIA Prime Mover-level Data | Estimated using an emission factor
2021 | CO | Plains End | 55650 | GE15 | IC | OP | NA | NG |  | 4538.75 | 0.00095768 | 0.000422 | EIA Prime Mover-level Data | Estimated using an emission factor
2021 | CO | Plains End | 55650 | GE16 | IC | OP | NA | NG |  | 4538.75 | 0.00095768 | 0.000422 | EIA Prime Mover-level Data | Estimated using an emission factor
2021 | CO | Plains End | 55650 | GE17 | IC | OP | NA | NG |  | 4538.75 | 0.00095768 | 0.000422 | EIA Prime Mover-level Data | Estimated using an emission factor
2021 | CO | Plains End | 55650 | GE18 | IC | OP | NA | NG |  | 4538.75 | 0.00095768 | 0.000422 | EIA Prime Mover-level Data | Estimated using an emission factor
2021 | CO | Plains End | 55650 | GE19 | IC | OP | NA | NG |  | 4538.75 | 0.00095768 | 0.000422 | EIA Prime Mover-level Data | Estimated using an emission factor
2021 | CO | Plains End | 55650 | GE20 | IC | OP | NA | NG |  | 4538.75 | 0.00095768 | 0.000422 | EIA Prime Mover-level Data | Estimated using an emission factor
2021 | CO | Plains End | 55650 | GEN1 | IC | OP | NA | NG |  | 4538.75 | 0.00095768 | 0.000422 | EIA Prime Mover-level Data | Estimated using an emission factor
2021 | CO | Plains End | 55650 | GEN2 | IC | OP | NA | NG |  | 4538.75 | 0.00095768 | 0.000422 | EIA Prime Mover-level Data | Estimated using an emission factor
2021 | CO | Plains End | 55650 | GEN3 | IC | OP | NA | NG |  | 4538.75 | 0.00095768 | 0.000422 | EIA Prime Mover-level Data | Estimated using an emission factor
2021 | CO | Plains End | 55650 | GEN4 | IC | OP | NA | NG |  | 4538.75 | 0.00095768 | 0.000422 | EIA Prime Mover-level Data | Estimated using an emission factor
2021 | CO | Plains End | 55650 | GEN5 | IC | OP | NA | NG |  | 4538.75 | 0.00095768 | 0.000422 | EIA Prime Mover-level Data | Estimated using an emission factor
2021 | CO | Plains End | 55650 | GEN6 | IC | OP | NA | NG |  | 4538.75 | 0.00095768 | 0.000422 | EIA Prime Mover-level Data | Estimated using an emission factor
2021 | CO | Plains End | 55650 | GEN7 | IC | OP | NA | NG |  | 4538.75 | 0.00095768 | 0.000422 | EIA Prime Mover-level Data | Estimated using an emission factor
2021 | CO | Plains End | 55650 | GEN8 | IC | OP | NA | NG |  | 4538.75 | 0.00095768 | 0.000422 | EIA Prime Mover-level Data | Estimated using an emission factor
2021 | CO | Plains End | 55650 | GEN9 | IC | OP | NA | NG |  | 4538.75 | 0.00095768 | 0.000422 | EIA Prime Mover-level Data | Estimated using an emission factor
2021 | OK | Spring Creek Power Plant | 55651 | CT-01 | GT | OP | CT | NG | 351 | 190900.763 | 0.42685 | 0.004472 | EPA/CAMD | EPA/NEI | 2001
2021 | OK | Spring Creek Power Plant | 55651 | CT-02 | GT | OP | CT | NG | 355 | 187435.237 | 0.30749 | 0.003281 | EPA/CAMD | EPA/NEI | 2001
2021 | OK | Spring Creek Power Plant | 55651 | CT-03 | GT | OP | CT | NG | 372 | 199639.04 | 0.40474 | 0.0040547 | EPA/CAMD | EPA/NEI | 2001
2021 | OK | Spring Creek Power Plant | 55651 | CT-04 | GT | OP | CT | NG | 390 | 217702.876 | 0.10075 | 0.00092556 | EPA/CAMD | EPA/NEI | 2001
2021 | PA | Chambersburg Units 12 & 13 | 55654 | 12 | GT | OP | CT | NG | 2759 | 1131913.427 | 0.241 | 0.00042583 | EPA/CAMD | EPA/NEI | 2001
2021 | PA | Chambersburg Units 12 & 13 | 55654 | 13 | GT | OP | CT | NG | 2051 | 825503.901 | 0.186 | 0.00045063 | EPA/CAMD | EPA/NEI | 2001
2021 | OK | WFEC GenCo LLC | 55655 | GEN1 | GT | OP | NA | NG |  | 803753.5 | 3.2216 | 0.0080165 | EIA Prime Mover-level Data | NEI avg EF - PM, fuel type
2021 | OK | WFEC GenCo LLC | 55655 | GEN2 | GT | OP | NA | NG |  | 803753.5 | 3.2216 | 0.0080165 | EIA Prime Mover-level Data | NEI avg EF - PM, fuel type
2021 | CA | Pastoria Energy Facility | 55656 | CT001 | CT | OP | CC | NG | 6405 | 10956533.274 | 11.3401 | 0.00207 | EPA/CAMD | EPA/NEI | 2005
2021 | CA | Pastoria Energy Facility | 55656 | CT002 | CT | OP | CC | NG | 6090 | 10326524.711 | 14.9557 | 0.0028966 | EPA/CAMD | EPA/NEI | 2005
2021 | CA | Pastoria Energy Facility | 55656 | CT004 | CT | OP | CC | NG | 6907 | 11612231.992 | 10.2936 | 0.0017729 | EPA/CAMD | EPA/NEI | 2005
2021 | NH | Newington Energy | 55661 | 1 | CT | OP | CC | NG | 2753 | 4568006.629 | 5.7483 | 0.0025168 | EPA/CAMD | EPA/NEI | 2002
2021 | NH | Newington Energy | 55661 | 2 | CT | OP | CC | NG | 2862 | 4529192.942 | 3.3032 | 0.0014586 | EPA/CAMD | EPA/NEI | 2002
2021 | WA | Chehalis Generation Facility | 55662 | CT1 | CT | OP | CC | NG | 5640 | 7860379.986 | 24.22 | 0.0061626 | EPA/CAMD | EPA/NEI | 2003
2021 | WA | Chehalis Generation Facility | 55662 | CT2 | CT | OP | CC | NG | 6309 | 8977750.96 | 23.83 | 0.0053087 | EPA/CAMD | EPA/NEI | 2003
2021 | TX | Harrison County Power Project | 55664 | GT-1 | CT | OP | CC | NG | 6542 | 10380543.899 | 24.69 | 0.004757 | EPA/CAMD | EPA/NEI | 2003
2021 | TX | Harrison County Power Project | 55664 | GT-2 | CT | OP | CC | NG | 6604 | 10500506.516 | 29.85 | 0.0056854 | EPA/CAMD | EPA/NEI | 2003
2021 | PA | Lower Mount Bethel Energy, LLC | 55667 | CT01 | CT | OP | CC | NG | 7959 | 15447033.008 | 39.2354 | 0.00508 | EPA/CAMD | EPA/NEI | 2003
2021 | PA | Lower Mount Bethel Energy, LLC | 55667 | CT02 | CT | OP | CC | NG | 7891 | 15033600.975 | 38.1854 | 0.00508 | EPA/CAMD | EPA/NEI | 2003
2021 | GA | AL Sandersville Energy Facility | 55672 | CT1 | GT | OP | CT | NG | 295 | 241318.6 | 0.1982 | 0.0016427 | EPA/CAMD | EPA/NEI | 2002
2021 | GA | AL Sandersville Energy Facility | 55672 | CT2 | GT | OP | CT | NG | 289 | 228779.5 | 0.24932 | 0.0021796 | EPA/CAMD | EPA/NEI | 2002
2021 | GA | AL Sandersville Energy Facility | 55672 | CT3 | GT | OP | CT | NG | 287 | 214292.6 | 0.42354 | 0.0039529 | EPA/CAMD | EPA/NEI | 2002
2021 | GA | AL Sandersville Energy Facility | 55672 | CT4 | GT | OP | CT | NG | 295 | 224652 | 0.40665 | 0.0036203 | EPA/CAMD | EPA/NEI | 2002
2021 | GA | AL Sandersville Energy Facility | 55672 | CT5 | GT | OP | CT | NG | 277 | 219730.8 | 0.26275 | 0.0023916 | EPA/CAMD | EPA/NEI | 2002
2021 | GA | AL Sandersville Energy Facility | 55672 | CT6 | GT | OP | CT | NG | 281 | 223869.6 | 0.36673 | 0.0032763 | EPA/CAMD | EPA/NEI | 2002
2021 | GA | AL Sandersville Energy Facility | 55672 | CT7 | GT | OP | CT | NG | 299 | 227093.2 | 0.28893 | 0.0025446 | EPA/CAMD | EPA/NEI | 2002
2021 | GA | AL Sandersville Energy Facility | 55672 | CT8 | GT | OP | CT | NG | 291 | 221472 | 0.18731 | 0.0016915 | EPA/CAMD | EPA/NEI | 2002
2021 | WI | Flambeau Crowley Rapids Project | 55684 | GEN1 | HY | OP | NA | WAT |  | 27320 |  |  | EIA Prime Mover-level Data
2021 | WI | Flambeau Crowley Rapids Project | 55684 | GEN2 | HY | OP | NA | WAT |  | 13660 |  |  | EIA Prime Mover-level Data
2021 | WI | Flambeau Lower Project | 55685 | GEN1 | HY | OP | NA | WAT |  | 10272.667 |  |  | EIA Prime Mover-level Data
2021 | WI | Flambeau Lower Project | 55685 | GEN2 | HY | OP | NA | WAT |  | 10272.667 |  |  | EIA Prime Mover-level Data
2021 | WI | Flambeau Lower Project | 55685 | GEN3 | HY | OP | NA | WAT |  | 10272.667 |  |  | EIA Prime Mover-level Data
2021 | NV | Walter M. Higgins III Generating Station | 55687 | BHG1 | CT | OP | CC | NG | 7607 | 10805143.637 | 44.54 | 0.0082442 | EPA/CAMD | EPA/NEI | 2003
2021 | NV | Walter M. Higgins III Generating Station | 55687 | BHG2 | CT | OP | CC | NG | 7527 | 10547373.079 | 43.48 | 0.0082447 | EPA/CAMD | EPA/NEI | 2003
2021 | PA | Bethlehem Power Plant | 55690 | 1 | CT | OP | CC | NG | 4255 | 4640194.814 | 13.608 | 0.0058653 | EPA/CAMD | EPA/NEI | 2002
2021 | PA | Bethlehem Power Plant | 55690 | 2 | CT | OP | CC | NG | 3578 | 3856964.462 | 11.2024 | 0.0058089 | EPA/CAMD | EPA/NEI | 2002
2021 | PA | Bethlehem Power Plant | 55690 | 3 | CT | OP | CC | NG | 4457 | 4935413.597 | 14.3472 | 0.005814 | EPA/CAMD | EPA/NEI | 2002
2021 | PA | Bethlehem Power Plant | 55690 | 5 | CT | OP | CC | NG | 4497 | 4830274.384 | 14.0076 | 0.0057999 | EPA/CAMD | EPA/NEI | 2002
2021 | PA | Bethlehem Power Plant | 55690 | 6 | CT | OP | CC | NG | 4536 | 4840954.961 | 14.068 | 0.0058121 | EPA/CAMD | EPA/NEI | 2002
2021 | PA | Bethlehem Power Plant | 55690 | 7 | CT | OP | CC | NG | 4471 | 5005717.033 | 14.5324 | 0.0058063 | EPA/CAMD | EPA/NEI | 2003
2021 | MS | Ackerman Combined Cycle Plant | 55694 | AA-001 | CT | OP | CC | NG | 5819 | 11337163.086 | 41.97 | 0.007404 | EPA/CAMD | EPA/NEI | 2006
2021 | MS | Ackerman Combined Cycle Plant | 55694 | AA-002 | CT | OP | CC | NG | 6579 | 13246313.492 | 61.09 | 0.0092237 | EPA/CAMD | EPA/NEI | 2006
2021 | CA | Hanford Energy Park Peaker | 55698 | HEP1 | GT | OP | CT | NG | 201 | 42663.241 | 0.13633 | 0.0063912 | EPA/CAMD | EPA/NEI | 2001
2021 | CA | Hanford Energy Park Peaker | 55698 | HEP2 | GT | OP | CT | NG | 189 | 44241.952 | 0.083478 | 0.0037737 | EPA/CAMD | EPA/NEI | 2001
2021 | NY | Bayswater Peaking Facility | 55699 | 1 | GT | OP | CT | NG | 1951 | 952407.834 | 1.618 | 0.0033976 | EPA/CAMD | EPA/NEI | 2002
2021 | NY | Bayswater Peaking Facility | 55699 | 2 | GT | OP | CT | DFO | 858 | 404191.344 | 1.3357 | 0.0066093 | EPA/CAMD | EPA/NEI | 2003
2021 | WA | Mint Farm Generating Station | 55700 | CTG1 | CT | OP | CC | NG | 6801 | 13557819.808 | 27.17 | 0.004008 | EPA/CAMD | EPA/NEI | 2008
2021 | OH | Fremont Energy Center | 55701 | CT01 | CT | OP | CC | NG | 7030 | 13294861.102 | 23.562 | 0.0035445 | EPA/CAMD | EPA/NEI | 2010
2021 | OH | Fremont Energy Center | 55701 | CT02 | CT | OP | CC | NG | 6802 | 12727336.329 | 20.25 | 0.0031821 | EPA/CAMD | EPA/NEI | 2010
2021 | MS | Choctaw County Gen | 55706 | CTG1 | CT | OP | CC | NG | 5214 | 9141940.553 | 10.06 | 0.0022008 | EPA/CAMD | EPA/NEI | 2003
2021 | MS | Choctaw County Gen | 55706 | CTG2 | CT | OP | CC | NG | 5255 | 9388393.01 | 10.33 | 0.0022006 | EPA/CAMD | EPA/NEI | 2003
2021 | MS | Choctaw County Gen | 55706 | CTG3 | CT | OP | CC | NG | 5281 | 9400609.105 | 19.94 | 0.0042423 | EPA/CAMD | EPA/NEI | 2003
2021 | TX | Nacogdoches Generating Facility | 55708 | BFB-1 | ST | OP | FLUIDIZED | WDS | 3057 | 3059940.807 | 1.5281 | 0.00099878 | EPA/CAMD | EPA/NEI | 2012
2021 | PA | Springdale Generating Station (55710) | 55710 | 3 | CT | OP | CC | NG | 6719 | 11646792.987 | 56.98 | 0.0097847 | EPA/CAMD | EPA/NEI | 2003
2021 | PA | Springdale Generating Station (55710) | 55710 | 4 | CT | OP | CC | NG | 6819 | 11880491.608 | 32.45 | 0.0054627 | EPA/CAMD | EPA/NEI | 2003
2021 | AR | Magnet Cove Generating Station | 55714 | SN-01 | CT | OP | CC | NG | 1501 | 3386075.439 | 11.922 | 0.0070418 | EPA/CAMD | EPA/NEI | 2005
2021 | AR | Magnet Cove Generating Station | 55714 | SN-02 | CT | OP | CC | NG | 2545 | 5600887.496 | 11.922 | 0.0042572 | EPA/CAMD | EPA/NEI | 2005
2021 | MI | Dean Peakers | 55718 | 1 | GT | OP | CT | NG | 1309 | 1045091.456 | 0.986 | 0.0018869 | EPA/CAMD | EPA/NEI | 2002
2021 | MI | Dean Peakers | 55718 | 2 | GT | OP | CT | NG | 1229 | 984555.774 | 0.673 | 0.0013671 | EPA/CAMD | EPA/NEI | 2002
2021 | MI | Dean Peakers | 55718 | 3 | GT | OP | CT | NG | 1133 | 923081.128 | 1.121 | 0.0024288 | EPA/CAMD | EPA/NEI | 2002
2021 | MI | Dean Peakers | 55718 | 4 | GT | OP | CT | NG | 1043 | 817619.285 | 0.476 | 0.0011644 | EPA/CAMD | EPA/NEI | 2002
2021 | CA | Mountain View I&2 | 55719 | GEN2 | WT | RE | NA | WND |  | 548772.009 |  |  | EIA Prime Mover-level Data
2021 | CA | Mountain View I&2 | 55719 | GENI | WT | RE | NA | WND |  | 1053048.991 |  |  | EIA Prime Mover-level Data
2021 | ID | Bennett Mountain Power Project | 55733 | CT01 | GT | OP | CT | NG | 2773 | 3873639.765 | 12.783 | 0.0066 | EPA/CAMD | EPA/NEI | 2005
2021 | KS | Gray County Wind Energy | 55734 | V47 | WT | OP | NA | WND |  | 2908729 |  |  | EIA Prime Mover-level Data
2021 | OH | Hanging Rock Power Company LLC | 55736 | CTG1 | CT | OP | CC | NG | 8224 | 17251837.598 | 44.8 | 0.0051936 | EPA/CAMD | EPA/NEI | 2003
2021 | OH | Hanging Rock Power Company LLC | 55736 | CTG2 | CT | OP | CC | NG | 8275 | 17213451.762 | 42.981 | 0.0049939 | EPA/CAMD | EPA/NEI | 2003
2021 | OH | Hanging Rock Power Company LLC | 55736 | CTG3 | CT | OP | CC | NG | 8232 | 17484127.941 | 48.904 | 0.0055941 | EPA/CAMD | EPA/NEI | 2003
2021 | OH | Hanging Rock Power Company LLC | 55736 | CTG4 | CT | OP | CC | NG | 8284 | 17300134.904 | 44.93 | 0.0051942 | EPA/CAMD | EPA/NEI | 2003
2021 | VA | Buchanan Units 1 & 2 | 55738 | 1 | GT | OP | CT | NG | 5225 | 1911353.634 | 12.9 | 0.013498 | EPA/CAMD | EPA/NEI | 2002
2021 | VA | Buchanan Units 1 & 2 | 55738 | 2 | GT | OP | CT | NG | 5390 | 1882302.207 | 12.9 | 0.013707 | EPA/CAMD | EPA/NEI | 2002
2021 | OR | Condon Windpower LLC | 55739 | GEN1 | WT | OP | NA | WND |  | 427531.699 |  |  | EIA Prime Mover-level Data
2021 | OR | Condon Windpower LLC | 55739 | GEN2 | WT | OP | NA | WND |  | 437959.301 |  |  | EIA Prime Mover-level Data
2021 | WY | Rock River I LLC | 55740 | GEN1 | WT | OP | NA | WND |  | 949101 |  |  | EIA Prime Mover-level Data
2021 | CO | Ridge Crest Wind Partners | 55741 | A1 | WT | OP | NA | WND |  | 538176 |  |  | EIA Prime Mover-level Data
2021 | WI | Montfort Wind Energy Center | 55742 | ER15 | WT | OP | NA | WND |  | 460172 |  |  | EIA Prime Mover-level Data
2021 | TX | NWP Indian Mesa Wind Farm | 55747 | NWP2 | WT | OP | NA | WND |  | 1934317 |  |  | EIA Prime Mover-level Data
2021 | CA | Los Esteros Critical Energy Facility | 55748 | CTG1 | CT | OP | CC | NG | 1674 | 734587.681 | 1.9737 | 0.0053736 | EPA/CAMD | NEI avg EF - PM, fuel type, firing type | 2003
2021 | CA | Los Esteros Critical Energy Facility | 55748 | CTG2 | CT | OP | CC | NG | 1190 | 517696.171 | 1.3909 | 0.0053736 | EPA/CAMD | NEI avg EF - PM, fuel type, firing type | 2002
2021 | CA | Los Esteros Critical Energy Facility | 55748 | CTG3 | CT | OP | CC | NG | 1596 | 707826.318 | 1.9018 | 0.0053736 | EPA/CAMD | NEI avg EF - PM, fuel type, firing type | 2002
2021 | CA | Los Esteros Critical Energy Facility | 55748 | CTG4 | CT | OP | CC | NG | 1338 | 605378.963 | 1.6265 | 0.0053736 | EPA/CAMD | NEI avg EF - PM, fuel type, firing type | 2003
2021 | MT | Hardin Generating Station | 55749 | U1 | ST | OP | WALL | SUB | 7468 | 7221704.112 | 12.638 | 0.0035 | EPA/CAMD | EPA/NEI | 2006
2021 | CA | Sonoma Central Landfill Phase I | 55752 | P-11 | IC | OP | NA | LFG |  | 34625 | 0.25449 | 0.0147 | EIA Prime Mover-level Data | Estimated using an emission factor
2021 | CA | Sonoma Central Landfill Phase I | 55752 | P-12 | IC | OP | NA | LFG |  | 34625 | 0.25449 | 0.0147 | EIA Prime Mover-level Data | Estimated using an emission factor
2021 | CA | Sonoma Central Landfill Phase I | 55752 | P-13 | IC | OP | NA | LFG |  | 34625 | 0.25449 | 0.0147 | EIA Prime Mover-level Data | Estimated using an emission factor
2021 | CA | Sonoma Central Landfill Phase I | 55752 | P-14 | IC | OP | NA | LFG |  | 34625 | 0.25449 | 0.0147 | EIA Prime Mover-level Data | Estimated using an emission factor
2021 | CA | Sonoma Central Landfill Phase II | 55753 | P-21 | IC | OP | NA | LFG |  | 54734.75 | 0.4023 | 0.0147 | EIA Prime Mover-level Data | Estimated using an emission factor
2021 | CA | Sonoma Central Landfill Phase II | 55753 | P-22 | IC | OP | NA | LFG |  | 54734.75 | 0.4023 | 0.0147 | EIA Prime Mover-level Data | Estimated using an emission factor
2021 | CA | Sonoma Central Landfill Phase II | 55753 | P-23 | IC | OP | NA | LFG |  | 54734.75 | 0.4023 | 0.0147 | EIA Prime Mover-level Data | Estimated using an emission factor
2021 | CA | Sonoma Central Landfill Phase II | 55753 | P-24 | IC | OP | NA | LFG |  | 54734.75 | 0.4023 | 0.0147 | EIA Prime Mover-level Data | Estimated using an emission factor
2021 | NY | Model City Energy Facility | 55757 | GEN1 | IC | OP | NA | LFG |  | 74087.143 | 0.54454 | 0.0147 | EIA Prime Mover-level Data | Estimated using an emission factor
2021 | NY | Model City Energy Facility | 55757 | GEN2 | IC | OP | NA | LFG |  | 74087.143 | 0.54454 | 0.0147 | EIA Prime Mover-level Data | Estimated using an emission factor
2021 | NY | Model City Energy Facility | 55757 | GEN3 | IC | OP | NA | LFG |  | 74087.143 | 0.54454 | 0.0147 | EIA Prime Mover-level Data | Estimated using an emission factor
2021 | NY | Model City Energy Facility | 55757 | GEN4 | IC | OP | NA | LFG |  | 74087.143 | 0.54454 | 0.0147 | EIA Prime Mover-level Data | Estimated using an emission factor
2021 | NY | Model City Energy Facility | 55757 | GEN5 | IC | OP | NA | LFG |  | 74087.143 | 0.54454 | 0.0147 | EIA Prime Mover-level Data | Estimated using an emission factor
2021 | NY | Model City Energy Facility | 55757 | GEN6 | IC | OP | NA | LFG |  | 74087.143 | 0.54454 | 0.0147 | EIA Prime Mover-level Data | Estimated using an emission factor
2021 | NY | Model City Energy Facility | 55757 | GEN7 | IC | OP | NA | LFG |  | 74087.143 | 0.54454 | 0.0147 | EIA Prime Mover-level Data | Estimated using an emission factor
2021 | PA | Green Knight Energy Center | 55765 | TG1 | GT | OP | NA | LFG |  | 232135.667 | 2.5071 | 0.0216 | EIA Prime Mover-level Data | Estimated using an emission factor
2021 | PA | Green Knight Energy Center | 55765 | TG2 | GT | OP | NA | LFG |  | 232135.667 | 2.5071 | 0.0216 | EIA Prime Mover-level Data | Estimated using an emission factor
2021 | PA | Green Knight Energy Center | 55765 | TG3 | GT | OP | NA | LFG |  | 232135.667 | 2.5071 | 0.0216 | EIA Prime Mover-level Data | Estimated using an emission factor
2021 | CA | Kiefer Landfill | 55766 | 361A | IC | OP | NA | LFG |  | 277776 | 2.0417 | 0.0147 | EIA Prime Mover-level Data | Estimated using an emission factor
2021 | CA | Kiefer Landfill | 55766 | 361B | IC | OP | NA | LFG |  | 277776 | 2.0417 | 0.0147 | EIA Prime Mover-level Data | Estimated using an emission factor
2021 | CA | Kiefer Landfill | 55766 | 361C | IC | OP | NA | LFG |  | 277776 | 2.0417 | 0.0147 | EIA Prime Mover-level Data | Estimated using an emission factor
2021 | NY | Madison Windpower LLC | 55769 | MADW | WT | OP | NA | WND |  | 88766 |  |  | EIA Prime Mover-level Data
2021 | MN | Noble Ridge LLC | 55782 | WH01 | WT | OP | NA | WND |  | 7438 |  |  | EIA Prime Mover-level Data
2021 | NY | Edgewood Energy | 55786 | CT01 | GT | OP | CT | NG | 2242 | 794973.591 | 4.7415 | 0.011929 | EPA/CAMD | EPA/NEI | 2002
2021 | NY | Edgewood Energy | 55786 | CT02 | GT | OP | CT | NG | 1838 | 641884.201 | 4.7415 | 0.014774 | EPA/CAMD | EPA/NEI | 2002
2021 | NY | Shoreham Energy | 55787 | CT01 | GT | OP | CT | DFO | 473 | 129204.004 | 0.94385 | 0.01461 | EPA/CAMD | EPA/NEI | 2002
2021 | NY | Shoreham Energy | 55787 | CT02 | GT | OP | CT | DFO | 404 | 111547.12 | 0.94385 | 0.016923 | EPA/CAMD | EPA/NEI | 2002
2021 | NY | Fenner Wind | 55790 | 1 | WT | OP | NA | WND |  | 648827 |  |  | EIA Prime Mover-level Data
2021 | TX | Woodward Mountain II | 55795 | 01 | WT | OP | NA | WND |  | 1314362 |  |  | EIA Prime Mover-level Data
2021 | TX | Woodward Mountain I | 55796 | 01 | WT | OP | NA | WND |  | 1381772 |  |  | EIA Prime Mover-level Data
2021 | MI | Otsego Paper, Inc. | 55799 | 0024 | GT | OP | CT | NG | 3396 | 1480894.906 | 5.9358 | 0.0080165 | EIA non-ozone season distributed and EPA/CAMD ozone season | NEI avg EF - PM, fuel type, firing type
2021 | MI | Otsego Paper, Inc. | 55799 | 0025 | GT | OP | CT | NG | 3391 | 824998.719 | 3.3068 | 0.0080165 | EIA non-ozone season distributed and EPA/CAMD ozone season | NEI avg EF - PM, fuel type, firing type
2021 | PA | Marcus Hook Energy, LP | 55801 | 0001 | CT | OP | CC | NG | 6822 | 12047498.657 | 32.369 | 0.0053736 | EPA/CAMD | NEI avg EF - PM, fuel type, firing type | 2004
2021 | PA | Marcus Hook Energy, LP | 55801 | 0002 | CT | OP | CC | NG | 6503 | 11670957.645 | 31.3573 | 0.0053736 | EPA/CAMD | NEI avg EF - PM, fuel type, firing type | 2004
2021 | PA | Marcus Hook Energy, LP | 55801 | 0003 | CT | OP | CC | NG | 7592 | 13583185.275 | 36.495 | 0.0053736 | EPA/CAMD | NEI avg EF - PM, fuel type, firing type | 2004
2021 | NM | Valencia Power Plant | 55802 | CTG1 | GT | OP | CT | NG | 921 | 975596.687 | 7.78 | 0.015949 | EPA/CAMD | EPA/NEI | 2008
2021 | PA | Somerset Windpower LLC | 55803 | EW | WT | OP | NA | WND |  | 72646 |  |  | EIA Prime Mover-level Data
2021 | IA | Northern Iowa Windfarm | 55804 | NM | WT | OP | NA | WND |  | 1322621 |  |  | EIA Prime Mover-level Data
2021 | PA | Mill Run Windpower LLC | 55805 | G1 | WT | OP | NA | WND |  | 133086 |  |  | EIA Prime Mover-level Data
2021 | CA | Henrietta Peaker Plant | 55807 | HPP1 | GT | OP | CT | NG | 547 | 134094.761 | 0.12772 | 0.001905 | EPA/CAMD | EPA/NEI | 2002
2021 | CA | Henrietta Peaker Plant | 55807 | HPP2 | GT | OP | CT | NG | 478 | 117206.192 | 0.164 | 0.0027984 | EPA/CAMD | EPA/NEI | 2002
2021 | MN | Kas Brothers Windfarm | 55809 | G1 | WT | OP | NA | WND |  | 34150 |  |  | EIA Prime Mover-level Data
2021 | CA | Gilroy Energy Center, LLC | 55810 | S-3 | GT | OP | CT | NG | 420 | 88538.007 | 0.35488 | 0.0080165 | EPA/CAMD | NEI avg EF - PM, fuel type, firing type | 2001
2021 | CA | Gilroy Energy Center, LLC | 55810 | S-4 | GT | OP | CT | NG | 360 | 85542.997 | 0.34288 | 0.0080165 | EPA/CAMD | NEI avg EF - PM, fuel type, firing type | 2001
2021 | CA | Gilroy Energy Center, LLC | 55810 | S-5 | GT | OP | CT | NG | 390 | 82774.114 | 0.33178 | 0.0080165 | EPA/CAMD | NEI avg EF - PM, fuel type, firing type | 2002
2021 | CA | King City Peaking | 55811 | CTG1 | GT | OP | NA | NG |  | 118326 | 0.47428 | 0.0080165 | EIA Prime Mover-level Data | NEI avg EF - PM, fuel type
2021 | CA | Yuba City Energy Center | 55813 | CTG1 | GT | OP | NA | NG |  | 982653 | 3.9387 | 0.0080165 | EIA Prime Mover-level Data | NEI avg EF - PM, fuel type
2021 | IA | Hawkeye Power Partners LLC | 55816 | 48M | WT | OP | NA | WND |  | 1491001 |  |  | EIA Prime Mover-level Data
2021 | WA | Frederickson Power LP | 55818 | F1CT | CT | OP | CC | NG | 5160 | 9145167.886 | 42.8904 | 0.0093799 | EPA/CAMD | EPA/NEI | 2002
2021 | FL | Stanton A | 55821 | 25 | CT | OP | CC | NG | 5680 | 8974931.604 | 29.6179 | 0.0066001 | EPA/CAMD | EPA/NEI | 2003
2021 | FL | Stanton A | 55821 | 26 | CT | OP | CC | NG | 5431 | 8844813.488 | 29.1871 | 0.0065998 | EPA/CAMD | EPA/NEI | 2003
2021 | MN | MNDOT Standby Generation | 55824 | UNT1 | IC | SB | NA | DFO |  | 218 | 0.03379 | 0.31 | EIA Prime Mover-level Data | Estimated using an emission factor
2021 | CO | Rocky Mountain Energy Center | 55835 | 1 | CT | OP | CC | NG | 6505 | 8629026.483 | 12.8 | 0.0029667 | EPA/CAMD | EPA/NEI | 2004
2021 | CO | Rocky Mountain Energy Center | 55835 | 2 | CT | OP | CC | NG | 6265 | 8566100.383 | 6.5002 | 0.0015177 | EPA/CAMD | EPA/NEI | 2004
2021 | WI | Island Street Peaking Plant | 55836 | 1A | GT | OP | CT | NG | 591 | 81638.289 | 0.84991 | 0.020821 | EPA/CAMD | EPA/NEI | 2004
2021 | WI | Island Street Peaking Plant | 55836 | 1B | GT | OP | CT | NG | 589 | 78077.116 | 0.84991 | 0.021771 | EPA/CAMD | EPA/NEI | 2004
2021 | NV | Silverhawk | 55841 | A01 | CT | OP | CC | NG | 4253 | 5782413.479 | 34.64 | 0.011981 | EPA/CAMD | EPA/NEI | 2004
2021 | NV | Silverhawk | 55841 | A03 | CT | OP | CC | NG | 5038 | 6964448.174 | 41.28 | 0.011854 | EPA/CAMD | EPA/NEI | 2004
2021 | CA | Feather River Energy Center | 55847 | UNIT1 | GT | OP | CT | NG | 3177 | 947591.661 | 3.7982 | 0.0080165 | EPA/CAMD | NEI avg EF - PM, fuel type, firing type | 2002
2021 | CA | Valero Refinery Cogeneration Unit 1 | 55851 | GT 1 | GT | OP | NA | NG |  | 3433174 | 13.761 | 0.0080165 | EIA Prime Mover-level Data | NEI avg EF - PM, fuel type
2021 | CA | Wolfskill Energy Center | 55855 | UNIT1 | GT | OP | CT | NG | 393 | 105698.97 | 0.56628 | 0.010715 | EPA/CAMD | EPA/NEI | 2003
2021 | IL | Prairie State Generating Station | 55856 | 01 | ST | OP | WALL | BIT | 7835 | 65520450.733 | 741.3815 | 0.022631 | EPA/CAMD | NEI avg EF - PM, fuel type, firing type | 2011
2021 | IL | Prairie State Generating Station | 55856 | 02 | ST | OP | WALL | BIT | 8449 | 66951912.658 | 757.5789 | 0.022631 | EPA/CAMD | NEI avg EF - PM, fuel type, firing type | 2012
2021 | LA | Oak Point Cogen | 55857 | 5121 | GT | OP | NA | NG |  | 459437 | 1.8415 | 0.0080165 | EIA Prime Mover-level Data | NEI avg EF - PM, fuel type
2021 | LA | Oak Point Cogen | 55857 | 5131 | GT | OP | NA | NG |  | 459437 | 1.8415 | 0.0080165 | EIA Prime Mover-level Data | NEI avg EF - PM, fuel type
2021 | LA | Oak Point Cogen | 55857 | 5141 | GT | OP | NA | NG |  | 459437 | 1.8415 | 0.0080165 | EIA Prime Mover-level Data | NEI avg EF - PM, fuel type
2021 | LA | Oak Point Cogen | 55857 | 5151 | GT | OP | NA | NG |  | 459437 | 1.8415 | 0.0080165 | EIA Prime Mover-level Data | NEI avg EF - PM, fuel type
2021 | LA | Oak Point Cogen | 55857 | 5161 | GT | OP | NA | NG |  | 459437 | 1.8415 | 0.0080165 | EIA Prime Mover-level Data | NEI avg EF - PM, fuel type
2021 | CT | Quinebaug Lower Project | 55860 | 5-M | HY | OP | NA | WAT |  | 10970.4 |  |  | EIA Prime Mover-level Data
2021 | CT | Quinebaug Lower Project | 55860 | MF | HY | OP | NA | WAT |  | 3656.8 |  |  | EIA Prime Mover-level Data
2021 | CT | Quinebaug Lower Project | 55860 | U2 | HY | OP | NA | WAT |  | 29254.4 |  |  | EIA Prime Mover-level Data
2021 | CT | Quinebaug Lower Project | 55860 | UI | HY | OP | NA | WAT |  | 47538.4 |  |  | EIA Prime Mover-level Data
2021 | WI | Stevens Point Mill | 55861 | SP | ST | OP | NA | NG |  | 1216790 | 5.7857 | 0.0095098 | EIA Prime Mover-level Data | NEI avg EF - PM, fuel type
2021 | HI | Kaheka Hydro | 55864 | KAH1 | HY | OP | NA | WAT |  | 1854 |  |  | EIA Prime Mover-level Data
2021 | HI | Kaheka Hydro | 55864 | KAH2 | HY | OP | NA | WAT |  | 1854 |  |  | EIA Prime Mover-level Data
2021 | HI | Kaheka Hydro | 55864 | KAH3 | HY | OP | NA | WAT |  | 1854 |  |  | EIA Prime Mover-level Data
2021 | MT | Basin Creek Plant | 55866 | 1 | IC | OP | NA | NG |  | 123861.222 | 0.026135 | 0.000422 | EIA Prime Mover-level Data | Estimated using an emission factor
2021 | MT | Basin Creek Plant | 55866 | 2 | IC | OP | NA | NG |  | 123861.222 | 0.026135 | 0.000422 | EIA Prime Mover-level Data | Estimated using an emission factor
2021 | MT | Basin Creek Plant | 55866 | 3 | IC | OP | NA | NG |  | 123861.222 | 0.026135 | 0.000422 | EIA Prime Mover-level Data | Estimated using an emission factor
2021 | MT | Basin Creek Plant | 55866 | 4 | IC | OP | NA | NG |  | 123861.222 | 0.026135 | 0.000422 | EIA Prime Mover-level Data | Estimated using an emission factor
2021 | MT | Basin Creek Plant | 55866 | 5 | IC | OP | NA | NG |  | 123861.222 | 0.026135 | 0.000422 | EIA Prime Mover-level Data | Estimated using an emission factor
2021 | MT | Basin Creek Plant | 55866 | 6 | IC | OP | NA | NG |  | 123861.222 | 0.026135 | 0.000422 | EIA Prime Mover-level Data | Estimated using an emission factor
2021 | MT | Basin Creek Plant | 55866 | 7 | IC | OP | NA | NG |  | 123861.222 | 0.026135 | 0.000422 | EIA Prime Mover-level Data | Estimated using an emission factor
2021 | MT | Basin Creek Plant | 55866 | 8 | IC | OP | NA | NG |  | 123861.222 | 0.026135 | 0.000422 | EIA Prime Mover-level Data | Estimated using an emission factor
2021 | MT | Basin Creek Plant | 55866 | 9 | IC | OP | NA | NG |  | 123861.222 | 0.026135 | 0.000422 | EIA Prime Mover-level Data | Estimated using an emission factor
2021 | OR | Klondike Wind Power | 55871 | Ph 1 | WT | OP | NA | WND |  | 443609 |  |  | EIA Prime Mover-level Data
2021 | CA | Sonoma Central Landfill Phase III | 55880 | P-31 | IC | OP | NA | LFG
2021 | CA | Sonoma Central Landfill Phase III | 55880 | P-32 | IC | OP | NA | LFG
2021 | WA | Sierra Pacific Aberdeen | 55882 | BLR1 | ST | OP | NA | WDS |  | 2317626 | 12.0277 | 0.010379 | EIA Unit-level Data | NEI avg EF - PM, fuel type
2021 | MD | Montgomery County Oaks LFGE Plant | 55885 | CAT35 | IC | RE | NA | LFG |  | 64976.667 | 0.47758 | 0.0147 | EIA Prime Mover-level Data | Estimated using an emission factor
2021 | MD | Montgomery County Oaks LFGE Plant | 55885 | GEJGC | IC | RE | NA | LFG |  | 32488.333 | 0.23879 | 0.0147 | EIA Prime Mover-level Data | Estimated using an emission factor
2021 | WI | Ridgeview | 55925 | GEN1 | IC | OP | NA | LFG |  | 70128.667 | 0.51545 | 0.0147 | EIA Prime Mover-level Data | Estimated using an emission factor
2021 | WI | Ridgeview | 55925 | GEN2 | IC | OP | NA | LFG |  | 70128.667 | 0.51545 | 0.0147 | EIA Prime Mover-level Data | Estimated using an emission factor
2021 | WI | Ridgeview | 55925 | GEN5 | IC | OP | NA | LFG |  | 70128.667 | 0.51545 | 0.0147 | EIA Prime Mover-level Data | Estimated using an emission factor
2021 | WI | Ridgeview | 55925 | GEN6 | IC | OP | NA | LFG |  | 70128.667 | 0.51545 | 0.0147 | EIA Prime Mover-level Data | Estimated using an emission factor
2021 | WI | Ridgeview | 55925 | GEN7 | IC | OP | NA | LFG |  | 70128.667 | 0.51545 | 0.0147 | EIA Prime Mover-level Data | Estimated using an emission factor
2021 | WI | Ridgeview | 55925 | GEN8 | IC | OP | NA | LFG |  | 70128.667 | 0.51545 | 0.0147 | EIA Prime Mover-level Data | Estimated using an emission factor
2021 | SC | Jasper County Generating Facility | 55927 | CT01 | CT | OP | CC | NG | 7396 | 11993242.697 | 104.2624 | 0.017387 | EPA/CAMD | EPA/NEI | 2003
2021 | SC | Jasper County Generating Facility | 55927 | CT02 | CT | OP | CC | NG | 7005 | 11337825.941 | 104.2624 | 0.018392 | EPA/CAMD | EPA/NEI | 2003
2021 | SC | Jasper County Generating Facility | 55927 | CT03 | CT | OP | CC | NG | 6711 | 10988469.153 | 104.2624 | 0.018977 | EPA/CAMD | EPA/NEI | 2003
2021 | TN | McMinnville | 55928 | 1 | IC | OP | NA | DFO |  | 70.167 | 0.010876 | 0.31 | EIA Prime Mover-level Data | Estimated using an emission factor
2021 | TN | McMinnville | 55928 | 10 | IC | OP | NA | DFO |  | 70.167 | 0.010876 | 0.31 | EIA Prime Mover-level Data | Estimated using an emission factor
2021 | TN | McMinnville | 55928 | 11 | IC | OP | NA | DFO |  | 70.167 | 0.010876 | 0.31 | EIA Prime Mover-level Data | Estimated using an emission factor
2021 | TN | McMinnville | 55928 | 12 | IC | OP | NA | OBL |  | 70.167 | 0.0062098 | 0.177 | EIA Prime Mover-level Data | Estimated using an emission factor
2021 | TN | McMinnville | 55928 | 2 | IC | OP | NA | DFO |  | 70.167 | 0.010876 | 0.31 | EIA Prime Mover-level Data | Estimated using an emission factor
2021 | TN | McMinnville | 55928 | 3 | IC | OP | NA | DFO |  | 70.167 | 0.010876 | 0.31 | EIA Prime Mover-level Data | Estimated using an emission factor
2021 | TN | McMinnville | 55928 | 4 | IC | OP | NA | DFO |  | 70.167 | 0.010876 | 0.31 | EIA Prime Mover-level Data | Estimated using an emission factor
2021 | TN | McMinnville | 55928 | 5 | IC | OP | NA | DFO |  | 70.167 | 0.010876 | 0.31 | EIA Prime Mover-level Data | Estimated using an emission factor
2021 | TN | McMinnville | 55928 | 6 | IC | OP | NA | DFO |  | 70.167 | 0.010876 | 0.31 | EIA Prime Mover-level Data | Estimated using an emission factor
2021 | TN | McMinnville | 55928 | 7 | IC | OP | NA | DFO |  | 70.167 | 0.010876 | 0.31 | EIA Prime Mover-level Data | Estimated using an emission factor
2021 | TN | McMinnville | 55928 | 8 | IC | OP | NA | DFO |  | 70.167 | 0.010876 | 0.31 | EIA Prime Mover-level Data | Estimated using an emission factor
2021 | TN | McMinnville | 55928 | 9 | IC | OP | NA | DFO |  | 70.167 | 0.010876 | 0.31 | EIA Prime Mover-level Data | Estimated using an emission factor
2021 | CO | Boulder City Silver Lake Hydro | 55931 | 0001 | HY | OP | NA | WAT |  | 75536 |  |  | EIA Prime Mover-level Data
2021 | CA | Tracy Combined Cycle Power Plant | 55933 | TPP1 | CT | OP | CC | NG | 3652 | 3286549.497 | 1.3156 | 0.0008006 | EPA/CAMD | EPA/NEI | 2003
2021 | CA | Tracy Combined Cycle Power Plant | 55933 | TPP2 | CT | OP | CC | NG | 3931 | 3393519.892 | 3.2218 | 0.0018988 | EPA/CAMD | EPA/NEI | 2003
2021 | CA | Century Generating Facility | 55934 | C1 | GT | OP | NA | NG |  | 2120.5 | 0.0084995 | 0.0080165 | EIA Prime Mover-level Data | NEI avg EF - PM, fuel type
2021 | CA | Century Generating Facility | 55934 | C2 | GT | OP | NA | NG |  | 2120.5 | 0.0084995 | 0.0080165 | EIA Prime Mover-level Data | NEI avg EF - PM, fuel type
2021 | CA | Century Generating Facility | 55934 | C3 | GT | OP | NA | NG |  | 2120.5 | 0.0084995 | 0.0080165 | EIA Prime Mover-level Data | NEI avg EF - PM, fuel type
2021 | CA | Century Generating Facility | 55934 | C4 | GT | OP | NA | NG |  | 2120.5 | 0.0084995 | 0.0080165 | EIA Prime Mover-level Data | NEI avg EF - PM, fuel type
2021 | CA | Drews Generating Facility | 55935 | D1 | GT | OP | NA | NG |  | 871.25 | 0.0034922 | 0.0080165 | EIA Prime Mover-level Data | NEI avg EF - PM, fuel type
2021 | CA | Drews Generating Facility | 55935 | D2 | GT | OP | NA | NG |  | 871.25 | 0.0034922 | 0.0080165 | EIA Prime Mover-level Data | NEI avg EF - PM, fuel type
2021 | CA | Drews Generating Facility | 55935 | D3 | GT | OP | NA | NG |  | 871.25 | 0.0034922 | 0.0080165 | EIA Prime Mover-level Data | NEI avg EF - PM, fuel type
2021 | CA | Drews Generating Facility | 55935 | D4 | GT | OP | NA | NG |  | 871.25 | 0.0034922 | 0.0080165 | EIA Prime Mover-level Data | NEI avg EF - PM, fuel type
2021 | IL | Rockford II Energy Center | 55936 | U1 | GT | OP | CT | NG | 1321 | 1710671.024 | 5.7869 | 0.0067656 | EPA/CAMD | EPA/NEI | 2002
2021 | NJ | Ocean Peaking Power | 55938 | OPP3 | GT | OP | CT | NG | 701 | 1033957.417 | 1.824 | 0.0035282 | EPA/CAMD | EPA/NEI | 2003
2021 | NJ | Ocean Peaking Power | 55938 | OPP4 | GT | OP | CT | NG | 785 | 1154292.21 | 1.824 | 0.0031604 | EPA/CAMD | EPA/NEI | 2003
2021 | VA | Warren County Power Station | 55939 | 1A | CT | OP | CC | NG | 6262 | 16284349.991 | 19.4752 | 0.0023919 | EPA/CAMD | EPA/NEI | 2014
2021 | VA | Warren County Power Station | 55939 | 1B | CT | OP | CC | NG | 6196 | 16096911.968 | 11.7184 | 0.001456 | EPA/CAMD | EPA/NEI | 2014
2021 | VA | Warren County Power Station | 55939 | 1C | CT | OP | CC | NG | 6550 | 16999307.037 | 10.7036 | 0.0012593 | EPA/CAMD | EPA/NEI | 2014
2021 | MI | Bay Windpower I | 55944 | BAY | WT | OP | NA | WND |  | 19197 |  |  | EIA Prime Mover-level Data
2021 | CA | Elk Hills Cogen | 55950 | U1 | GT | SB | NA | NG |  | 42987.5 | 0.1723 | 0.0080165 | EIA Prime Mover-level Data | NEI avg EF - PM, fuel type
2021 | CA | Elk Hills Cogen | 55950 | U2 | GT | SB | NA | NG |  | 42987.5 | 0.1723 | 0.0080165 | EIA Prime Mover-level Data | NEI avg EF - PM, fuel type
2021 | CA | Agua Mansa Power | 55951 | AMP-1 | GT | OP | CT | NG | 423 | 143473.6 | 0.57508 | 0.0080165 | EPA/CAMD | NEI avg EF - PM, fuel type, firing type | 2003
2021 | VA | Pretlow | 55953 | 1 | IC | OP | NA | DFO |  | 1382 | 0.21421 | 0.31 | EIA Prime Mover-level Data | Estimated using an emission factor
2021 | VA | Pretlow | 55953 | 2 | IC | OP | NA | DFO |  | 1382 | 0.21421 | 0.31 | EIA Prime Mover-level Data | Estimated using an emission factor
2021 | VA | Downtown | 55954 | 1 | IC | OP | NA | DFO |  | 941.5 | 0.14593 | 0.31 | EIA Prime Mover-level Data | Estimated using an emission factor
2021 | VA | Downtown | 55954 | 2 | IC | OP | NA | DFO |  | 941.5 | 0.14593 | 0.31 | EIA Prime Mover-level Data | Estimated using an emission factor
2021 | CA | Riverview Energy Center | 55963 | 1 | GT | OP | CT | NG | 626 | 176925.338 | 0.70916 | 0.0080165 | EPA/CAMD | NEI avg EF - PM, fuel type, firing type | 2003
2021 | MD | Brown Station Road Plant II | 55964 | 1 | IC | OA | NA | LFG |  | 2388.5 | 0.017555 | 0.0147 | EIA Prime Mover-level Data | Estimated using an emission factor
2021 | MD | Brown Station Road Plant II | 55964 | 2 | IC | OA | NA | LFG |  | 2388.5 | 0.017555 | 0.0147 | EIA Prime Mover-level Data | Estimated using an emission factor
2021 | MD | Brown Station Road Plant II | 55964 | 3 | IC | OA | NA | LFG |  | 2388.5 | 0.017555 | 0.0147 | EIA Prime Mover-level Data | Estimated using an emission factor
2021 | MD | Brown Station Road Plant II | 55964 | 4 | IC | OA | NA | LFG |  | 2388.5 | 0.017555 | 0.0147 | EIA Prime Mover-level Data | Estimated using an emission factor
2021 | GA | Wansley CC (55965) | 55965 | 6A | CT | OP | CC | NG | 6918 | 12733064.377 | 46.7637 | 0.0073452 | EPA/CAMD | EPA/NEI | 2001
2021 | GA | Wansley CC (55965) | 55965 | 6B | CT | OP | CC | NG | 6779 | 12574666.894 | 46.1825 | 0.0073453 | EPA/CAMD | EPA/NEI | 2001
2021 | GA | Wansley CC (55965) | 55965 | 7A | CT | OP | CC | NG | 7699 | 14106325.37 | 51.8189 | 0.0073469 | EPA/CAMD | EPA/NEI | 2001
2021 | GA | Wansley CC (55965) | 55965 | 7B | CT | OP | CC | NG | 7541 | 14022479.952 | 51.5106 | 0.0073469 | EPA/CAMD | EPA/NEI | 2001
2021 | AK | Nikiski Combined Cycle | 55966 | GT1 | CT | OP | NA | NG |  | 3339913.428 | 8.9736 | 0.0053736 | EIA Unit-level Data | NEI avg EF - PM, fuel type
2021 | AK | Nikiski Combined Cycle | 55966 | HRSG | CA | OP | NA | NG |  | 227643.948 | 0.048033 | 0.000422 | EIA Unit-level Data | Estimated using an emission factor
2021 | TX | Trent Wind Farm LP | 55968 | WTG1 | WT | OP | NA | WND |  | 4718246 |  |  | EIA Prime Mover-level Data
2021 | NY | Hawkeye Energy Greenport, LLC | 55969 | U-01 | GT | OP | CT | DFO | 801 | 330392.356 | 0.90252 | 0.0054633 | EPA/CAMD | EPA/NEI | 2003
2021 | CA | Cosumnes Power Plant | 55970 | 2 | CT | OP | CC | OG | 8166 | 14172564.51 | 12.4046 | 0.0017505 | EPA/CAMD | EPA/NEI | 2006
2021 | CA | Cosumnes Power Plant | 55970 | 3 | CT | OP | CC | OG | 8222 | 14182097.056 | 11.2161 | 0.0015817 | EPA/CAMD | EPA/NEI | 2006
2021 | NE | Cass County Station | 55972 | CT1 | GT | OP | CT | NG | 952 | 1307589.293 | 4.9495 | 0.0075705 | EPA/CAMD | EPA/NEI | 2003
2021 | NE | Cass County Station | 55972 | CT2 | GT | OP | CT | NG | 725 | 980333.942 | 3.0673 | 0.0062577 | EPA/CAMD | EPA/NEI | 2003
2021 | PA | Hunterstown Combined Cycle | 55976 | CT101 | CT | OP | CC | NG | 7399 | 13706932.647 | 38.3774 | 0.0055997 | EPA/CAMD | EPA/NEI | 2002
2021 | PA | Hunterstown Combined Cycle | 55976 | CT201 | CT | OP | CC | NG | 7038 | 13096700.995 | 35.4746 | 0.0054173 | EPA/CAMD | EPA/NEI | 2003
2021 | PA | Hunterstown Combined Cycle | 55976 | CT301 | CT | OP | CC | NG | 7319 | 13663674.178 | 40.7544 | 0.0059654 | EPA/CAMD | EPA/NEI | 2003
2021 | NM | Bluffview Power Plant | 55977 | CTG-1 | CT | OP | CC | NG | 5912 | 2473992.139 | 1.8 | 0.0014551 | EPA/CAMD | EPA/NEI | 2005
2021 | MN | Champepaden Wind Power | 55980 | 1 | WT | OP | NA | WND
2021 | MN | Moulton Wind Power | 55981 | 1 | WT | OP | NA | WND
2021 | CA | Salton Sea Power LLC - Unit 5 | 55983 | TG51 | ST | OP | NA | GEO |  | 2590115 |  |  | EIA Prime Mover-level Data
2021 | CA | CE Turbo LLC | 55984 | TG21 | ST | OP | NA | GEO |  | 491573 |  |  | EIA Prime Mover-level Data
2021 | CA | Palomar Energy Center | 55985 | CTG1 | CT | OP | CC | NG | 3993 | 6081827.933 | 16.3405 | 0.0053736 | EPA/CAMD | NEI avg EF - PM, fuel type, firing type | 2005
2021 | CA | Palomar Energy Center | 55985 | CTG2 | CT | OP | CC | NG | 4524 | 6976848.287 | 18.7452 | 0.0053736 | EPA/CAMD | NEI avg EF - PM, fuel type, firing type | 2005
2021 | WV | Mountaineer Wind Energy Center | 55986 | WT1 | WT | OP | NA | WND |  | 806650 |  |  | EIA Prime Mover-level Data
2021 | OK | Stillwater Water Treatment Plant | 55987 | 6 | IC | OP | NA | DFO |  | 166 | 0.02573 | 0.31 | EIA Prime Mover-level Data | Estimated using an emission factor
2021 | OR | FPL Energy Vansycle LLC (OR) | 55989 | V-47 | WT | OP | NA | WND |  | 1100264 |  |  | EIA Prime Mover-level Data
2021 | OH | Ashtabula | 55990 | 1 | CT | OP | NA | NG |  | 301665.322 | 0.81051 | 0.0053736 | EIA Unit-level Data | NEI avg EF - PM, fuel type
2021 | OH | Ashtabula | 55990 | 2 | CT | OP | NA | NG |  | 433345.171 | 1.1643 | 0.0053736 | EIA Unit-level Data | NEI avg EF - PM, fuel type
2021 | OH | Ashtabula | 55990 | 3 | CT | OP | NA | NG |  | 371316.351 | 0.99764 | 0.0053736 | EIA Unit-level Data | NEI avg EF - PM, fuel type
2021 | OH | Ashtabula | 55990 | 4 | CT | OP | NA | NG |  | 418802.358 | 1.1252 | 0.0053736 | EIA Unit-level Data | NEI avg EF - PM, fuel type
2021 | OH | Ashtabula | 55990 | 5 | CT | OP | NA | NG |  | 481638.758 | 1.2941 | 0.0053736 | EIA Unit-level Data | NEI avg EF - PM, fuel type
2021 | OH | Ashtabula | 55990 | HRSG1 | CA | OP | NA | NG |  | 0 | 0 |  | EIA Unit-level Data | Estimated using an emission factor
2021 | OH | Ashtabula | 55990 | HRSG2 | CA | OP | NA | NG |  | 323692.609 | 0.068299 | 0.000422 | EIA Unit-level Data | Estimated using an emission factor
2021 | OH | Ashtabula | 55990 | HRSG3 | CA | OP | NA | NG |  | 303688.976 | 0.064078 | 0.000422 | EIA Unit-level Data | Estimated using an emission factor
2021 | OH | Ashtabula | 55990 | HRSG4 | CA | OP | NA | NG |  | 275472.776 | 0.058125 | 0.000422 | EIA Unit-level Data | Estimated using an emission factor
2021 | OH | Ashtabula | 55990 | HRSG5 | CA | OP | NA | NG |  | 285759.044 | 0.060295 | 0.000422 | EIA Unit-level Data | Estimated using an emission factor
2021 | NV | Brady | 55991 | OEC | BT | OP | NA | GEO |  | 235331.442 |  |  | EIA Prime Mover-level Data
2021 | NV | Brady | 55991 | OEC1 | BT | OP | NA | GEO |  | 543072.558 |  |  | EIA Prime Mover-level Data
2021 | TX | Desert Sky | 55992 | 1 | WT | OP | NA | WND |  | 4943918 |  |  | EIA Prime Mover-level Data
2021 | ND | Minot Wind Project | 55995 | MWP | WT | OP | NA | WND |  | 53431.465 |  |  | EIA Prime Mover-level Data
2021 | ND | Minot Wind Project | 55995 | MWP2 | WT | OP | NA | WND |  | 92477.535 |  |  | EIA Prime Mover-level Data
2021 | IA | Alliant SBD0201 Ingredion | 55996 | 01 | IC | SB | NA | DFO |  | 66.689 | 0.010337 | 0.31 | EIA Prime Mover-level Data | Estimated using an emission factor
2021 | IA | Alliant SBD0201 Ingredion | 55996 | 02 | IC | SB | NA | DFO |  | 59.279 | 0.0091882 | 0.31 | EIA Prime Mover-level Data | Estimated using an emission factor
2021 | IA | Alliant SBD0201 Ingredion | 55996 | 03 | IC | SB | NA | DFO |  | 59.279 | 0.0091882 | 0.31 | EIA Prime Mover-level Data | Estimated using an emission factor
2021 | IA | Alliant SBD0201 Ingredion | 55996 | 04 | IC | SB | NA | DFO |  | 40.754 | 0.0063169 | 0.31 | EIA Prime Mover-level Data | Estimated using an emission factor
2021 | PA | Orchard Park | 55997 | 10 | IC | OP | NA | NG |  | 27052.25 | 0.005708 | 0.000422 | EIA Prime Mover-level Data | Estimated using an emission factor
2021 | PA | Orchard Park | 55997 | 11 | IC | OP | NA | NG |  | 27052.25 | 0.005708 | 0.000422 | EIA Prime Mover-level Data | Estimated using an emission factor
2021 | PA | Orchard Park | 55997 | 8 | IC | OP | NA | NG |  | 27052.25 | 0.005708 | 0.000422 | EIA Prime Mover-level Data | Estimated using an emission factor
2021 | PA | Orchard Park | 55997 | 9 | IC | OP | NA | NG |  | 27052.25 | 0.005708 | 0.000422 | EIA Prime Mover-level Data | Estimated using an emission factor
2021 | WI | Danbury Diesel | 55998 | GT1 | GT | OP | NA | DFO
2021 | WI | Danbury Diesel | 55998 | IC1 | IC | OP | NA | DFO
2021 | WI | Danbury Diesel | 55998 | IC2 | IC | OP | NA | DFO
2021 | PA | Waymart Wind | 56001 | GE15 | WT | OP | NA | WND |  | 986844 |  |  | EIA Prime Mover-level Data
2021 | MN | Minwind | 56002 | 1 | WT | OP | NA | WND |  | 50953 |  |  | EIA Prime Mover-level Data
2021 | VA | Mount Clinton | 56004 | D-2 | IC | OP | NA | DFO |  | 1770.2 | 0.27438 | 0.31 | EIA Prime Mover-level Data | Estimated using an emission factor
2021 | VA | Mount Clinton | 56004 | D-3 | IC | OP | NA | DFO |  | 1770.2 | 0.27438 | 0.31 | EIA Prime Mover-level Data | Estimated using an emission factor
2021 | VA | Mount Clinton | 56004 | D-5 | IC | OP | NA | DFO |  | 1770.2 | 0.27438 | 0.31 | EIA Prime Mover-level Data | Estimated using an emission factor
2021 | VA | Mount Clinton | 56004 | D-7 | IC | OP | NA | DFO |  | 1770.2 | 0.27438 | 0.31 | EIA Prime Mover-level Data | Estimated using an emission factor
2021 | VA | Mount Clinton | 56004 | D-8 | IC | OP | NA | DFO |  | 1770.2 | 0.27438 | 0.31 | EIA Prime Mover-level Data | Estimated using an emission factor
2021 | VA | Mount Clinton | 56004 | MC-1 | GT | OP | NA | DFO |  | 15428 | 0.12695 | 0.016457 | EIA Prime Mover-level Data | NEI avg EF - PM, fuel type, firing type
2021 | VA | Pleasant Valley (VA) | 56005 | D-4 | IC | OP | NA | DFO |  | 1754 | 0.27187 | 0.31 | EIA Prime Mover-level Data | Estimated using an emission factor
2021 | VA | Pleasant Valley (VA) | 56005 | D-6 | IC | OP | NA | DFO |  | 1754 | 0.27187 | 0.31 | EIA Prime Mover-level Data | Estimated using an emission factor
2021 | VA | Pleasant Valley (VA) | 56005 | PV-1 | GT | OP | NA | DFO |  | 13872 | 0.11414 | 0.016457 | EIA Prime Mover-level Data | NEI avg EF - PM, fuel type, firing type
2021 | IA | Hancock County Wind Energy Center | 56010 | V-47 | WT | OP | NA | WND |  | 2130403 |  |  | EIA Prime Mover-level Data
2021 | CA | Cabazon Wind Partners | 56011 | V-47 | WT | OP | NA | WND |  | 1003255 |  |  | EIA Prime Mover-level Data
2021 | CA | Whitewater Hill Wind Partners | 56012 | 1 | WT | OP | NA | WND |  | 1120311 |  |  | EIA Prime Mover-level Data
2021 | IA | Exira Station | 56013 | U-1 | GT | OP | CT | NG | 1773 | 449173.564 | 1.6205 | 0.0072153 | EPA/CAMD | EPA/NEI | 2004
2021 | IA | Exira Station | 56013 | U-2 | GT | OP | CT | NG | 1699 | 434559.267 | 1.573 | 0.0072394 | EPA/CAMD | EPA/NEI | 2004
2021 | IA | Exira Station | 56013 | U-3 | GT | OP | CT | NG | 1695 | 427246.227 | 1.531 | 0.0071669 | EPA/CAMD | EPA/NEI | 2007
2021 | GA | Walton Bainbridge Power Facility | 56015 | P1A | GT | OP | CT | DFO | 21 | 3378.7 | 0.005208 | 0.0030828 | EPA/CAMD | EPA/NEI | 1977
2021 | GA | Walton Bainbridge Power Facility | 56015 | P1B | GT | OP | CT | DFO | 21 | 3381.4 | 0.005208 | 0.0030804 | EPA/CAMD | EPA/NEI | 1977
2021 | GA | Walton Bainbridge Power Facility | 56015 | P2A | GT | OP | CT | DFO | 18 | 3479.5 | 0.007392 | 0.0042489 | EPA/CAMD | EPA/NEI | 1977
2021 | GA | Walton Bainbridge Power Facility | 56015 | P2B | GT | OP | CT | DFO | 18 | 3251.6 | 0.007392 | 0.0045467 | EPA/CAMD | EPA/NEI | 1977
2021 | WA | Grimes Way | 56016 | 1 | IC | SB | NA | NG |  | 1186.9 | 0.00025044 | 0.000422 | EIA Prime Mover-level Data | Estimated using an emission factor
2021 | WA | Grimes Way | 56016 | 2 | IC | SB | NA | NG |  | 1186.9 | 0.00025044 | 0.000422 | EIA Prime Mover-level Data | Estimated using an emission factor
2021 | WA | Grimes Way | 56016 | 3 | IC | SB | NA | DFO |  | 1942.2 | 0.30104 | 0.31 | EIA Prime Mover-level Data | Estimated using an emission factor
2021 | AL | AMEA Sylacauga Plant | 56018 | 1 | GT | OP | CT | NG | 565 | 258753.5 | 0.86 | 0.0066473 | EPA/CAMD | EPA/NEI | 2004
2021 | AL | AMEA Sylacauga Plant | 56018 | 2 | GT | OP | CT | NG | 565 | 260885.7 | 0.86 | 0.0065929 | EPA/CAMD | EPA/NEI | 2004
2021 | KS | Waste Water Plant Generator | 56022 | 1 | IC | SB | NA | DFO |  | 46 | 0.00713 | 0.31 | EIA Prime Mover-level Data | Estimated using an emission factor
2021 | IA | Traer East | 56025 | 6 | IC | SB | NA | DFO |  | 1180 | 0.1829 | 0.31 | EIA Prime Mover-level Data | Estimated using an emission factor
2021 | IA | Traer East | 56025 | 7 | IC | SB | NA | DFO |  | 1180 | 0.1829 | 0.31 | EIA Prime Mover-level Data | Estimated using an emission factor
2021 | CA | Donald Von Raesfeld | 56026 | PCT1 | CT | OP | CC | NG | 6994 | 3220487.044 | 0.32204 | 0.0002 | EPA/CAMD | EPA/NEI | 2005
2021 | CA | Donald Von Raesfeld | 56026 | PCT2 | CT | OP | CC | NG | 6513 | 3088301.399 | 0.84652 | 0.00054821 | EPA/CAMD | EPA/NEI | 2005
2021 | WI | Fox Energy Center | 56031 | CTG-1 | CT | OP | CC | NG | 7482 | 14251135.878 | 32.4719 | 0.0045571 | EPA/CAMD | EPA/NEI | 2005
2021 | WI | Fox Energy Center | 56031 | CTG-2 | CT | OP | CC | NG | 7766 | 14633824.791 | 15.0582 | 0.002058 | EPA/CAMD | EPA/NEI | 2005
2021 | NY | Equus Power I | 56032 | 0001 | GT | OP | CT | NG | 2258 | 819101.058 | 3.2832 | 0.0080165 | EPA/CAMD | NEI avg EF - PM, fuel type, firing type | 2004
2021 | NC | Smithfield Packaged Meats Corp. | 56035 | 1 | IC | SB | NA | DFO |  | 1751 | 0.27141 | 0.31 | EIA Prime Mover-level Data | Estimated using an emission factor
2021 | NC | Smithfield Packaged Meats Corp. | 56035 | 2 | IC | SB | NA | DFO |  | 1751 | 0.27141 | 0.31 | EIA Prime Mover-level Data | Estimated using an emission factor
2021 | CA | WWTP Power Generation Station | 56036 | GEN1 | IC | OP | NA | OBG |  | 101557.667 | 0.74645 | 0.0147 | EIA Prime Mover-level Data | Estimated using an emission factor
2021 | CA | WWTP Power Generation Station | 56036 | GEN2 | IC | OP | NA | OBG |  | 101557.667 | 0.74645 | 0.0147 | EIA Prime Mover-level Data | Estimated using an emission factor
2021 | CA | WWTP Power Generation Station | 56036 | GEN3 | IC | OP | NA | OBG |  | 101557.667 | 0.74645 | 0.0147 | EIA Prime Mover-level Data | Estimated using an emission factor
2021 | MD | UMCP CHP Plant | 56038 | 1 | GT | OP | NA | NG
2021 | MD | UMCP CHP Plant | 56038 | 2 | GT | OP | NA | NG
2021 | MD | UMCP CHP Plant | 56038 | 3 | ST | OP | NA | NG
2021 | CA | H. Gonzales | 56039 | G1 | GT | OS | NA | NG |  | 2683.5 | 0.010756 | 0.0080165 | EIA Prime Mover-level Data | NEI avg EF - PM, fuel type
2021 | CA | H. Gonzales | 56039 | G2 | GT | OP | NA | NG |  | 2683.5 | 0.010756 | 0.0080165 | EIA Prime Mover-level Data | NEI avg EF - PM, fuel type
2021 | CA | Malburg Generating Station | 56041 | M1 | CT | OP | CC | NG | 7597 | 2408694.49 | 3.6506 | 0.0030312 | EPA/CAMD | EPA/NEI | 2005
2021 | CA | Malburg Generating Station | 56041 | M2 | CT | OP | CC | NG | 7814 | 2518902.849 | 0.0018947 | 1.5044e-06 | EPA/CAMD | EPA/NEI | 2005
2021 | CA | Magnolia | 56046 | 1 | CT | OP | CC | NG | 6342 | 7978321.529 | 21.436 | 0.0053736 | EPA/CAMD | NEI avg EF - PM, fuel type, firing type | 2005
2021 | CT | CPV Towantic Energy Center | 56047 | 1 | CT | OP | CC | NG | 7582 | 18179838.602 | 7.226 | 0.00079495 | EPA/CAMD | EPA/NEI | 2018
2021 | CT | CPV Towantic Energy Center | 56047 | 2 | CT | OP | CC | NG | 7835 | 18623324.436 | 7.6508 | 0.00082164 | EPA/CAMD | EPA/NEI | 2018
2021 | MD | Inner Harbor East Heating | 56050 | 1 | IC | SB | NA | NG
2021 | CA | THUMS | 56051 | GEN1 | GT | OP | NA | NG |  | 3239983 | 12.9867 | 0.0080165 | EIA Prime Mover-level Data | NEI avg EF - PM, fuel type
2021 | PA | Meyersdale Windpower, LLC | 56052 | GE15 | WT | OP | NA | WND |  | 428356 |  |  | EIA Prime Mover-level Data
2021 | IL | Casey City of | 56053 | 1 | IC | SB | NA | DFO |  | 773.667 | 0.11992 | 0.31 | EIA Prime Mover-level Data | Estimated using an emission factor
2021 | IL | Casey City of | 56053 | 2 | IC | SB | NA | DFO |  | 773.667 | 0.11992 | 0.31 | EIA Prime Mover-level Data | Estimated using an emission factor
2021 | IL | Casey City of | 56053 | 3 | IC | SB | NA | DFO |  | 773.667 | 0.11992 | 0.31 | EIA Prime Mover-level Data | Estimated using an emission factor
2021 | MN | G McNeilus Wind Farm Dodge Center | 56054 | GM1 | WT | OP | NA | WND |  | 579857.86 |  |  | EIA Prime Mover-level Data
2021 | MN | G McNeilus Wind Farm Dodge Center | 56054 | GM2 | WT | OP | NA | WND |  | 144964.465 |  |  | EIA Prime Mover-level Data
2021 | MN | G McNeilus Wind Farm Dodge Center | 56054 | GM3 | WT | OP | NA | WND |  | 54361.674 |  |  | EIA Prime Mover-level Data
2021 | HI | Hana Substation | 56055 | MH1 | IC | OP | NA | DFO |  | 682 | 0.10571 | 0.31 | EIA Prime Mover-level Data | Estimated using an emission factor
2021 | HI | Hana Substation | 56055 | MH2 | IC | OP | NA | DFO |  | 682 | 0.10571 | 0.31 | EIA Prime Mover-level Data | Estimated using an emission factor
2021 | NC | High Point, Fairfield | 56059 | 1 | IC | OP | NA | DFO |  | 43 | 0.006665 | 0.31 | EIA Prime Mover-level Data | Estimated using an emission factor
2021 | NC | Statesville, Highway 64 | 56062 | 1 | IC | OP | NA | DFO |  | 50 | 0.00775 | 0.31 | EIA Prime Mover-level Data | Estimated using an emission factor
2021 | NC | Shelby, Toms Street | 56063 | 1 | IC | OP | NA | DFO |  | 25 | 0.003875 | 0.31 | EIA Prime Mover-level Data | Estimated using an emission factor
2021 | NC | Morganton, Parker Road | 56064 | 1 | IC | OP | NA | DFO |  | 43 | 0.006665 | 0.31 | EIA Prime Mover-level Data | Estimated using an emission factor
2021 | NC | Lexington Health Center | 56067 | 1 | IC | OP | NA | DFO |  | 43 | 0.006665 | 0.31 | EIA Prime Mover-level Data | Estimated using an emission factor
2021 | WI | Elm Road Generating Station | 56068 | 1 | ST | OP | WALL | RC | 5976 | 32761046.089 | 31.123 | 0.0019 | EPA/CAMD | EPA/NEI | 2009
2021 | WI | Elm Road Generating Station | 56068 | 2 | ST | OP | WALL | RC | 7553 | 41174003.68 | 55.585 | 0.0027 | EPA/CAMD | EPA/NEI | 2010
2021 | WI | Berlin Landfill Gas | 56069 | 1 | IC | OP | NA | LFG |  | 54929.333 | 0.40373 | 0.0147 | EIA Prime Mover-level Data | Estimated using an emission factor
2021 | WI | Berlin Landfill Gas | 56069 | 2 | IC | OP | NA | LFG |  | 54929.333 | 0.40373 | 0.0147 | EIA Prime Mover-level Data | Estimated using an emission factor
2021 | WI | Berlin Landfill Gas | 56069 | 3 | IC | OP | NA | LFG |  | 54929.333 | 0.40373 | 0.0147 | EIA Prime Mover-level Data | Estimated using an emission factor
2021 | WI | Diesel Generators | 56070 | 1 | IC | OP | NA | DFO |  | 7900 | 1.2245 | 0.31 | EIA Prime Mover-level Data | Estimated using an emission factor
2021 | IA | Alliant SBG 9802 Toyota | 56073 | 01 | IC | SB | NA | NG |  | 333 | 7.0263e-05 | 0.000422 | EIA Prime Mover-level Data | Estimated using an emission factor
2021 | CA | High Winds LLC | 56075 | 1 | WT | OP | NA | WND |  | 2834403.3 |  |  | EIA Prime Mover-level Data
2021 | CA | High Winds LLC | 56075 | 2 | WT | OP | NA | WND |  | 314933.7 |  |  | EIA Prime Mover-level Data
2021 | AL | ABC Coke | 56076 | 1 | ST | OP | NA | COG |  | 1061587 | 10.1274 | 0.01908 | EIA Prime Mover-level Data | NEI avg EF - PM, fuel type
2021 | CA | Walnut Energy Center | 56078 | 1 | CT | OP | CC | NG | 5853 | 5110719.67 | 17.7564 | 0.0069487 | EPA/CAMD | EPA/NEI | 2005
2021 | CA | Walnut Energy Center | 56078 | 2 | CT | OP | CC | NG | 5367 | 4661525.107 | 16.4417 | 0.0070542 | EPA/CAMD | EPA/NEI | 2005
2021 | AR | Riceland Foods Cogeneration Plant | 56079 | North | ST | OP | NA | OBS |  | 0 | 0 |  | EIA Unit-level Data | Estimated using an emission factor
2021 | AR | Riceland Foods Cogeneration Plant | 56079 | South | ST | OP | NA | OBS |  | 0 | 0 |  | EIA Unit-level Data | Estimated using an emission factor
2021 | CA | SJ/SC WPCP | 56080 | EG1 | IC | RE | NA | NG |  | 93886.625 | 0.01981 | 0.000422 | EIA Prime Mover-level Data | Estimated using an emission factor
2021 | CA | SJ/SC WPCP | 56080 | EG2 | IC | RE | NA | NG |  | 93886.625 | 0.01981 | 0.000422 | EIA Prime Mover-level Data | Estimated using an emission factor
2021 | CA | SJ/SC WPCP | 56080 | EG3 | IC | RE | NA | NG |  | 93886.625 | 0.01981 | 0.000422 | EIA Prime Mover-level Data | Estimated using an emission factor
2021 | CA | SJ/SC WPCP | 56080 | EG4 | IC | OP | NA | NG |  | 117358.281 | 0.024763 | 0.000422 | EIA Prime Mover-level Data | Estimated using an emission factor
2021 | CA | SJ/SC WPCP | 56080 | EG5 | IC | OP | NA | NG |  | 117358.281 | 0.024763 | 0.000422 | EIA Prime Mover-level Data | Estimated using an emission factor
2021 | CA | SJ/SC WPCP | 56080 | EG6 | IC | OP | NA | NG |  | 117358.281 | 0.024763 | 0.000422 | EIA Prime Mover-level Data | Estimated using an emission factor
2021 | CA | SJ/SC WPCP | 56080 | EG7 | IC | OP | NA | NG |  | 117358.281 | 0.024763 | 0.000422 | EIA Prime Mover-level Data | Estimated using an emission factor
2021 | OK | Blue Canyon Windpower | 56081 | EW | WT | OP | NA | WND |  | 956283 |  |  | EIA Prime Mover-level Data
2021 | CA | Blacksand Generating Facility | 56090 | D182 | GT | OP | NA | NG |  | 376259.5 | 1.5081 | 0.0080165 | EIA Prime Mover-level Data | NEI avg EF - PM, fuel type
2021 | CA | Blacksand Generating Facility | 56090 | D189 | GT | OP | NA | NG |  | 348040.038 | 1.395 | 0.0080165 | EIA Prime Mover-level Data | NEI avg EF - PM, fuel type
2021 | CA | Blacksand Generating Facility | 56090 | D190 | GT | OP | NA | NG |  | 28219.462 | 0.11311 | 0.0080165 | EIA Prime Mover-level Data | NEI avg EF - PM, fuel type
2021 | SD | South Dakota Wind Energy Cente | 56092 | GE15 | WT | OP | NA | WND |  | 754202 |  |  | EIA Prime Mover-level Data
2021 | WY | TransAlta Wyoming Wind | 56093 | GE15 | WT | OP | NA | WND |  | 3147850 |  |  | EIA Prime Mover-level Data
2021 | OK | Oklahoma Wind Energy Center | 56094 | GE15 | WT | OP | NA | WND |  | 598569 |  |  | EIA Prime Mover-level Data
2021 | OK | Oklahoma Wind Energy Center | 56094 | GSOO | WT | OP | NA | WND |  | 598569 |  |  | EIA Prime Mover-level Data
2021 | NM | New Mexico Wind Energy Center | 56097 | GE15 | WT | OP | NA | WND |  | 5406203 |  |  | EIA Prime Mover-level Data
2021 | ND | Hillsboro | 56098 | 1 | IC | OP | NA | DFO |  | 159.5 | 0.024723 | 0.31 | EIA Prime Mover-level Data | Estimated using an emission factor
2021 | ND | Hillsboro | 56098 | 2 | IC | OP | NA | DFO |  | 159.5 | 0.024723 | 0.31 | EIA Prime Mover-level Data | Estimated using an emission factor
2021 | ND | FPL Energy North Dakota Wind I/II | 56099 | GE15 | WT | OP | NA | WND |  | 925066 |  |  | EIA Prime Mover-level Data
2021 | MN | St. Charles Power Plant | 56100 | 1 | IC | OP | NA | DFO |  | 226.5 | 0.035107 | 0.31 | EIA Prime Mover-level Data | Estimated using an emission factor
2021 | MN | St. Charles Power Plant | 56100 | 2 | IC | OP | NA | DFO |  | 226.5 | 0.035107 | 0.31 | EIA Prime Mover-level Data | Estimated using an emission factor
2021 | MN | St. Charles Power Plant | 56100 | 3 | IC | OP | NA | DFO |  | 226.5 | 0.035107 | 0.31 | EIA Prime Mover-level Data | Estimated using an emission factor
2021 | MN | St. Charles Power Plant | 56100 | 4 | IC | OP | NA | DFO |  | 226.5 | 0.035107 | 0.31 | EIA Prime Mover-level Data | Estimated using an emission factor
2021 | UT | Currant Creek Power Project | 56102 | CTG1A | CT | OP | CC | NG | 7128 | 10005885.422 | 28.4545 | 0.0056876 | EPA/CAMD | EPA/NEI | 2005
2021 | UT | Currant Creek Power Project | 56102 | CTG1B | CT | OP | CC | NG | 7494 | 10446863.407 | 29.0508 | 0.0055616 | EPA/CAMD | EPA/NEI | 2005
2021 | MN | Mankato Energy Center | 56104 | CT-1 | CT | OP | CC | NG | 6304 | 11985581.855 | 2.2269 | 0.0003716 | EPA/CAMD | EPA/NEI | 2019
2021 | MN | Mankato Energy Center | 56104 | CT-2 | CT | OP | CC | NG | 5347 | 9743703.807 | 4.1761 | 0.00085719 | EPA/CAMD | EPA/NEI | 2006
2021 | NE | Kimball Wind | 56106 | KIM01 | WT | OP | NA | WND |  | 1051113 |  |  | EIA Prime Mover-level Data
2021 | LA | T J Labbe Electric Generating Station | 56108 | U-1 | GT | OP | CT | NG | 602 | 136017.176 | 0.69703 | 0.010249 | EPA/CAMD | EPA/NEI | 2005
2021 | LA | T J Labbe Electric Generating Station | 56108 | U-2 | GT | OP | CT | NG | 628 | 140509.295 | 0.70773 | 0.010074 | EPA/CAMD | EPA/NEI | 2005
2021 | TX | Brazos Wind Farm | 56111 | GEN1 | WT | OP | NA | WND |  | 2123601 |  |  | EIA Prime Mover-level Data
2021 | CA | Mountain View III | 56112 | V47 | WT | OP | NA | WND |  | 531288 |  |  | EIA Prime Mover-level Data
2021 | TX | Tessman Road | 56113 | 1 | IC | RE | NA | LFG |  | 9147.286 | 0.067233 | 0.0147 | EIA Prime Mover-level Data | Estimated using an emission factor
2021 | TX | Tessman Road | 56113 | 2 | IC | RE | NA | LFG |  | 9147.286 | 0.067233 | 0.0147 | EIA Prime Mover-level Data | Estimated using an emission factor
2021 | TX | Tessman Road | 56113 | 3 | IC | RE | NA | LFG |  | 9147.286 | 0.067233 | 0.0147 | EIA Prime Mover-level Data | Estimated using an emission factor
2021 | TX | Tessman Road | 56113 | 4 | IC | RE | NA | LFG |  | 9147.286 | 0.067233 | 0.0147 | EIA Prime Mover-level Data | Estimated using an emission factor
2021 | TX | Tessman Road | 56113 | 5 | IC | RE | NA | LFG |  | 9147.286 | 0.067233 | 0.0147 | EIA Prime Mover-level Data | Estimated using an emission factor
2021 | TX | Tessman Road | 56113 | 6 | IC | RE | NA | LFG |  | 9147.286 | 0.067233 | 0.0147 | EIA Prime Mover-level Data | Estimated using an emission factor
2021 | TX | Tessman Road | 56113 | 7 | IC | RE | NA | LFG |  | 9147.286 | 0.067233 | 0.0147 | EIA Prime Mover-level Data | Estimated using an emission factor
2021 | IL | IMEA Highland | 56114 | 1 | IC | SB | NA | DFO
2021 | IL | IMEA Highland | 56114 | 2 | IC | SB | NA | DFO
2021 | IL | IMEA Flora | 56116 | 10 | IC | OP | NA | DFO |  | 307.2 | 0.047616 | 0.31 | EIA Prime Mover-level Data | Estimated using an emission factor
2021 | IL | IMEA Flora | 56116 | 6 | IC | OP | NA | DFO |  | 307.2 | 0.047616 | 0.31 | EIA Prime Mover-level Data | Estimated using an emission factor
2021 | IL | IMEA Flora | 56116 | 7 | IC | OP | NA | DFO |  | 307.2 | 0.047616 | 0.31 | EIA Prime Mover-level Data | Estimated using an emission factor
2021 | IL | IMEA Flora | 56116 | 8 | IC | OP | NA | DFO |  | 307.2 | 0.047616 | 0.31 | EIA Prime Mover-level Data | Estimated using an emission factor
2021 | IL | IMEA Flora | 56116 | 9 | IC | OP | NA | DFO |  | 307.2 | 0.047616 | 0.31 | EIA Prime Mover-level Data | Estimated using an emission factor
2021 | IL | Flora Site A | 56117 | 1 | IC | OP | NA | DFO |  | 439 | 0.068045 | 0.31 | EIA Prime Mover-level Data | Estimated using an emission factor
2021 | IL | Flora Site A | 56117 | 2 | IC | OP | NA | DFO |  | 439 | 0.068045 | 0.31 | EIA Prime Mover-level Data | Estimated using an emission factor
2021 | IL | Flora Site A | 56117 | 3 | IC | OP | NA | DFO |  | 439 | 0.068045 | 0.31 | EIA Prime Mover-level Data | Estimated using an emission factor
2021 | IL | Flora Site B | 56118 | 4 | IC | OP | NA | DFO |  | 679 | 0.10525 | 0.31 | EIA Prime Mover-level Data | Estimated using an emission factor
2021 | IL | Flora Site B | 56118 | 5 | IC | OP | NA | DFO |  | 679 | 0.10525 | 0.31 | EIA Prime Mover-level Data | Estimated using an emission factor
2021 | NJ | Middlesex County Utilities Authority | 56119 | 100 | CT | OP | NA | LFG |  | 473798.52 | 5.117 | 0.0216 | EIA Unit-level Data | Estimated using an emission factor
2021 | NJ | Middlesex County Utilities Authority | 56119 | 200 | CT | OP | NA | LFG |  | 547310.4 | 5.911 | 0.0216 | EIA Unit-level Data | Estimated using an emission factor
2021 | NJ | Middlesex County Utilities Authority | 56119 | HRSG1 | CA | OP | NA | LFG |  | 0 | 0 |  | EIA Unit-level Data | Estimated using an emission factor
2021 | NJ | Middlesex County Utilities Authority | 56119 | HRSG2 | CA | OP | NA | LFG |  | 0 | 0 |  | EIA Unit-level Data | Estimated using an emission factor
2021 | SC | Lee County Landfill | 56120 | L1 | IC | OP | NA | LFG |  | 5097.333 | 0.037465 | 0.0147 | EIA Prime Mover-level Data | Estimated using an emission factor
2021 | SC | Lee County Landfill | 56120 | L2 | IC | OP | NA | LFG |  | 5097.333 | 0.037465 | 0.0147 | EIA Prime Mover-level Data | Estimated using an emission factor
2021 | SC | Lee County Landfill | 56120 | L3 | IC | OP | NA | LFG |  | 5097.333 | 0.037465 | 0.0147 | EIA Prime Mover-level Data | Estimated using an emission factor
2021 | SC | Lee County Landfill | 56120 | L4 | GT | OP | NA | LFG |  | 423425 | 4.573 | 0.0216 | EIA Prime Mover-level Data | Estimated using an emission factor
2021 | SC | Anderson Regional Landfill | 56121 | A2 | IC | OP | NA | LFG |  | 219.5 | 0.0016133 | 0.0147 | EIA Prime Mover-level Data | Estimated using an emission factor
2021 | SC | Anderson Regional Landfill | 56121 | A3 | IC | OP | NA | LFG |  | 219.5 | 0.0016133 | 0.0147 | EIA Prime Mover-level Data | Estimated using an emission factor
2021 | SC | Richland County Landfill | 56122 | R1 | GT | OP | NA | LFG
2021 | SC | Richland County Landfill | 56122 | R2 | IC | OP | NA | LFG |  | 99488 | 0.73124 | 0.0147 | EIA Prime Mover-level Data | Estimated using an emission factor
2021 | SC | Richland County Landfill | 56122 | R3 | IC | OP | NA | LFG |  | 99488 | 0.73124 | 0.0147 | EIA Prime Mover-level Data | Estimated using an emission factor
2021 | MN | Minwind 3-9 | 56123 | 1 | WT | OS | NA | WND
2021 | CA | Springville Hydroelectric | 56125 | 4152 | HY | OP | NA | WAT |  | 10534 |  |  | EIA Prime Mover-level Data
2021 | MO | Sub 2 Generating Station | 56126 | 1 | IC | SB | NA | DFO
2021 | MO | Sub 2 Generating Station | 56126 | 2 | IC | SB | NA | DFO
2021 | MO | Macon Energy Center | 56127 | 1 | GT | OP | NA | NG |  | 1089485 | 4.3669 | 0.0080165 | EIA Prime Mover-level Data | NEI avg EF - PM, fuel type
2021 | MO | Sub 3 Generating Station | 56128 | 1 | IC | SB | NA | DFO
2021 | MO | Sub 3 Generating Station | 56128 | 2 | IC | SB | NA | DFO
2021 | MO | Sub 3 Generating Station | 56128 | 3 | IC | SB | NA | DFO
2021 | MO | Sub 3 Generating Station | 56128 | 4 | IC | SB | NA | DFO
2021 | SC | Thermal Kem | 56129 | 1 | IC | OP | NA | DFO |  | 828 | 0.12834 | 0.31 | EIA Prime Mover-level Data | Estimated using an emission factor
2021 | SC | Valenite | 56131 | 1 | IC | OP | NA | DFO |  | 426 | 0.06603 | 0.31 | EIA Prime Mover-level Data | Estimated using an emission factor
2021 | SC | Honea Path | 56132 | 1 | IC | OP | NA | DFO |  | 774 | 0.11997 | 0.31 | EIA Prime Mover-level Data | Estimated using an emission factor
2021 | CA | Regional Wastewater Control Facility | 56134 | 0101 | IC | OP | NA | OBG |  | 34251.25 | 0.25175 | 0.0147 | EIA Prime Mover-level Data | Estimated using an emission factor
2021 | CA | Regional Wastewater Control Facility | 56134 | 0301 | IC | OA | NA | OBG |  | 34251.25 | 0.25175 | 0.0147 | EIA Prime Mover-level Data | Estimated using an emission factor
2021 | CA | Regional Wastewater Control Facility | 56134 | 0401 | IC | OP | NA | OBG |  | 34251.25 | 0.25175 | 0.0147 | EIA Prime Mover-level Data | Estimated using an emission factor
2021 | CA | Regional Wastewater Control Facility | 56134 | 0501 | IC | SB | NA | DFO |  | 61652.25 | 9.5561 | 0.31 | EIA Prime Mover-level Data | Estimated using an emission factor
2021 | CA | Ripon Generation Station | 56135 | 1 | GT | OP | CT | NG | 714 | 208636.353 | 0.047804 | 0.00045825 | EPA/CAMD | EPA/NEI | 2006
2021 | CA | Ripon Generation Station | 56135 | 2 | GT | OP | CT | NG | 620 | 169970.435 | 0.048602 | 0.00057189 | EPA/CAMD | EPA/NEI | 2006
2021 | IA | Anderson Erickson | 56138 | 1 | IC | OP | NA | DFO |  | 51 | 0.007905 | 0.31 | EIA Prime Mover-level Data | Estimated using an emission factor
2021 | LA | Neptune Gas Processing Plant | 56139 | NPCG | OT | OP | NA | OTH |  | 2251896 | 0.47515 | 0.000422 | EIA Prime Mover-level Data | Estimated using an emission factor
2021 | NY | Jamaica Bay Peaking | 56141 | 2 | GT | OP | NA | NG |  | 404396 | 1.6209 | 0.0080165 | EIA Prime Mover-level Data | NEI avg EF - PM, fuel type
2021 | MN | Chanarambie Power Partners, LLC | 56142 | WND1 | WT | OP | NA | WND |  | 1963553 |  |  | EIA Prime Mover-level Data
2021 | CA | Riverside Energy Resource Center | 56143 | 1 | GT | OP | CT | NG | 650 | 169148.111 | 0.9424 | 0.011143 | EPA/CAMD | EPA/NEI | 2006
2021 | CA | Riverside Energy Resource Center | 56143 | 2 | GT | OP | CT | NG | 594 | 145298.562 | 0.58239 | 0.0080165 | EPA/CAMD | NEI avg EF - PM, fuel type, firing type | 2006
2021 | CA | Riverside Energy Resource Center | 56143 | 3 | GT | OP | CT | NG | 709 | 147482.884 | 0.59115 | 0.0080165 | EPA/CAMD | NEI avg EF - PM, fuel type, firing type | 2011
2021 | CA | Riverside Energy Resource Center | 56143 | 4 | GT | OP | CT | NG | 640 | 126615.509 | 0.50751 | 0.0080165 | EPA/CAMD | NEI avg EF - PM, fuel type, firing type | 2010
2021 | CA | Springs Generating Station | 56144 | 1 | GT | OP | NA | NG |  | 2000.25 | 0.0080175 | 0.0080165 | EIA Prime Mover-level Data | NEI avg EF - PM, fuel type
2021 | CA | Springs Generating Station | 56144 | 2 | GT | OP | NA | NG |  | 2000.25 | 0.0080175 | 0.0080165 | EIA Prime Mover-level Data | NEI avg EF - PM, fuel type
2021 | CA | Springs Generating Station | 56144 | 3 | GT | OP | NA | NG |  | 2000.25 | 0.0080175 | 0.0080165 | EIA Prime Mover-level Data | NEI avg EF - PM, fuel type
2021 | CA | Springs Generating Station | 56144 | 4 | GT | OP | NA | NG |  | 2000.25 | 0.0080175 | 0.0080165 | EIA Prime Mover-level Data | NEI avg EF - PM, fuel type
2021 | AK | False Island | 56146 | 1 | IC | OP | NA | DFO |  | 6957 | 1.0783 | 0.31 | EIA Prime Mover-level Data | Estimated using an emission factor
2021 | AK | Viking | 56147 | 1 | IC | OS | NA | DFO
2021 | SD | Ft. Pierre | 56148 | 5 | IC | OP | NA | DFO |  | 1800.667 | 0.2791 | 0.31 | EIA Prime Mover-level Data | Estimated using an emission factor
2021 | SD | Ft. Pierre | 56148 | 6 | IC | OP | NA | DFO |  | 1800.667 | 0.2791 | 0.31 | EIA Prime Mover-level Data | Estimated using an emission factor
2021 | SD | Ft. Pierre | 56148 | 7 | IC | OP | NA | DFO |  | 1800.667 | 0.2791 | 0.31 | EIA Prime Mover-level Data | Estimated using an emission factor
2021 | GA | McIntosh Combined Cycle Facility | 56150 | 10A | CT | OP | CC | NG | 7532 | 14402421.21 | 47.2376 | 0.0065597 | EPA/CAMD | EPA/NEI | 2005
2021 | GA | McIntosh Combined Cycle Facility | 56150 | 10B | CT | OP | CC | NG | 7944 | 15906448.209 | 52.1706 | 0.0065597 | EPA/CAMD | EPA/NEI | 2005
2021 | GA | McIntosh Combined Cycle Facility | 56150 | 11A | CT | OP | CC | NG | 7581 | 14610241.835 | 47.4365 | 0.0064936 | EPA/CAMD | EPA/NEI | 2005
2021 | GA | McIntosh Combined Cycle Facility | 56150 | 11B | CT | OP | CC | NG | 7964 | 15580065.674 | 50.5853 | 0.0064936 | EPA/CAMD | EPA/NEI | 2005
2021 | MO | South Harper Peaking Facility | 56151 | 1 | GT | OP | CT | NG | 359 | 337011.444 | 1.1122 | 0.0066004 | EPA/CAMD | EPA/NEI | 2005
2021 | MO | South Harper Peaking Facility | 56151 | 2 | GT | OP | CT | NG | 299 | 259762.684 | 0.8572 | 0.0065999 | EPA/CAMD | EPA/NEI | 2005
2021 | MO | South Harper Peaking Facility | 56151 | 3 | GT | OP | CT | NG | 297 | 282621.465 | 0.9327 | 0.0066003 | EPA/CAMD | EPA/NEI | 2005
2021 | TX | Freeport Energy Center | 56152 | CTG1 | CT | OP | CC | NG |  | 13361853 | 35.9003 | 0.0053736 | EIA Prime Mover-level Data | NEI avg EF - PM, fuel type, firing type | 2007
2021 | MN | Viking Wind Partners | 56153 | 1 | WT | OP | NA | WND |  | 265610 |  |  | EIA Prime Mover-level Data
2021 | IL | Mendota Hills, LLC | 56160 | GEN1 | WT | OP | NA | WND |  | 2378474 |  |  | EIA Prime Mover-level Data
2021 | NE | Ainsworth Wind | 56162 | 1 | WT | OP | NA | WND |  | 777876 |  |  | EIA Prime Mover-level Data
2021 | UT | Kennecott Power Plant | 56163 | RCHP | GT | OP | NA | NG |  | 298824 | 1.1978 | 0.0080165 | EIA Prime Mover-level Data | NEI avg EF - PM, fuel type
2021 | UT | Kennecott Power Plant | 56163 | SM58 | ST | OP | NA | WH |  | 1150528 |  |  | EIA Prime Mover-level Data
2021 | MN | Faribault Energy Park | 56164 | EU006 | CT | OP | CC | NG | 3613 | 5583446.015 | 1.6382 | 0.0005868 | EPA/CAMD | EPA/NEI | 2005
2021 | WI | Sheboygan Falls Energy Facility | 56166 | 1 | GT | OP | CT | NG | 1216 | 1745558.928 | 2.3949 | 0.002744 | EPA/CAMD | EPA/NEI | 2005
2021 | WI | Sheboygan Falls Energy Facility | 56166 | 2 | GT | OP | CT | NG | 1636 | 2326301.056 | 2.9637 | 0.002548 | EPA/CAMD | EPA/NEI | 2005
2021 | IA | Flying Cloud Power Partners LLC | 56172 | FC | WT | OP | NA | WND |  | 614695 |  |  | EIA Prime Mover-level Data
2021 | CO | Colorado Green Holdings LLC | 56173 | CG | WT | OP | NA | WND |  | 4729305 |  |  | EIA Prime Mover-level Data
2021 | MN | Moraine Wind LLC | 56174 | MOR | WT | OP | NA | WND |  | 630897 |  |  | EIA Prime Mover-level Data
2021 | UT | Nebo Power Station | 56177 | U1 | CT | OP | CC | NG | 5151 | 4271578.045 | 3.29 | 0.0015404 | EPA/CAMD | EPA/NEI | 2004
2021 | OH | Genoa Diesel Generating Station | 56181 | 1 | IC | OP | NA | DFO |  | 771.333 | 0.11956 | 0.31 | EIA Prime Mover-level Data | Estimated using an emission factor
2021 | OH | Genoa Diesel Generating Station | 56181 | 2 | IC | OP | NA | DFO |  | 771.333 | 0.11956 | 0.31 | EIA Prime Mover-level Data | Estimated using an emission factor
2021 | OH | Genoa Diesel Generating Station | 56181 | 3 | IC | OP | NA | DFO |  | 771.333 | 0.11956 | 0.31 | EIA Prime Mover-level Data | Estimated using an emission factor
2021 | CA | Red Bluff | 56184 | IC1 | IC | OP | NA | NG |  | 9007.75 | 0.0019006 | 0.000422 | EIA Prime Mover-level Data | Estimated using an emission factor
2021 | CA | Red Bluff | 56184 | IC10 | IC | OP | NA | NG |  | 9007.75 | 0.0019006 | 0.000422 | EIA Prime Mover-level Data | Estimated using an emission factor
2021 | CA | Red Bluff | 56184 | IC11 | IC | OP | NA | NG |  | 9007.75 | 0.0019006 | 0.000422 | EIA Prime Mover-level Data | Estimated using an emission factor
2021 | CA | Red Bluff | 56184 | IC12 | IC | OP | NA | NG |  | 9007.75 | 0.0019006 | 0.000422 | EIA Prime Mover-level Data | Estimated using an emission factor
2021 | CA | Red Bluff | 56184 | IC13 | IC | OP | NA | NG |  | 9007.75 | 0.0019006 | 0.000422 | EIA Prime Mover-level Data | Estimated using an emission factor
2021 | CA | Red Bluff | 56184 | IC14 | IC | OP | NA | NG |  | 9007.75 | 0.0019006 | 0.000422 | EIA Prime Mover-level Data | Estimated using an emission factor
2021 | CA | Red Bluff | 56184 | IC15 | IC | OP | NA | NG |  | 9007.75 | 0.0019006 | 0.000422 | EIA Prime Mover-level Data | Estimated using an emission factor
2021 | CA | Red Bluff | 56184 | IC16 | IC | OP | NA | NG |  | 9007.75 | 0.0019006 | 0.000422 | EIA Prime Mover-level Data | Estimated using an emission factor
2021 | CA | Red Bluff | 56184 | IC2 | IC | OP | NA | NG |  | 9007.75 | 0.0019006 | 0.000422 | EIA Prime Mover-level Data | Estimated using an emission factor
2021 | CA | Red Bluff | 56184 | IC3 | IC | OP | NA | NG |  | 9007.75 | 0.0019006 | 0.000422 | EIA Prime Mover-level Data | Estimated using an emission factor
2021 | CA | Red Bluff | 56184 | IC4 | IC | OP | NA | NG |  | 9007.75 | 0.0019006 | 0.000422 | EIA Prime Mover-level Data | Estimated using an emission factor
2021 | CA | Red Bluff | 56184 | IC5 | IC | OP | NA | NG |  | 9007.75 | 0.0019006 | 0.000422 | EIA Prime Mover-level Data | Estimated using an emission factor
2021 | CA | Red Bluff | 56184 | IC6 | IC | OP | NA | NG |  | 9007.75 | 0.0019006 | 0.000422 | EIA Prime Mover-level Data | Estimated using an emission factor
2021 | CA | Red Bluff | 56184 | IC7 | IC | OP | NA | NG |  | 9007.75 | 0.0019006 | 0.000422 | EIA Prime Mover-level Data | Estimated using an emission factor
2021 | CA | Red Bluff | 56184 | IC8 | IC | OP | NA | NG |  | 9007.75 | 0.0019006 | 0.000422 | EIA Prime Mover-level Data | Estimated using an emission factor
2021 | CA | Red Bluff | 56184 | IC9 | IC | OP | NA | NG |  | 9007.75 | 0.0019006 | 0.000422 | EIA Prime Mover-level Data | Estimated using an emission factor
2021 | CA | Chowchilla II | 56185 | IC1 | IC | OP | NA | NG |  | 28707.375 | 0.0060573 | 0.000422 | EIA Prime Mover-level Data | Estimated using an emission factor
2021 | CA | Chowchilla II | 56185 | IC10 | IC | OP | NA | NG |  | 28707.375 | 0.0060573 | 0.000422 | EIA Prime Mover-level Data | Estimated using an emission factor
2021 | CA | Chowchilla II | 56185 | IC11 | IC | OP | NA | NG |  | 28707.375 | 0.0060573 | 0.000422 | EIA Prime Mover-level Data | Estimated using an emission factor
2021 | CA | Chowchilla II | 56185 | IC12 | IC | OP | NA | NG |  | 28707.375 | 0.0060573 | 0.000422 | EIA Prime Mover-level Data | Estimated using an emission factor
2021 | CA | Chowchilla II | 56185 | IC13 | IC | OP | NA | NG |  | 28707.375 | 0.0060573 | 0.000422 | EIA Prime Mover-level Data | Estimated using an emission factor
2021 | CA | Chowchilla II | 56185 | IC14 | IC | OP | NA | NG |  | 28707.375 | 0.0060573 | 0.000422 | EIA Prime Mover-level Data | Estimated using an emission factor
2021 | CA | Chowchilla II | 56185 | IC15 | IC | OP | NA | NG |  | 28707.375 | 0.0060573 | 0.000422 | EIA Prime Mover-level Data | Estimated using an emission factor
2021 | CA | Chowchilla II | 56185 | IC16 | IC | OP | NA | NG |  | 28707.375 | 0.0060573 | 0.000422 | EIA Prime Mover-level Data | Estimated using an emission factor
2021 | CA | Chowchilla II | 56185 | IC2 | IC | OP | NA | NG |  | 28707.375 | 0.0060573 | 0.000422 | EIA Prime Mover-level Data | Estimated using an emission factor
2021 | CA | Chowchilla II | 56185 | IC3 | IC | OP | NA | NG |  | 28707.375 | 0.0060573 | 0.000422 | EIA Prime Mover-level Data | Estimated using an emission factor
2021 | CA | Chowchilla II | 56185 | IC4 | IC | OP | NA | NG |  | 28707.375 | 0.0060573 | 0.000422 | EIA Prime Mover-level Data | Estimated using an emission factor
2021 | CA | Chowchilla II | 56185 | IC5 | IC | OP | NA | NG |  | 28707.375 | 0.0060573 | 0.000422 | EIA Prime Mover-level Data | Estimated using an emission factor
2021 | CA | Chowchilla II | 56185 | IC6 | IC | OP | NA | NG |  | 28707.375 | 0.0060573 | 0.000422 | EIA Prime Mover-level Data | Estimated using an emission factor
2021 | CA | Chowchilla II | 56185 | IC7 | IC | OP | NA | NG |  | 28707.375 | 0.0060573 | 0.000422 | EIA Prime Mover-level Data | Estimated using an emission factor
2021 | CA | Chowchilla II | 56185 | IC8 | IC | OP | NA | NG |  | 28707.375 | 0.0060573 | 0.000422 | EIA Prime Mover-level Data | Estimated using an emission factor
2021 | CA | Chowchilla II | 56185 | IC9 | IC | OP | NA | NG |  | 28707.375 | 0.0060573 | 0.000422 | EIA Prime Mover-level Data | Estimated using an emission factor
2021 | NY | Pinelawn Power | 56188 | 00001 | CT | OP | CC | NG | 1814 | 871841.796 | 2.3424 | 0.0053736 | EPA/CAMD | NEI avg EF - PM, fuel type, firing type | 2005
2021 | CT | Waterside Power, LLC | 56189 | 4 | GT | OP | CT | DFO | 45 | 12000.052 | 0.027796 | 0.0046327 | EIA non-ozone season distributed and EPA/CAMD ozone season | EPA/NEI | 2004
2021 | CT | Waterside Power, LLC | 56189 | 5 | GT | OP | CT | DFO | 43 | 11337.384 | 0.02582 | 0.0045549 | EIA non-ozone season distributed and EPA/CAMD ozone season | EPA/NEI | 2004
2021 | CT | Waterside Power, LLC | 56189 | 7 | GT | OP | CT | DFO | 43 | 11816.564 | 0.024718 | 0.0041835 | EIA non-ozone season distributed and EPA/CAMD ozone season | EPA/NEI | 2006
2021 | MI | Central Michigan University | 56190 | GT1 | GT | OP | NA | NG |  | 371303 | 1.4883 | 0.0080165 | EIA Prime Mover-level Data | NEI avg EF - PM, fuel type
2021 | MI | Central Michigan University | 56190 | STM1 | ST | OP | NA | NG |  | 56991 | 0.27099 | 0.0095098 | EIA Prime Mover-level Data | NEI avg EF - PM, fuel type
2021 | OR | Georgia-Pacific Wauna Mill | 56192 | FBB | ST | OP | NA | OBS |  | 1345119.067 |  |  | EIA Unit-level Data
2021 | OR | Georgia-Pacific Wauna Mill | 56192 | PB | ST | OP | NA | NG |  | 1594464.923 | 7.5815 | 0.0095098 | EIA Unit-level Data | NEI avg EF - PM, fuel type
2021 | OR | Georgia-Pacific Wauna Mill | 56192 | RB | ST | OP | NA | BLQ |  | 4562801.781 | 20.6644 | 0.0090577 | EIA Unit-level Data | NEI avg EF - PM, fuel type
2021 | OR | Medford Operation | 56193 | 1 | ST | OS | NA | WDS
2021 | OR | Medford Operation | 56193 | 2 | ST | OS | NA | WDS
2021 | IA | Dike City Power Plant | 56194 | 001 | IC | OP | NA | DFO |  | 3051 | 0.47291 | 0.31 | EIA Prime Mover-level Data | Estimated using an emission factor
2021 | OR | Combine Hills I | 56195 | 001 | WT | OP | NA | WND |  | 916302 |  |  | EIA Prime Mover-level Data
2021 | NY | Poletti 500 MW CC | 56196 | CTG7A | CT | OP | CC | NG | 6703 | 9762250.344 | 65.3195 | 0.013382 | EPA/CAMD | EPA/NEI | 2005
2021 | NY | Poletti 500 MW CC | 56196 | CTG7B | CT | OP | CC | NG | 6836 | 9981317.422 | 65.3195 | 0.013088 | EPA/CAMD | EPA/NEI | 2005
2021 | MN | TG Windfarm LLC | 56199 | 1 | WT | OP | NA | WND |  | 29332 |  |  | EIA Prime Mover-level Data
2021 | MN | CG Windfarm LLC | 56200 | I | WT | OP | NA | WND |  | 14662 |  |  | EIA Prime Mover-level Data
2021 | MN | Bisson Windfarm LLC | 56201 | I | WT | OP | NA | WND |  | 29332 |  |  | EIA Prime Mover-level Data
2021 | MN | Tofteland Windfarm LLC | 56202 | I | WT | OP | NA | WND |  | 29332 |  |  | EIA Prime Mover-level Data
2021 | MN | Westridge Windfarm LLC | 56203 | 1 | WT | OP | NA | WND |  | 14662 |  |  | EIA Prime Mover-level Data
2021 | MN | Fey Windfarm LLC | 56204 | 1 | WT | OP | NA | WND |  | 40413 |  |  | EIA Prime Mover-level Data
2021 | MN | Windcurrent Farms LLC | 56205 | 1 | WT | OP | NA | WND |  | 35752 |  |  | EIA Prime Mover-level Data
2021 | MN | K-Brink Windfarm LLC | 56206 | 1 | WT | OP | NA | WND |  | 38273 |  |  | EIA Prime Mover-level Data
2021 | MN | DL Windy Acres LLC | 56207 | 1 | WT | OP | NA | WND |  | 9561 |  |  | EIA Prime Mover-level Data
2021 | MN | S&P Windfarm LLC | 56208 | 1 | WT | OP | NA | WND |  | 9561 |  |  | EIA Prime Mover-level Data
2021 | MN | Boeve Windfarm LLC | 56209 | 1 | WT | OP | NA | WND |  | 43949 |  |  | EIA Prime Mover-level Data
2021 | MN | B&K Energy Systems LLC | 56210 | 1 | WT | OP | NA | WND |  | 9561 |  |  | EIA Prime Mover-level Data
2021 | TX | Sweetwater Wind 1 LLC | 56211 | SW1 | WT | OP | NA | WND |  | 1229840 |  |  | EIA Prime Mover-level Data
2021 | TX | Sweetwater Wind 2 LLC | 56212 | SW2 | WT | OP | NA | WND |  | 3267577 |  |  | EIA Prime Mover-level Data
2021 | IA | Allendorf | 56215 | A1 | WT | OP | NA | WND |  | 1756.345 |  |  | EIA Prime Mover-level Data
2021 | IA | Allendorf | 56215 | ET | WT | OP | NA | WND |  | 2927.241 |  |  | EIA Prime Mover-level Data
2021 | IA | Allendorf | 56215 | ST | WT | OP | NA | WND |  | 878.172 |  |  | EIA Prime Mover-level Data
2021 | IA | Allendorf | 56215 | WT | WT | OP | NA | WND |  | 2927.241 |  |  | EIA Prime Mover-level Data
2021 | OR | Alden Bailey Power Plant | 56223 | LOKI | GT | RE | NA | NG
2021 | NV | TS Power Plant | 56224 | 001 | ST | OP | WALL | SUB | 7571 | 14380999.491 | 125.335 | 0.017431 | EPA/CAMD | NEI avg EF - PM, fuel type, firing type | 2008
2021 | TX | Aeolus Wind Facility | 56225 | V90 | WT | OP | NA | WND
2021 | OH | Bowling Green Wind | 56226 | 1 | WT | OP | NA | WND |  | 14937.75 |  |  | EIA Prime Mover-level Data
2021 | OH | Bowling Green Wind | 56226 | 2 | WT | OP | NA | WND |  | 14937.75 |  |  | EIA Prime Mover-level Data
2021 | OH | Bowling Green Wind | 56226 | 3 | WT | OP | NA | WND |  | 14937.75 |  |  | EIA Prime Mover-level Data
2021 | OH | Bowling Green Wind | 56226 | 4 | WT | OP | NA | WND |  | 14937.75 |  |  | EIA Prime Mover-level Data
2021 | OR | Port Westward | 56227 | PWEU1 | CT | OP | CC | NG | 7865 | 20353742.98 | 63.8148 | 0.0062706 | EPA/CAMD | EPA/NEI | 2007
2021 | AZ | Prescott Airport | 56228 | PV1 | PV | OP | NA | SUN |  | 40422 |  |  | EIA Prime Mover-level Data
2021 | AZ | Cogeneration 1 | 56229 | CT1 | CS | OP | NA | NG |  | 601025.332 | 0.12682 | 0.000422 | EIA Unit-level Data | Estimated using an emission factor
2021 | GA | Emory Hillandale Hospital | 56231 | 01 | IC | SB | NA | DFO |  | 104 | 0.01612 | 0.31 | EIA Prime Mover-level Data | Estimated using an emission factor
2021 | GA | Emory Hillandale Hospital | 56231 | 02 | IC | SB | NA | DFO |  | 104 | 0.01612 | 0.31 | EIA Prime Mover-level Data | Estimated using an emission factor
2021 | CA | Miramar Energy Facility | 56232 | 1 | GT | OP | CT | NG | 357 | 108757 | 0.43593 | 0.0080165 | EPA/CAMD | NEI avg EF - PM, fuel type, firing type | 2005
2021 | CA | Miramar Energy Facility | 56232 | 2 | GT | OP | CT | NG | 319 | 100227.55 | 0.40174 | 0.0080165 | EPA/CAMD | NEI avg EF - PM, fuel type, firing type | 2009
2021 | TX | EG178 Facility | 56233 | CT02 | CT | OP | NA | NG |  | 2641945.229 | 7.0983 | 0.0053736 | EIA Unit-level Data | NEI avg EF - PM, fuel type
2021 | TX | EG178 Facility | 56233 | CTG1 | CT | OP | NA | NG |  | 3513017.672 | 9.4387 | 0.0053736 | EIA Unit-level Data | NEI avg EF - PM, fuel type
2021 | TX | EG178 Facility | 56233 | HRSG A | CA | OP | NA | NG |  | 0 | 0 |  | EIA Unit-level Data | Estimated using an emission factor
2021 | TX | EG178 Facility | 56233 | HRSG B | CA | OP | NA | NG |  | 0 | 0 |  | EIA Unit-level Data | Estimated using an emission factor
2021 | NY | Caithness Long Island Energy Center | 56234 | 0001 | CT | OP | CC | NG | 8264 | 17335339.534 | 46.5762 | 0.0053736 | EPA/CAMD | NEI avg EF - PM, fuel type, firing type | 2009
2021 | UT | Lake Side Power Plant | 56237 | CT01 | CT | OP | CC | NG | 6891 | 10107826.622 | 9.9442 | 0.0019676 | EPA/CAMD | EPA/NEI | 2007
2021 | UT | Lake Side Power Plant | 56237 | CT02 | CT | OP | CC | NG | 8414 | 12403433.957 | 8.7157 | 0.0014054 | EPA/CAMD | EPA/NEI | 2007
2021 | UT | Lake Side Power Plant | 56237 | CT03 | CT | OP | CC | NG | 7567 | 12044803.881 | 5.9285 | 0.0009844 | EPA/CAMD | EPA/NEI | 2014
2021 | UT | Lake Side Power Plant | 56237 | CT04 | CT | OP | CC | NG | 7079 | 11465022.664 | 10.7356 | 0.0018728 | EPA/CAMD | EPA/NEI | 2014
2021 | SD | Groton Generating Station | 56238 | CT001 | GT | OP | CT | NG | 2568 | 1078520.53 | 3.6758 | 0.0068164 | EPA/CAMD | EPA/NEI | 2006
2021 | SD | Groton Generating Station | 56238 | CT002 | GT | OP | CT | NG | 2219 | 722619.078 | 2.9787 | 0.0082441 | EPA/CAMD | EPA/NEI | 2008
2021 | CA | Malaga Power | 56239 | GT-1 | GT | OP | CT | NG | 569 | 112154.232 | 0.066965 | 0.0011942 | EPA/CAMD | EPA/NEI | 2005
2021 | CA | Malaga Power | 56239 | GT-2 | GT | OP | CT | NG | 675 | 132816.42 | 0.036027 | 0.00054251 | EPA/CAMD | EPA/NEI | 2005
2021 | TX | Buffalo Gap Wind Farm | 56240 | 1 | WT | OP | NA | WND |  | 2568883 |  |  | EIA Prime Mover-level Data
2021 | MN | Cannon Falls Energy Center | 56241 | CT-01 | GT | OP | CT | NG | 1523 | 2270816.9 | 12.0398 | 0.010604 | EPA/CAMD | EPA/NEI | 2008
2021 | MN | Cannon Falls Energy Center | 56241 | CT-02 | GT | OP | CT | NG | 1457 | 2138686.1 | 11.2859 | 0.010554 | EPA/CAMD | EPA/NEI | 2008
2021 | ND | Kindred School | 56242 | 1 | IC | SB | NA | DFO |  | 1931 | 0.2993 | 0.31 | EIA Prime Mover-level Data | Estimated using an emission factor
2021 | SD | State Auto Insurance | 56244 | 1 | IC | SB | NA | DFO |  | 108 | 0.01674 | 0.31 | EIA Prime Mover-level Data | Estimated using an emission factor
2021 | MN | Stevens Community Medical Center | 56245 | 1 | IC | SB | NA | DFO |  | 325 | 0.050375 | 0.31 | EIA Prime Mover-level Data | Estimated using an emission factor
2021 | MN | West Group Data Center F | 56247 | 1 | IC | SB | NA | DFO |  | 774.5 | 0.12005 | 0.31 | EIA Prime Mover-level Data | Estimated using an emission factor
2021 | MN | West Group Data Center F | 56247 | 2 | IC | SB | NA | DFO |  | 774.5 | 0.12005 | 0.31 | EIA Prime Mover-level Data | Estimated using an emission factor
2021 | MN | West Group Data Center F | 56247 | 3 | IC | SB | NA | DFO |  | 774.5 | 0.12005 | 0.31 | EIA Prime Mover-level Data | Estimated using an emission factor
2021 | MN | West Group Data Center F | 56247 | 4 | IC | SB | NA | DFO |  | 774.5 | 0.12005 | 0.31 | EIA Prime Mover-level Data | Estimated using an emission factor
2021 | LA | Shell Chemical | 56248 | 101G | GT | OP | NA | NG |  | 4511326 | 18.0825 | 0.0080165 | EIA Prime Mover-level Data | NEI avg EF - PM, fuel type
2021 | LA | Shell Chemical | 56248 | 201G | GT | OP | NA | NG |  | 4511326 | 18.0825 | 0.0080165 | EIA Prime Mover-level Data | NEI avg EF - PM, fuel type
2021 | NC | NCEMC Anson Plant | 56249 | ES1-A | GT | OP | CT | NG | 305 | 75045.306 | 3.01 | 0.080218 | EPA/CAMD | EPA/NEI | 2007
2021 | NC | NCEMC Anson Plant | 56249 | ES1-B | GT | OP | CT | NG | 311 | 77957.718 | 3.01 | 0.077221 | EPA/CAMD | EPA/NEI | 2007
2021 | NC | NCEMC Anson Plant | 56249 | ES2-A | GT | OP | CT | NG | 450 | 113119.197 | 3.01 | 0.053218 | EPA/CAMD | EPA/NEI | 2007
2021 | NC | NCEMC Anson Plant | 56249 | ES2-B | GT | OP | CT | NG | 453 | 114318.068 | 3.01 | 0.05266 | EPA/CAMD | EPA/NEI | 2007
2021 | NC | NCEMC Anson Plant | 56249 | ES3-A | GT | OP | CT | NG | 402 | 99820.084 | 3.01 | 0.060309 | EPA/CAMD | EPA/NEI | 2007
2021 | NC | NCEMC Anson Plant | 56249 | ES3-B | GT | OP | CT | NG | 407 | 106079.273 | 3.01 | 0.05675 | EPA/CAMD | EPA/NEI | 2007
2021 | NC | NCEMC Anson Plant | 56249 | ES4-A | GT | OP | CT | NG | 450 | 114455.342 | 3.01 | 0.052597 | EPA/CAMD | EPA/NEI | 2007
2021 | NC | NCEMC Anson Plant | 56249 | ES4-B | GT | OP | CT | NG | 450 | 115841.336 | 3.01 | 0.051968 | EPA/CAMD | EPA/NEI | 2007
2021 | NC | NCEMC Anson Plant | 56249 | ES5-A | GT | OP | CT | NG | 301 | 72848.186 | 3.01 | 0.082638 | EPA/CAMD | EPA/NEI | 2007
2021 | NC | NCEMC Anson Plant | 56249 | ES5-B | GT | OP | CT | NG | 288 | 71735.02 | 3.01 | 0.08392 | EPA/CAMD | EPA/NEI | 2007
2021 | NC | NCEMC Anson Plant | 56249 | ES6-A | GT | OP | CT | NG | 431 | 111067.48 | 3.01 | 0.054201 | EPA/CAMD | EPA/NEI | 2007
2021 | NC | NCEMC Anson Plant | 56249 | ES6-B | GT | OP | CT | NG | 430 | 109962.016 | 3.01 | 0.054746 | EPA/CAMD | EPA/NEI | 2007
2021 | NY | Ontario LFGTE | 56250 | GEN1 | IC | OP | NA | LFG |  | 72115.571 | 0.53005 | 0.0147 | EIA Prime Mover-level Data | Estimated using an emission factor
2021 | NY | Ontario LFGTE | 56250 | GEN10 | IC | OP | NA | LFG |  | 144231.143 | 1.0601 | 0.0147 | EIA Prime Mover-level Data | Estimated using an emission factor
2021 | NY | Ontario LFGTE | 56250 | GEN11 | IC | OP | NA | LFG |  | 144231.143 | 1.0601 | 0.0147 | EIA Prime Mover-level Data | Estimated using an emission factor
2021 | NY | Ontario LFGTE | 56250 | GEN2 | IC | OP | NA | LFG |  | 72115.571 | 0.53005 | 0.0147 | EIA Prime Mover-level Data | Estimated using an emission factor
2021 | NY | Ontario LFGTE | 56250 | GEN3 | IC | OP | NA | LFG |  | 72115.571 | 0.53005 | 0.0147 | EIA Prime Mover-level Data | Estimated using an emission factor
2021 | NY | Ontario LFGTE | 56250 | GEN4 | IC | OP | NA | LFG |  | 72115.571 | 0.53005 | 0.0147 | EIA Prime Mover-level Data | Estimated using an emission factor
2021 | NY | Ontario LFGTE | 56250 | GEN5 | IC | OP | NA | LFG |  | 72115.571 | 0.53005 | 0.0147 | EIA Prime Mover-level Data | Estimated using an emission factor
2021 | NY | Ontario LFGTE | 56250 | GEN6 | IC | OP | NA | LFG |  | 72115.571 | 0.53005 | 0.0147 | EIA Prime Mover-level Data | Estimated using an emission factor
2021 | NY | Ontario LFGTE | 56250 | GEN7 | IC | OP | NA | LFG |  | 72115.571 | 0.53005 | 0.0147 | EIA Prime Mover-level Data | Estimated using an emission factor
2021 | NY | Ontario LFGTE | 56250 | GEN8 | IC | OP | NA | LFG |  | 72115.571 | 0.53005 | 0.0147 | EIA Prime Mover-level Data | Estimated using an emission factor
2021 | NY | Ontario LFGTE | 56250 | GEN9 | IC | OP | NA | LFG |  | 144231.143 | 1.0601 | 0.0147 | EIA Prime Mover-level Data | Estimated using an emission factor
2021 | IA | Intrepid | 56251 | INWF | WT | OP | NA | WND |  | 4263395.795 |  |  | EIA Prime Mover-level Data
2021 | IA | Intrepid | 56251 | INWF2 | WT | OP | NA | WND |  | 398448.205 |  |  | EIA Prime Mover-level Data
2021 | IA | Century | 56252 | CWF | WT | OP | NA | WND |  | 3760341.203 |  |  | EIA Prime Mover-level Data
2021 | IA | Century | 56252 | CWF2 | WT | OP | NA | WND |  | 877412.947 |  |  | EIA Prime Mover-level Data
2021 | IA | Century | 56252 | CWF3 | WT | OP | NA | WND |  | 406116.85 |  |  | EIA Prime Mover-level Data
2021 | UT | Millcreek Power | 56253 | MC-1 | GT | OP | CT | NG | 2033 | 640281.6 | 1.712 | 0.0053475 | EPA/CAMD | EPA/NEI | 2006
2021 | UT | Millcreek Power | 56253 | MC-2 | GT | OP | CT | NG | 2084 | 685205.787 | 1.878 | 0.0054817 | EPA/CAMD | EPA/NEI | 2010
2021 | WA | Hopkins Ridge Wind | 56255 | 1 | WT | OP | NA | WND |  | 3510716.828 |  |  | EIA Prime Mover-level Data
2021 | WA | Hopkins Ridge Wind | 56255 | 2 | WT | OP | NA | WND |  | 169191.172 |  |  | EIA Prime Mover-level Data
2021 | HI | Kapaia Power Station | 56258 | CT1 | GT | OP | NA | WO |  | 1372011 | 212.6617 | 0.31 | EIA Prime Mover-level Data | Estimated using an emission factor
2021 | NY | Empire Generating Co, LLC | 56259 | CT-1 | CT | OP | CC | NG | 7516 | 12849676.076 | 25.0512 | 0.0038991 | EPA/CAMD | EPA/NEI | 2010
2021 | NY | Empire Generating Co, LLC | 56259 | CT-2 | CT | OP | CC | NG | 7491 | 12810616.833 | 25.0512 | 0.003911 | EPA/CAMD | EPA/NEI | 2010
2021 | NC | High Point, Pump Station Rd | 56260 | Unit1 | IC | OP | NA | DFO |  | 980 | 0.1519 | 0.31 | EIA Prime Mover-level Data | Estimated using an emission factor
2021 | NC | High Point, Pump Station Rd | 56260 | Unit2 | IC | OP | NA | DFO |  | 980 | 0.1519 | 0.31 | EIA Prime Mover-level Data | Estimated using an emission factor
2021 | NC | Lexington | 56261 | Unit1 | IC | OP | NA | DFO |  | 37 | 0.005735 | 0.31 | EIA Prime Mover-level Data | Estimated using an emission factor
2021 | NC | Lexington | 56261 | Unit2 | IC | OP | NA | DFO |  | 37 | 0.005735 | 0.31 | EIA Prime Mover-level Data | Estimated using an emission factor
2021 | NC | Gastonia, Tulip Drive | 56262 | DG3 | IC | OP | NA | DFO |  | 614 | 0.09517 | 0.31 | EIA Prime Mover-level Data | Estimated using an emission factor
2021 | NC | Gastonia, Tulip Drive | 56262 | Unit1 | IC | OP | NA | DFO |  | 614 | 0.09517 | 0.31 | EIA Prime Mover-level Data | Estimated using an emission factor
2021 | NC | Gastonia, Tulip Drive | 56262 | Unit2 | IC | OP | NA | DFO |  | 614 | 0.09517 | 0.31 | EIA Prime Mover-level Data | Estimated using an emission factor
2021 | NC | Albemarle Prime Power Park | 56263 | Unit1 | IC | OP | NA | DFO |  | 911.5 | 0.14128 | 0.31 | EIA Prime Mover-level Data | Estimated using an emission factor
2021 | NC | Albemarle Prime Power Park | 56263 | Unit2 | IC | OP | NA | DFO |  | 911.5 | 0.14128 | 0.31 | EIA Prime Mover-level Data | Estimated using an emission factor
2021 | AK | South Fork | 56265 | 1 | HY | OP | NA | WAT |  | 54881 |  |  | EIA Prime Mover-level Data
2021 | MN | IBM West | 56269 | 1 | IC | SB | NA | DFO |  | 161.5 | 0.025032 | 0.31 | EIA Prime Mover-level Data | Estimated using an emission factor
2021 | MN | IBM West | 56269 | 2 | IC | SB | NA | DFO |  | 161.5 | 0.025032 | 0.31 | EIA Prime Mover-level Data | Estimated using an emission factor
2021 | TX | Callahan Divide Wind Energy Center | 56270 | 1 | WT | OP | NA | WND |  | 3597951 |  |  | EIA Prime Mover-level Data
2021 | CA | Diablo Winds LLC | 56271 | VEST | WT | OP | NA | WND |  | 438674 |  |  | EIA Prime Mover-level Data
2021 | OK | Weatherford Wind Energy Center | 56273 | 1 | WT | OP | NA | WND |  | 3988711.173 |  |  | EIA Prime Mover-level Data
2021 | OK | Weatherford Wind Energy Center | 56273 | 2 | WT | OP | NA | WND |  | 1516833.827 |  |  | EIA Prime Mover-level Data
2021 | SD | Valley Queen Cheese | 56274 | 1 | IC | SB | NA | DFO |  | 84.667 | 0.013123 | 0.31 | EIA Prime Mover-level Data | Estimated using an emission factor
2021 | SD | Valley Queen Cheese | 56274 | 2 | IC | SB | NA | DFO |  | 84.667 | 0.013123 | 0.31 | EIA Prime Mover-level Data | Estimated using an emission factor
2021 | SD | Valley Queen Cheese | 56274 | 3 | IC | SB | NA | DFO |  | 84.667 | 0.013123 | 0.31 | EIA Prime Mover-level Data | Estimated using an emission factor
2021 | CA | Helzel & Schwarzhoff 86 | 56275 | WGNS | WT | OP | NA | WND |  | 34841 |  |  | EIA Prime Mover-level Data
2021 | CA | ZCO | 56276 | WGNS | WT | OP | NA | WND |  | 16740 |  |  | EIA Prime Mover-level Data
2021 | KY | Bavarian LFGTE | 56277 | 1 | IC | OP | NA | LFG |  | 62583.833 | 0.45999 | 0.0147 | EIA Prime Mover-level Data | Estimated using an emission factor
2021 | KY | Bavarian LFGTE | 56277 | 2 | IC | OP | NA | LFG |  | 62583.833 | 0.45999 | 0.0147 | EIA Prime Mover-level Data | Estimated using an emission factor
2021 | KY | Bavarian LFGTE | 56277 | 3 | IC | OP | NA | LFG |  | 62583.833 | 0.45999 | 0.0147 | EIA Prime Mover-level Data | Estimated using an emission factor
2021 | KY | Bavarian LFGTE | 56277 | 4 | IC | OP | NA | LFG |  | 62583.833 | 0.45999 | 0.0147 | EIA Prime Mover-level Data | Estimated using an emission factor
2021 | KY | Bavarian LFGTE | 56277 | 5 | IC | OP | NA | LFG |  | 125167.667 | 0.91998 | 0.0147 | EIA Prime Mover-level Data | Estimated using an emission factor
2021 | KY | Green Valley LFGTE | 56278 | 1 | IC | OP | NA | LFG |  | 60167.667 | 0.44223 | 0.0147 | EIA Prime Mover-level Data | Estimated using an emission factor
2021 | KY | Green Valley LFGTE | 56278 | 2 | IC | OP | NA | LFG |  | 60167.667 | 0.44223 | 0.0147 | EIA Prime Mover-level Data | Estimated using an emission factor
2021 | KY | Green Valley LFGTE | 56278 | 3 | IC | OP | NA | LFG |  | 60167.667 | 0.44223 | 0.0147 | EIA Prime Mover-level Data | Estimated using an emission factor
2021 | KY | Laurel Ridge LFGTE | 56279 | 1 | IC | OP | NA | LFG |  | 31800.4 | 0.23373 | 0.0147 | EIA Prime Mover-level Data | Estimated using an emission factor
2021 | KY | Laurel Ridge LFGTE | 56279 | 2 | IC | OP | NA | LFG |  | 31800.4 | 0.23373 | 0.0147 | EIA Prime Mover-level Data | Estimated using an emission factor
2021 | KY | Laurel Ridge LFGTE | 56279 | 3 | IC | OP | NA | LFG |  | 31800.4 | 0.23373 | 0.0147 | EIA Prime Mover-level Data | Estimated using an emission factor
2021 | KY | Laurel Ridge LFGTE | 56279 | 4 | IC | OP | NA | LFG |  | 31800.4 | 0.23373 | 0.0147 | EIA Prime Mover-level Data | Estimated using an emission factor
2021 | KY | Laurel Ridge LFGTE | 56279 | 5 | IC | OP | NA | LFG |  | 31800.4 | 0.23373 | 0.0147 | EIA Prime Mover-level Data | Estimated using an emission factor
2021 | KY | Hardin County LFGTE | 56280 | 1 | IC | OP | NA | LFG |  | 45001.333 | 0.33076 | 0.0147 | EIA Prime Mover-level Data | Estimated using an emission factor
2021 | KY | Hardin County LFGTE | 56280 | 2 | IC | OP | NA | LFG |  | 45001.333 | 0.33076 | 0.0147 | EIA Prime Mover-level Data | Estimated using an emission factor
2021 | KY | Hardin County LFGTE | 56280 | 3 | IC | OP | NA | LFG |  | 45001.333 | 0.33076 | 0.0147 | EIA Prime Mover-level Data | Estimated using an emission factor
2021 | LA | Hargis-Hebert Electric Generating Statio | 56283 | U-1 | GT | OP | CT | NG | 794 | 188128.76 | 0.6114 | 0.0064998 | EPA/CAMD | EPA/NEI | 2006
2021 | LA | Hargis-Hebert Electric Generating Statio | 56283 | U-2 | GT | OP | CT | NG | 766 | 182702.44 | 0.5938 | 0.0065002 | EPA/CAMD | EPA/NEI | 2006
2021 | CA | Santa Maria EPG | 56284 | EPG | ST | OP | NA | PRG |  | 25466 | 0.64868 | 0.050945 | EIA Prime Mover-level Data | NEI avg EF - PM, fuel type
2021 | VA | Salem Water Plant | 56288 | 1 | IC | SB | NA | DFO |  | 840 | 0.1302 | 0.31 | EIA Prime Mover-level Data | Estimated using an emission factor
2021 | VA | Salem Street Dept | 56289 | 1 | IC | SB | NA | DFO |  | 1200 | 0.186 | 0.31 | EIA Prime Mover-level Data | Estimated using an emission factor
2021 | NY | Maple Ridge Wind Farm | 56290 | 1 | WT | OP | NA | WND |  | 2331962.22 |  |  | EIA Prime Mover-level Data
2021 | NY | Maple Ridge Wind Farm | 56290 | 1A | WT | OP | NA | WND |  | 1040021.107 |  |  | EIA Prime Mover-level Data
2021 | NY | Maple Ridge Wind Farm | 56290 | 2 | WT | OP | NA | WND |  | 561713.527 |  |  | EIA Prime Mover-level Data
2021 | NY | Maple Ridge Wind Farm | 56290 | 3 | WT | OP | NA | WND |  | 1533648.146 |  |  | EIA Prime Mover-level Data
2021 | TX | Horse Hollow Wind Energy Center | 56291 | 1 | WT | OP | NA | WND |  | 5925906.738 |  |  | EIA Prime Mover-level Data
2021 | TX | Horse Hollow Wind Energy Center | 56291 | 2 | WT | OP | NA | WND |  | 6218028.901 |  |  | EIA Prime Mover-level Data
2021 | TX | Horse Hollow Wind Energy Center | 56291 | 3 | WT | OP | NA | WND |  | 8318526.36 |  |  | EIA Prime Mover-level Data
2021 | NC | NCEMC Hamlet Plant | 56292 | ES1-A | GT | OP | CT | NG | 529 | 129290.197 | 2.65 | 0.040993 | EPA/CAMD | EPA/NEI | 2007
2021 | NC | NCEMC Hamlet Plant | 56292 | ES1-B | GT | OP | CT | NG | 494 | 132893.097 | 2.65 | 0.039882 | EPA/CAMD | EPA/NEI | 2007
2021 | NC | NCEMC Hamlet Plant | 56292 | ES2-A | GT | OP | CT | NG | 237 | 54414.933 | 2.65 | 0.0974 | EPA/CAMD | EPA/NEI | 2007
2021 | NC | NCEMC Hamlet Plant | 56292 | ES2-B | GT | OP | CT | NG | 233 | 58370.263 | 2.65 | 0.0908 | EPA/CAMD | EPA/NEI | 2007
2021 | NC | NCEMC Hamlet Plant | 56292 | ES3-A | GT | OP | CT | NG | 277 | 64235.183 | 2.65 | 0.082509 | EPA/CAMD | EPA/NEI | 2007
2021 | NC | NCEMC Hamlet Plant | 56292 | ES3-B | GT | OP | CT | NG | 280 | 66594.593 | 2.65 | 0.079586 | EPA/CAMD | EPA/NEI | 2007
2021 | NC | NCEMC Hamlet Plant | 56292 | ES4-A | GT | OP | CT | NG | 541 | 136727.901 | 2.65 | 0.038763 | EPA/CAMD | EPA/NEI | 2007
2021 | NC | NCEMC Hamlet Plant | 56292 | ES4-B | GT | OP | CT | NG | 541 | 132315.698 | 2.65 | 0.040056 | EPA/CAMD | EPA/NEI | 2007
2021 | NC | NCEMC Hamlet Plant | 56292 | ES5-A | GT | OP | CT | NG | 537 | 135685.318 | 2.65 | 0.039061 | EPA/CAMD | EPA/NEI | 2007
2021 | NC | NCEMC Hamlet Plant | 56292 | ES5-B | GT | OP | CT | NG | 538 | 137603.222 | 2.65 | 0.038517 | EPA/CAMD | EPA/NEI | 2007
2021 | NC | NCEMC Hamlet Plant | 56292 | ES6-A | GT | OP | CT | NG | 286 | 65989.264 | 0.34 | 0.010305 | EPA/CAMD | EPA/NEI | 2013
2021 | NC | NCEMC Hamlet Plant | 56292 | ES6-B | GT | OP | CT | NG | 284 | 66717.881 | 0.34 | 0.010192 | EPA/CAMD | EPA/NEI | 2013
2021 | NM | Caprock Wind Farm | 56293 | 1 | WT | OP | NA | WND |  | 1864125 |  |  | EIA Prime Mover-level Data
2021 | NM | Caprock Wind Farm | 56293 | 2 | WT | OP | NA | WND |  | 621375 |  |  | EIA Prime Mover-level Data
2021 | NJ | Bayway Refinery | 56294 | FGX | OT | OP | NA | WH |  | 219439 |  |  | EIA Prime Mover-level Data
2021 | CA | Kumeyaay Wind | 56295 | 1 | WT | OP | NA | WND |  | 1335239 |  |  | EIA Prime Mover-level Data
2021 | MN | Trimont Area Wind Farm | 56296 | 1 | WT | OP | NA | WND |  | 3116575 |  |  | EIA Prime Mover-level Data
2021 | IL | Crescent Ridge | 56297 | 1 | WT | OP | NA | WND |  | 768448 |  |  | EIA Prime Mover-level Data
2021 | CA | Roseville Energy Park | 56298 | CT001 | CT | OP | CC | NG | 5422 | 2063453.925 | 0.61975 | 0.00060069 | EPA/CAMD | EPA/NEI | 2007
2021 | CA | Roseville Energy Park | 56298 | CT002 | CT | OP | CC | NG | 5487 | 2233125.915 | 0.83731 | 0.0007499 | EPA/CAMD | EPA/NEI | 2007
2021 | PA | Wind Park Bear Creek | 56299 | 1 | WT | OP | NA | WND |  | 548318 |  |  | EIA Prime Mover-level Data
2021 | NJ | Jersey-Atlantic Wind Farm | 56300 | 1 | WT | OP | NA | WND |  | 174463 |  |  | EIA Prime Mover-level Data
2021 | ID | Wolverine Creek | 56301 | 1 | WT | OP | NA | WND |  | 1492698 |  |  | EIA Prime Mover-level Data
2021 | CA | Oasis Wind | 56302 | 1 | WT | OP | NA | WND |  | 354569 |  |  | EIA Prime Mover-level Data
2021 | KS | Elk River Wind | 56303 | 1 | WT | OP | NA | WND |  | 2642659 |  |  | EIA Prime Mover-level Data
2021 | NM | San Juan Mesa Wind Project LLC | 56304 | 1 | WT | OP | NA | WND |  | 2277621 |  |  | EIA Prime Mover-level Data
2021 | MN | Adams Wind Farm | 56307 | 1 | WT | OP | NA | WND |  | 208921.481 |  |  | EIA Prime Mover-level Data
2021 | MN | Adams Wind Farm | 56307 | 2 | WT | OP | NA | WND |  | 151661.519 |  |  | EIA Prime Mover-level Data
2021 | ID | Fossil Gulch | 56308 | 1 | WT | OP | NA | WND |  | 234948 |  |  | EIA Prime Mover-level Data
2021 | MO | Trigen St. Louis | 56309 | CT-1 | CS | OP | NA | NG |  | 0 | 0 |  | EIA Unit-level Data | Estimated using an emission factor
2021 | MO | Trigen St. Louis | 56309 | CT-2 | CS | OP | NA | NG |  | 0 | 0 |  | EIA Unit-level Data | Estimated using an emission factor
2021 | MO | Trigen St. Louis | 56309 | HRSG1 | ST | OP | NA | NG |  | 0 | 0 |  | EIA Unit-level Data | NEI avg EF - PM, fuel type
2021 | MO | Trigen St. Louis | 56309 | HRSG2 | ST | OP | NA | NG |  | 0 | 0 |  | EIA Unit-level Data | NEI avg EF - PM, fuel type
2021 | MO | Trigen St. Louis | 56309 | IC-1 | IC | OP | NA | DFO
2021 | TX | Sweetwater Wind 3 LLC | 56311 | SW3 | WT | OP | NA | WND |  | 4334272 |  |  | EIA Prime Mover-level Data
2021 | WY | Shute Creek Facility | 56312 | 021A | GT | OP | NA | NG |  | 3275775.667 | 13.1301 | 0.0080165 | EIA Prime Mover-level Data | NEI avg EF - PM, fuel type
2021 | WY | Shute Creek Facility | 56312 | 021B | GT | OP | NA | NG |  | 3275775.667 | 13.1301 | 0.0080165 | EIA Prime Mover-level Data | NEI avg EF - PM, fuel type
2021 | WY | Shute Creek Facility | 56312 | 021C | GT | OP | NA | NG |  | 3275775.667 | 13.1301 | 0.0080165 | EIA Prime Mover-level Data | NEI avg EF - PM, fuel type
2021 | VA | Coleman Falls | 56313 | CGH2 | HY | OS | NA | WAT
2021 | VA | Coleman Falls | 56313 | CGH3 | HY | OS | NA | WAT
2021 | VA | Coleman Falls | 56313 | CHG1 | HY | OS | NA | WAT
2021 | VA | Holcomb Rock | 56314 | HG1 | HY | OS | NA | WAT
2021 | VA | Holcomb Rock | 56314 | HG2 | HY | OS | NA | WAT
2021 | VA | Holcomb Rock | 56314 | HG3 | HY | OS | NA | WAT
2021 | ID | Raft River Geothermal Power Plant | 56317 | 1 | BT | OP | NA | GEO |  | 821876 |  |  | EIA Prime Mover-level Data
2021 | WY | Wygen II | 56319 | 001 | ST | OP | WALL | SUB | 7760 | 8165012.805 | 71.1607 | 0.017431 | EPA/CAMD | NEI avg EF - PM, fuel type, firing type | 2007
2021 | CO | Spring Canyon | 56320 | 1 | WT | OP | NA | WND |  | 1118895 |  |  | EIA Prime Mover-level Data
2021 | NV | Richard Burdette Geothermal | 56321 | 1 | BT | OP | NA | GEO |  | 514300.5 |  |  | EIA Prime Mover-level Data
2021 | NV | Richard Burdette Geothermal | 56321 | OEC2 | BT | OP | NA | GEO |  | 514300.5 |  |  | EIA Prime Mover-level Data
2021 | WA | Wild Horse | 56322 | 1 | WT | OP | NA | WND |  | 5294954.628 |  |  | EIA Prime Mover-level Data
2021 | WA | Wild Horse | 56322 | WH2 | WT | OP | NA | WND |  | 1019151.372 |  |  | EIA Prime Mover-level Data
2021 | WA | Wild Horse | 56322 | WHS1 | PV | OP | NA | SUN |  | 4279 |  |  | EIA Prime Mover-level Data
2021 | NY | Modern Innovative Energy LLC | 56323 | GEN1 | IC | OP | NA | LFG |  | 92233.25 | 0.67791 | 0.0147 | EIA Prime Mover-level Data | Estimated using an emission factor
2021 | NY | Modern Innovative Energy LLC | 56323 | GEN2 | IC | OP | NA | LFG |  | 92233.25 | 0.67791 | 0.0147 | EIA Prime Mover-level Data | Estimated using an emission factor
2021 | NY | Modern Innovative Energy LLC | 56323 | GEN3 | IC | SB | NA | LFG |  | 92233.25 | 0.67791 | 0.0147 | EIA Prime Mover-level Data | Estimated using an emission factor
2021 | NY | Modern Innovative Energy LLC | 56323 | GEN4 | IC | SB | NA | LFG |  | 92233.25 | 0.67791 | 0.0147 | EIA Prime Mover-level Data | Estimated using an emission factor
2021 | NY | Colonie LFGTE Facility | 56324 | GEN1 | IC | OP | NA | LFG |  | 112827 | 0.82928 | 0.0147 | EIA Prime Mover-level Data | Estimated using an emission factor
2021 | NY | Colonie LFGTE Facility | 56324 | GEN2 | IC | OP | NA | LFG |  | 112827 | 0.82928 | 0.0147 | EIA Prime Mover-level Data | Estimated using an emission factor
2021 | NY | Colonie LFGTE Facility | 56324 | GEN3 | IC | OP | NA | LFG |  | 112827 | 0.82928 | 0.0147 | EIA Prime Mover-level Data | Estimated using an emission factor
2021 | NY | Colonie LFGTE Facility | 56324 | GEN4 | IC | OP | NA | LFG |  | 112827 | 0.82928 | 0.0147 | EIA Prime Mover-level Data | Estimated using an emission factor
2021 | AK | Delta Power | 56325 | 6 | GT | SB | NA | DFO |  | 1026 | 0.0084423 | 0.016457 | EIA Prime Mover-level Data | NEI avg EF - PM, fuel type, firing type
2021 | TX | Mustang Station (56326) | 56326 | GEN1 | GT | OP | CT | NG | 1289 | 1522930.93 | 5.0257 | 0.0066 | EPA/CAMD | EPA/NEI | 2006
2021 | TX | Mustang Station (56326) | 56326 | GEN2 | GT | OP | CT | NG | 1159 | 1376933.773 | 4.5439 | 0.0066 | EPA/CAMD | EPA/NEI | 2007
2021 | TX | Mustang Station (56326) | 56326 | GEN3 | GT | OP | CT | NG | 1225 | 1576565.541 | 10.4378 | 0.013241 | EPA/CAMD | EPA/NEI | 2013
2021 | KY | Pendleton County LFGTE | 56327 | 1 | IC | OP | NA | LFG |  | 71500.75 | 0.52553 | 0.0147 | EIA Prime Mover-level Data | Estimated using an emission factor
2021 | KY | Pendleton County LFGTE | 56327 | 2 | IC | OP | NA | LFG |  | 71500.75 | 0.52553 | 0.0147 | EIA Prime Mover-level Data | Estimated using an emission factor
2021 | KY | Pendleton County LFGTE | 56327 | 3 | IC | OP | NA | LFG |  | 71500.75 | 0.52553 | 0.0147 | EIA Prime Mover-level Data | Estimated using an emission factor
2021 | KY | Pendleton County LFGTE | 56327 | 4 | IC | OP | NA | LFG |  | 71500.75 | 0.52553 | 0.0147 | EIA Prime Mover-level Data | Estimated using an emission factor
2021 | AR | Harry D. Mattison Power Plant | 56328 | 1 | GT | OP | CT | NG | 299 | 267369.4 | 0.59609 | 0.0044589 | EPA/CAMD | EPA/NEI | 2007
2021 | AR | Harry D. Mattison Power Plant | 56328 | 2 | GT | OP | CT | NG | 347 | 319754.5 | 0.59491 | 0.0037211 | EPA/CAMD | EPA/NEI | 2007
2021 | AR | Harry D. Mattison Power Plant | 56328 | 3 | GT | OP | CT | NG | 162 | 120231.3 | 0.41935 | 0.0069757 | EPA/CAMD | EPA/NEI | 2007
2021 | AR | Harry D. Mattison Power Plant | 56328 | 4 | GT | OP | CT | NG | 211 | 162258.3 | 0.62486 | 0.0077021 | EPA/CAMD | EPA/NEI | 2007
2021 | HI | Campbell Industrial Park | 56329 | CIP1 | GT | OP | NA | DFO |  | 1590490 | 13.0872 | 0.016457 | EIA Prime Mover-level Data | NEI avg EF - PM, fuel type, firing type
2021 | WV | Gauley River Power Partners | 56333 | GEN1 | HY | OP | NA | WAT |  | 616600 |  |  | EIA Prime Mover-level Data
2021 | WV | Gauley River Power Partners | 56333 | GEN2 | HY | OP | NA | WAT |  | 616600 |  |  | EIA Prime Mover-level Data
2021 | OK | Blue Canyon Windpower II | 56335 | EW2 | WT | OP | NA | WND |  | 2466700 |  |  | EIA Prime Mover-level Data
2021 | NM | Aragonne Wind LLC | 56336 | 1 | WT | OP | NA | WND |  | 513610 |  |  | EIA Prime Mover-level Data
2021 | TX | Sweetwater Wind 4 LLC | 56337 | SW4 | WT | OP | NA | WND |  | 5594904 |  |  | EIA Prime Mover-level Data
2021 | IL | High Trail Wind Farm LLC | 56338 | 1 | WT | OP | NA | WND |  | 4780632 |  |  | EIA Prime Mover-level Data
2021 | NC | Albemarle Hospital Unit | 56339 | 1 | IC | OP | NA | DFO |  | 1030 | 0.15965 | 0.31 | EIA Prime Mover-level Data | Estimated using an emission factor
2021 | NC | Cherryville City Hall | 56340 | 1 | IC | OP | NA | DFO |  | 856 | 0.13268 | 0.31 | EIA Prime Mover-level Data | Estimated using an emission factor
2021 | NC | Lincolnton High School | 56341 | 1 | IC | OP | NA | DFO |  | 938 | 0.14539 | 0.31 | EIA Prime Mover-level Data | Estimated using an emission factor
2021 | NC | Maiden Community Center | 56342 | 1 | IC | OP | NA | DFO |  | 1048 | 0.16244 | 0.31 | EIA Prime Mover-level Data | Estimated using an emission factor
2021 | NC | Monroe Middle School | 56343 | 1 | IC | OP | NA | DFO |  | 957 | 0.14833 | 0.31 | EIA Prime Mover-level Data | Estimated using an emission factor
2021 | NC | Morganton Station 5 | 56344 | 1 | IC | OP | NA | DFO |  | 43 | 0.006665 | 0.31 | EIA Prime Mover-level Data | Estimated using an emission factor
2021 | NC | Pineville Delivery 2 | 56345 | 1 | IC | OP | NA | DFO |  | 37 | 0.005735 | 0.31 | EIA Prime Mover-level Data | Estimated using an emission factor
2021 | CA | Bear Valley Power Plant | 56346 | ICE1 | IC | OP | NA | NG |  | 2503 | 0.00052813 | 0.000422 | EIA Prime Mover-level Data | Estimated using an emission factor
2021 | CA | Bear Valley Power Plant | 56346 | ICE2 | IC | OP | NA | NG |  | 2503 | 0.00052813 | 0.000422 | EIA Prime Mover-level Data | Estimated using an emission factor
2021 | CA | Bear Valley Power Plant | 56346 | ICE3 | IC | OP | NA | NG |  | 2503 | 0.00052813 | 0.000422 | EIA Prime Mover-level Data | Estimated using an emission factor
2021 | CA | Bear Valley Power Plant | 56346 | ICE4 | IC | OP | NA | NG |  | 2503 | 0.00052813 | 0.000422 | EIA Prime Mover-level Data | Estimated using an emission factor
2021 | CA | Bear Valley Power Plant | 56346 | ICE5 | IC | OP | NA | NG |  | 2503 | 0.00052813 | 0.000422 | EIA Prime Mover-level Data | Estimated using an emission factor
2021 | CA | Bear Valley Power Plant | 56346 | ICE6 | IC | OP | NA | NG |  | 2503 | 0.00052813 | 0.000422 | EIA Prime Mover-level Data | Estimated using an emission factor
2021 | CA | Bear Valley Power Plant | 56346 | ICE7 | IC | OP | NA | NG |  | 2503 | 0.00052813 | 0.000422 | EIA Prime Mover-level Data | Estimated using an emission factor
2021 | WI | Cedar Ridge | 56347 | 1 | WT | OP | NA | WND |  | 1455886 |  |  | EIA Prime Mover-level Data
2021 | OK | Laverne Diesel Generating Plant | 56348 | 1 | IC | OP | NA | DFO |  | 1151 | 0.17841 | 0.31 | EIA Prime Mover-level Data | Estimated using an emission factor
2021 | OK | Laverne Diesel Generating Plant | 56348 | 2 | IC | OP | NA | DFO |  | 1151 | 0.17841 | 0.31 | EIA Prime Mover-level Data | Estimated using an emission factor
2021 | TX | Quail Run Energy Center | 56349 | CT1A | CT | OP | CC | NG | 2131 | 1518342.271 | 4.6557 | 0.0061326 | EPA/CAMD | EPA/NEI | 2007
2021 | TX | Quail Run Energy Center | 56349 | CT1B | CT | OP | CC | NG | 1790 | 1306889.795 | 4.0162 | 0.0061462 | EPA/CAMD | EPA/NEI | 2007
2021 | TX | Quail Run Energy Center | 56349 | CT2A | CT | OP | CC | NG | 1382 | 976369.335 | 2.615 | 0.0053566 | EPA/CAMD | EPA/NEI | 2008
2021 | TX | Quail Run Energy Center | 56349 | CT2B | CT | OP | CC | NG | 1065 | 766708.604 | 2.307 | 0.0060179 | EPA/CAMD | EPA/NEI | 2008
2021 | TX | Colorado Bend Energy Center | 56350 | CT1A | CT | OP | CC | NG | 5142 | 4376614.762 | 14.4759 | 0.0066151 | EPA/CAMD | EPA/NEI | 2007
2021 | TX | Colorado Bend Energy Center | 56350 | CT1B | CT | OP | CC | NG | 5181 | 4497405.066 | 14.8759 | 0.0066153 | EPA/CAMD | EPA/NEI | 2007
2021 | TX | Colorado Bend Energy Center | 56350 | CT2A | CT | OP | CC | NG | 5690 | 4797320.88 | 15.8638 | 0.0066136 | EPA/CAMD | EPA/NEI | 2008
2021 | TX | Colorado Bend Energy Center | 56350 | CT2B | CT | OP | CC | NG | 5155 | 4220993.667 | 13.9509 | 0.0066102 | EPA/CAMD | EPA/NEI | 2008
2021 | KS | Spearville | 56351 | 1 | WT | OP | NA | WND |  | 1249596.02 |  |  | EIA Prime Mover-level Data
2021 | KS | Spearville | 56351 | 2 | WT | OP | NA | WND |  | 596821.98 |  |  | EIA Prime Mover-level Data
2021 | IA | Whispering Willow Wind Farm - East | 56355 | 1 | WT | OP | NA | WND |  | 3476024 |  |  | EIA Prime Mover-level Data
2021 | CA | Clearwater Power Plant | 56356 | CT1 | CT | OP | NA | NG |  | 124888.839 | 0.33555 | 0.0053736 | EIA Unit-level Data | NEI avg EF - PM, fuel type
2021 | CA | Clearwater Power Plant | 56356 | ST1 | CA | OP | NA | NG |  | 0 | 0 |  | EIA Prime Mover-level Data | Estimated using an emission factor
2021 | ND | FPL Energy Burleigh County Wind | 56357 | GE | WT | OP | NA | WND |  | 614722.909 |  |  | EIA Prime Mover-level Data
2021 | ND | FPL Energy Burleigh County Wind | 56357 | GE15 | WT | OP | NA | WND |  | 1075765.091 |  |  | EIA Prime Mover-level Data
2021 | AZ | Western Renewable Energy | 56358 | 1 | ST | OS | NA | WDS
2021 | OR | Klondike Windpower II | 56359 | PH2 | WT | OP | NA | WND |  | 2350168 |  |  | EIA Prime Mover-level Data
2021 | OR | Leaning Juniper | 56360 | 1 | WT | OP | NA | WND |  | 2596667 |  |  | EIA Prime Mover-level Data
2021 | WA | Big Horn Wind Project | 56361 | 1 | WT | OP | NA | WND |  | 4925461 |  |  | EIA Prime Mover-level Data
2021 | CA | Shiloh I Wind Project | 56362 | 1 | WT | OP | NA | WND |  | 4166838 |  |  | EIA Prime Mover-level Data
2021 | VA | Danville New Design Plant | 56363 | GEN 1 | IC | OS | NA | DFO |  | 1190 | 0.18445 | 0.31 | EIA Prime Mover-level Data | Estimated using an emission factor
2021 | VA | Danville Kentuck Road Plant | 56364 | GEN 1 | IC | OS | NA | DFO |  | 1006 | 0.15593 | 0.31 | EIA Prime Mover-level Data | Estimated using an emission factor
2021 | VA | Electric Avenue Facility | 56367 | 1 | IC | OP | NA | DFO |  | 1279.565 | 0.19833 | 0.31 | EIA Prime Mover-level Data | Estimated using an emission factor
2021 | VA | Electric Avenue Facility | 56367 | 2 | IC | OP | NA | DFO |  | 1279.565 | 0.19833 | 0.31 | EIA Prime Mover-level Data | Estimated using an emission factor
2021 | VA | Electric Avenue Facility | 56367 | 3 | IC | OP | NA | DFO |  | 1279.565 | 0.19833 | 0.31 | EIA Prime Mover-level Data | Estimated using an emission factor
2021 | VA | Electric Avenue Facility | 56367 | 4 | IC | OP | NA | DFO |  | 1066.304 | 0.16528 | 0.31 | EIA Prime Mover-level Data | Estimated using an emission factor
2021 | VA | Water Treatment Plant Generators | 56368 | WP1 | IC | OP | NA | DFO |  | 6 | 0.00093 | 0.31 | EIA Prime Mover-level Data | Estimated using an emission factor
2021 | PA | Casselman Wind Power Project | 56369 | 1 | WT | OP | NA | WND |  | 777529 |  |  | EIA Prime Mover-level Data
2021 | CO | Cedar Creek Wind | 56371 | 1 | WT | OP | NA | WND |  | 3358272.609 |  |  | EIA Prime Mover-level Data
2021 | CO | Cedar Creek Wind | 56371 | 2 | WT | OP | NA | WND |  | 1208066.391 |  |  | EIA Prime Mover-level Data
2021 | TX | Sweetwater Wind 5 | 56372 | SW5 | WT | OP | NA | WND |  | 1527044 |  |  | EIA Prime Mover-level Data
2021 | TX | Robert Mueller Energy Center | 56374 | CT1 | GT | OP | NA | NG |  | 329576 | 1.321 | 0.0080165 | EIA Prime Mover-level Data | NEI avg EF - PM, fuel type
2021 | TX | Robert Mueller Energy Center | 56374 | DG1 | IC | SB | NA | DFO |  | 178 | 0.02759 | 0.31 | EIA Prime Mover-level Data | Estimated using an emission factor
2021 | IL | Pike County Wind Power | 56376 | WTG1 | WT | OP | NA | WND |  | 18402 |  |  | EIA Prime Mover-level Data
2021 | MT | Judith Gap Wind Energy Center | 56377 | 1 | WT | OP | NA | WND |  | 4068647 |  |  | EIA Prime Mover-level Data
2021 | HI | Pakini Nui Wind Farm | 56378 | 1 | WT | OP | NA | WND |  | 1067880 |  |  | EIA Prime Mover-level Data
2021 | IA | Victory Wind Farm | 56379 | VWF | WT | OP | NA | WND |  | 3396473 |  |  | EIA Prime Mover-level Data
2021 | OK | Centennial Wind Farm | 56380 | WT1 | WT | OP | NA | WND |  | 1124955 |  |  | EIA Prime Mover-level Data
2021 | IA | Northern Iowa Windpower II | 56383 | TOI2 | WT | OP | NA | WND |  | 944662 |  |  | EIA Prime Mover-level Data
2021 | IA | Top of Iowa Windfarm III | 56386 | TOI3 | WT | OP | NA | WND |  | 353756 |  |  | EIA Prime Mover-level Data
2021 | WI | Blue Sky Green Field Wind Project | 56391 | 1 | WT | OP | NA | WND |  | 2649637 |  |  | EIA Prime Mover-level Data
2021 | ND | FPL Energy Oliver Wind I LLC | 56392 | 1 | WT | OP | NA | WND |  | 1608462 |  |  | EIA Prime Mover-level Data
2021 | TX | Forest Creek Wind Farm LLC | 56394 | 1 | WT | OP | NA | WND |  | 2399989 |  |  | EIA Prime Mover-level Data
2021 | TX | Mesquite Wind Power LLC | 56395 | 1 | WT | OP | NA | WND |  | 4215528 |  |  | EIA Prime Mover-level Data
2021 | PA | Hunlock Unit 4 | 56397 | 4 | GT | OP | CT | NG | 885 | 338463.979 | 0.0311 | 0.00018377 | EPA/CAMD | EPA/NEI | 2000
2021 | NH | Lempster Wind LLC | 56399 | 1 | WT | OP | NA | WND |  | 546489 |  |  | EIA Prime Mover-level Data
2021 | FL | Treasure Coast Energy Center | 56400 | 1 | CT | OP | CC | NG | 8153 | 13629091.872 | 47.4231 | 0.0069591 | EPA/CAMD | EPA/NEI | 2008
2021 | MO | Noble Hill Landfill | 56404 | NHLC | IC | OP | NA | LFG |  | 127867 | 0.93982 | 0.0147 | EIA Prime Mover-level Data | Estimated using an emission factor
2021 | NV | Nevada Solar One | 56405 | HI | ST | OP | NA | NG |  | 25664.074 | 0.12203 | 0.0095098 | EIA Unit-level Data | NEI avg EF - PM, fuel type
2021 | WA | Sierra Pacific Burlington Facility | 56406 | BLR1 | ST | OP | NA | WDS |  | 3223584 | 16.7294 | 0.010379 | EIA Unit-level Data | NEI avg EF - PM, fuel type
2021 | FL | West County Energy Center | 56407 | WCCT1A | CT | OP | CC | NG | 6703 | 14954077.687 | 49.3828 | 0.0066046 | EPA/CAMD | EPA/NEI | 2009
2021 | FL | West County Energy Center | 56407 | WCCT1B | CT | OP | CC | NG | 6169 | 13646721.088 | 45.0339 | 0.0066 | EPA/CAMD | EPA/NEI | 2009
2021 | FL | West County Energy Center | 56407 | WCCT1C | CT | OP | CC | NG | 6601 | 14945116.423 | 49.3727 | 0.0066072 | EPA/CAMD | EPA/NEI | 2009
2021 | FL | West County Energy Center | 56407 | WCCT2A | CT | OP | CC | NG | 6491 | 14056774.647 | 46.4152 | 0.006604 | EPA/CAMD | EPA/NEI | 2009
2021 | FL | West County Energy Center | 56407 | WCCT2B | CT | OP | CC | NG | 6839 | 15251080.276 | 50.3464 | 0.0066023 | EPA/CAMD | EPA/NEI | 2009
2021 | FL | West County Energy Center | 56407 | WCCT2C | CT | OP | CC | NG | 7411 | 16748970.299 | 55.2912 | 0.0066023 | EPA/CAMD | EPA/NEI | 2009
2021 | FL | West County Energy Center | 56407 | WCCT3A | CT | OP | CC | NG | 6220 | 14036163.233 | 46.3526 | 0.0066047 | EPA/CAMD | EPA/NEI | 2010
2021 | FL | West County Energy Center | 56407 | WCCT3B | CT | OP | CC | NG | 6686 | 14920874.171 | 49.2578 | 0.0066025 | EPA/CAMD | EPA/NEI | 2010
2021 | FL | West County Energy Center | 56407 | WCCT3C | CT | OP | CC | NG | 6150 | 13623807.249 | 44.9941 | 0.0066052 | EPA/CAMD | EPA/NEI | 2010
2021 | IL | Agriwind | 56408 | AWND1 | WT | OP | NA | WND |  | 123872 |  |  | EIA Prime Mover-level Data
2021 | MN | Stahl Wind Energy | 56409 | 1 | WT | OP | NA | WND |  | 42535 |  |  | EIA Prime Mover-level Data
2021 | MN | Carstensen Wind | 56410 | 1 | WT | OP | NA | WND |  | 32774 |  |  | EIA Prime Mover-level Data
2021 | MN | Northern Lights Wind LLC | 56411 | 1 | WT | OP | NA | WND |  | 39998 |  |  | EIA Prime Mover-level Data
2021 | MN | Lucky Wind | 56412 | 1 | WT | OP | NA | WND |  | 38432 |  |  | EIA Prime Mover-level Data
2021 | MN | Greenback Energy | 56413 | 1 | WT | OP | NA | WND |  | 36132 |  |  | EIA Prime Mover-level Data
2021 | MN | Redwood Falls Wind | 56414 | WND1 | WT | OP | NA | WND |  | 41729.5 |  |  | EIA Prime Mover-level Data
2021 | MN | Redwood Falls Wind | 56414 | WND2 | WT | OP | NA | WND |  | 41729.5 |  |  | EIA Prime Mover-level Data
2021 | MN | Fairmont Wind | 56415 | WND1 | WT | OP | NA | WND |  | 22649.63 |  |  | EIA Prime Mover-level Data
2021 | MN | Fairmont Wind | 56415 | WND2 | WT | OP | NA | WND |  | 22649.63 |  |  | EIA Prime Mover-level Data
2021 | MN | Fairmont Wind | 56415 | WND3 | WT | OP | NA | WND |  | 38504.37 |  |  | EIA Prime Mover-level Data
2021 | MN | Fairmont Wind | 56415 | WND4 | WT | OP | NA | WND |  | 38504.37 |  |  | EIA Prime Mover-level Data
2021 | MI | Michigan Wind 1 | 56416 | 1 | WT | OP | NA | WND |  | 1311895 |  |  | EIA Prime Mover-level Data
2021 | IL | Beecher Gas Recovery | 56419 | B1 | IC | OP | NA | LFG |  | 38118.333 | 0.28017 | 0.0147 | EIA Prime Mover-level Data | Estimated using an emission factor
2021 | IL | Beecher Gas Recovery | 56419 | B2 | IC | OP | NA | LFG |  | 38118.333 | 0.28017 | 0.0147 | EIA Prime Mover-level Data | Estimated using an emission factor
2021 | IL | Beecher Gas Recovery | 56419 | B3 | IC | OP | NA | LFG |  | 38118.333 | 0.28017 | 0.0147 | EIA Prime Mover-level Data | Estimated using an emission factor
2021 | OH | Renick Run Pumping Station 03-04 | 56420 | 0003 | IC | SB | NA | DFO |  | 39 | 0.006045 | 0.31 | EIA Prime Mover-level Data | Estimated using an emission factor
2021 | OH | Renick Run Pumping Station 03-04 | 56420 | 0004 | IC | SB | NA | DFO |  | 39 | 0.006045 | 0.31 | EIA Prime Mover-level Data | Estimated using an emission factor
2021 | OH | PS ST-8 Engine No 1 | 56421 | 0005 | IC | SB | NA | DFO |  | 54 | 0.00837 | 0.31 | EIA Prime Mover-level Data | Estimated using an emission factor
2021 | OH | ST-1/1A Engine No 1 | 56422 | 0006 | IC | SB | NA | DFO |  | 60 | 0.0093 | 0.31 | EIA Prime Mover-level Data | Estimated using an emission factor
2021 | OH | Dodge Park Engine No 1 | 56423 | 0007 | IC | SB | NA | DFO |  | 78 | 0.01209 | 0.31 | EIA Prime Mover-level Data | Estimated using an emission factor
2021 | MN | Mower County Wind Energy Center | 56424 | 1 | WT | OP | NA | WND |  | 239399 |  |  | EIA Prime Mover-level Data
2021 | MA | Ameresco Chicopee Energy | 56426 | Unit1 | IC | OP | NA | LFG |  | 71509.667 | 0.5256 | 0.0147 | EIA Prime Mover-level Data | Estimated using an emission factor
2021 | MA | Ameresco Chicopee Energy | 56426 | Unit2 | IC | OP | NA | LFG |  | 71509.667 | 0.5256 | 0.0147 | EIA Prime Mover-level Data | Estimated using an emission factor
2021 | MA | Ameresco Chicopee Energy | 56426 | Unit3 | IC | OP | NA | LFG |  | 71509.667 | 0.5256 | 0.0147 | EIA Prime Mover-level Data | Estimated using an emission factor
2021 | MA | Ameresco Chicopee Energy | 56426 | UNIT4 | IC | OP | NA | LFG |  | 79037 | 0.58092 | 0.0147 | EIA Prime Mover-level Data | Estimated using an emission factor
2021 | WI | Ameresco Janesville | 56427 | Unit1 | IC | OP | NA | LFG |  | 46337 | 0.34058 | 0.0147 | EIA Prime Mover-level Data | Estimated using an emission factor
2021 | WI | Ameresco Janesville | 56427 | Unit2 | IC | OP | NA | LFG |  | 46337 | 0.34058 | 0.0147 | EIA Prime Mover-level Data | Estimated using an emission factor
2021 | WI | Ameresco Janesville | 56427 | Unit3 | IC | OP | NA | LFG |  | 46337 | 0.34058 | 0.0147 | EIA Prime Mover-level Data | Estimated using an emission factor
2021 | CA | Ameresco Santa Cruz Energy | 56428 | Unit1 | IC | OP | NA | LFG |  | 75380.333 | 0.55405 | 0.0147 | EIA Prime Mover-level Data | Estimated using an emission factor
2021 | CA | Ameresco Santa Cruz Energy | 56428 | Unit2 | IC | OP | NA | LFG |  | 75380.333 | 0.55405 | 0.0147 | EIA Prime Mover-level Data | Estimated using an emission factor
2021 | CA | Ameresco Santa Cruz Energy | 56428 | Unit3 | IC | OP | NA | LFG |  | 75380.333 | 0.55405 | 0.0147 | EIA Prime Mover-level Data | Estimated using an emission factor
2021 | DE | Ameresco Delaware South | 56429 | 1 | IC | OP | NA | LFG |  | 68657 | 0.50463 | 0.0147 | EIA Prime Mover-level Data | Estimated using an emission factor
2021 | DE | Ameresco Delaware South | 56429 | 2 | IC | OP | NA | LFG |  | 68657 | 0.50463 | 0.0147 | EIA Prime Mover-level Data | Estimated using an emission factor
2021 | DE | Ameresco Delaware South | 56429 | 3 | IC | OP | NA | LFG |  | 68657 | 0.50463 | 0.0147 | EIA Prime Mover-level Data | Estimated using an emission factor
2021 | DE | Ameresco Delaware South | 56429 | 4 | IC | OP | NA | LFG |  | 68657 | 0.50463 | 0.0147 | EIA Prime Mover-level Data | Estimated using an emission factor
2021 | DE | Ameresco Delaware South | 56429 | 5 | IC | OP | NA | LFG |  | 68657 | 0.50463 | 0.0147 | EIA Prime Mover-level Data | Estimated using an emission factor
2021 | DE | Ameresco Delaware Central | 56430 | 1C | IC | OP | NA | LFG |  | 65768.2 | 0.4834 | 0.0147 | EIA Prime Mover-level Data | Estimated using an emission factor
2021 | DE | Ameresco Delaware Central | 56430 | 2C | IC | OP | NA | LFG |  | 65768.2 | 0.4834 | 0.0147 | EIA Prime Mover-level Data | Estimated using an emission factor
2021 | DE | Ameresco Delaware Central | 56430 | 3C | IC | OP | NA | LFG |  | 65768.2 | 0.4834 | 0.0147 | EIA Prime Mover-level Data | Estimated using an emission factor
2021 | DE | Ameresco Delaware Central | 56430 | 4C | IC | OP | NA | LFG |  | 65768.2 | 0.4834 | 0.0147 | EIA Prime Mover-level Data | Estimated using an emission factor
2021 | DE | Ameresco Delaware Central | 56430 | 5C | IC | OP | NA | LFG |  | 65768.2 | 0.4834 | 0.0147 | EIA Prime Mover-level Data | Estimated using an emission factor
2021 | TX | Wildorado Wind LLC | 56432 | 1 | WT | OP | NA | WND |  | 6071100 |  |  | EIA Prime Mover-level Data
2021 | CA | Pine Tree Wind Power Project | 56433 | 1 | WT | OP | NA | WND |  | 1907463 |  |  | EIA Prime Mover-level Data
2021 | ID | Burley Butte Windpark | 56434 | BBWP | WT | OP | NA | WND |  | 568827 |  |  | EIA Prime Mover-level Data
2021 | ID | Golden Valley Wind Park LLC | 56435 | GVWP | WT | OP | NA | WND |  | 310009 |  |  | EIA Prime Mover-level Data
2021 | ID | Milner Dam Wind Park LLC | 56437 | MDWP | WT | OP | NA | WND |  | 521402 |  |  | EIA Prime Mover-level Data
2021 | ID | Oregon Trail Wind Park | 56439 | OTWP | WT | OP | NA | WND |  | 364234 |  |  | EIA Prime Mover-level Data
2021 | ID | Pilgrim Stage Wind Park | 56440 | PSWP | WT | OP | NA | WND |  | 313016 |  |  | EIA Prime Mover-level Data
2021 | ID | Salmon Falls Wind Park | 56441 | SFWP | WT | OP | NA | WND |  | 585672 |  |  | EIA Prime Mover-level Data
2021 | ID | Thousand Springs Wind Park | 56442 | TSWP | WT | OP | NA | WND |  | 303555 |  |  | EIA Prime Mover-level Data
2021 | ID | Tuana Gulch Wind Park | 56443 | TGWP | WT | OP | NA | WND |  | 286442 |  |  | EIA Prime Mover-level Data
2021 | CO | Spindle Hill Energy Center | 56445 | CT-01 | GT | OP | CT | NG | 1326 | 1357327.025 | 2.7 | 0.0039784 | EPA/CAMD | EPA/NEI | 2007
2021 | CO | Spindle Hill Energy Center | 56445 | CT-02 | GT | OP | CT | NG | 1324 | 1373651.79 | 4 | 0.0058239 | EPA/CAMD | EPA/NEI | 2007
2021 | CA | Buena Vista Energy LLC | 56446 | 1 | WT | OP | NA | WND |  | 903878 |  |  | EIA Prime Mover-level Data
2021 | HI | Hawi Wind Farm | 56447 | V-47 | WT | OP | NA | WND
2021 | ME | Mars Hill Wind Farm Project | 56448 | 1 | WT | OP | NA | WND |  | 1024932 |  |  | EIA Prime Mover-level Data
2021 | HI | Kaheawa Pastures Wind Farm Hybrid | 56449 | 1 | WT | OP | NA | WND |  | 975356 |  |  | EIA Prime Mover-level Data
2021 | IL | GSG LLC | 56450 | 1 | WT | OP | NA | WND |  | 903878 |  |  | EIA Prime Mover-level Data
2021 | PA | Allegheny Ridge Wind Farm | 56451 | 1 | WT | OP | NA | WND |  | 1735936 |  |  | EIA Prime Mover-level Data
2021 | AR | Plum Point Energy Station | 56456 | 1 | ST | OP | WALL | SUB | 6947 | 42910663.382 | 155.6309 | 0.0072537 | EPA/CAMD | EPA/NEI | 2010
2021 | TX | Post Wind Farm LP | 56457 | 1 | WT | OP | NA | WND |  | 1734156 |  |  | EIA Prime Mover-level Data
2021 | NM | Hobbs Generating Station | 56458 | HOBB1 | CT | OP | CC | NG | 7675 | 12864833.275 | 28.6 | 0.0044462 | EPA/CAMD | EPA/NEI | 2008
2021 | NM | Hobbs Generating Station | 56458 | HOBB2 | CT | OP | CC | NG | 7471 | 12423571.601 | 26.8 | 0.0043144 | EPA/CAMD | EPA/NEI | 2008
2021 | MN | MinnDakota Wind LLC | 56459 | 2 | WT | OP | NA | WND |  | 2612045 |  |  | EIA Prime Mover-level Data
2021 | CO | Twin Buttes Wind Project | 56460 | WT1 | WT | OP | NA | WND |  | 1513611 |  |  | EIA Prime Mover-level Data
2021 | OR | Dry Creek LFG to Energy Project | 56461 | DC1 | IC | OP | NA | LFG |  | 132545.5 | 0.97421 | 0.0147 | EIA Prime Mover-level Data | Estimated using an emission factor
2021 | OR | Dry Creek LFG to Energy Project | 56461 | DC2 | IC | OP | NA | LFG |  | 132545.5 | 0.97421 | 0.0147 | EIA Prime Mover-level Data | Estimated using an emission factor
2021 | IL | Geneva Generation Facility | 56462 | GEN 1 | IC | OP | NA | NG |  | 7495.4 | 0.0015815 | 0.000422 | EIA Prime Mover-level Data | Estimated using an emission factor
2021 | IL | Geneva Generation Facility | 56462 | GEN 2 | IC | OP | NA | NG |  | 7495.4 | 0.0015815 | 0.000422 | EIA Prime Mover-level Data | Estimated using an emission factor
2021 | IL | Geneva Generation Facility | 56462 | GEN 3 | IC | OP | NA | NG |  | 7495.4 | 0.0015815 | 0.000422 | EIA Prime Mover-level Data | Estimated using an emission factor
2021 | IL | Geneva Generation Facility | 56462 | GEN 4 | IC | OP | NA | NG |  | 7495.4 | 0.0015815 | 0.000422 | EIA Prime Mover-level Data | Estimated using an emission factor
2021 | IL | Geneva Generation Facility | 56462 | GEN 5 | IC | OP | NA | NG |  | 7495.4 | 0.0015815 | 0.000422 | EIA Prime Mover-level Data | Estimated using an emission factor
2021 | IN | Oak Ridge LFGTE | 56463 | 1 | IC | OP | NA | LFG |  | 72292.25 | 0.53135 | 0.0147 | EIA Prime Mover-level Data | Estimated using an emission factor
2021 | IN | Oak Ridge LFGTE | 56463 | 2 | IC | OP | NA | LFG |  | 72292.25 | 0.53135 | 0.0147 | EIA Prime Mover-level Data | Estimated using an emission factor
2021 | IN | Oak Ridge LFGTE | 56463 | 3 | IC | OP | NA | LFG |  | 72292.25 | 0.53135 | 0.0147 | EIA Prime Mover-level Data | Estimated using an emission factor
2021 | IN | Oak Ridge LFGTE | 56463 | 4 | IC | OP | NA | LFG |  | 72292.25 | 0.53135 | 0.0147 | EIA Prime Mover-level Data | Estimated using an emission factor
2021 | IN | Jay County LFGTE | 56464 | 1 | IC | OP | NA | LFG |  | 61629.75 | 0.45298 | 0.0147 | EIA Prime Mover-level Data | Estimated using an emission factor
2021 | IN | Jay County LFGTE | 56464 | 2 | IC | OP | NA | LFG |  | 61629.75 | 0.45298 | 0.0147 | EIA Prime Mover-level Data | Estimated using an emission factor
2021 | IN | Jay County LFGTE | 56464 | 3 | IC | OP | NA | LFG |  | 61629.75 | 0.45298 | 0.0147 | EIA Prime Mover-level Data | Estimated using an emission factor
2021 | IN | Jay County LFGTE | 56464 | 4 | IC | OP | NA | LFG |  | 61629.75 | 0.45298 | 0.0147 | EIA Prime Mover-level Data | Estimated using an emission factor
2021 | IN | Liberty I & II LFGTE | 56465 | 1 | IC | OP | NA | LFG |  | 62549.5 | 0.45974 | 0.0147 | EIA Prime Mover-level Data | Estimated using an emission factor
2021 | IN | Liberty I & II LFGTE | 56465 | 1-II | IC | OP | NA | LFG |  | 62549.5 | 0.45974 | 0.0147 | EIA Prime Mover-level Data | Estimated using an emission factor
2021 | IN | Liberty I & II LFGTE | 56465 | 1-III | IC | OP | NA | LFG |  | 125099 | 0.91948 | 0.0147 | EIA Prime Mover-level Data | Estimated using an emission factor
2021 | IN | Liberty I & II LFGTE | 56465 | 2 | IC | OP | NA | LFG |  | 62549.5 | 0.45974 | 0.0147 | EIA Prime Mover-level Data | Estimated using an emission factor
2021 | IN | Liberty I & II LFGTE | 56465 | 2-II | IC | OP | NA | LFG |  | 62549.5 | 0.45974 | 0.0147 | EIA Prime Mover-level Data | Estimated using an emission factor
2021 | IN | Liberty I & II LFGTE | 56465 | 2-III | IC | OP | NA | LFG |  | 125099 | 0.91948 | 0.0147 | EIA Prime Mover-level Data | Estimated using an emission factor
2021 | IN | Liberty I & II LFGTE | 56465 | 3 | IC | OP | NA | LFG |  | 62549.5 | 0.45974 | 0.0147 | EIA Prime Mover-level Data | Estimated using an emission factor
2021 | IN | Liberty I & II LFGTE | 56465 | 3-II | IC | OP | NA | LFG |  | 62549.5 | 0.45974 | 0.0147 | EIA Prime Mover-level Data | Estimated using an emission factor
2021 | IN | Liberty I & II LFGTE | 56465 | 3-III | IC | OP | NA | LFG |  | 125099 | 0.91948 | 0.0147 | EIA Prime Mover-level Data | Estimated using an emission factor
2021 | IN | Liberty I & II LFGTE | 56465 | 4 | IC | OP | NA | LFG |  | 62549.5 | 0.45974 | 0.0147 | EIA Prime Mover-level Data | Estimated using an emission factor
2021 | IN | Liberty I & II LFGTE | 56465 | 4-II | IC | OP | NA | LFG |  | 62549.5 | 0.45974 | 0.0147 | EIA Prime Mover-level Data | Estimated using an emission factor
2021 | IN | Liberty I & II LFGTE | 56465 | 4-III | IC | OP | NA | LFG |  | 125099 | 0.91948 | 0.0147 | EIA Prime Mover-level Data | Estimated using an emission factor
2021 | WA | Marengo Wind Plant | 56466 | 1 | WT | OP | NA | WND |  | 4317059.333 |  |  | EIA Prime Mover-level Data
2021 | WA | Marengo Wind Plant | 56466 | 2 | WT | OP | NA | WND |  | 2158529.667 |  |  | EIA Prime Mover-level Data
2021 | CA | Russell City Energy Company LLC | 56467 | CT1 | CT | OP | CC | NG | 781 | 1208031.629 | 3.2457 | 0.0053736 | EPA/CAMD | NEI avg EF - PM, fuel type, firing type | 2013
2021 | CA | Russell City Energy Company LLC | 56467 | CT2 | CT | OP | CC | NG | 819 | 1377903.24 | 3.7021 | 0.0053736 | EPA/CAMD | NEI avg EF - PM, fuel type, firing type | 2013
2021 | OR | Klondike Windpower III | 56468 | 1 | WT | OP | NA | WND |  | 5604645.429 |  |  | EIA Prime Mover-level Data
2021 | OR | Klondike Windpower III | 56468 | 2 | WT | OP | NA | WND |  | 1940069.571 |  |  | EIA Prime Mover-level Data
2021 | CA | Roseburg Forest Products Biomass | 56469 | FW-1 | ST | OP | NA | WDS |  | 1234783.3 | 6.4081 | 0.010379 | EIA Unit-level Data | NEI avg EF - PM, fuel type
2021 | PA | Locust Ridge | 56470 | LRWF | WT | OP | NA | WND |  | 492486 |  |  | EIA Prime Mover-level Data
2021 | CA | McGrath Generating Station | 56471 | CT1 | GT | OP | CT | NG | 347 | 109836.845 | 0.44025 | 0.0080165 | EPA/CAMD | NEI avg EF - PM, fuel type, firing type | 2012
2021 | CA | Grapeland Generating Station | 56472 | CT1 | GT | OP | CT | NG | 1149 | 248781.556 | 0.99718 | 0.0080165 | EPA/CAMD | NEI avg EF - PM, fuel type, firing type | 2007
2021 | CA | Mira Loma Generating Station | 56473 | CT1 | GT | OP | CT | NG | 753 | 244759.123 | 0.98106 | 0.0080165 | EPA/CAMD | NEI avg EF - PM, fuel type, firing type | 2007
2021 | CA | Barre Generating Station | 56474 | CT1 | GT | OP | CT | NG | 867 | 285547.257 | 1.1445 | 0.0080165 | EPA/CAMD | NEI avg EF - PM, fuel type, firing type | 2007
2021 | CA | Center Generating Station | 56475 | CT1 | GT | OP | CT | NG | 1168 | 254345.641 | 1.0195 | 0.0080165 | EPA/CAMD | NEI avg EF - PM, fuel type, firing type | 2007
2021 | CA | Gateway Generating Station | 56476 | GT1 | CT | OP | CC | NG | 7301 | 12301223.258 | 33.0507 | 0.0053736 | EPA/CAMD | NEI avg EF - PM, fuel type, firing type | 2008
2021 | CA | Gateway Generating Station | 56476 | GT2 | CT | OP | CC | NG | 7637 | 12961355.464 | 34.8243 | 0.0053736 | EPA/CAMD | NEI avg EF - PM, fuel type, firing type | 2008
2021 | MO | MJMEUC Generating Station #1 | 56478 | 0001 | GT | OP | NA | NG |  | 745375 | 2.9876 | 0.0080165 | EIA Prime Mover-level Data | NEI avg EF - PM, fuel type
2021 | TX | Sand Bluff Wind Farm | 56479 | 2 | WT | OP | NA | WND |  | 526698 |  |  | EIA Prime Mover-level Data
2021 | WI | Marshfield Utilities Combustion Turbine | 56480 | 1A | GT | OP | CT | NG | 210 | 40122.765 | 0.67256 | 0.033525 | EPA/CAMD | EPA/NEI | 2011
2021 | WI | Marshfield Utilities Combustion Turbine | 56480 | 1B | GT | OP | CT | NG | 210 | 40064.56 | 0.67152 | 0.033522 | EPA/CAMD | EPA/NEI | 2011
2021 | CO | SunE Alamosa | 56481 | 1 | PV | OP | NA | SUN |  | 13287.073 |  |  | EIA Prime Mover-level Data
2021 | CO | SunE Alamosa | 56481 | 2 | PV | OP | NA | SUN |  | 95666.927 |  |  | EIA Prime Mover-level Data
2021 | AZ | Black Mountain Generating Station | 56482 | 1 | GT | OP | CT | NG | 2172 | 706771.503 | 5.5709 | 0.015764 | EPA/CAMD | EPA/NEI | 2008
2021 | AZ | Black Mountain Generating Station | 56482 | 2 | GT | OP | CT | NG | 1960 | 614338.038 | 2.1645 | 0.0070465 | EPA/CAMD | EPA/NEI | 2008
2021 | TX | Post Oak Wind LLC | 56483 | 1 | WT | OP | NA | WND |  | 4225060 |  |  | EIA Prime Mover-level Data
2021 | TX | Buffalo Gap 2 Wind Farm | 56484 | 1 | WT | OP | NA | WND |  | 4104071 |  |  | EIA Prime Mover-level Data
2021 | OR | Biglow Canyon Wind Farm | 56485 | 1 | WT | OP | NA | WND |  | 2752543.106 |  |  | EIA Prime Mover-level Data
2021 | OR | Biglow Canyon Wind Farm | 56485 | 2 | WT | OP | NA | WND |  | 3584452.067 |  |  | EIA Prime Mover-level Data
2021 | OR | Biglow Canyon Wind Farm | 56485 | 3 | WT | OP | NA | WND |  | 3533966.827 |  |  | EIA Prime Mover-level Data
2021 | WA | White Creek Wind Farm | 56487 | 1 | WT | OP | NA | WND |  | 5111501 |  |  | EIA Prime Mover-level Data
2021 | KS | Smoky Hills Wind Project Phase I | 56488 | 1 | WT | OP | NA | WND |  | 2661822 |  |  | EIA Prime Mover-level Data
2021 | AR | Elkins Generating Center | 56489 | A | GT | OP | NA | NG |  | 9848.333 | 0.039475 | 0.0080165 | EIA Prime Mover-level Data | NEI avg EF - PM, fuel type
2021 | AR | Elkins Generating Center | 56489 | B | GT | OP | NA | NG |  | 9848.333 | 0.039475 | 0.0080165 | EIA Prime Mover-level Data | NEI avg EF - PM, fuel type
2021 | AR | Elkins Generating Center | 56489 | C | GT | OP | NA | NG |  | 9848.333 | 0.039475 | 0.0080165 | EIA Prime Mover-level Data | NEI avg EF - PM, fuel type
2021 | TN | Buffalo Mountain Energy Center | 56493 | 4 | WT | OP | NA | WND |  | 249249 |  |  | EIA Prime Mover-level Data
2021 | MN | Prairie Star Wind Farm | 56494 | HP2 | WT | OP | NA | WND |  | 2163111 |  |  | EIA Prime Mover-level Data
2021 | WV | NedPower Mount Storm | 56495 | MS1 | WT | OP | NA | WND |  | 3113657.409 |  |  | EIA Prime Mover-level Data
2021 | WV | NedPower Mount Storm | 56495 | MS2 | WT | OP | NA | WND |  | 1898571.591 |  |  | EIA Prime Mover-level Data
2021 | MT | Phillips 66 Billings Refinery | 56496 | 3701 | ST | OA | NA | PRG |  | 153114 | 3.9002 | 0.050945 | EIA Prime Mover-level Data | NEI avg EF - PM, fuel type
2021 | KS | Goodman Energy Center | 56497 | 1 | IC | OP | NA | NG |  | 65586.307 | 0.013839 | 0.000422 | EIA Prime Mover-level Data | Estimated using an emission factor
2021 | KS | Goodman Energy Center | 56497 | 10 | IC | OP | NA | NG |  | 72613.412 | 0.015321 | 0.000422 | EIA Prime Mover-level Data | Estimated using an emission factor
2021 | KS | Goodman Energy Center | 56497 | 11 | IC | OP | NA | NG |  | 72613.412 | 0.015321 | 0.000422 | EIA Prime Mover-level Data | Estimated using an emission factor
2021 | KS | Goodman Energy Center | 56497 | 12 | IC | OP | NA | NG |  | 72613.412 | 0.015321 | 0.000422 | EIA Prime Mover-level Data | Estimated using an emission factor
2021 | KS | Goodman Energy Center | 56497 | 2 | IC | OP | NA | NG |  | 65586.307 | 0.013839 | 0.000422 | EIA Prime Mover-level Data | Estimated using an emission factor
2021 | KS | Goodman Energy Center | 56497 | 3 | IC | OP | NA | NG |  | 65586.307 | 0.013839 | 0.000422 | EIA Prime Mover-level Data | Estimated using an emission factor
2021 | KS | Goodman Energy Center | 56497 | 4 | IC | OP | NA | NG |  | 65586.307 | 0.013839 | 0.000422 | EIA Prime Mover-level Data | Estimated using an emission factor
2021 | KS | Goodman Energy Center | 56497 | 5 | IC | OP | NA | NG |  | 65586.307 | 0.013839 | 0.000422 | EIA Prime Mover-level Data | Estimated using an emission factor
2021 | KS | Goodman Energy Center | 56497 | 6 | IC | OP | NA | NG |  | 65586.307 | 0.013839 | 0.000422 | EIA Prime Mover-level Data | Estimated using an emission factor
2021 | KS | Goodman Energy Center | 56497 | 7 | IC | OP | NA | NG |  | 65586.307 | 0.013839 | 0.000422 | EIA Prime Mover-level Data | Estimated using an emission factor
2021 | KS | Goodman Energy Center | 56497 | 8 | IC | OP | NA | NG |  | 65586.307 | 0.013839 | 0.000422 | EIA Prime Mover-level Data | Estimated using an emission factor
2021 | KS | Goodman Energy Center | 56497 | 9 | IC | OP | NA | NG |  | 65586.307 | 0.013839 | 0.000422 | EIA Prime Mover-level Data | Estimated using an emission factor
2021 | ID | Mora Drop Hydroelectric Project | 56498 | 1 | HY | OP | NA | WAT |  | 35071 |  |  | EIA Prime Mover-level Data
2021 | MT | Tiber Dam Hydroelectric Plant | 56499 | HY1 | HY | OP | NA | WAT |  | 445042 |  |  | EIA Prime Mover-level Data
2021 | NV | Western 102 Power Plant | 56500 | A101 | IC | OP | NA | NG |  | 209646.786 | 0.044235 | 0.000422 | EIA Prime Mover-level Data | Estimated using an emission factor
2021 | NV | Western 102 Power Plant | 56500 | B102 | IC | OP | NA | NG |  | 209646.786 | 0.044235 | 0.000422 | EIA Prime Mover-level Data | Estimated using an emission factor
2021 | NV | Western 102 Power Plant | 56500 | B202 | IC | OP | NA | NG |  | 209646.786 | 0.044235 | 0.000422 | EIA Prime Mover-level Data | Estimated using an emission factor
2021 | NV | Western 102 Power Plant | 56500 | C102 | IC | OP | NA | NG |  | 209646.786 | 0.044235 | 0.000422 | EIA Prime Mover-level Data | Estimated using an emission factor
2021 | NV | Western 102 Power Plant | 56500 | C202 | IC | OP | NA | NG |  | 209646.786 | 0.044235 | 0.000422 | EIA Prime Mover-level Data | Estimated using an emission factor
2021 | NV | Western 102 Power Plant | 56500 | D101 | IC | OP | NA | NG |  | 209646.786 | 0.044235 | 0.000422 | EIA Prime Mover-level Data | Estimated using an emission factor
2021 | NV | Western 102 Power Plant | 56500 | E102 | IC | OP | NA | NG |  | 209646.786 | 0.044235 | 0.000422 | EIA Prime Mover-level Data | Estimated using an emission factor
2021 | NV | Western 102 Power Plant | 56500 | E202 | IC | OP | NA | NG |  | 209646.786 | 0.044235 | 0.000422 | EIA Prime Mover-level Data | Estimated using an emission factor
2021 | NV | Western 102 Power Plant | 56500 | F102 | IC | OP | NA | NG |  | 209646.786 | 0.044235 | 0.000422 | EIA Prime Mover-level Data | Estimated using an emission factor
2021 | NV | Western 102 Power Plant | 56500 | F202 | IC | OP | NA | NG |  | 209646.786 | 0.044235 | 0.000422 | EIA Prime Mover-level Data | Estimated using an emission factor
2021 | NV | Western 102 Power Plant | 56500 | G102 | IC | OP | NA | NG |  | 209646.786 | 0.044235 | 0.000422 | EIA Prime Mover-level Data | Estimated using an emission factor
2021 | NV | Western 102 Power Plant | 56500 | G202 | IC | OP | NA | NG |  | 209646.786 | 0.044235 | 0.000422 | EIA Prime Mover-level Data | Estimated using an emission factor
2021 | NV | Western 102 Power Plant | 56500 | H102 | IC | OP | NA | NG |  | 209646.786 | 0.044235 | 0.000422 | EIA Prime Mover-level Data | Estimated using an emission factor
2021 | NV | Western 102 Power Plant | 56500 | H202 | IC | OP | NA | NG |  | 209646.786 | 0.044235 | 0.000422 | EIA Prime Mover-level Data | Estimated using an emission factor
2021 | NV | Western 102 Power Plant | 56500 | PV1 | PV | OP | NA | SUN |  | 19533 |  |  | EIA Prime Mover-level Data
2021 | IA | Pomeroy Wind Farm | 56501 | PWF | WT | OP | NA | WND |  | 3571064.068 |  |  | EIA Prime Mover-level Data
2021 | IA | Pomeroy Wind Farm | 56501 | PWF2 | WT | OP | NA | WND |  | 2177478.09 |  |  | EIA Prime Mover-level Data
2021 | IA | Pomeroy Wind Farm | 56501 | PWF3 | WT | OP | NA | WND |  | 1698432.91 |  |  | EIA Prime Mover-level Data
2021 | IA | Pomeroy Wind Farm | 56501 | PWF4 | WT | OP | NA | WND |  | 868087.932 |  |  | EIA Prime Mover-level Data
2021 | KS | Emporia Energy Center | 56502 | EEC1 | GT | OP | CT | NG | 1161 | 313141.095 | 1.0334 | 0.0066 | EPA/CAMD | EPA/NEI | 2008
2021 | KS | Emporia Energy Center | 56502 | EEC2 | GT | OP | CT | NG | 1787 | 456756.794 | 1.5073 | 0.0066 | EPA/CAMD | EPA/NEI | 2008
2021 | KS | Emporia Energy Center | 56502 | EEC3 | GT | OP | CT | NG | 1418 | 348104.5 | 1.1487 | 0.0066 | EPA/CAMD | EPA/NEI | 2008
2021 | KS | Emporia Energy Center | 56502 | EEC4 | GT | OP | CT | NG | 1967 | 483810.017 | 1.5966 | 0.0066 | EPA/CAMD | EPA/NEI | 2008
2021 | KS | Emporia Energy Center | 56502 | EEC5 | GT | OP | CT | NG | 788 | 841716.432 | 2.7777 | 0.0066 | EPA/CAMD | EPA/NEI | 2008
2021 | KS | Emporia Energy Center | 56502 | EEC6 | GT | OP | CT | NG | 664 | 709905.317 | 2.3427 | 0.0066 | EPA/CAMD | EPA/NEI | 2009
2021 | KS | Emporia Energy Center | 56502 | EEC7 | GT | OP | CT | NG | 764 | 822263.769 | 2.7135 | 0.0066 | EPA/CAMD | EPA/NEI | 2009
2021 | MI | Riley Generating Station | 56503 | 1 | IC | OP | NA | NG |  | 1413.4 | 0.00029823 | 0.000422 | EIA Prime Mover-level Data | Estimated using an emission factor
2021 | MI | Riley Generating Station | 56503 | 2 | IC | OP | NA | NG |  | 1413.4 | 0.00029823 | 0.000422 | EIA Prime Mover-level Data | Estimated using an emission factor
2021 | MI | Riley Generating Station | 56503 | 3 | IC | OP | NA | NG |  | 1413.4 | 0.00029823 | 0.000422 | EIA Prime Mover-level Data | Estimated using an emission factor
2021 | MI | Riley Generating Station | 56503 | 4 | IC | OP | NA | NG |  | 1413.4 | 0.00029823 | 0.000422 | EIA Prime Mover-level Data | Estimated using an emission factor
2021 | MI | Riley Generating Station | 56503 | 5 | IC | OP | NA | NG |  | 1413.4 | 0.00029823 | 0.000422 | EIA Prime Mover-level Data | Estimated using an emission factor
2021 | MI | Municipal Power Plant | 56504 | 1 | IC | SB | NA | NG |  | 899 | 0.00018969 | 0.000422 | EIA Prime Mover-level Data | Estimated using an emission factor
2021 | MI | Municipal Power Plant | 56504 | 2 | IC | SB | NA | NG |  | 899 | 0.00018969 | 0.000422 | EIA Prime Mover-level Data | Estimated using an emission factor
2021 | AR | City Water & Light - City of Jonesboro | 56505 | SN04 | GT | OP | CT | NG | 182 | 48660.3 | 0.40881 | 0.016803 | EPA/CAMD | EPA/NEI | 2000
2021 | AR | City Water & Light - City of Jonesboro | 56505 | SN06 | GT | OP | CT | NG | 379 | 119630.7 | 1.4015 | 0.02343 | EPA/CAMD | EPA/NEI | 2003
2021 | AR | City Water & Light - City of Jonesboro | 56505 | SN07 | GT | OP | CT | NG | 479 | 161921.5 | 0.48674 | 0.006012 | EPA/CAMD | EPA/NEI | 2007
2021 | TX | Scurry County Wind LP | 56506 | SCW | WT | OP | NA | WND |  | 2231150 |  |  | EIA Prime Mover-level Data
2021 | UT | Tesoro SLC Cogeneration Plant | 56509 | 1 | GT | OP | NA | NG |  | 1122399 | 4.4989 | 0.0080165 | EIA Prime Mover-level Data | NEI avg EF - PM, fuel type
2021 | UT | Tesoro SLC Cogeneration Plant | 56509 | 2 | GT | OP | NA | NG |  | 1122399 | 4.4989 | 0.0080165 | EIA Prime Mover-level Data | NEI avg EF - PM, fuel type
2021 | PA | Frey Farm Landfill | 56510 | GEN2 | IC | OP | NA | LFG |  | 193668 | 1.4235 | 0.0147 | EIA Prime Mover-level Data | Estimated using an emission factor
2021 | NJ | Pennsauken Landfill | 56511 | GEN1 | IC | OP | NA | LFG |  | 31149.5 | 0.22895 | 0.0147 | EIA Prime Mover-level Data | Estimated using an emission factor
2021 | NJ | Pennsauken Landfill | 56511 | GEN2 | IC | OP | NA | LFG |  | 31149.5 | 0.22895 | 0.0147 | EIA Prime Mover-level Data | Estimated using an emission factor
2021 | PA | GLRA Landfill | 56512 | GEN1 | IC | OP | NA | LFG |  | 71261 | 0.52377 | 0.0147 | EIA Prime Mover-level Data | Estimated using an emission factor
2021 | PA | GLRA Landfill | 56512 | GEN2 | IC | OP | NA | LFG |  | 71261 | 0.52377 | 0.0147 | EIA Prime Mover-level Data | Estimated using an emission factor
2021 | PA | Whitemarsh Central Utility Plant | 56513 | CGE | IC | OP | NA | NG |  | 7686 | 0.0016217 | 0.000422 | EIA Prime Mover-level Data | Estimated using an emission factor
2021 | CO | Plains End II LLC | 56516 | 2G01 | IC | OP | NA | NG |  | 8574.357 | 0.0018092 | 0.000422 | EIA Prime Mover-level Data | Estimated using an emission factor
2021 | CO | Plains End II LLC | 56516 | 2G02 | IC | OP | NA | NG |  | 8574.357 | 0.0018092 | 0.000422 | EIA Prime Mover-level Data | Estimated using an emission factor
2021 | CO | Plains End II LLC | 56516 | 2G03 | IC | OP | NA | NG |  | 8574.357 | 0.0018092 | 0.000422 | EIA Prime Mover-level Data | Estimated using an emission factor
2021 | CO | Plains End II LLC | 56516 | 2G04 | IC | OP | NA | NG |  | 8574.357 | 0.0018092 | 0.000422 | EIA Prime Mover-level Data | Estimated using an emission factor
2021 | CO | Plains End II LLC | 56516 | 2G05 | IC | OP | NA | NG |  | 8574.357 | 0.0018092 | 0.000422 | EIA Prime Mover-level Data | Estimated using an emission factor
2021 | CO | Plains End II LLC | 56516 | 2G06 | IC | OP | NA | NG |  | 8574.357 | 0.0018092 | 0.000422 | EIA Prime Mover-level Data | Estimated using an emission factor
2021 | CO | Plains End II LLC | 56516 | 2G07 | IC | OP | NA | NG |  | 8574.357 | 0.0018092 | 0.000422 | EIA Prime Mover-level Data | Estimated using an emission factor
2021 | CO | Plains End II LLC | 56516 | 2G08 | IC | OP | NA | NG |  | 8574.357 | 0.0018092 | 0.000422 | EIA Prime Mover-level Data | Estimated using an emission factor
2021 | CO | Plains End II LLC | 56516 | 2G09 | IC | OP | NA | NG |  | 8574.357 | 0.0018092 | 0.000422 | EIA Prime Mover-level Data | Estimated using an emission factor
2021 | CO | Plains End II LLC | 56516 | 2G10 | IC | OP | NA | NG |  | 8574.357 | 0.0018092 | 0.000422 | EIA Prime Mover-level Data | Estimated using an emission factor
2021 | CO | Plains End II LLC | 56516 | 2G11 | IC | OP | NA | NG |  | 8574.357 | 0.0018092 | 0.000422 | EIA Prime Mover-level Data | Estimated using an emission factor
2021 | CO | Plains End II LLC | 56516 | 2G12 | IC | OP | NA | NG |  | 8574.357 | 0.0018092 | 0.000422 | EIA Prime Mover-level Data | Estimated using an emission factor
2021 | CO | Plains End II LLC | 56516 | 2G13 | IC | OP | NA | NG |  | 8574.357 | 0.0018092 | 0.000422 | EIA Prime Mover-level Data | Estimated using an emission factor
2021 | CO | Plains End II LLC | 56516 | 2G14 | IC | OP | NA | NG |  | 8574.357 | 0.0018092 | 0.000422 | EIA Prime Mover-level Data | Estimated using an emission factor
2021 | IA | West Diesel Generation Unit | 56517 | East | IC | SB | NA | DFO
2021 | IA | West Diesel Generation Unit | 56517 | West | IC | SB | NA | DFO
2021 | FL | South Energy Center | 56518 | GT1 | GT | OP | NA | NG |  | 62364 | 0.24997 | 0.0080165 | EIA Prime Mover-level Data | NEI avg EF - PM, fuel type
2021 | FL | South Energy Center | 56518 | REG1 | IC | OP | NA | NG |  | 348540 | 0.073542 | 0.000422 | EIA Prime Mover-level Data | Estimated using an emission factor
2021 | VA | Salem Electric Department | 56519 | 1 | IC | SB | NA | DFO |  | 684 | 0.10602 | 0.31 | EIA Prime Mover-level Data | Estimated using an emission factor
2021 | WI | Deertrack Park Gas Recovery | 56520 | GEN1 | IC | OP | NA | LFG |  | 53178.25 | 0.39086 | 0.0147 | EIA Prime Mover-level Data | Estimated using an emission factor
2021 | WI | Deertrack Park Gas Recovery | 56520 | GEN2 | IC | OP | NA | LFG |  | 53178.25 | 0.39086 | 0.0147 | EIA Prime Mover-level Data | Estimated using an emission factor
2021 | WI | Deertrack Park Gas Recovery | 56520 | GEN3 | IC | OP | NA | LFG |  | 53178.25 | 0.39086 | 0.0147 | EIA Prime Mover-level Data | Estimated using an emission factor
2021 | WI | Deertrack Park Gas Recovery | 56520 | GEN4 | IC | OP | NA | LFG |  | 53178.25 | 0.39086 | 0.0147 | EIA Prime Mover-level Data | Estimated using an emission factor
2021 | WI | Deertrack Park Gas Recovery | 56520 | GEN5 | IC | OP | NA | LFG |  | 53178.25 | 0.39086 | 0.0147 | EIA Prime Mover-level Data | Estimated using an emission factor
2021 | WI | Deertrack Park Gas Recovery | 56520 | GEN6 | IC | OP | NA | LFG |  | 53178.25 | 0.39086 | 0.0147 | EIA Prime Mover-level Data | Estimated using an emission factor
2021 | WI | Deertrack Park Gas Recovery | 56520 | GEN7 | IC | OP | NA | LFG |  | 53178.25 | 0.39086 | 0.0147 | EIA Prime Mover-level Data | Estimated using an emission factor
2021 | WI | Deertrack Park Gas Recovery | 56520 | GEN8 | IC | OP | NA | LFG |  | 53178.25 | 0.39086 | 0.0147 | EIA Prime Mover-level Data | Estimated using an emission factor
2021 | IA | Lake Mills Gas Recovery | 56521 | GEN1 | IC | OP | NA | LFG |  | 31836.2 | 0.234 | 0.0147 | EIA Prime Mover-level Data | Estimated using an emission factor
2021 | IA | Lake Mills Gas Recovery | 56521 | GEN2 | IC | OP | NA | LFG |  | 31836.2 | 0.234 | 0.0147 | EIA Prime Mover-level Data | Estimated using an emission factor
2021 | IA | Lake Mills Gas Recovery | 56521 | GEN3 | IC | OP | NA | LFG |  | 31836.2 | 0.234 | 0.0147 | EIA Prime Mover-level Data | Estimated using an emission factor
2021 | IA | Lake Mills Gas Recovery | 56521 | GEN4 | IC | OP | NA | LFG |  | 31836.2 | 0.234 | 0.0147 | EIA Prime Mover-level Data | Estimated using an emission factor
2021 | IA | Lake Mills Gas Recovery | 56521 | GEN5 | IC | OP | NA | LFG |  | 31836.2 | 0.234 | 0.0147 | EIA Prime Mover-level Data | Estimated using an emission factor
2021 | FL | Springhill Gas Recovery Plant | 56522 | GEN1 | IC | OP | NA | LFG |  | 78715.667 | 0.57856 | 0.0147 | EIA Prime Mover-level Data | Estimated using an emission factor
2021 | FL | Springhill Gas Recovery Plant | 56522 | GEN2 | IC | OP | NA | LFG |  | 78715.667 | 0.57856 | 0.0147 | EIA Prime Mover-level Data | Estimated using an emission factor
2021 | FL | Springhill Gas Recovery Plant | 56522 | GEN3 | IC | OP | NA | LFG |  | 78715.667 | 0.57856 | 0.0147 | EIA Prime Mover-level Data | Estimated using an emission factor
2021 | FL | Springhill Gas Recovery Plant | 56522 | GEN4 | IC | OP | NA | LFG |  | 78715.667 | 0.57856 | 0.0147 | EIA Prime Mover-level Data | Estimated using an emission factor
2021 | FL | Springhill Gas Recovery Plant | 56522 | GEN5 | IC | OP | NA | LFG |  | 78715.667 | 0.57856 | 0.0147 | EIA Prime Mover-level Data | Estimated using an emission factor
2021 | FL | Springhill Gas Recovery Plant | 56522 | GEN6 | IC | OP | NA | LFG |  | 78715.667 | 0.57856 | 0.0147 | EIA Prime Mover-level Data | Estimated using an emission factor
2021 | AR | Two Pine Landfill Gas Recovery | 56523 | GEN 7 | IC | OP | NA | LFG |  | 55131 | 0.40521 | 0.0147 | EIA Prime Mover-level Data | Estimated using an emission factor
2021 | AR | Two Pine Landfill Gas Recovery | 56523 | GEN1 | IC | OP | NA | LFG |  | 55131 | 0.40521 | 0.0147 | EIA Prime Mover-level Data | Estimated using an emission factor
2021 | AR | Two Pine Landfill Gas Recovery | 56523 | GEN2 | IC | OP | NA | LFG |  | 55131 | 0.40521 | 0.0147 | EIA Prime Mover-level Data | Estimated using an emission factor
2021 | AR | Two Pine Landfill Gas Recovery | 56523 | GEN3 | IC | OP | NA | LFG |  | 55131 | 0.40521 | 0.0147 | EIA Prime Mover-level Data | Estimated using an emission factor
2021 | AR | Two Pine Landfill Gas Recovery | 56523 | GEN4 | IC | OP | NA | LFG |  | 55131 | 0.40521 | 0.0147 | EIA Prime Mover-level Data | Estimated using an emission factor
2021 | AR | Two Pine Landfill Gas Recovery | 56523 | GEN5 | IC | OP | NA | LFG |  | 55131 | 0.40521 | 0.0147 | EIA Prime Mover-level Data | Estimated using an emission factor
2021 | TX | Austin Gas Recovery | 56524 | GEN1 | IC | OP | NA | LFG |  | 115346 | 0.84779 | 0.0147 | EIA Prime Mover-level Data | Estimated using an emission factor
2021 | TX | Austin Gas Recovery | 56524 | GEN2 | IC | OP | NA | LFG |  | 115346 | 0.84779 | 0.0147 | EIA Prime Mover-level Data | Estimated using an emission factor
2021 | TX | Austin Gas Recovery | 56524 | GEN3 | IC | OP | NA | LFG |  | 115346 | 0.84779 | 0.0147 | EIA Prime Mover-level Data | Estimated using an emission factor
2021 | WI | Timberline Trail Gas Recovery | 56525 | GEN2 | IC | OP | NA | LFG |  | 61276.75 | 0.45038 | 0.0147 | EIA Prime Mover-level Data | Estimated using an emission factor
2021 | WI | Timberline Trail Gas Recovery | 56525 | GEN3 | IC | OP | NA | LFG |  | 61276.75 | 0.45038 | 0.0147 | EIA Prime Mover-level Data | Estimated using an emission factor
2021 | WI | Timberline Trail Gas Recovery | 56525 | GEN4 | IC | OP | NA | LFG |  | 61276.75 | 0.45038 | 0.0147 | EIA Prime Mover-level Data | Estimated using an emission factor
2021 | WI | Timberline Trail Gas Recovery | 56525 | GEN5 | IC | OP | NA | LFG |  | 61276.75 | 0.45038 | 0.0147 | EIA Prime Mover-level Data | Estimated using an emission factor
2021 | NY | Chaffee Gas Recovery | 56526 | GEN1 | IC | OP | NA | LFG |  | 55841.625 | 0.41044 | 0.0147 | EIA Prime Mover-level Data | Estimated using an emission factor
2021 | NY | Chaffee Gas Recovery | 56526 | GEN2 | IC | OP | NA | LFG |  | 55841.625 | 0.41044 | 0.0147 | EIA Prime Mover-level Data | Estimated using an emission factor
2021 | NY | Chaffee Gas Recovery | 56526 | GEN3 | IC | OP | NA | LFG |  | 55841.625 | 0.41044 | 0.0147 | EIA Prime Mover-level Data | Estimated using an emission factor
2021 | NY | Chaffee Gas Recovery | 56526 | GEN4 | IC | OP | NA | LFG |  | 55841.625 | 0.41044 | 0.0147 | EIA Prime Mover-level Data | Estimated using an emission factor
2021 | NY | Chaffee Gas Recovery | 56526 | GEN5 | IC | OP | NA | LFG |  | 55841.625 | 0.41044 | 0.0147 | EIA Prime Mover-level Data | Estimated using an emission factor
2021 | NY | Chaffee Gas Recovery | 56526 | GEN6 | IC | OP | NA | LFG |  | 55841.625 | 0.41044 | 0.0147 | EIA Prime Mover-level Data | Estimated using an emission factor
2021 | NY | Chaffee Gas Recovery | 56526 | GEN7 | IC | OP | NA | LFG |  | 55841.625 | 0.41044 | 0.0147 | EIA Prime Mover-level Data | Estimated using an emission factor
2021 | NY | Chaffee Gas Recovery | 56526 | GEN8 | IC | OP | NA | LFG |  | 55841.625 | 0.41044 | 0.0147 | EIA Prime Mover-level Data | Estimated using an emission factor
2021 | MA | Fitchburg Gas Recovery | 56527 | GEN1 | IC | OP | NA | LFG |  | 137132 | 1.0079 | 0.0147 | EIA Prime Mover-level Data | Estimated using an emission factor
2021 | MA | Fitchburg Gas Recovery | 56527 | GEN2 | IC | OP | NA | LFG |  | 137132 | 1.0079 | 0.0147 | EIA Prime Mover-level Data | Estimated using an emission factor
2021 | MA | Fitchburg Gas Recovery | 56527 | GEN3 | IC | OP | NA | LFG |  | 137132 | 1.0079 | 0.0147 | EIA Prime Mover-level Data | Estimated using an emission factor
2021 | IL | Five Oaks Gas Recovery | 56529 | GEN1 | IC | OP | NA | LFG |  | 66220.25 | 0.48672 | 0.0147 | EIA Prime Mover-level Data | Estimated using an emission factor
2021 | IL | Five Oaks Gas Recovery | 56529 | GEN2 | IC | OP | NA | LFG |  | 66220.25 | 0.48672 | 0.0147 | EIA Prime Mover-level Data | Estimated using an emission factor
2021 | IL | Five Oaks Gas Recovery | 56529 | GEN3 | IC | OP | NA | LFG |  | 66220.25 | 0.48672 | 0.0147 | EIA Prime Mover-level Data | Estimated using an emission factor
2021 | IL | Five Oaks Gas Recovery | 56529 | GEN4 | IC | OP | NA | LFG |  | 66220.25 | 0.48672 | 0.0147 | EIA Prime Mover-level Data | Estimated using an emission factor
2021 | CO | DADS Gas Recovery | 56530 | GEN1 | IC | OP | NA | LFG |  | 63249.25 | 0.46488 | 0.0147 | EIA Prime Mover-level Data | Estimated using an emission factor
2021 | CO | DADS Gas Recovery | 56530 | GEN2 | IC | OP | NA | LFG |  | 63249.25 | 0.46488 | 0.0147 | EIA Prime Mover-level Data | Estimated using an emission factor
2021 | CO | DADS Gas Recovery | 56530 | GEN3 | IC | OP | NA | LFG |  | 63249.25 | 0.46488 | 0.0147 | EIA Prime Mover-level Data | Estimated using an emission factor
2021 | CO | DADS Gas Recovery | 56530 | GEN4 | IC | OP | NA | LFG |  | 63249.25 | 0.46488 | 0.0147 | EIA Prime Mover-level Data | Estimated using an emission factor
2021 | VA | Waste Management Bethel LFGTE | 56531 | GEN1 | IC | OP | NA | LFG |  | 72682.833 | 0.53422 | 0.0147 | EIA Prime Mover-level Data | Estimated using an emission factor
2021 | VA | Waste Management Bethel LFGTE | 56531 | GEN2 | IC | OP | NA | LFG |  | 72682.833 | 0.53422 | 0.0147 | EIA Prime Mover-level Data | Estimated using an emission factor
2021 | VA | Waste Management Bethel LFGTE | 56531 | GEN3 | IC | OP | NA | LFG |  | 72682.833 | 0.53422 | 0.0147 | EIA Prime Mover-level Data | Estimated using an emission factor
2021 | VA | Waste Management Bethel LFGTE | 56531 | GEN4 | IC | OP | NA | LFG |  | 72682.833 | 0.53422 | 0.0147 | EIA Prime Mover-level Data | Estimated using an emission factor
2021 | VA | Waste Management Bethel LFGTE | 56531 | GEN5 | IC | OP | NA | LFG |  | 72682.833 | 0.53422 | 0.0147 | EIA Prime Mover-level Data | Estimated using an emission factor
2021 | VA | Waste Management Bethel LFGTE | 56531 | GEN6 | IC | OP | NA | LFG |  | 72682.833 | 0.53422 | 0.0147 | EIA Prime Mover-level Data | Estimated using an emission factor
2021 | CA | Colusa Generating Station | 56532 | CT1 | CT | OP | CC | NG | 4711 | 8360381.036 | 2.0932 | 0.00050074 | EPA/CAMD | EPA/NEI | 2010
2021 | CA | Colusa Generating Station | 56532 | CT2 | CT | OP | CC | NG | 4371 | 7658684.855 | 2.5421 | 0.00066384 | EPA/CAMD | EPA/NEI | 2010
2021 | MO | Cow Branch | 56536 | 1 | WT | OP | NA | WND |  | 794845 |  |  | EIA Prime Mover-level Data
2021 | MO | Conception | 56537 | 1 | WT | OP | NA | WND |  | 849786 |  |  | EIA Prime Mover-level Data
2021 | MO | Loess Hills | 56538 | 1 | WT | OP | NA | WND |  | 59760 |  |  | EIA Prime Mover-level Data
2021 | NV | Galena 2 Geothermal Power Plant | 56540 | GEN1 | BT | OP | NA | GEO |  | 313805 |  |  | EIA Prime Mover-level Data
2021 | NV | Galena 3 Geothermal Power Plant | 56541 | GEN1 | BT | OP | NA | GEO |  | 443012 |  |  | EIA Prime Mover-level Data
2021 | NV | Galena 3 Geothermal Power Plant | 56541 | GEN2 | BT | OP | NA | GEO |  | 443012 |  |  | EIA Prime Mover-level Data
2021 | AK | Kasidaya Creek Hydro | 56542 | 1 | HY | OP | NA | WAT |  | 61036 |  |  | EIA Prime Mover-level Data
2021 | MN | Eastridge Wind Project | 56543 | 1 | WT | OP | NA | WND |  | 167762 |  |  | EIA Prime Mover-level Data
2021 | MN | Windom Wind Project | 56544 | 1 | WT | OP | NA | WND |  | 254352 |  |  | EIA Prime Mover-level Data
2021 | SC | Seneca City of | 56545 | PPG1 | IC | OP | NA | DFO |  | 3015.8 | 0.46745 | 0.31 | EIA Prime Mover-level Data | Estimated using an emission factor
2021 | SC | Seneca City of | 56545 | PPG2 | IC | OP | NA | DFO |  | 3015.8 | 0.46745 | 0.31 | EIA Prime Mover-level Data | Estimated using an emission factor
2021 | SC | Seneca City of | 56545 | PPG3 | IC | OP | NA | DFO |  | 3015.8 | 0.46745 | 0.31 | EIA Prime Mover-level Data | Estimated using an emission factor
2021 | SC | Seneca City of | 56545 | WPG1 | IC | OP | NA | DFO |  | 3015.8 | 0.46745 | 0.31 | EIA Prime Mover-level Data | Estimated using an emission factor
2021 | SC | Seneca City of | 56545 | WPG2 | IC | OP | NA | DFO |  | 3015.8 | 0.46745 | 0.31 | EIA Prime Mover-level Data | Estimated using an emission factor
2021 | NC | Cornelius Delivery No 1 | 56546 | 1 | IC | OP | NA | DFO |  | 43 | 0.006665 | 0.31 | EIA Prime Mover-level Data | Estimated using an emission factor
2021 | NC | Bostic Delivery No 2 | 56547 | 1 | IC | OP | NA | DFO |  | 12 | 0.00186 | 0.31 | EIA Prime Mover-level Data | Estimated using an emission factor
2021 | NC | Drexel Operations Center | 56548 | 1 | IC | OP | NA | DFO |  | 1005 | 0.15577 | 0.31 | EIA Prime Mover-level Data | Estimated using an emission factor
2021 | NC | Granite Falls Walmart | 56549 | 1 | IC | OP | NA | DFO |  | 975 | 0.15113 | 0.31 | EIA Prime Mover-level Data | Estimated using an emission factor
2021 | NC | Huntersville Delivery No 2 | 56550 | 1 | IC | OP | NA | DFO |  | 55 | 0.008525 | 0.31 | EIA Prime Mover-level Data | Estimated using an emission factor
2021 | NC | Landis Delivery No 2 | 56551 | 1 | IC | OP | NA | DFO |  | 25 | 0.003875 | 0.31 | EIA Prime Mover-level Data | Estimated using an emission factor
2021 | NC | Statesville Delivery No 3 | 56552 | 1 | IC | OP | NA | DFO |  | 55 | 0.008525 | 0.31 | EIA Prime Mover-level Data | Estimated using an emission factor
2021 | NC | Catawba River Pollution Control | 56553 | 1234 | IC | OP | NA | DFO |  | 596 | 0.09238 | 0.31 | EIA Prime Mover-level Data | Estimated using an emission factor
2021 | UT | Salt Lake Energy Systems | 56554 | Unit1 | IC | OP | NA | LFG |  | 86396.25 | 0.63501 | 0.0147 | EIA Prime Mover-level Data | Estimated using an emission factor
2021 | UT | Salt Lake Energy Systems | 56554 | Unit2 | IC | OP | NA | LFG |  | 86396.25 | 0.63501 | 0.0147 | EIA Prime Mover-level Data | Estimated using an emission factor
2021 | UT | Salt Lake Energy Systems | 56554 | Unit3 | IC | OP | NA | LFG |  | 172792.5 | 1.27 | 0.0147 | EIA Prime Mover-level Data | Estimated using an emission factor
2021 | MO | Bluegrass Ridge | 56555 | 1 | WT | OP | NA | WND |  | 924984 |  |  | EIA Prime Mover-level Data
2021 | KY | Paducah Power Systems Plant 1 | 56556 | EU01A | GT | OP | CT | NG | 620 | 109860.38 | 4.0117 | 0.073033 | EPA/CAMD | EPA/NEI | 2010
2021 | KY | Paducah Power Systems Plant 1 | 56556 | EU01B | GT | OP | CT | NG | 638 | 120961.576 | 4.0117 | 0.06633 | EPA/CAMD | EPA/NEI | 2010
2021 | KY | Paducah Power Systems Plant 1 | 56556 | EU02A | GT | OP | CT | NG | 702 | 132090.883 | 4.0117 | 0.060742 | EPA/CAMD | EPA/NEI | 2010
2021 | KY | Paducah Power Systems Plant 1 | 56556 | EU02B | GT | OP | CT | NG | 687 | 135625.388 | 4.0117 | 0.059159 | EPA/CAMD | EPA/NEI | 2010
2021 | TX | Porterhouse Wind (4) LLC | 56560 | JDW4 | WT | OP | NA | WND |  | 196571 |  |  | EIA Prime Mover-level Data
2021 | TX | Filet Wind (5) LLC | 56561 | JDW5 | WT | OP | NA | WND |  | 2495 |  |  | EIA Prime Mover-level Data
2021 | TX | Tenderloin Wind (6) LLC | 56562 | JDW6 | WT | OP | NA | WND |  | 14192 |  |  | EIA Prime Mover-level Data
2021 | CO | Peetz Table Wind Energy | 56563 | GE | WT | OP | NA | WND |  | 5514963 |  |  | EIA Prime Mover-level Data
2021 | AR | John W. Turk Jr. Power Plant | 56564 | SN-01 | ST | OP | WALL | SUB | 6578 | 32371558.151 | 134.337 | 0.0082997 | EPA/CAMD | EPA/NEI | 2012
2021 | NV | Nellis Air Force Base Solar Array | 56568 | NS1 | PV | OP | NA | SUN |  | 59105.818 |  |  | EIA Prime Mover-level Data
2021 | NV | Nellis Air Force Base Solar Array | 56568 | NS2 | PV | OP | NA | SUN |  | 62960.545 |  |  | EIA Prime Mover-level Data
2021 | NV | Nellis Air Force Base Solar Array | 56568 | NS3 | PV | OP | NA | SUN |  | 47541.636 |  |  | EIA Prime Mover-level Data
2021 | CA | Niland Gas Turbine Plant | 56569 | 1 | GT | OP | CT | NG | 1374 | 450655.075 | 0.47644 | 0.0021144 | EPA/CAMD | EPA/NEI | 2008
2021 | CA | Niland Gas Turbine Plant | 56569 | 2 | GT | OP | CT | NG | 1371 | 429158.978 | 0.92025 | 0.0042886 | EPA/CAMD | EPA/NEI | 2008
2021 | CA | Terra-Gen VG Wind LLC | 56570 | WGNS | WT | OP | NA | WND |  | 103426 |  |  | EIA Prime Mover-level Data
2021 | MD | Eastern Landfill Gas LLC | 56571 | 1 | IC | OP | NA | LFG |  | 61374.667 | 0.4511 | 0.0147 | EIA Prime Mover-level Data | Estimated using an emission factor
2021 | MD | Eastern Landfill Gas LLC | 56571 | 2 | IC | OP | NA | LFG |  | 61374.667 | 0.4511 | 0.0147 | EIA Prime Mover-level Data | Estimated using an emission factor
2021 | MD | Eastern Landfill Gas LLC | 56571 | 3 | IC | OP | NA | LFG |  | 61374.667 | 0.4511 | 0.0147 | EIA Prime Mover-level Data | Estimated using an emission factor
2021 | ND | FPL Energy Oliver Wind II LLC | 56573 | 2 | WT | OP | NA | WND |  | 1697802 |  |  | EIA Prime Mover-level Data
2021 | NY | Steel Winds Wind Farm | 56575 | 1 | WT | OP | NA | WND |  | 542208 |  |  | EIA Prime Mover-level Data
2021 | MN | Shane's Wind Machine | 56577 | 1 | WT | OP | NA | WND |  | 54552 |  |  | EIA Prime Mover-level Data
2021 | MN | Blue Breezes LLC | 56580 | 1 | WT | OP | NA | WND
2021 | MN | Blue Breezes II LLC | 56581 | 1 | WT | OP | NA | WND
2021 | MN | Sunset Breeze LLC | 56586 | 1 | WT | OP | NA | WND |  | 22877 |  |  | EIA Prime Mover-level Data
2021 | MN | Minnesota Breeze LLC | 56587 | 1 | WT | OP | NA | WND |  | 22877 |  |  | EIA Prime Mover-level Data
2021 | MN | G Flow Wind LLC | 56588 | 1 | WT | OP | NA | WND |  | 22877 |  |  | EIA Prime Mover-level Data
2021 | MN | Wolf Wind Enterprises LLC | 56589 | 1 | WT | OP | NA | WND |  | 22877 |  |  | EIA Prime Mover-level Data
2021 | MN | Green Acres Breeze LLC | 56590 | 1 | WT | OP | NA | WND |  | 22877 |  |  | EIA Prime Mover-level Data
2021 | MT | Horseshoe Bend Wind Park | 56591 | HBWP | WT | OP | NA | WND |  | 236373 |  |  | EIA Prime Mover-level Data
2021 | TX | Champion Wind Farm LLC | 56592 | CH1 | WT | OP | NA | WND |  | 2774783 |  |  | EIA Prime Mover-level Data
2021 | TX | Roscoe Wind Farm LLC | 56593 | RO1 | WT | OP | NA | WND |  | 4232994 |  |  | EIA Prime Mover-level Data
2021 | NY | Munnsville Wind Farm LLC | 56594 | MU1 | WT | OP | NA | WND |  | 699632 |  |  | EIA Prime Mover-level Data
2021 | WY | Wygen III | 56596 | 001 | ST | OP | WALL | SUB | 8450 | 9493686.327 | 82.7405 | 0.017431 | EPA/CAMD | NEI avg EF - PM, fuel type, firing type | 2010
2021 | MO | Elm Street Substation Generators | 56597 | EP01 | IC | SB | NA | DFO |  | 198.667 | 0.030793 | 0.31 | EIA Prime Mover-level Data | Estimated using an emission factor
2021 | MO | Elm Street Substation Generators | 56597 | EP02 | IC | SB | NA | DFO |  | 198.667 | 0.030793 | 0.31 | EIA Prime Mover-level Data | Estimated using an emission factor
2021 | MO | Elm Street Substation Generators | 56597 | EP03 | IC | SB | NA | DFO |  | 198.667 | 0.030793 | 0.31 | EIA Prime Mover-level Data | Estimated using an emission factor
2021 | MO | Walton Street Substation | 56598 | EP07 | IC | SB | NA | DFO |  | 72 | 0.01116 | 0.31 | EIA Prime Mover-level Data | Estimated using an emission factor
2021 | MO | Overall Road Station | 56600 | EP11 | IC | SB | NA | DFO |  | 149 | 0.023095 | 0.31 | EIA Prime Mover-level Data | Estimated using an emission factor
2021 | MO | Overall Road Station | 56600 | EP12 | IC | SB | NA | DFO |  | 149 | 0.023095 | 0.31 | EIA Prime Mover-level Data | Estimated using an emission factor
2021 | MO | Overall Road Station | 56600 | EP13 | IC | SB | NA | DFO |  | 149 | 0.023095 | 0.31 | EIA Prime Mover-level Data | Estimated using an emission factor
2021 | MO | Overall Road Station | 56600 | EP14 | IC | SB | NA | DFO |  | 149 | 0.023095 | 0.31 | EIA Prime Mover-level Data | Estimated using an emission factor
2021 | TX | Snyder Wind Farm | 56602 | SNY1 | WT | OP | NA | WND |  | 13600 |  |  | EIA Prime Mover-level Data
2021 | TX | San Jacinto County Peaking Facility | 56603 | SJCCT1 | GT | OP | CT | NG | 1484 | 979912.562 | 6.516 | 0.013299 | EPA/CAMD | EPA/NEI | 2009
2021 | TX | San Jacinto County Peaking Facility | 56603 | SJCCT2 | GT | OP | CT | NG | 1652 | 1176351.986 | 7.8225 | 0.0133 | EPA/CAMD | EPA/NEI | 2009
2021 | TX | Hardin County Peaking Facility | 56604 | HCCT1 | GT | OP | CT | NG | 269 | 176832.09 | 1.168 | 0.01321 | EPA/CAMD | EPA/NEI | 2009
2021 | TX | Hardin County Peaking Facility | 56604 | HCCT2 | GT | OP | CT | NG | 238 | 154503.75 | 1.0225 | 0.013236 | EPA/CAMD | EPA/NEI | 2009
2021 | ND | Langdon Renewables, LLC | 56605 | GE15 | WT | OP | NA | WND |  | 4463654 |  |  | EIA Prime Mover-level Data
2021 | MT | Culbertson Station | 56606 | CT01 | GT | OP | CT | NG | 2644 | 961526.227 | 7.221 | 0.01502 | EPA/CAMD | EPA/NEI | 2010
2021 | ND | Prairie Winds ND1 | 56607 | ND1 | WT | OP | NA | WND |  | 2944197 |  |  | EIA Prime Mover-level Data
2021 | SD | Prairie Winds SD1 | 56608 | SD1 | WT | OP | NA | WND |  | 3075398.148 |  |  | EIA Prime Mover-level Data
2021 | SD | Prairie Winds SD1 | 56608 | SD2 | WT | OP | NA | WND |  | 215277.87 |  |  | EIA Prime Mover-level Data
2021 | SD | Prairie Winds SD1 | 56608 | SD3 | WT | OP | NA | WND |  | 30753.981 |  |  | EIA Prime Mover-level Data
2021 | WY | Dry Fork Station | 56609 | 01 | ST | OP | WALL | SUB | 7909 | 30505918.737 | 265.8689 | 0.017431 | EPA/CAMD | NEI avg EF - PM, fuel type, firing type | 2011
2021 | SD | Deer Creek Station | 56610 | 01 | CT | OP | CC | NG | 3212 | 4849460.633 | 13.0294 | 0.0053736 | EPA/CAMD | NEI avg EF - PM, fuel type, firing type | 2012
2021 | TX | Sandy Creek Energy Station | 56611 | S01 | ST | OP | WALL | SUB | 7750 | 56670751.228 | 393.13 | 0.013874 | EPA/CAMD | EPA/NEI | 2011
2021 | CO | Logan Wind Energy | 56613 | 1 | WT | OP | NA | WND |  | 3432333 |  |  | EIA Prime Mover-level Data
2021 | IL | Old Trail Wind Farm | 56614 | 2 | WT | OP | NA | WND |  | 4950515 |  |  | EIA Prime Mover-level Data
2021 | CA | Rancho Penasquitos | 56615 | G100 | HY | OP | NA | WAT |  | 88058 |  |  | EIA Prime Mover-level Data
2021 | AZ | Novo BioPower Plant | 56616 | 4PB | ST | OP | NA | WDS |  | 2886337.67 | 14.9792 | 0.010379 | EIA Unit-level Data | NEI avg EF - PM, fuel type
2021 | MN | Fenton Wind Farm | 56617 | 1 | WT | OP | NA | WND |  | 2729570 |  |  | EIA Prime Mover-level Data
2021 | NY | Clinton | 56618 | 1 | WT | OP | NA | WND |  | 1338653 |  |  | EIA Prime Mover-level Data
2021 | NY | Ellenburg | 56619 | 1 | WT | OP | NA | WND |  | 1254962 |  |  | EIA Prime Mover-level Data
2021 | NY | Bliss | 56620 | 1 | WT | OP | NA | WND |  | 1551919 |  |  | EIA Prime Mover-level Data
2021 | OK | Sleeping Bear LLC | 56621 | 1 | WT | OP | NA | WND |  | 804412 |  |  | EIA Prime Mover-level Data
2021 | IL | Providence Heights Wind LLC | 56622 | 1 | WT | OP | NA | WND |  | 1534492 |  |  | EIA Prime Mover-level Data
2021 | OR | Elkhorn Valley Wind Farm | 56623 | EH1 | WT | OP | NA | WND |  | 3046732 |  |  | EIA Prime Mover-level Data
2021 | MN | Ewington Energy Systems, LLC | 56626 | 1 | WT | OP | NA | WND |  | 43543 |  |  | EIA Prime Mover-level Data
2021 | CT | Waterbury Generation | 56629 | 10 | GT | OP | CT | NG | 584 | 317100.989 | 0.85975 | 0.0054226 | EPA/CAMD | EPA/NEI | 2009
2021 | MN | Taconite Ridge 1 Wind Energy Center | 56630 | 1 | WT | OP | NA | WND |  | 487938 |  |  | EIA Prime Mover-level Data
2021 | NY | Dutch Hill Wind Project | 56633 | 1 | WT | OP | NA | WND |  | 445102 |  |  | EIA Prime Mover-level Data
2021 | NY | Cohocton Wind Project | 56634 | 1 | WT | OP | NA | WND |  | 1038575 |  |  | EIA Prime Mover-level Data
2021 | MI | Harvest | 56635 | 1 | WT | OP | NA | WND |  | 973669 |  |  | EIA Prime Mover-level Data
2021 | ID | Mountain Home | 56636 | 1 | WT | OP | NA | WND |  | 306099 |  |  | EIA Prime Mover-level Data
2021 | ID | Bennett Creek Windfarm LLC - Mountain Home | 56637 | 1 | WT | OP | NA | WND |  | 364907 |  |  | EIA Prime Mover-level Data
2021 | TX | Buffalo Gap 3 Wind Farm | 56638 | GEN1 | WT | OP | NA | WND |  | 2857863 |  |  | EIA Prime Mover-level Data
2021 | CA | Midway Peaking | 56639 | 1 | GT | OP | CT | NG | 354 | 140280.427 | 0.059779 | 0.00085229 | EPA/CAMD | EPA/NEI | 2009
2021 | CA | Midway Peaking | 56639 | 2 | GT | OP | CT | NG | 339 | 135605.232 | 0.05968 | 0.0008802 | EPA/CAMD | EPA/NEI | 2009
2021 | IL | Camp Grove Wind Farm | 56640 | 1 | WT | OP | NA | WND |  | 3613673 |  |  | EIA Prime Mover-level Data
2021 | MN | St Paul Cogeneration | 56643 | 7 | ST | OP | NA | WDS |  | 2576956.264 | 13.3736 | 0.010379 | EIA Unit-level Data | NEI avg EF - PM, fuel type
2021 | TX | Stanton Wind Energy LLC | 56644 | 1 | WT | OP | NA | WND |  | 1990506 |  |  | EIA Prime Mover-level Data
2021 | IA | Osceola Windpower LLC | 56645 | CL25 | WT | OP | NA | WND |  | 3250298 |  |  | EIA Prime Mover-level Data
2021 | WI | Butler Ridge | 56647 | 1 | WT | OP | NA | WND |  | 1164110 |  |  | EIA Prime Mover-level Data
2021 | TX | Majestic 1 Wind Farm | 56648 | 1 | WT | OP | NA | WND |  | 3120403 |  |  | EIA Prime Mover-level Data
2021 | TX | South Trent Wind Farm | 56649 | 1 | WT | OP | NA | WND |  | 2161211 |  |  | EIA Prime Mover-level Data
2021 | SD | Wessington Springs | 56650 | 1 | WT | OP | NA | WND |  | 1927154 |  |  | EIA Prime Mover-level Data
2021 | PA | North Allegheny Windpower Project | 56651 | 1 | WT | OP | NA | WND |  | 1264397 |  |  | EIA Prime Mover-level Data
2021 | CA | Hatchet Ridge Wind Project | 56654 | 1 | WT | OP | NA | WND |  | 2516559 |  |  | EIA Prime Mover-level Data
2021 | MI | Michigan Wind 2 | 56659 | 1 | WT | OP | NA | WND |  | 2813463 |  |  | EIA Prime Mover-level Data
2021 | TX | Pattern Gulf Wind | 56661 | 1 | WT | OP | NA | WND |  | 5002121 |  |  | EIA Prime Mover-level Data
2021 | OK | Dempsey Ridge Wind Farm | 56665 | DR | WT | OP | NA | WND |  | 2578327 |  |  | EIA Prime Mover-level Data
2021 | WA | Goodnoe Hills | 56666 | 1 | WT | OP | NA | WND |  | 2619688 |  |  | EIA Prime Mover-level Data
2021 | HI | Lanai Solar-Electric Plant | 56667 | 0001 | PV | OP | NA | SUN
2021 | HI | Lanai Solar-Electric Plant | 56667 | 0002 | PV | OP | NA | SUN
2021 | HI | Lanai Solar-Electric Plant | 56667 | 0003 | PV | OP | NA | SUN
2021 | HI | Lanai Solar-Electric Plant | 56667 | 0004 | PV | OP | NA | SUN
2021 | HI | Lanai Solar-Electric Plant | 56667 | 0005 | PV | OP | NA | SUN
2021 | HI | Lanai Solar-Electric Plant | 56667 | 0006 | PV | OP | NA | SUN
2021 | HI | Lanai Solar-Electric Plant | 56667 | 0007 | PV | OP | NA | SUN
2021 | HI | Lanai Solar-Electric Plant | 56667 | 0008 | PV | OP | NA | SUN
2021 | HI | Lanai Solar-Electric Plant | 56667 | 0009 | PV | OP | NA | SUN
2021 | HI | Lanai Solar-Electric Plant | 56667 | 0010 | PV | OP | NA | SUN
2021 | HI | Lanai Solar-Electric Plant | 56667 | 0011 | PV | OP | NA | SUN
2021 | HI | Lanai Solar-Electric Plant | 56667 | 0012 | PV | OP | NA | SUN
2021 | MD | NIH Cogeneration Facility | 56668 | CGTC | GT | OP | CT | NG | 5492 | 1461385.686 | 5.8576 | 0.0080165 | EPA/CAMD | NEI avg EF - PM, fuel type, firing type | 2004
2021 | ND | Tatanka Wind Power LLC | 56669 | TW1 | WT | OP | NA | WND |  | 1428445 |  |  | EIA Prime Mover-level Data
2021 | ND | Velva Windfarm LLC | 56670 | VW1 | WT | OP | NA | WND |  | 246297 |  |  | EIA Prime Mover-level Data
2021 | WV | Longview Power | 56671 | 001 | ST | OP | WALL | BIT | 8056 | 51226202.146 | 579.6382 | 0.022631 | EPA/CAMD | NEI avg EF - PM, fuel type, firing type | 2011
2021 | TX | Whirlwind Energy Center | 56673 | WEC | WT | OP | NA | WND |  | 1597257 |  |  | EIA Prime Mover-level Data
2021 | TX | Winchester Power Park | 56674 | 1 | GT | OP | CT | NG | 784 | 174734.423 | 0.569 | 0.0065127 | EPA/CAMD | EPA/NEI | 2009
2021 | TX | Winchester Power Park | 56674 | 2 | GT | OP | CT | NG | 711 | 168364.863 | 0.5474 | 0.0065025 | EPA/CAMD | EPA/NEI | 2009
2021 | TX | Winchester Power Park | 56674 | 3 | GT | OP | CT | NG | 707 | 158644.325 | 0.5185 | 0.0065366 | EPA/CAMD | EPA/NEI | 2009
2021 | TX | Winchester Power Park | 56674 | 4 | GT | OP | CT | NG | 672 | 154664.59 | 0.4984 | 0.0064449 | EPA/CAMD | EPA/NEI | 2009
2021 | IA | Charles City Wind Farm | 56677 | CCWF | WT | OP | NA | WND |  | 2252444 |  |  | EIA Prime Mover-level Data
2021 | IN | Benton County Wind Farm | 56679 | 1 | WT | OP | NA | WND |  | 2949324 |  |  | EIA Prime Mover-level Data
2021 | MD | Wicomico | 56680 | 1 | IC | OP | NA | LFG |  | 8800.889 | 0.064687 | 0.0147 | EIA Prime Mover-level Data | Estimated using an emission factor
2021 | MD | Wicomico | 56680 | 10 | IC | OP | NA | LFG |  | 8800.889 | 0.064687 | 0.0147 | EIA Prime Mover-level Data | Estimated using an emission factor
2021 | MD | Wicomico | 56680 | 11 | IC | OP | NA | LFG |  | 8800.889 | 0.064687 | 0.0147 | EIA Prime Mover-level Data | Estimated using an emission factor
2021 | MD | Wicomico | 56680 | 12 | IC | OP | NA | LFG |  | 8800.889 | 0.064687 | 0.0147 | EIA Prime Mover-level Data | Estimated using an emission factor
2021 | MD | Wicomico | 56680 | 13 | IC | OP | NA | LFG |  | 8800.889 | 0.064687 | 0.0147 | EIA Prime Mover-level Data | Estimated using an emission factor
2021 | MD | Wicomico | 56680 | 14 | IC | OP | NA | LFG |  | 8800.889 | 0.064687 | 0.0147 | EIA Prime Mover-level Data | Estimated using an emission factor
2021 | MD | Wicomico | 56680 | 15 | IC | OP | NA | LFG |  | 8800.889 | 0.064687 | 0.0147 | EIA Prime Mover-level Data | Estimated using an emission factor
2021 | MD | Wicomico | 56680 | 16 | IC | OP | NA | LFG |  | 8800.889 | 0.064687 | 0.0147 | EIA Prime Mover-level Data | Estimated using an emission factor
2021 | MD | Wicomico | 56680 | 17 | IC | OP | NA | LFG |  | 8800.889 | 0.064687 | 0.0147 | EIA Prime Mover-level Data | Estimated using an emission factor
2021 | MD | Wicomico | 56680 | 18 | IC | OP | NA | LFG |  | 8800.889 | 0.064687 | 0.0147 | EIA Prime Mover-level Data | Estimated using an emission factor
2021 | MD | Wicomico | 56680 | 2 | IC | OP | NA | LFG |  | 8800.889 | 0.064687 | 0.0147 | EIA Prime Mover-level Data | Estimated using an emission factor
2021 | MD | Wicomico | 56680 | 3 | IC | OP | NA | LFG |  | 8800.889 | 0.064687 | 0.0147 | EIA Prime Mover-level Data | Estimated using an emission factor
2021 | MD | Wicomico | 56680 | 4 | IC | OP | NA | LFG |  | 8800.889 | 0.064687 | 0.0147 | EIA Prime Mover-level Data | Estimated using an emission factor
2021 | MD | Wicomico | 56680 | 5 | IC | OP | NA | LFG |  | 8800.889 | 0.064687 | 0.0147 | EIA Prime Mover-level Data | Estimated using an emission factor
2021 | MD | Wicomico | 56680 | 6 | IC | OP | NA | LFG |  | 8800.889 | 0.064687 | 0.0147 | EIA Prime Mover-level Data | Estimated using an emission factor
2021 | MD | Wicomico | 56680 | 7 | IC | OP | NA | LFG |  | 8800.889 | 0.064687 | 0.0147 | EIA Prime Mover-level Data | Estimated using an emission factor
2021 | MD | Wicomico | 56680 | 8 | IC | OP | NA | LFG |  | 8800.889 | 0.064687 | 0.0147 | EIA Prime Mover-level Data | Estimated using an emission factor
2021 | MD | Wicomico | 56680 | 9 | IC | OP | NA | LFG |  | 8800.889 | 0.064687 | 0.0147 | EIA Prime Mover-level Data | Estimated using an emission factor
2021 | VA | Amelia | 56681 | 1 | IC | OP | NA | LFG |  | 8921.167 | 0.065571 | 0.0147 | EIA Prime Mover-level Data | Estimated using an emission factor
2021 | VA | Amelia | 56681 | 10 | IC | OP | NA | LFG |  | 8921.167 | 0.065571 | 0.0147 | EIA Prime Mover-level Data | Estimated using an emission factor
2021 | VA | Amelia | 56681 | 11 | IC | OP | NA | LFG |  | 8921.167 | 0.065571 | 0.0147 | EIA Prime Mover-level Data | Estimated using an emission factor
2021 | VA | Amelia | 56681 | 12 | IC | OP | NA | LFG |  | 8921.167 | 0.065571 | 0.0147 | EIA Prime Mover-level Data | Estimated using an emission factor
2021 | VA | Amelia | 56681 | 13 | IC | OP | NA | LFG |  | 8921.167 | 0.065571 | 0.0147 | EIA Prime Mover-level Data | Estimated using an emission factor
2021 | VA | Amelia | 56681 | 14 | IC | OP | NA | LFG |  | 8921.167 | 0.065571 | 0.0147 | EIA Prime Mover-level Data | Estimated using an emission factor
2021 | VA | Amelia | 56681 | 15 | IC | OP | NA | LFG |  | 8921.167 | 0.065571 | 0.0147 | EIA Prime Mover-level Data | Estimated using an emission factor
2021 | VA | Amelia | 56681 | 16 | IC | OP | NA | LFG |  | 8921.167 | 0.065571 | 0.0147 | EIA Prime Mover-level Data | Estimated using an emission factor
2021 | VA | Amelia | 56681 | 17 | IC | OP | NA | LFG |  | 8921.167 | 0.065571 | 0.0147 | EIA Prime Mover-level Data | Estimated using an emission factor
2021 | VA | Amelia | 56681 | 18 | IC | OP | NA | LFG |  | 8921.167 | 0.065571 | 0.0147 | EIA Prime Mover-level Data | Estimated using an emission factor
2021 | VA | Amelia | 56681 | 19 | IC | OP | NA | LFG |  | 8921.167 | 0.065571 | 0.0147 | EIA Prime Mover-level Data | Estimated using an emission factor
2021 | VA | Amelia | 56681 | 2 | IC | OP | NA | LFG |  | 8921.167 | 0.065571 | 0.0147 | EIA Prime Mover-level Data | Estimated using an emission factor
2021 | VA | Amelia | 56681 | 20 | IC | OP | NA | LFG |  | 8921.167 | 0.065571 | 0.0147 | EIA Prime Mover-level Data | Estimated using an emission factor
2021 | VA | Amelia | 56681 | 21 | IC | OP | NA | LFG |  | 8921.167 | 0.065571 | 0.0147 | EIA Prime Mover-level Data | Estimated using an emission factor
2021 | VA | Amelia | 56681 | 22 | IC | OP | NA | LFG |  | 8921.167 | 0.065571 | 0.0147 | EIA Prime Mover-level Data | Estimated using an emission factor
2021 | VA | Amelia | 56681 | 23 | IC | OP | NA | LFG |  | 8921.167 | 0.065571 | 0.0147 | EIA Prime Mover-level Data | Estimated using an emission factor
2021 | VA | Amelia | 56681 | 24 | IC | OP | NA | LFG |  | 8921.167 | 0.065571 | 0.0147 | EIA Prime Mover-level Data | Estimated using an emission factor
2021 | VA | Amelia | 56681 | 25 | IC | OP | NA | LFG |  | 8921.167 | 0.065571 | 0.0147 | EIA Prime Mover-level Data | Estimated using an emission factor
2021 | VA | Amelia | 56681 | 26 | IC | OP | NA | LFG |  | 8921.167 | 0.065571 | 0.0147 | EIA Prime Mover-level Data | Estimated using an emission factor
2021 | VA | Amelia | 56681 | 27 | IC | OP | NA | LFG |  | 8921.167 | 0.065571 | 0.0147 | EIA Prime Mover-level Data | Estimated using an emission factor
2021 | VA | Amelia | 56681 | 28 | IC | OP | NA | LFG |  | 8921.167 | 0.065571 | 0.0147 | EIA Prime Mover-level Data | Estimated using an emission factor
2021 | VA | Amelia | 56681 | 29 | IC | OP | NA | LFG |  | 8921.167 | 0.065571 | 0.0147 | EIA Prime Mover-level Data | Estimated using an emission factor
2021 | VA | Amelia | 56681 | 3 | IC | OP | NA | LFG |  | 8921.167 | 0.065571 | 0.0147 | EIA Prime Mover-level Data | Estimated using an emission factor
2021 | VA | Amelia | 56681 | 30 | IC | OP | NA | LFG |  | 8921.167 | 0.065571 | 0.0147 | EIA Prime Mover-level Data | Estimated using an emission factor
2021 | VA | Amelia | 56681 | 31 | IC | OP | NA | LFG |  | 8921.167 | 0.065571 | 0.0147 | EIA Prime Mover-level Data | Estimated using an emission factor
2021 | VA | Amelia | 56681 | 32 | IC | OP | NA | LFG |  | 8921.167 | 0.065571 | 0.0147 | EIA Prime Mover-level Data | Estimated using an emission factor
2021 | VA | Amelia | 56681 | 33 | IC | OP | NA | LFG |  | 8921.167 | 0.065571 | 0.0147 | EIA Prime Mover-level Data | Estimated using an emission factor
2021 | VA | Amelia | 56681 | 34 | IC | OP | NA | LFG |  | 8921.167 | 0.065571 | 0.0147 | EIA Prime Mover-level Data | Estimated using an emission factor
2021 | VA | Amelia | 56681 | 35 | IC | OP | NA | LFG |  | 8921.167 | 0.065571 | 0.0147 | EIA Prime Mover-level Data | Estimated using an emission factor
2021 | VA | Amelia | 56681 | 36 | IC | OP | NA | LFG |  | 8921.167 | 0.065571 | 0.0147 | EIA Prime Mover-level Data | Estimated using an emission factor
2021 | VA | Amelia | 56681 | 37 | IC | OP | NA | LFG |  | 8921.167 | 0.065571 | 0.0147 | EIA Prime Mover-level Data | Estimated using an emission factor
2021 | VA | Amelia | 56681 | 38 | IC | OP | NA | LFG |  | 8921.167 | 0.065571 | 0.0147 | EIA Prime Mover-level Data | Estimated using an emission factor
2021 | VA | Amelia | 56681 | 39 | IC | OP | NA | LFG |  | 8921.167 | 0.065571 | 0.0147 | EIA Prime Mover-level Data | Estimated using an emission factor
2021 | VA | Amelia | 56681 | 4 | IC | OP | NA | LFG |  | 8921.167 | 0.065571 | 0.0147 | EIA Prime Mover-level Data | Estimated using an emission factor
2021 | VA | Amelia | 56681 | 40 | IC | OP | NA | LFG |  | 8921.167 | 0.065571 | 0.0147 | EIA Prime Mover-level Data | Estimated using an emission factor
2021 | VA | Amelia | 56681 | 41 | IC | OP | NA | LFG |  | 8921.167 | 0.065571 | 0.0147 | EIA Prime Mover-level Data | Estimated using an emission factor
2021 | VA | Amelia | 56681 | 42 | IC | OP | NA | LFG |  | 8921.167 | 0.065571 | 0.0147 | EIA Prime Mover-level Data | Estimated using an emission factor
2021 | VA | Amelia | 56681 | 43 | IC | OP | NA | LFG |  | 8921.167 | 0.065571 | 0.0147 | EIA Prime Mover-level Data | Estimated using an emission factor
2021 | VA | Amelia | 56681 | 44 | IC | OP | NA | LFG |  | 8921.167 | 0.065571 | 0.0147 | EIA Prime Mover-level Data | Estimated using an emission factor
2021 | VA | Amelia | 56681 | 45 | IC | OP | NA | LFG |  | 8921.167 | 0.065571 | 0.0147 | EIA Prime Mover-level Data | Estimated using an emission factor
2021 | VA | Amelia | 56681 | 46 | IC | OP | NA | LFG |  | 8921.167 | 0.065571 | 0.0147 | EIA Prime Mover-level Data | Estimated using an emission factor
2021 | VA | Amelia | 56681 | 47 | IC | OP | NA | LFG |  | 8921.167 | 0.065571 | 0.0147 | EIA Prime Mover-level Data | Estimated using an emission factor
2021 | VA | Amelia | 56681 | 48 | IC | OP | NA | LFG |  | 8921.167 | 0.065571 | 0.0147 | EIA Prime Mover-level Data | Estimated using an emission factor
2021 | VA | Amelia | 56681 | 5 | IC | OP | NA | LFG |  | 8921.167 | 0.065571 | 0.0147 | EIA Prime Mover-level Data | Estimated using an emission factor
2021 | VA | Amelia | 56681 | 6 | IC | OP | NA | LFG |  | 8921.167 | 0.065571 | 0.0147 | EIA Prime Mover-level Data | Estimated using an emission factor
2021 | VA | Amelia | 56681 | 7 | IC | OP | NA | LFG |  | 8921.167 | 0.065571 | 0.0147 | EIA Prime Mover-level Data | Estimated using an emission factor
2021 | VA | Amelia | 56681 | 8 | IC | OP | NA | LFG |  | 8921.167 | 0.065571 | 0.0147 | EIA Prime Mover-level Data | Estimated using an emission factor
2021 | VA | Amelia | 56681 | 9 | IC | OP | NA | LFG |  | 8921.167 | 0.065571 | 0.0147 | EIA Prime Mover-level Data | Estimated using an emission factor
2021 | VA | Brunswick Landfill Gas | 56682 | 10 | IC | OP | NA | LFG |  | 14497.943 | 0.10656 | 0.0147 | EIA Prime Mover-level Data | Estimated using an emission factor
2021 | VA | Brunswick Landfill Gas | 56682 | 11 | IC | OP | NA | LFG |  | 14497.943 | 0.10656 | 0.0147 | EIA Prime Mover-level Data | Estimated using an emission factor
2021 | VA | Brunswick Landfill Gas | 56682 | 12 | IC | OP | NA | LFG |  | 14497.943 | 0.10656 | 0.0147 | EIA Prime Mover-level Data | Estimated using an emission factor
2021 | VA | Brunswick Landfill Gas | 56682 | 13 | IC | OP | NA | LFG |  | 14497.943 | 0.10656 | 0.0147 | EIA Prime Mover-level Data | Estimated using an emission factor
2021 | VA | Brunswick Landfill Gas | 56682 | 14 | IC | OP | NA | LFG |  | 14497.943 | 0.10656 | 0.0147 | EIA Prime Mover-level Data | Estimated using an emission factor
2021 | VA | Brunswick Landfill Gas | 56682 | 15 | IC | OP | NA | LFG |  | 14497.943 | 0.10656 | 0.0147 | EIA Prime Mover-level Data | Estimated using an emission factor
2021 | VA | Brunswick Landfill Gas | 56682 | 16 | IC | OP | NA | LFG |  | 14497.943 | 0.10656 | 0.0147 | EIA Prime Mover-level Data | Estimated using an emission factor
2021 | VA | Brunswick Landfill Gas | 56682 | 17 | IC | OP | NA | LFG |  | 14497.943 | 0.10656 | 0.0147 | EIA Prime Mover-level Data | Estimated using an emission factor
2021 | VA | Brunswick Landfill Gas | 56682 | 18 | IC | OP | NA | LFG |  | 14497.943 | 0.10656 | 0.0147 | EIA Prime Mover-level Data | Estimated using an emission factor
2021 | VA | Brunswick Landfill Gas | 56682 | 19 | IC | OP | NA | LFG |  | 14497.943 | 0.10656 | 0.0147 | EIA Prime Mover-level Data | Estimated using an emission factor
2021 | VA | Brunswick Landfill Gas | 56682 | 2 | IC | OP | NA | LFG |  | 14497.943 | 0.10656 | 0.0147 | EIA Prime Mover-level Data | Estimated using an emission factor
2021 | VA | Brunswick Landfill Gas | 56682 | 20 | IC | OP | NA | LFG |  | 14497.943 | 0.10656 | 0.0147 | EIA Prime Mover-level Data | Estimated using an emission factor
2021 | VA | Brunswick Landfill Gas | 56682 | 21 | IC | OP | NA | LFG |  | 14497.943 | 0.10656 | 0.0147 | EIA Prime Mover-level Data | Estimated using an emission factor
2021 | VA | Brunswick Landfill Gas | 56682 | 22 | IC | OP | NA | LFG |  | 14497.943 | 0.10656 | 0.0147 | EIA Prime Mover-level Data | Estimated using an emission factor
2021 | VA | Brunswick Landfill Gas | 56682 | 23 | IC | OP | NA | LFG |  | 14497.943 | 0.10656 | 0.0147 | EIA Prime Mover-level Data | Estimated using an emission factor
2021 | VA | Brunswick Landfill Gas | 56682 | 24 | IC | OP | NA | LFG |  | 14497.943 | 0.10656 | 0.0147 | EIA Prime Mover-level Data | Estimated using an emission factor
2021 | VA | Brunswick Landfill Gas | 56682 | 25 | IC | OP | NA | LFG |  | 14497.943 | 0.10656 | 0.0147 | EIA Prime Mover-level Data | Estimated using an emission factor
2021 | VA | Brunswick Landfill Gas | 56682 | 26 | IC | OP | NA | LFG |  | 14497.943 | 0.10656 | 0.0147 | EIA Prime Mover-level Data | Estimated using an emission factor
2021 | VA | Brunswick Landfill Gas | 56682 | 27 | IC | OP | NA | LFG |  | 14497.943 | 0.10656 | 0.0147 | EIA Prime Mover-level Data | Estimated using an emission factor
2021 | VA | Brunswick Landfill Gas | 56682 | 28 | IC | OP | NA | LFG |  | 14497.943 | 0.10656 | 0.0147 | EIA Prime Mover-level Data | Estimated using an emission factor
2021 | VA | Brunswick Landfill Gas | 56682 | 29 | IC | OP | NA | LFG |  | 14497.943 | 0.10656 | 0.0147 | EIA Prime Mover-level Data | Estimated using an emission factor
2021 | VA | Brunswick Landfill Gas | 56682 | 3 | IC | OP | NA | LFG |  | 14497.943 | 0.10656 | 0.0147 | EIA Prime Mover-level Data | Estimated using an emission factor
2021 | VA | Brunswick Landfill Gas | 56682 | 30 | IC | OP | NA | LFG |  | 14497.943 | 0.10656 | 0.0147 | EIA Prime Mover-level Data | Estimated using an emission factor
2021 | VA | Brunswick Landfill Gas | 56682 | 31 | IC | OP | NA | LFG |  | 14497.943 | 0.10656 | 0.0147 | EIA Prime Mover-level Data | Estimated using an emission factor
2021 | VA | Brunswick Landfill Gas | 56682 | 32 | IC | OP | NA | LFG |  | 14497.943 | 0.10656 | 0.0147 | EIA Prime Mover-level Data | Estimated using an emission factor
2021 | VA | Brunswick Landfill Gas | 56682 | 33 | IC | OP | NA | LFG |  | 14497.943 | 0.10656 | 0.0147 | EIA Prime Mover-level Data | Estimated using an emission factor
2021 | VA | Brunswick Landfill Gas | 56682 | 34 | IC | OP | NA | LFG |  | 14497.943 | 0.10656 | 0.0147 | EIA Prime Mover-level Data | Estimated using an emission factor
2021 | VA | Brunswick Landfill Gas | 56682 | 35 | IC | OP | NA | LFG |  | 14497.943 | 0.10656 | 0.0147 | EIA Prime Mover-level Data | Estimated using an emission factor
2021 | VA | Brunswick Landfill Gas | 56682 | 36 | IC | OP | NA | LFG |  | 14497.943 | 0.10656 | 0.0147 | EIA Prime Mover-level Data | Estimated using an emission factor
2021 | VA | Brunswick Landfill Gas | 56682 | 4 | IC | OP | NA | LFG |  | 14497.943 | 0.10656 | 0.0147 | EIA Prime Mover-level Data | Estimated using an emission factor
2021 | VA | Brunswick Landfill Gas | 56682 | 5 | IC | OP | NA | LFG |  | 14497.943 | 0.10656 | 0.0147 | EIA Prime Mover-level Data | Estimated using an emission factor
2021 | VA | Brunswick Landfill Gas | 56682 | 6 | IC | OP | NA | LFG |  | 14497.943 | 0.10656 | 0.0147 | EIA Prime Mover-level Data | Estimated using an emission factor
2021 | VA | Brunswick Landfill Gas | 56682 | 7 | IC | OP | NA | LFG |  | 14497.943 | 0.10656 | 0.0147 | EIA Prime Mover-level Data | Estimated using an emission factor
2021 | VA | Brunswick Landfill Gas | 56682 | 8 | IC | OP | NA | LFG |  | 14497.943 | 0.10656 | 0.0147 | EIA Prime Mover-level Data | Estimated using an emission factor
2021 | VA | Brunswick Landfill Gas | 56682 | 9 | IC | OP | NA | LFG |  | 14497.943 | 0.10656 | 0.0147 | EIA Prime Mover-level Data | Estimated using an emission factor
2021 | VA | Charles City | 56683 | 1 | IC | OP | NA | LFG |  | 16705.708 | 0.12279 | 0.0147 | EIA Prime Mover-level Data | Estimated using an emission factor
2021 | VA | Charles City | 56683 | 10 | IC | OP | NA | LFG |  | 16705.708 | 0.12279 | 0.0147 | EIA Prime Mover-level Data | Estimated using an emission factor
2021 | VA | Charles City | 56683 | 11 | IC | OP | NA | LFG |  | 16705.708 | 0.12279 | 0.0147 | EIA Prime Mover-level Data | Estimated using an emission factor
2021 | VA | Charles City | 56683 | 12 | IC | OP | NA | LFG |  | 16705.708 | 0.12279 | 0.0147 | EIA Prime Mover-level Data | Estimated using an emission factor
2021 | VA | Charles City | 56683 | 13 | IC | OP | NA | LFG |  | 16705.708 | 0.12279 | 0.0147 | EIA Prime Mover-level Data | Estimated using an emission factor
2021 | VA | Charles City | 56683 | 14 | IC | OP | NA | LFG |  | 16705.708 | 0.12279 | 0.0147 | EIA Prime Mover-level Data | Estimated using an emission factor
2021 | VA | Charles City | 56683 | 15 | IC | OP | NA | LFG |  | 16705.708 | 0.12279 | 0.0147 | EIA Prime Mover-level Data | Estimated using an emission factor
2021 | VA | Charles City | 56683 | 16 | IC | OP | NA | LFG |  | 16705.708 | 0.12279 | 0.0147 | EIA Prime Mover-level Data | Estimated using an emission factor
2021 | VA | Charles City | 56683 | 17 | IC | OP | NA | LFG |  | 16705.708 | 0.12279 | 0.0147 | EIA Prime Mover-level Data | Estimated using an emission factor
2021 | VA | Charles City | 56683 | 18 | IC | OP | NA | LFG |  | 16705.708 | 0.12279 | 0.0147 | EIA Prime Mover-level Data | Estimated using an emission factor
2021 | VA | Charles City | 56683 | 19 | IC | OP | NA | LFG |  | 16705.708 | 0.12279 | 0.0147 | EIA Prime Mover-level Data | Estimated using an emission factor
2021 | VA | Charles City | 56683 | 2 | IC | OP | NA | LFG |  | 16705.708 | 0.12279 | 0.0147 | EIA Prime Mover-level Data | Estimated using an emission factor
2021 | VA | Charles City | 56683 | 20 | IC | OP | NA | LFG |  | 16705.708 | 0.12279 | 0.0147 | EIA Prime Mover-level Data | Estimated using an emission factor
2021 | VA | Charles City | 56683 | 21 | IC | OP | NA | LFG |  | 16705.708 | 0.12279 | 0.0147 | EIA Prime Mover-level Data | Estimated using an emission factor
2021 | VA | Charles City | 56683 | 22 | IC | OP | NA | LFG |  | 16705.708 | 0.12279 | 0.0147 | EIA Prime Mover-level Data | Estimated using an emission factor
2021 | VA | Charles City | 56683 | 23 | IC | OP | NA | LFG |  | 16705.708 | 0.12279 | 0.0147 | EIA Prime Mover-level Data | Estimated using an emission factor
2021 | VA | Charles City | 56683 | 24 | IC | OP | NA | LFG |  | 16705.708 | 0.12279 | 0.0147 | EIA Prime Mover-level Data | Estimated using an emission factor
2021 | VA | Charles City | 56683 | 25 | IC | OP | NA | LFG |  | 16705.708 | 0.12279 | 0.0147 | EIA Prime Mover-level Data | Estimated using an emission factor
2021 | VA | Charles City | 56683 | 26 | IC | OP | NA | LFG |  | 16705.708 | 0.12279 | 0.0147 | EIA Prime Mover-level Data | Estimated using an emission factor
2021 | VA | Charles City | 56683 | 27 | IC | OP | NA | LFG |  | 16705.708 | 0.12279 | 0.0147 | EIA Prime Mover-level Data | Estimated using an emission factor
2021 | VA | Charles City | 56683 | 28 | IC | OP | NA | LFG |  | 16705.708 | 0.12279 | 0.0147 | EIA Prime Mover-level Data | Estimated using an emission factor
2021 | VA | Charles City | 56683 | 29 | IC | OP | NA | LFG |  | 16705.708 | 0.12279 | 0.0147 | EIA Prime Mover-level Data | Estimated using an emission factor
2021 | VA | Charles City | 56683 | 3 | IC | OP | NA | LFG |  | 16705.708 | 0.12279 | 0.0147 | EIA Prime Mover-level Data | Estimated using an emission factor
2021 | VA | Charles City | 56683 | 30 | IC | OP | NA | LFG |  | 16705.708 | 0.12279 | 0.0147 | EIA Prime Mover-level Data | Estimated using an emission factor
2021 | VA | Charles City | 56683 | 31 | IC | OP | NA | LFG |  | 16705.708 | 0.12279 | 0.0147 | EIA Prime Mover-level Data | Estimated using an emission factor
2021 | VA | Charles City | 56683 | 32 | IC | OP | NA | LFG |  | 16705.708 | 0.12279 | 0.0147 | EIA Prime Mover-level Data | Estimated using an emission factor
2021 | VA | Charles City | 56683 | 33 | IC | OP | NA | LFG |  | 16705.708 | 0.12279 | 0.0147 | EIA Prime Mover-level Data | Estimated using an emission factor
2021 | VA | Charles City | 56683 | 34 | IC | OP | NA | LFG |  | 16705.708 | 0.12279 | 0.0147 | EIA Prime Mover-level Data | Estimated using an emission factor
2021 | VA | Charles City | 56683 | 35 | IC | OP | NA | LFG |  | 16705.708 | 0.12279 | 0.0147 | EIA Prime Mover-level Data | Estimated using an emission factor
2021 | VA | Charles City | 56683 | 36 | IC | OP | NA | LFG |  | 16705.708 | 0.12279 | 0.0147 | EIA Prime Mover-level Data | Estimated using an emission factor
2021 | VA | Charles City | 56683 | 37 | IC | OP | NA | LFG |  | 16705.708 | 0.12279 | 0.0147 | EIA Prime Mover-level Data | Estimated using an emission factor
2021 | VA | Charles City | 56683 | 38 | IC | OP | NA | LFG |  | 16705.708 | 0.12279 | 0.0147 | EIA Prime Mover-level Data | Estimated using an emission factor
2021 | VA | Charles City | 56683 | 39 | IC | OP | NA | LFG |  | 16705.708 | 0.12279 | 0.0147 | EIA Prime Mover-level Data | Estimated using an emission factor
2021 | VA | Charles City | 56683 | 4 | IC | OP | NA | LFG |  | 16705.708 | 0.12279 | 0.0147 | EIA Prime Mover-level Data | Estimated using an emission factor
2021 | VA | Charles City | 56683 | 40 | IC | OP | NA | LFG |  | 16705.708 | 0.12279 | 0.0147 | EIA Prime Mover-level Data | Estimated using an emission factor
2021 | VA | Charles City | 56683 | 41 | IC | OP | NA | LFG |  | 16705.708 | 0.12279 | 0.0147 | EIA Prime Mover-level Data | Estimated using an emission factor
2021 | VA | Charles City | 56683 | 42 | IC | OP | NA | LFG |  | 16705.708 | 0.12279 | 0.0147 | EIA Prime Mover-level Data | Estimated using an emission factor
2021 | VA | Charles City | 56683 | 43 | IC | OP | NA | LFG |  | 16705.708 | 0.12279 | 0.0147 | EIA Prime Mover-level Data | Estimated using an emission factor
2021 | VA | Charles City | 56683 | 44 | IC | OP | NA | LFG |  | 16705.708 | 0.12279 | 0.0147 | EIA Prime Mover-level Data | Estimated using an emission factor
2021 | VA | Charles City | 56683 | 45 | IC | OP | NA | LFG |  | 16705.708 | 0.12279 | 0.0147 | EIA Prime Mover-level Data | Estimated using an emission factor
2021 | VA | Charles City | 56683 | 46 | IC | OP | NA | LFG |  | 16705.708 | 0.12279 | 0.0147 | EIA Prime Mover-level Data | Estimated using an emission factor
2021 | VA | Charles City | 56683 | 47 | IC | OP | NA | LFG |  | 16705.708 | 0.12279 | 0.0147 | EIA Prime Mover-level Data | Estimated using an emission factor
2021 | VA | Charles City | 56683 | 48 | IC | OP | NA | LFG |  | 16705.708 | 0.12279 | 0.0147 | EIA Prime Mover-level Data | Estimated using an emission factor
2021 | VA | Charles City | 56683 | 5 | IC | OP | NA | LFG |  | 16705.708 | 0.12279 | 0.0147 | EIA Prime Mover-level Data | Estimated using an emission factor
2021 | VA | Charles City | 56683 | 6 | IC | OP | NA | LFG |  | 16705.708 | 0.12279 | 0.0147 | EIA Prime Mover-level Data | Estimated using an emission factor
2021 | VA | Charles City | 56683 | 7 | IC | OP | NA | LFG |  | 16705.708 | 0.12279 | 0.0147 | EIA Prime Mover-level Data | Estimated using an emission factor
2021 | VA | Charles City | 56683 | 8 | IC | OP | NA | LFG |  | 16705.708 | 0.12279 | 0.0147 | EIA Prime Mover-level Data | Estimated using an emission factor
2021 | VA | Charles City | 56683 | 9 | IC | OP | NA | LFG |  | 16705.708 | 0.12279 | 0.0147 | EIA Prime Mover-level Data | Estimated using an emission factor
2021 | VA | Chesterfield Landfill Gas | 56684 | 1 | IC | OP | NA | LFG |  | 16313.75 | 0.11991 | 0.0147 | EIA Prime Mover-level Data | Estimated using an emission factor
2021 | VA | Chesterfield Landfill Gas | 56684 | 10 | IC | OP | NA | LFG |  | 16313.75 | 0.11991 | 0.0147 | EIA Prime Mover-level Data | Estimated using an emission factor
2021 | VA | Chesterfield Landfill Gas | 56684 | 11 | IC | OP | NA | LFG |  | 16313.75 | 0.11991 | 0.0147 | EIA Prime Mover-level Data | Estimated using an emission factor
2021 | VA | Chesterfield Landfill Gas | 56684 | 12 | IC | OP | NA | LFG |  | 16313.75 | 0.11991 | 0.0147 | EIA Prime Mover-level Data | Estimated using an emission factor
2021 | VA | Chesterfield Landfill Gas | 56684 | 13 | IC | OP | NA | LFG |  | 16313.75 | 0.11991 | 0.0147 | EIA Prime Mover-level Data | Estimated using an emission factor
2021 | VA | Chesterfield Landfill Gas | 56684 | 14 | IC | OP | NA | LFG |  | 16313.75 | 0.11991 | 0.0147 | EIA Prime Mover-level Data | Estimated using an emission factor
2021 | VA | Chesterfield Landfill Gas | 56684 | 15 | IC | OP | NA | LFG |  | 16313.75 | 0.11991 | 0.0147 | EIA Prime Mover-level Data | Estimated using an emission factor
2021 | VA | Chesterfield Landfill Gas | 56684 | 16 | IC | OP | NA | LFG |  | 16313.75 | 0.11991 | 0.0147 | EIA Prime Mover-level Data | Estimated using an emission factor
2021 | VA | Chesterfield Landfill Gas | 56684 | 17 | IC | OP | NA | LFG |  | 16313.75 | 0.11991 | 0.0147 | EIA Prime Mover-level Data | Estimated using an emission factor
2021 | VA | Chesterfield Landfill Gas | 56684 | 18 | IC | OP | NA | LFG |  | 16313.75 | 0.11991 | 0.0147 | EIA Prime Mover-level Data | Estimated using an emission factor
2021 | VA | Chesterfield Landfill Gas | 56684 | 19 | IC | OP | NA | LFG |  | 16313.75 | 0.11991 | 0.0147 | EIA Prime Mover-level Data | Estimated using an emission factor
2021 | VA | Chesterfield Landfill Gas | 56684 | 2 | IC | OP | NA | LFG |  | 16313.75 | 0.11991 | 0.0147 | EIA Prime Mover-level Data | Estimated using an emission factor
2021 | VA | Chesterfield Landfill Gas | 56684 | 20 | IC | OP | NA | LFG |  | 16313.75 | 0.11991 | 0.0147 | EIA Prime Mover-level Data | Estimated using an emission factor
2021 | VA | Chesterfield Landfill Gas | 56684 | 21 | IC | OP | NA | LFG |  | 16313.75 | 0.11991 | 0.0147 | EIA Prime Mover-level Data | Estimated using an emission factor
2021 | VA | Chesterfield Landfill Gas | 56684 | 22 | IC | OP | NA | LFG |  | 16313.75 | 0.11991 | 0.0147 | EIA Prime Mover-level Data | Estimated using an emission factor
2021 | VA | Chesterfield Landfill Gas | 56684 | 23 | IC | OP | NA | LFG |  | 16313.75 | 0.11991 | 0.0147 | EIA Prime Mover-level Data | Estimated using an emission factor
2021 | VA | Chesterfield Landfill Gas | 56684 | 24 | IC | OP | NA | LFG |  | 16313.75 | 0.11991 | 0.0147 | EIA Prime Mover-level Data | Estimated using an emission factor
2021 | VA | Chesterfield Landfill Gas | 56684 | 25 | IC | OP | NA | LFG |  | 16313.75 | 0.11991 | 0.0147 | EIA Prime Mover-level Data | Estimated using an emission factor
2021 | VA | Chesterfield Landfill Gas | 56684 | 26 | IC | OP | NA | LFG |  | 16313.75 | 0.11991 | 0.0147 | EIA Prime Mover-level Data | Estimated using an emission factor
2021 | VA | Chesterfield Landfill Gas | 56684 | 27 | IC | OP | NA | LFG |  | 16313.75 | 0.11991 | 0.0147 | EIA Prime Mover-level Data | Estimated using an emission factor
2021 | VA | Chesterfield Landfill Gas | 56684 | 28 | IC | OP | NA | LFG |  | 16313.75 | 0.11991 | 0.0147 | EIA Prime Mover-level Data | Estimated using an emission factor
2021 | VA | Chesterfield Landfill Gas | 56684 | 29 | IC | OP | NA | LFG |  | 16313.75 | 0.11991 | 0.0147 | EIA Prime Mover-level Data | Estimated using an emission factor
2021 | VA | Chesterfield Landfill Gas | 56684 | 3 | IC | OP | NA | LFG |  | 16313.75 | 0.11991 | 0.0147 | EIA Prime Mover-level Data | Estimated using an emission factor
2021 | VA | Chesterfield Landfill Gas | 56684 | 30 | IC | OP | NA | LFG |  | 16313.75 | 0.11991 | 0.0147 | EIA Prime Mover-level Data | Estimated using an emission factor
2021 | VA | Chesterfield Landfill Gas | 56684 | 31 | IC | OP | NA | LFG |  | 16313.75 | 0.11991 | 0.0147 | EIA Prime Mover-level Data | Estimated using an emission factor
2021 | VA | Chesterfield Landfill Gas | 56684 | 32 | IC | OP | NA | LFG |  | 16313.75 | 0.11991 | 0.0147 | EIA Prime Mover-level Data | Estimated using an emission factor
2021 | VA | Chesterfield Landfill Gas | 56684 | 33 | IC | OP | NA | LFG |  | 16313.75 | 0.11991 | 0.0147 | EIA Prime Mover-level Data | Estimated using an emission factor
2021 | VA | Chesterfield Landfill Gas | 56684 | 34 | IC | OP | NA | LFG |  | 16313.75 | 0.11991 | 0.0147 | EIA Prime Mover-level Data | Estimated using an emission factor
2021 | VA | Chesterfield Landfill Gas | 56684 | 35 | IC | OP | NA | LFG |  | 16313.75 | 0.11991 | 0.0147 | EIA Prime Mover-level Data | Estimated using an emission factor
2021 | VA | Chesterfield Landfill Gas | 56684 | 36 | IC | OP | NA | LFG |  | 16313.75 | 0.11991 | 0.0147 | EIA Prime Mover-level Data | Estimated using an emission factor
2021 | VA | Chesterfield Landfill Gas | 56684 | 37 | IC | OP | NA | LFG |  | 16313.75 | 0.11991 | 0.0147 | EIA Prime Mover-level Data | Estimated using an emission factor
2021 | VA | Chesterfield Landfill Gas | 56684 | 38 | IC | OP | NA | LFG |  | 16313.75 | 0.11991 | 0.0147 | EIA Prime Mover-level Data | Estimated using an emission factor
2021 | VA | Chesterfield Landfill Gas | 56684 | 39 | IC | OP | NA | LFG |  | 16313.75 | 0.11991 | 0.0147 | EIA Prime Mover-level Data | Estimated using an emission factor
2021 | VA | Chesterfield Landfill Gas | 56684 | 4 | IC | OP | NA | LFG |  | 16313.75 | 0.11991 | 0.0147 | EIA Prime Mover-level Data | Estimated using an emission factor
2021 | VA | Chesterfield Landfill Gas | 56684 | 40 | IC | OP | NA | LFG |  | 16313.75 | 0.11991 | 0.0147 | EIA Prime Mover-level Data | Estimated using an emission factor
2021 | VA | Chesterfield Landfill Gas | 56684 | 41 | IC | OP | NA | LFG |  | 16313.75 | 0.11991 | 0.0147 | EIA Prime Mover-level Data | Estimated using an emission factor
2021 | VA | Chesterfield Landfill Gas | 56684 | 42 | IC | OP | NA | LFG |  | 16313.75 | 0.11991 | 0.0147 | EIA Prime Mover-level Data | Estimated using an emission factor
2021 | VA | Chesterfield Landfill Gas | 56684 | 43 | IC | OP | NA | LFG |  | 16313.75 | 0.11991 | 0.0147 | EIA Prime Mover-level Data | Estimated using an emission factor
2021 | VA | Chesterfield Landfill Gas | 56684 | 44 | IC | OP | NA | LFG |  | 16313.75 | 0.11991 | 0.0147 | EIA Prime Mover-level Data | Estimated using an emission factor
2021 | VA | Chesterfield Landfill Gas | 56684 | 45 | IC | OP | NA | LFG |  | 16313.75 | 0.11991 | 0.0147 | EIA Prime Mover-level Data | Estimated using an emission factor
2021 | VA | Chesterfield Landfill Gas | 56684 | 46 | IC | OP | NA | LFG |  | 16313.75 | 0.11991 | 0.0147 | EIA Prime Mover-level Data | Estimated using an emission factor
2021 | VA | Chesterfield Landfill Gas | 56684 | 47 | IC | OP | NA | LFG |  | 16313.75 | 0.11991 | 0.0147 | EIA Prime Mover-level Data | Estimated using an emission factor
2021 | VA | Chesterfield Landfill Gas | 56684 | 48 | IC | OP | NA | LFG |  | 16313.75 | 0.11991 | 0.0147 | EIA Prime Mover-level Data | Estimated using an emission factor
2021 | VA | Chesterfield Landfill Gas | 56684 | 5 | IC | OP | NA | LFG |  | 16313.75 | 0.11991 | 0.0147 | EIA Prime Mover-level Data | Estimated using an emission factor
2021 | VA | Chesterfield Landfill Gas | 56684 | 6 | IC | OP | NA | LFG |  | 16313.75 | 0.11991 | 0.0147 | EIA Prime Mover-level Data | Estimated using an emission factor
2021 | VA | Chesterfield Landfill Gas | 56684 | 7 | IC | OP | NA | LFG |  | 16313.75 | 0.11991 | 0.0147 | EIA Prime Mover-level Data | Estimated using an emission factor
2021 | VA | Chesterfield Landfill Gas | 56684 | 8 | IC | OP | NA | LFG |  | 16313.75 | 0.11991 | 0.0147 | EIA Prime Mover-level Data | Estimated using an emission factor
2021 | VA | Chesterfield Landfill Gas | 56684 | 9 | IC | OP | NA | LFG |  | 16313.75 | 0.11991 | 0.0147 | EIA Prime Mover-level Data | Estimated using an emission factor
2021 | VA | King & Queen | 56686 | 1 | IC | OP | NA | LFG |  | 19678.139 | 0.14463 | 0.0147 | EIA Prime Mover-level Data | Estimated using an emission factor
2021 | VA | King & Queen | 56686 | 10 | IC | OP | NA | LFG |  | 19678.139 | 0.14463 | 0.0147 | EIA Prime Mover-level Data | Estimated using an emission factor
2021 | VA | King & Queen | 56686 | 11 | IC | OP | NA | LFG |  | 19678.139 | 0.14463 | 0.0147 | EIA Prime Mover-level Data | Estimated using an emission factor
2021 | VA | King & Queen | 56686 | 12 | IC | OP | NA | LFG |  | 19678.139 | 0.14463 | 0.0147 | EIA Prime Mover-level Data | Estimated using an emission factor
2021 | VA | King & Queen | 56686 | 13 | IC | OP | NA | LFG |  | 19678.139 | 0.14463 | 0.0147 | EIA Prime Mover-level Data | Estimated using an emission factor
2021 | VA | King & Queen | 56686 | 14 | IC | OP | NA | LFG |  | 19678.139 | 0.14463 | 0.0147 | EIA Prime Mover-level Data | Estimated using an emission factor
2021 | VA | King & Queen | 56686 | 15 | IC | OP | NA | LFG |  | 19678.139 | 0.14463 | 0.0147 | EIA Prime Mover-level Data | Estimated using an emission factor
2021 | VA | King & Queen | 56686 | 16 | IC | OP | NA | LFG |  | 19678.139 | 0.14463 | 0.0147 | EIA Prime Mover-level Data | Estimated using an emission factor
2021 | VA | King & Queen | 56686 | 17 | IC | OP | NA | LFG |  | 19678.139 | 0.14463 | 0.0147 | EIA Prime Mover-level Data | Estimated using an emission factor
2021 | VA | King & Queen | 56686 | 18 | IC | OP | NA | LFG |  | 19678.139 | 0.14463 | 0.0147 | EIA Prime Mover-level Data | Estimated using an emission factor
2021 | VA | King & Queen | 56686 | 19 | IC | OP | NA | LFG |  | 19678.139 | 0.14463 | 0.0147 | EIA Prime Mover-level Data | Estimated using an emission factor
2021 | VA | King & Queen | 56686 | 2 | IC | OP | NA | LFG |  | 19678.139 | 0.14463 | 0.0147 | EIA Prime Mover-level Data | Estimated using an emission factor
2021 | VA | King & Queen | 56686 | 20 | IC | OP | NA | LFG |  | 19678.139 | 0.14463 | 0.0147 | EIA Prime Mover-level Data | Estimated using an emission factor
2021 | VA | King & Queen | 56686 | 21 | IC | OP | NA | LFG |  | 19678.139 | 0.14463 | 0.0147 | EIA Prime Mover-level Data | Estimated using an emission factor
2021 | VA | King & Queen | 56686 | 22 | IC | OP | NA | LFG |  | 19678.139 | 0.14463 | 0.0147 | EIA Prime Mover-level Data | Estimated using an emission factor
2021 | VA | King & Queen | 56686 | 23 | IC | OP | NA | LFG |  | 19678.139 | 0.14463 | 0.0147 | EIA Prime Mover-level Data | Estimated using an emission factor
2021 | VA | King & Queen | 56686 | 24 | IC | OP | NA | LFG |  | 19678.139 | 0.14463 | 0.0147 | EIA Prime Mover-level Data | Estimated using an emission factor
2021 | VA | King & Queen | 56686 | 25 | IC | OP | NA | LFG |  | 19678.139 | 0.14463 | 0.0147 | EIA Prime Mover-level Data | Estimated using an emission factor
2021 | VA | King & Queen | 56686 | 26 | IC | OP | NA | LFG |  | 19678.139 | 0.14463 | 0.0147 | EIA Prime Mover-level Data | Estimated using an emission factor
2021 | VA | King & Queen | 56686 | 27 | IC | OP | NA | LFG |  | 19678.139 | 0.14463 | 0.0147 | EIA Prime Mover-level Data | Estimated using an emission factor
2021 | VA | King & Queen | 56686 | 28 | IC | OP | NA | LFG |  | 19678.139 | 0.14463 | 0.0147 | EIA Prime Mover-level Data | Estimated using an emission factor
2021 | VA | King & Queen | 56686 | 29 | IC | OP | NA | LFG |  | 19678.139 | 0.14463 | 0.0147 | EIA Prime Mover-level Data | Estimated using an emission factor
2021 | VA | King & Queen | 56686 | 3 | IC | OP | NA | LFG |  | 19678.139 | 0.14463 | 0.0147 | EIA Prime Mover-level Data | Estimated using an emission factor
2021 | VA | King & Queen | 56686 | 30 | IC | OP | NA | LFG |  | 19678.139 | 0.14463 | 0.0147 | EIA Prime Mover-level Data | Estimated using an emission factor
2021 | VA | King & Queen | 56686 | 31 | IC | OP | NA | LFG |  | 19678.139 | 0.14463 | 0.0147 | EIA Prime Mover-level Data | Estimated using an emission factor
2021 | VA | King & Queen | 56686 | 32 | IC | OP | NA | LFG |  | 19678.139 | 0.14463 | 0.0147 | EIA Prime Mover-level Data | Estimated using an emission factor
2021 | VA | King & Queen | 56686 | 33 | IC | OP | NA | LFG |  | 19678.139 | 0.14463 | 0.0147 | EIA Prime Mover-level Data | Estimated using an emission factor
2021 | VA | King & Queen | 56686 | 34 | IC | OP | NA | LFG |  | 19678.139 | 0.14463 | 0.0147 | EIA Prime Mover-level Data | Estimated using an emission factor
2021 | VA | King & Queen | 56686 | 35 | IC | OP | NA | LFG |  | 19678.139 | 0.14463 | 0.0147 | EIA Prime Mover-level Data | Estimated using an emission factor
2021 | VA | King & Queen | 56686 | 36 | IC | OP | NA | LFG |  | 19678.139 | 0.14463 | 0.0147 | EIA Prime Mover-level Data | Estimated using an emission factor
2021 | VA | King & Queen | 56686 | 4 | IC | OP | NA | LFG |  | 19678.139 | 0.14463 | 0.0147 | EIA Prime Mover-level Data | Estimated using an emission factor
2021 | VA | King & Queen | 56686 | 5 | IC | OP | NA | LFG |  | 19678.139 | 0.14463 | 0.0147 | EIA Prime Mover-level Data | Estimated using an emission factor
2021 | VA | King & Queen | 56686 | 6 | IC | OP | NA | LFG |  | 19678.139 | 0.14463 | 0.0147 | EIA Prime Mover-level Data | Estimated using an emission factor
2021 | VA | King & Queen | 56686 | 7 | IC | OP | NA | LFG |  | 19678.139 | 0.14463 | 0.0147 | EIA Prime Mover-level Data | Estimated using an emission factor
2021 | VA | King & Queen | 56686 | 8 | IC | OP | NA | LFG |  | 19678.139 | 0.14463 | 0.0147 | EIA Prime Mover-level Data | Estimated using an emission factor
2021 | VA | King & Queen | 56686 | 9 | IC | OP | NA | LFG |  | 19678.139 | 0.14463 | 0.0147 | EIA Prime Mover-level Data | Estimated using an emission factor
2021 | PA | Mountain View | 56687 | 1 | IC | OP | NA | LFG |  | 8048.125 | 0.059154 | 0.0147 | EIA Prime Mover-level Data | Estimated using an emission factor
2021 | PA | Mountain View | 56687 | 10 | IC | OP | NA | LFG |  | 8048.125 | 0.059154 | 0.0147 | EIA Prime Mover-level Data | Estimated using an emission factor
2021 | PA | Mountain View | 56687 | 11 | IC | OP | NA | LFG |  | 8048.125 | 0.059154 | 0.0147 | EIA Prime Mover-level Data | Estimated using an emission factor
2021 | PA | Mountain View | 56687 | 12 | IC | OP | NA | LFG |  | 8048.125 | 0.059154 | 0.0147 | EIA Prime Mover-level Data | Estimated using an emission factor
2021 | PA | Mountain View | 56687 | 13 | IC | OP | NA | LFG |  | 8048.125 | 0.059154 | 0.0147 | EIA Prime Mover-level Data | Estimated using an emission factor
2021 | PA | Mountain View | 56687 | 14 | IC | OP | NA | LFG |  | 8048.125 | 0.059154 | 0.0147 | EIA Prime Mover-level Data | Estimated using an emission factor
2021 | PA | Mountain View | 56687 | 15 | IC | OP | NA | LFG |  | 8048.125 | 0.059154 | 0.0147 | EIA Prime Mover-level Data | Estimated using an emission factor
2021 | PA | Mountain View | 56687 | 16 | IC | OP | NA | LFG |  | 8048.125 | 0.059154 | 0.0147 | EIA Prime Mover-level Data | Estimated using an emission factor
2021 | PA | Mountain View | 56687 | 17 | IC | OP | NA | LFG |  | 8048.125 | 0.059154 | 0.0147 | EIA Prime Mover-level Data | Estimated using an emission factor
2021 | PA | Mountain View | 56687 | 18 | IC | OP | NA | LFG |  | 8048.125 | 0.059154 | 0.0147 | EIA Prime Mover-level Data | Estimated using an emission factor
2021 | PA | Mountain View | 56687 | 19 | IC | OP | NA | LFG |  | 8048.125 | 0.059154 | 0.0147 | EIA Prime Mover-level Data | Estimated using an emission factor
2021 | PA | Mountain View | 56687 | 2 | IC | OP | NA | LFG |  | 8048.125 | 0.059154 | 0.0147 | EIA Prime Mover-level Data | Estimated using an emission factor
2021 | PA | Mountain View | 56687 | 20 | IC | OP | NA | LFG |  | 8048.125 | 0.059154 | 0.0147 | EIA Prime Mover-level Data | Estimated using an emission factor
2021 | PA | Mountain View | 56687 | 21 | IC | OP | NA | LFG |  | 8048.125 | 0.059154 | 0.0147 | EIA Prime Mover-level Data | Estimated using an emission factor
2021 | PA | Mountain View | 56687 | 22 | IC | OP | NA | LFG |  | 8048.125 | 0.059154 | 0.0147 | EIA Prime Mover-level Data | Estimated using an emission factor
2021 | PA | Mountain View | 56687 | 23 | IC | OP | NA | LFG |  | 8048.125 | 0.059154 | 0.0147 | EIA Prime Mover-level Data | Estimated using an emission factor
2021 | PA | Mountain View | 56687 | 24 | IC | OP | NA | LFG |  | 8048.125 | 0.059154 | 0.0147 | EIA Prime Mover-level Data | Estimated using an emission factor
2021 | PA | Mountain View | 56687 | 25 | IC | OP | NA | LFG |  | 8048.125 | 0.059154 | 0.0147 | EIA Prime Mover-level Data | Estimated using an emission factor
2021 | PA | Mountain View | 56687 | 26 | IC | OP | NA | LFG |  | 8048.125 | 0.059154 | 0.0147 | EIA Prime Mover-level Data | Estimated using an emission factor
2021 | PA | Mountain View | 56687 | 27 | IC | OP | NA | LFG |  | 8048.125 | 0.059154 | 0.0147 | EIA Prime Mover-level Data | Estimated using an emission factor
2021 | PA | Mountain View | 56687 | 28 | IC | OP | NA | LFG |  | 8048.125 | 0.059154 | 0.0147 | EIA Prime Mover-level Data | Estimated using an emission factor
2021 | PA | Mountain View | 56687 | 29 | IC | OP | NA | LFG |  | 8048.125 | 0.059154 | 0.0147 | EIA Prime Mover-level Data | Estimated using an emission factor
2021 | PA | Mountain View | 56687 | 3 | IC | OP | NA | LFG |  | 8048.125 | 0.059154 | 0.0147 | EIA Prime Mover-level Data | Estimated using an emission factor
2021 | PA | Mountain View | 56687 | 30 | IC | OP | NA | LFG |  | 8048.125 | 0.059154 | 0.0147 | EIA Prime Mover-level Data | Estimated using an emission factor
2021 | PA | Mountain View | 56687 | 31 | IC | OP | NA | LFG |  | 8048.125 | 0.059154 | 0.0147 | EIA Prime Mover-level Data | Estimated using an emission factor
2021 | PA | Mountain View | 56687 | 32 | IC | OP | NA | LFG |  | 8048.125 | 0.059154 | 0.0147 | EIA Prime Mover-level Data | Estimated using an emission factor
2021 | PA | Mountain View | 56687 | 33 | IC | OP | NA | LFG |  | 8048.125 | 0.059154 | 0.0147 | EIA Prime Mover-level Data | Estimated using an emission factor
2021 | PA | Mountain View | 56687 | 34 | IC | OP | NA | LFG |  | 8048.125 | 0.059154 | 0.0147 | EIA Prime Mover-level Data | Estimated using an emission factor
2021 | PA | Mountain View | 56687 | 35 | IC | OP | NA | LFG |  | 8048.125 | 0.059154 | 0.0147 | EIA Prime Mover-level Data | Estimated using an emission factor
2021 | PA | Mountain View | 56687 | 36 | IC | OP | NA | LFG |  | 8048.125 | 0.059154 | 0.0147 | EIA Prime Mover-level Data | Estimated using an emission factor
2021 | PA | Mountain View | 56687 | 37 | IC | OP | NA | LFG |  | 8048.125 | 0.059154 | 0.0147 | EIA Prime Mover-level Data | Estimated using an emission factor
2021 | PA | Mountain View | 56687 | 38 | IC | OP | NA | LFG |  | 8048.125 | 0.059154 | 0.0147 | EIA Prime Mover-level Data | Estimated using an emission factor
2021 | PA | Mountain View | 56687 | 39 | IC | OP | NA | LFG |  | 8048.125 | 0.059154 | 0.0147 | EIA Prime Mover-level Data | Estimated using an emission factor
2021 | PA | Mountain View | 56687 | 4 | IC | OP | NA | LFG |  | 8048.125 | 0.059154 | 0.0147 | EIA Prime Mover-level Data | Estimated using an emission factor
2021 | PA | Mountain View | 56687 | 40 | IC | OP | NA | LFG |  | 8048.125 | 0.059154 | 0.0147 | EIA Prime Mover-level Data | Estimated using an emission factor
2021 | PA | Mountain View | 56687 | 41 | IC | OP | NA | LFG |  | 8048.125 | 0.059154 | 0.0147 | EIA Prime Mover-level Data | Estimated using an emission factor
2021 | PA | Mountain View | 56687 | 42 | IC | OP | NA | LFG |  | 8048.125 | 0.059154 | 0.0147 | EIA Prime Mover-level Data | Estimated using an emission factor
2021 | PA | Mountain View | 56687 | 43 | IC | OP | NA | LFG |  | 8048.125 | 0.059154 | 0.0147 | EIA Prime Mover-level Data | Estimated using an emission factor
2021 | PA | Mountain View | 56687 | 44 | IC | OP | NA | LFG |  | 8048.125 | 0.059154 | 0.0147 | EIA Prime Mover-level Data | Estimated using an emission factor
2021 | PA | Mountain View | 56687 | 45 | IC | OP | NA | LFG |  | 8048.125 | 0.059154 | 0.0147 | EIA Prime Mover-level Data | Estimated using an emission factor
2021 | PA | Mountain View | 56687 | 46 | IC | OP | NA | LFG |  | 8048.125 | 0.059154 | 0.0147 | EIA Prime Mover-level Data | Estimated using an emission factor
2021 | PA | Mountain View | 56687 | 47 | IC | OP | NA | LFG |  | 8048.125 | 0.059154 | 0.0147 | EIA Prime Mover-level Data | Estimated using an emission factor
2021 | PA | Mountain View | 56687 | 48 | IC | OP | NA | LFG |  | 8048.125 | 0.059154 | 0.0147 | EIA Prime Mover-level Data | Estimated using an emission factor
2021 | PA | Mountain View | 56687 | 5 | IC | OP | NA | LFG |  | 8048.125 | 0.059154 | 0.0147 | EIA Prime Mover-level Data | Estimated using an emission factor
2021 | PA | Mountain View | 56687 | 6 | IC | OP | NA | LFG |  | 8048.125 | 0.059154 | 0.0147 | EIA Prime Mover-level Data | Estimated using an emission factor
2021 | PA | Mountain View | 56687 | 7 | IC | OP | NA | LFG |  | 8048.125 | 0.059154 | 0.0147 | EIA Prime Mover-level Data | Estimated using an emission factor
2021 | PA | Mountain View | 56687 | 8 | IC | OP | NA | LFG |  | 8048.125 | 0.059154 | 0.0147 | EIA Prime Mover-level Data | Estimated using an emission factor
2021 | PA | Mountain View | 56687 | 9 | IC | OP | NA | LFG |  | 8048.125 | 0.059154 | 0.0147 | EIA Prime Mover-level Data | Estimated using an emission factor
2021 | NC | New Bern | 56688 | 1 | IC | OP | NA | LFG |  | 11107.611 | 0.081641 | 0.0147 | EIA Prime Mover-level Data | Estimated using an emission factor
2021 | NC | New Bern | 56688 | 10 | IC | OP | NA | LFG |  | 11107.611 | 0.081641 | 0.0147 | EIA Prime Mover-level Data | Estimated using an emission factor
2021 | NC | New Bern | 56688 | 11 | IC | OP | NA | LFG |  | 11107.611 | 0.081641 | 0.0147 | EIA Prime Mover-level Data | Estimated using an emission factor
2021 | NC | New Bern | 56688 | 12 | IC | OP | NA | LFG |  | 11107.611 | 0.081641 | 0.0147 | EIA Prime Mover-level Data | Estimated using an emission factor
2021 | NC | New Bern | 56688 | 13 | IC | OP | NA | LFG |  | 11107.611 | 0.081641 | 0.0147 | EIA Prime Mover-level Data | Estimated using an emission factor
2021 | NC | New Bern | 56688 | 14 | IC | OP | NA | LFG |  | 11107.611 | 0.081641 | 0.0147 | EIA Prime Mover-level Data | Estimated using an emission factor
2021 | NC | New Bern | 56688 | 15 | IC | OP | NA | LFG |  | 11107.611 | 0.081641 | 0.0147 | EIA Prime Mover-level Data | Estimated using an emission factor
2021 | NC | New Bern | 56688 | 16 | IC | OP | NA | LFG |  | 11107.611 | 0.081641 | 0.0147 | EIA Prime Mover-level Data | Estimated using an emission factor
2021 | NC | New Bern | 56688 | 17 | IC | OP | NA | LFG |  | 11107.611 | 0.081641 | 0.0147 | EIA Prime Mover-level Data | Estimated using an emission factor
2021 | NC | New Bern | 56688 | 18 | IC | OP | NA | LFG |  | 11107.611 | 0.081641 | 0.0147 | EIA Prime Mover-level Data | Estimated using an emission factor
2021 | NC | New Bern | 56688 | 2 | IC | OP | NA | LFG |  | 11107.611 | 0.081641 | 0.0147 | EIA Prime Mover-level Data | Estimated using an emission factor
2021 | NC | New Bern | 56688 | 3 | IC | OP | NA | LFG |  | 11107.611 | 0.081641 | 0.0147 | EIA Prime Mover-level Data | Estimated using an emission factor
2021 | NC | New Bern | 56688 | 4 | IC | OP | NA | LFG |  | 11107.611 | 0.081641 | 0.0147 | EIA Prime Mover-level Data | Estimated using an emission factor
2021 | NC | New Bern | 56688 | 5 | IC | OP | NA | LFG |  | 11107.611 | 0.081641 | 0.0147 | EIA Prime Mover-level Data | Estimated using an emission factor
2021 | NC | New Bern | 56688 | 6 | IC | OP | NA | LFG |  | 11107.611 | 0.081641 | 0.0147 | EIA Prime Mover-level Data | Estimated using an emission factor
2021 | NC | New Bern | 56688 | 7 | IC | OP | NA | LFG |  | 11107.611 | 0.081641 | 0.0147 | EIA Prime Mover-level Data | Estimated using an emission factor
2021 | NC | New Bern | 56688 | 8 | IC | OP | NA | LFG |  | 11107.611 | 0.081641 | 0.0147 | EIA Prime Mover-level Data | Estimated using an emission factor
2021 | NC | New Bern | 56688 | 9 | IC | OP | NA | LFG |  | 11107.611 | 0.081641 | 0.0147 | EIA Prime Mover-level Data | Estimated using an emission factor
2021 | PA | Pine Grove | 56690 | 1 | IC | OP | NA | DFO |  | 57.5 | 0.0089125 | 0.31 | EIA Prime Mover-level Data | Estimated using an emission factor
2021 | PA | Pine Grove | 56690 | 10 | IC | OP | NA | DFO |  | 57.5 | 0.0089125 | 0.31 | EIA Prime Mover-level Data | Estimated using an emission factor
2021 | PA | Pine Grove | 56690 | 11 | IC | OP | NA | DFO |  | 57.5 | 0.0089125 | 0.31 | EIA Prime Mover-level Data | Estimated using an emission factor
2021 | PA | Pine Grove | 56690 | 12 | IC | OP | NA | DFO |  | 57.5 | 0.0089125 | 0.31 | EIA Prime Mover-level Data | Estimated using an emission factor
2021 | PA | Pine Grove | 56690 | 13 | IC | OP | NA | DFO |  | 57.5 | 0.0089125 | 0.31 | EIA Prime Mover-level Data | Estimated using an emission factor
2021 | PA | Pine Grove | 56690 | 14 | IC | OP | NA | DFO |  | 57.5 | 0.0089125 | 0.31 | EIA Prime Mover-level Data | Estimated using an emission factor
2021 | PA | Pine Grove | 56690 | 15 | IC | OP | NA | DFO |  | 57.5 | 0.0089125 | 0.31 | EIA Prime Mover-level Data | Estimated using an emission factor
2021 | PA | Pine Grove | 56690 | 16 | IC | OP | NA | DFO |  | 57.5 | 0.0089125 | 0.31 | EIA Prime Mover-level Data | Estimated using an emission factor
2021 | PA | Pine Grove | 56690 | 17 | IC | OP | NA | DFO |  | 57.5 | 0.0089125 | 0.31 | EIA Prime Mover-level Data | Estimated using an emission factor
2021 | PA | Pine Grove | 56690 | 18 | IC | OP | NA | DFO |  | 57.5 | 0.0089125 | 0.31 | EIA Prime Mover-level Data | Estimated using an emission factor
2021 | PA | Pine Grove | 56690 | 2 | IC | OP | NA | DFO |  | 57.5 | 0.0089125 | 0.31 | EIA Prime Mover-level Data | Estimated using an emission factor
2021 | PA | Pine Grove | 56690 | 3 | IC | OP | NA | DFO |  | 57.5 | 0.0089125 | 0.31 | EIA Prime Mover-level Data | Estimated using an emission factor
2021 | PA | Pine Grove | 56690 | 4 | IC | OP | NA | DFO |  | 57.5 | 0.0089125 | 0.31 | EIA Prime Mover-level Data | Estimated using an emission factor
2021 | PA | Pine Grove | 56690 | 5 | IC | OP | NA | DFO |  | 57.5 | 0.0089125 | 0.31 | EIA Prime Mover-level Data | Estimated using an emission factor
2021 | PA | Pine Grove | 56690 | 6 | IC | OP | NA | DFO |  | 57.5 | 0.0089125 | 0.31 | EIA Prime Mover-level Data | Estimated using an emission factor
2021 | PA | Pine Grove | 56690 | 7 | IC | OP | NA | DFO |  | 57.5 | 0.0089125 | 0.31 | EIA Prime Mover-level Data | Estimated using an emission factor
2021 | PA | Pine Grove | 56690 | 8 | IC | OP | NA | DFO |  | 57.5 | 0.0089125 | 0.31 | EIA Prime Mover-level Data | Estimated using an emission factor
2021 | PA | Pine Grove | 56690 | 9 | IC | OP | NA | DFO |  | 57.5 | 0.0089125 | 0.31 | EIA Prime Mover-level Data | Estimated using an emission factor
2021 | VA | Rockville 1 & 2 | 56692 | 1A | IC | OP | NA | DFO |  | 15.889 | 0.0024628 | 0.31 | EIA Prime Mover-level Data | Estimated using an emission factor
2021 | VA | Rockville 1 & 2 | 56692 | 1B | IC | OP | NA | DFO |  | 15.889 | 0.0024628 | 0.31 | EIA Prime Mover-level Data | Estimated using an emission factor
2021 | VA | Rockville 1 & 2 | 56692 | 1C | IC | OP | NA | DFO |  | 15.889 | 0.0024628 | 0.31 | EIA Prime Mover-level Data | Estimated using an emission factor
2021 | VA | Rockville 1 & 2 | 56692 | 1D | IC | OP | NA | DFO |  | 15.889 | 0.0024628 | 0.31 | EIA Prime Mover-level Data | Estimated using an emission factor
2021 | VA | Rockville 1 & 2 | 56692 | 1E | IC | OP | NA | DFO |  | 15.889 | 0.0024628 | 0.31 | EIA Prime Mover-level Data | Estimated using an emission factor
2021 | VA | Rockville 1 & 2 | 56692 | 1F | IC | OP | NA | DFO |  | 15.889 | 0.0024628 | 0.31 | EIA Prime Mover-level Data | Estimated using an emission factor
2021 | VA | Rockville 1 & 2 | 56692 | 1G | IC | OP | NA | DFO |  | 15.889 | 0.0024628 | 0.31 | EIA Prime Mover-level Data | Estimated using an emission factor
2021 | VA | Rockville 1 & 2 | 56692 | 1H | IC | OP | NA | DFO |  | 15.889 | 0.0024628 | 0.31 | EIA Prime Mover-level Data | Estimated using an emission factor
2021 | VA | Rockville 1 & 2 | 56692 | 1I | IC | OP | NA | DFO |  | 15.889 | 0.0024628 | 0.31 | EIA Prime Mover-level Data | Estimated using an emission factor
2021 | VA | Rockville 1 & 2 | 56692 | 1J | IC | OP | NA | DFO |  | 15.889 | 0.0024628 | 0.31 | EIA Prime Mover-level Data | Estimated using an emission factor
2021 | VA | Rockville 1 & 2 | 56692 | 1K | IC | OP | NA | DFO |  | 15.889 | 0.0024628 | 0.31 | EIA Prime Mover-level Data | Estimated using an emission factor
2021 | VA | Rockville 1 & 2 | 56692 | 1L | IC | OP | NA | DFO |  | 15.889 | 0.0024628 | 0.31 | EIA Prime Mover-level Data | Estimated using an emission factor
2021 | VA | Rockville 1 & 2 | 56692 | 1M | IC | OP | NA | DFO |  | 15.889 | 0.0024628 | 0.31 | EIA Prime Mover-level Data | Estimated using an emission factor
2021 | VA | Rockville 1 & 2 | 56692 | 1N | IC | OP | NA | DFO |  | 15.889 | 0.0024628 | 0.31 | EIA Prime Mover-level Data | Estimated using an emission factor
2021 | VA | Rockville 1 & 2 | 56692 | 1O | IC | OP | NA | DFO |  | 15.889 | 0.0024628 | 0.31 | EIA Prime Mover-level Data | Estimated using an emission factor
2021 | VA | Rockville 1 & 2 | 56692 | 2A | IC | OP | NA | DFO |  | 15.889 | 0.0024628 | 0.31 | EIA Prime Mover-level Data | Estimated using an emission factor
2021 | VA | Rockville 1 & 2 | 56692 | 2B | IC | OP | NA | DFO |  | 15.889 | 0.0024628 | 0.31 | EIA Prime Mover-level Data | Estimated using an emission factor
2021 | VA | Rockville 1 & 2 | 56692 | 2C | IC | OP | NA | DFO |  | 15.889 | 0.0024628 | 0.31 | EIA Prime Mover-level Data | Estimated using an emission factor
2021 | VA | Rockville 1 & 2 | 56692 | 2D | IC | OP | NA | DFO |  | 15.889 | 0.0024628 | 0.31 | EIA Prime Mover-level Data | Estimated using an emission factor
2021 | VA | Rockville 1 & 2 | 56692 | 2E | IC | OP | NA | DFO |  | 15.889 | 0.0024628 | 0.31 | EIA Prime Mover-level Data | Estimated using an emission factor
2021 | VA | Rockville 1 & 2 | 56692 | 2F | IC | OP | NA | DFO |  | 15.889 | 0.0024628 | 0.31 | EIA Prime Mover-level Data | Estimated using an emission factor
2021 | VA | Rockville 1 & 2 | 56692 | 2G | IC | OP | NA | DFO |  | 15.889 | 0.0024628 | 0.31 | EIA Prime Mover-level Data | Estimated using an emission factor
2021 | VA | Rockville 1 & 2 | 56692 | 2H | IC | OP | NA | DFO |  | 15.889 | 0.0024628 | 0.31 | EIA Prime Mover-level Data | Estimated using an emission factor
2021 | VA | Rockville 1 & 2 | 56692 | 2I | IC | OP | NA | DFO |  | 15.889 | 0.0024628 | 0.31 | EIA Prime Mover-level Data | Estimated using an emission factor
2021 | VA | Rockville 1 & 2 | 56692 | 2J | IC | OP | NA | DFO |  | 15.889 | 0.0024628 | 0.31 | EIA Prime Mover-level Data | Estimated using an emission factor
2021 | VA | Rockville 1 & 2 | 56692 | 2K | IC | OP | NA | DFO |  | 15.889 | 0.0024628 | 0.31 | EIA Prime Mover-level Data | Estimated using an emission factor
2021 | VA | Rockville 1 & 2 | 56692 | 2L | IC | OP | NA | DFO |  | 15.889 | 0.0024628 | 0.31 | EIA Prime Mover-level Data | Estimated using an emission factor
2021 | VA | Rockville 1 & 2 | 56692 | 2M | IC | OP | NA | DFO |  | 15.889 | 0.0024628 | 0.31 | EIA Prime Mover-level Data | Estimated using an emission factor
2021 | VA | Rockville 1 & 2 | 56692 | 2N | IC | OP | NA | DFO |  | 15.889 | 0.0024628 | 0.31 | EIA Prime Mover-level Data | Estimated using an emission factor
2021 | VA | Rockville 1 & 2 | 56692 | 2O | IC | OP | NA | DFO |  | 15.889 | 0.0024628 | 0.31 | EIA Prime Mover-level Data | Estimated using an emission factor
2021 | VA | Rockville 1 & 2 | 56692 | 2P | IC | OP | NA | DFO |  | 15.889 | 0.0024628 | 0.31 | EIA Prime Mover-level Data | Estimated using an emission factor
2021 | VA | Rockville 1 & 2 | 56692 | 2Q | IC | OP | NA | DFO |  | 15.889 | 0.0024628 | 0.31 | EIA Prime Mover-level Data | Estimated using an emission factor
2021 | VA | Rockville 1 & 2 | 56692 | 2R | IC | OP | NA | DFO |  | 15.889 | 0.0024628 | 0.31 | EIA Prime Mover-level Data | Estimated using an emission factor
2021 | VA | Rockville 1 & 2 | 56692 | 2S | IC | OP | NA | DFO |  | 15.889 | 0.0024628 | 0.31 | EIA Prime Mover-level Data | Estimated using an emission factor
2021 | VA | Rockville 1 & 2 | 56692 | 2T | IC | OP | NA | DFO |  | 15.889 | 0.0024628 | 0.31 | EIA Prime Mover-level Data | Estimated using an emission factor
2021 | VA | Rockville 1 & 2 | 56692 | 2U | IC | OP | NA | DFO |  | 15.889 | 0.0024628 | 0.31 | EIA Prime Mover-level Data | Estimated using an emission factor
2021 | VA | Virginia Beach | 56693 | 1 | IC | OP | NA | LFG |  | 532.25 | 0.003912 | 0.0147 | EIA Prime Mover-level Data | Estimated using an emission factor
2021 | VA | Virginia Beach | 56693 | 10 | IC | OP | NA | LFG |  | 532.25 | 0.003912 | 0.0147 | EIA Prime Mover-level Data | Estimated using an emission factor
2021 | VA | Virginia Beach | 56693 | 11 | IC | OP | NA | LFG |  | 532.25 | 0.003912 | 0.0147 | EIA Prime Mover-level Data | Estimated using an emission factor
2021 | VA | Virginia Beach | 56693 | 12 | IC | OP | NA | LFG |  | 532.25 | 0.003912 | 0.0147 | EIA Prime Mover-level Data | Estimated using an emission factor
2021 | VA | Virginia Beach | 56693 | 13 | IC | OP | NA | LFG |  | 532.25 | 0.003912 | 0.0147 | EIA Prime Mover-level Data | Estimated using an emission factor
2021 | VA | Virginia Beach | 56693 | 14 | IC | OP | NA | LFG |  | 532.25 | 0.003912 | 0.0147 | EIA Prime Mover-level Data | Estimated using an emission factor
2021 | VA | Virginia Beach | 56693 | 15 | IC | OP | NA | LFG |  | 532.25 | 0.003912 | 0.0147 | EIA Prime Mover-level Data | Estimated using an emission factor
2021 | VA | Virginia Beach | 56693 | 16 | IC | OP | NA | LFG |  | 532.25 | 0.003912 | 0.0147 | EIA Prime Mover-level Data | Estimated using an emission factor
2021 | VA | Virginia Beach | 56693 | 17 | IC | OP | NA | LFG |  | 532.25 | 0.003912 | 0.0147 | EIA Prime Mover-level Data | Estimated using an emission factor
2021 | VA | Virginia Beach | 56693 | 18 | IC | OP | NA | LFG |  | 532.25 | 0.003912 | 0.0147 | EIA Prime Mover-level Data | Estimated using an emission factor
2021 | VA | Virginia Beach | 56693 | 19 | IC | OP | NA | LFG |  | 532.25 | 0.003912 | 0.0147 | EIA Prime Mover-level Data | Estimated using an emission factor
2021 | VA | Virginia Beach | 56693 | 2 | IC | OP | NA | LFG |  | 532.25 | 0.003912 | 0.0147 | EIA Prime Mover-level Data | Estimated using an emission factor
2021 | VA | Virginia Beach | 56693 | 20 | IC | OP | NA | LFG |  | 532.25 | 0.003912 | 0.0147 | EIA Prime Mover-level Data | Estimated using an emission factor
2021 | VA | Virginia Beach | 56693 | 21 | IC | OP | NA | LFG |  | 532.25 | 0.003912 | 0.0147 | EIA Prime Mover-level Data | Estimated using an emission factor
2021 | VA | Virginia Beach | 56693 | 22 | IC | OP | NA | LFG |  | 532.25 | 0.003912 | 0.0147 | EIA Prime Mover-level Data | Estimated using an emission factor
2021 | VA | Virginia Beach | 56693 | 23 | IC | OP | NA | LFG |  | 532.25 | 0.003912 | 0.0147 | EIA Prime Mover-level Data | Estimated using an emission factor
2021 | VA | Virginia Beach | 56693 | 24 | IC | OP | NA | LFG |  | 532.25 | 0.003912 | 0.0147 | EIA Prime Mover-level Data | Estimated using an emission factor
2021 | VA | Virginia Beach | 56693 | 25 | IC | OP | NA | LFG |  | 532.25 | 0.003912 | 0.0147 | EIA Prime Mover-level Data | Estimated using an emission factor
2021 | VA | Virginia Beach | 56693 | 26 | IC | OP | NA | LFG |  | 532.25 | 0.003912 | 0.0147 | EIA Prime Mover-level Data | Estimated using an emission factor
2021 | VA | Virginia Beach | 56693 | 27 | IC | OP | NA | LFG |  | 532.25 | 0.003912 | 0.0147 | EIA Prime Mover-level Data | Estimated using an emission factor
2021 | VA | Virginia Beach | 56693 | 28 | IC | OP | NA | LFG |  | 532.25 | 0.003912 | 0.0147 | EIA Prime Mover-level Data | Estimated using an emission factor
2021 | VA | Virginia Beach | 56693 | 29 | IC | OP | NA | LFG |  | 532.25 | 0.003912 | 0.0147 | EIA Prime Mover-level Data | Estimated using an emission factor
2021 | VA | Virginia Beach | 56693 | 3 | IC | OP | NA | LFG |  | 532.25 | 0.003912 | 0.0147 | EIA Prime Mover-level Data | Estimated using an emission factor
2021 | VA | Virginia Beach | 56693 | 30 | IC | OP | NA | LFG |  | 532.25 | 0.003912 | 0.0147 | EIA Prime Mover-level Data | Estimated using an emission factor
2021 | VA | Virginia Beach | 56693 | 31 | IC | OP | NA | LFG |  | 532.25 | 0.003912 | 0.0147 | EIA Prime Mover-level Data | Estimated using an emission factor
2021 | VA | Virginia Beach | 56693 | 32 | IC | OP | NA | LFG |  | 532.25 | 0.003912 | 0.0147 | EIA Prime Mover-level Data | Estimated using an emission factor
2021 | VA | Virginia Beach | 56693 | 33 | IC | OP | NA | LFG |  | 532.25 | 0.003912 | 0.0147 | EIA Prime Mover-level Data | Estimated using an emission factor
2021 | VA | Virginia Beach | 56693 | 34 | IC | OP | NA | LFG |  | 532.25 | 0.003912 | 0.0147 | EIA Prime Mover-level Data | Estimated using an emission factor
2021 | VA | Virginia Beach | 56693 | 35 | IC | OP | NA | LFG |  | 532.25 | 0.003912 | 0.0147 | EIA Prime Mover-level Data | Estimated using an emission factor
2021 | VA | Virginia Beach | 56693 | 36 | IC | OP | NA | LFG |  | 532.25 | 0.003912 | 0.0147 | EIA Prime Mover-level Data | Estimated using an emission factor
2021 | VA | Virginia Beach | 56693 | 4 | IC | OP | NA | LFG |  | 532.25 | 0.003912 | 0.0147 | EIA Prime Mover-level Data | Estimated using an emission factor
2021 | VA | Virginia Beach | 56693 | 5 | IC | OP | NA | LFG |  | 532.25 | 0.003912 | 0.0147 | EIA Prime Mover-level Data | Estimated using an emission factor
2021 | VA | Virginia Beach | 56693 | 6 | IC | OP | NA | LFG |  | 532.25 | 0.003912 | 0.0147 | EIA Prime Mover-level Data | Estimated using an emission factor
2021 | VA | Virginia Beach | 56693 | 7 | IC | OP | NA | LFG |  | 532.25 | 0.003912 | 0.0147 | EIA Prime Mover-level Data | Estimated using an emission factor
2021 | VA | Virginia Beach | 56693 | 8 | IC | OP | NA | LFG |  | 532.25 | 0.003912 | 0.0147 | EIA Prime Mover-level Data | Estimated using an emission factor
2021 | VA | Virginia Beach | 56693 | 9 | IC | OP | NA | LFG |  | 532.25 | 0.003912 | 0.0147 | EIA Prime Mover-level Data | Estimated using an emission factor
2021 | WA | Russell D Smith | 56694 | 1 | HY | OP | NA | WAT |  | 139887 |  |  | EIA Prime Mover-level Data
2021 | WA | Summer Falls Power Plant | 56695 | 1 | HY | OP | NA | WAT |  | 1755056.5 |  |  | EIA Prime Mover-level Data
2021 | WA | Summer Falls Power Plant | 56695 | 2 | HY | OP | NA | WAT |  | 1755056.5 |  |  | EIA Prime Mover-level Data
2021 | WA | Eltopia Branch Canal 4.6 | 56696 | 1 | HY | OP | NA | WAT |  | 72460 |  |  | EIA Prime Mover-level Data
2021 | WA | Potholes East Canal 66.0 | 56697 | 1 | HY | OP | NA | WAT |  | 55941 |  |  | EIA Prime Mover-level Data
2021 | WA | Main Canal Headworks | 56698 | 1 | HY | OP | NA | WAT |  | 948782 |  |  | EIA Prime Mover-level Data
2021 | PA | Forward Windpower LLC | 56699 | 1 | WT | OP | NA | WND |  | 519489 |  |  | EIA Prime Mover-level Data
2021 | PA | Lookout Windpower LLC | 56700 | 1 | WT | OP | NA | WND |  | 879869 |  |  | EIA Prime Mover-level Data
2021 | NJ | Haworth Water Treatment Plant | 56701 | GEN1 | IC | OP | NA | NG |  | 24975.75 | 0.0052699 | 0.000422 | EIA Prime Mover-level Data | Estimated using an emission factor
2021 | NJ | Haworth Water Treatment Plant | 56701 | GEN2 | IC | OP | NA | NG |  | 24975.75 | 0.0052699 | 0.000422 | EIA Prime Mover-level Data | Estimated using an emission factor
2021 | NJ | Haworth Water Treatment Plant | 56701 | GEN3 | IC | OP | NA | NG |  | 24975.75 | 0.0052699 | 0.000422 | EIA Prime Mover-level Data | Estimated using an emission factor
2021 | NJ | Haworth Water Treatment Plant | 56701 | GEN4 | IC | OP | NA | NG |  | 24975.75 | 0.0052699 | 0.000422 | EIA Prime Mover-level Data | Estimated using an emission factor
2021 | NJ | Haworth Water Treatment Plant | 56701 | GEN5 | IC | OP | NA | DFO |  | 49951.5 | 7.7425 | 0.31 | EIA Prime Mover-level Data | Estimated using an emission factor
2021 | NJ | Haworth Water Treatment Plant | 56701 | GEN6 | IC | OP | NA | DFO |  | 49951.5 | 7.7425 | 0.31 | EIA Prime Mover-level Data | Estimated using an emission factor
2021 | WA | Tuolumne Wind Project | 56702 | WPT1 | WT | OP | NA | WND |  | 3548253 |  |  | EIA Prime Mover-level Data
2021 | NY | Lyons Falls Hydroelectric | 56703 | 1 | HY | OP | NA | WAT |  | 38293.571 |  |  | EIA Prime Mover-level Data
2021 | NY | Lyons Falls Hydroelectric | 56703 | 6 | HY | OP | NA | WAT |  | 45952.286 |  |  | EIA Prime Mover-level Data
2021 | NY | Lyons Falls Hydroelectric | 56703 | 7 | HY | OP | NA | WAT |  | 45952.286 |  |  | EIA Prime Mover-level Data
2021 | NY | Lyons Falls Hydroelectric | 56703 | 8 | HY | OP | NA | WAT |  | 49781.643 |  |  | EIA Prime Mover-level Data
2021 | NY | Lyons Falls Hydroelectric | 56703 | 9 | HY | OP | NA | WAT |  | 34464.214 |  |  | EIA Prime Mover-level Data
2021 | NY | Gouldtown | 56704 | 3 | HY | OP | NA | WAT |  | 61052 |  |  | EIA Prime Mover-level Data
2021 | NY | Kosterville | 56705 | 4 | HY | OP | NA | WAT |  | 12557 |  |  | EIA Prime Mover-level Data
2021 | NY | Kosterville | 56705 | 5 | HY | OP | NA | WAT |  | 12557 |  |  | EIA Prime Mover-level Data
2021 | CA | Ampersand Chowchilla Biomass LLC | 56706 | SD200 | ST | OP | NA | WDS |  | 1345873.2 | 6.9847 | 0.010379 | EIA Unit-level Data | NEI avg EF - PM, fuel type
2021 | CA | El Nido Facility | 56707 | SD200 | ST | OP | NA | WDS |  | 1103396.625 | 5.7263 | 0.010379 | EIA Unit-level Data | NEI avg EF - PM, fuel type
2021 | TX | CFB Power Plant | 56708 | H1101 | ST | OP | FLUIDIZED | NG |  | 7379874.057 | 27.5531 | 0.0074671 | EIA Unit-level Data | NEI avg EF - PM, fuel type, firing type
2021 | TX | CFB Power Plant | 56708 | H1201 | ST | OP | FLUIDIZED | NG |  | 7816500.034 | 29.1832 | 0.0074671 | EIA Unit-level Data | NEI avg EF - PM, fuel type, firing type
2021 | MN | Jeffers Wind 20 LLC | 56750 | 1 | WT | OP | NA | WND |  | 1532510 |  |  | EIA Prime Mover-level Data
2021 | UT | Spanish Fork Wind Park 2 LLC | 56751 | 1 | WT | OP | NA | WND |  | 403454 |  |  | EIA Prime Mover-level Data
2021 | WY | Mountain Wind Power LLC | 56752 | 1 | WT | OP | NA | WND |  | 1838486 |  |  | EIA Prime Mover-level Data
2021 | WY | Mountain Wind Power II LLC | 56753 | 1 | WT | OP | NA | WND |  | 1419639 |  |  | EIA Prime Mover-level Data
2021 | TX | Goat Wind LP | 56754 | 1 | WT | OP | NA | WND |  | 1834014.973 |  |  | EIA Prime Mover-level Data
2021 | TX | Goat Wind LP | 56754 | 2 | WT | OP | NA | WND |  | 1595593.027 |  |  | EIA Prime Mover-level Data
2021 | MN | Odin Wind Farm LLC | 56755 | 1 | WT | OP | NA | WND |  | 450976 |  |  | EIA Prime Mover-level Data
2021 | TX | Capricorn Ridge Wind LLC | 56763 | 1 | WT | OP | NA | WND |  | 4100760.629 |  |  | EIA Prime Mover-level Data
2021 | TX | Capricorn Ridge Wind LLC | 56763 | 2 | WT | OP | NA | WND |  | 5883700.032 |  |  | EIA Prime Mover-level Data
2021 | TX | Capricorn Ridge Wind LLC | 56763 | 3 | WT | OP | NA | WND |  | 5101949.678 |  |  | EIA Prime Mover-level Data
2021 | TX | Capricorn Ridge Wind LLC | 56763 | 4 | WT | OP | NA | WND |  | 3085856.66 |  |  | EIA Prime Mover-level Data
2021 | IA | Winnebago Wind Power Project | 56764 | 1 | WT | OP | NA | WND |  | 522108 |  |  | EIA Prime Mover-level Data
2021 | IA | Barton Windpower LLC | 56765 | 1 | WT | OP | NA | WND |  | 514774.75 |  |  | EIA Prime Mover-level Data
2021 | IA | Barton Windpower LLC | 56765 | 2 | WT | OP | NA | WND |  | 2426795.25 |  |  | EIA Prime Mover-level Data
2021 | MO | Farmers City Wind LLC | 56767 | 1 | WT | OP | NA | WND |  | 1804049 |  |  | EIA Prime Mover-level Data
2021 | CA | CalRenew-1 | 56768 | CR1 | PV | OP | NA | SUN |  | 46585 |  |  | EIA Prime Mover-level Data
2021 | PA | Locust Ridge II LLC | 56770 | 1 | WT | OP | NA | WND |  | 1682771 |  |  | EIA Prime Mover-level Data
2021 | TX | Silver Star I Wind Power Project | 56771 | 1 | WT | OP | NA | WND |  | 1862997 |  |  | EIA Prime Mover-level Data
2021 | TX | McAdoo Wind Energy LLC | 56773 | 1 | WT | OP | NA | WND |  | 3611897 |  |  | EIA Prime Mover-level Data
2021 | TX | Turkey Track Wind Energy LLC | 56774 | 1 | WT | OP | NA | WND |  | 3100993 |  |  | EIA Prime Mover-level Data
2021 | TX | Scurry County Wind II | 56775 | 1 | WT | OP | NA | WND |  | 1892235 |  |  | EIA Prime Mover-level Data
2021 | TX | Gunsight Mountain Wind Energy LLC | 56776 | 1 | WT | OP | NA | WND |  | 4134395 |  |  | EIA Prime Mover-level Data
2021 | IN | Fowler Ridge Wind Farm LLC | 56777 | FIA | WT | OP | NA | WND |  | 3248531.313 |  |  | EIA Prime Mover-level Data
2021 | IN | Fowler Ridge Wind Farm LLC | 56777 | FIB | WT | OP | NA | WND |  | 1613776.112 |  |  | EIA Prime Mover-level Data
2021 | IN | Fowler Ridge Wind Farm LLC | 56777 | FII | WT | OP | NA | WND |  | 3227552.224 |  |  | EIA Prime Mover-level Data
2021 | IN | Fowler Ridge Wind Farm LLC | 56777 | FIII | WT | OP | NA | WND |  | 1597638.351 |  |  | EIA Prime Mover-level Data
2021 | TX | Sherbino I Wind Farm | 56779 | 1 | WT | RE | NA | WND
2021 | OR | Evergreen BioPower LLC | 56781 | 3 | ST | OP | NA | WDS |  | 1136858 | 5.8999 | 0.010379 | EIA Unit-level Data | NEI avg EF - PM, fuel type
2021 | MT | Diamond Willow Wind Facility | 56782 | DIAW | WT | OP | NA | WND |  | 818172 |  |  | EIA Prime Mover-level Data
2021 | TX | Elbow Creek Wind Project LLC | 56783 | 1 | WT | OP | NA | WND |  | 3730722 |  |  | EIA Prime Mover-level Data
2021 | KS | Cloud County Wind Farm | 56784 | 1 | WT | OP | NA | WND |  | 1532672.985 |  |  | EIA Prime Mover-level Data
2021 | KS | Cloud County Wind Farm | 56784 | 2 | WT | OP | NA | WND |  | 1401301.015 |  |  | EIA Prime Mover-level Data
2021 | VA | Virginia Tech Power Plant | 56785 | WG01 | ST | OA | NA | NG |  | 982306 | 4.6708 | 0.0095098 | EIA Prime Mover-level Data | NEI avg EF - PM, fuel type
2021 | ND | Spiritwood Station | 56786 | 001 | ST | OP | FLUIDIZED | RC | 8436 | 4242203.204 | 22.1666 | 0.010451 | EPA/CAMD | NEI avg EF - PM, fuel type, firing type | 2011
2021 | LA | Geismar Cogen | 56787 | GTG | GT | OP | NA | NG |  | 6279166 | 25.1685 | 0.0080165 | EIA Prime Mover-level Data | NEI avg EF - PM, fuel type
2021 | OR | Pebble Springs Wind LLC | 56789 | 1 | WT | OP | NA | WND |  | 1991080 |  |  | EIA Prime Mover-level Data
2021 | OR | Hay Canyon Wind Power LLC | 56790 | 1 | WT | OP | NA | WND |  | 1973376 |  |  | EIA Prime Mover-level Data
2021 | CA | Dillon Wind LLC | 56791 | 1 | WT | OP | NA | WND |  | 1308261 |  |  | EIA Prime Mover-level Data
2021 | SD | Buffalo Ridge I LLC | 56792 | 1 | WT | OP | NA | WND |  | 715682 |  |  | EIA Prime Mover-level Data
2021 | MN | Elm Creek Wind LLC | 56793 | 1 | WT | OP | NA | WND |  | 1381434 |  |  | EIA Prime Mover-level Data
2021 | MN | Moraine II Wind LLC | 56794 | 1 | WT | OP | NA | WND |  | 830827 |  |  | EIA Prime Mover-level Data
2021 | TX | Penascal Wind Power LLC | 56795 | 1 | WT | OP | NA | WND |  | 2407126 |  |  | EIA Prime Mover-level Data
2021 | PA | South Chestnut LLC | 56796 | 1 | WT | OP | NA | WND |  | 847629 |  |  | EIA Prime Mover-level Data
2021 | IA | Pioneer Prairie Wind Farm | 56797 | 1 | WT | OP | NA | WND |  | 6931249 |  |  | EIA Prime Mover-level Data
2021 | CT | Kleen Energy Systems Project | 56798 | U1 | CT | OP | CC | NG | 4500 | 7904031.663 | 8.1072 | 0.0020514 | EPA/CAMD | EPA/NEI | 2011
2021 | CT | Kleen Energy Systems Project | 56798 | U2 | CT | OP | CC | NG | 5126 | 9071703.997 | 9.6286 | 0.0021228 | EPA/CAMD | EPA/NEI | 2011
2021 | FL | Greenland Energy Center | 56799 | 1 | GT | OP | CT | NG | 3170 | 4460829.815 | 15.0686 | 0.0067559 | EPA/CAMD | EPA/NEI | 2011
2021 | FL | Greenland Energy Center | 56799 | 2 | GT | OP | CT | NG | 2285 | 3122366.169 | 10.5175 | 0.0067369 | EPA/CAMD | EPA/NEI | 2011
2021 | MA | Hull Wind II | 56800 | HW2 | WT | OP | NA | WND |  | 19474 |  |  | EIA Prime Mover-level Data
2021 | CA | Panoche Energy Center | 56803 | 1 | GT | OP | CT | NG | 2018 | 1462613.355 | 1.316 | 0.0017996 | EPA/CAMD | EPA/NEI | 2009
2021 | CA | Panoche Energy Center | 56803 | 2 | GT | OP | CT | NG | 2113 | 1552811.975 | 1.4202 | 0.0018292 | EPA/CAMD | EPA/NEI | 2009
2021 | CA | Panoche Energy Center | 56803 | 3 | GT | OP | CT | NG | 2164 | 1571353.108 | 0.86986 | 0.0011071 | EPA/CAMD | EPA/NEI | 2009
2021 | CA | Panoche Energy Center | 56803 | 4 | GT | OP | CT | NG | 2239 | 1652347.145 | 1.5074 | 0.0018245 | EPA/CAMD | EPA/NEI | 2009
2021 | OK | Red Hills Wind Project LLC | 56804 | RH | WT | OP | NA | WND |  | 2171274 |  |  | EIA Prime Mover-level Data
2021 | IL | EcoGrove Wind LLC | 56805 | 1 | WT | OP | NA | WND |  | 2134940 |  |  | EIA Prime Mover-level Data
2021 | TX | Cedar Bayou 4 | 56806 | CBY41 | CT | OP | CC | NG | 5190 | 8097536.474 | 26.7219 | 0.0066 | EPA/CAMD | EPA/NEI | 2009
2021 | TX | Cedar Bayou 4 | 56806 | CBY42 | CT | OP | CC | NG | 5352 | 8283287.649 | 27.3349 | 0.0066 | EPA/CAMD | EPA/NEI | 2009
2021 | VA | Bear Garden Generating Station | 56807 | 1A | CT | OP | CC | NG | 5886 | 10773281.477 | 10.0064 | 0.0018576 | EPA/CAMD | EPA/NEI | 2011
2021 | VA | Bear Garden Generating Station | 56807 | 1B | CT | OP | CC | NG | 6312 | 11552722.934 | 6.6233 | 0.0011466 | EPA/CAMD | EPA/NEI | 2011
2021 | VA | Virginia City Hybrid Energy Center | 56808 | 1 | ST | OP | FLUIDIZED | BIT | 2778 | 6308179.876 | 46.5675 | 0.014764 | EPA/CAMD | EPA/NEI | 2012
2021 | VA | Virginia City Hybrid Energy Center | 56808 | 2 | ST | OP | FLUIDIZED | BIT | 1855 | 4280401.444 | 23.118 | 0.010802 | EPA/CAMD | EPA/NEI | 2012
2021 | IA | Carroll Wind Farm | 56809 | CWF | WT | OP | NA | WND |  | 4821877 |  |  | EIA Prime Mover-level Data
2021 | IA | Adair Wind Farm | 56810 | AWF | WT | OP | NA | WND |  | 4372244 |  |  | EIA Prime Mover-level Data
2021 | IA | Walnut Wind Farm | 56811 | WWF | WT | OP | NA | WND |  | 4706085 |  |  | EIA Prime Mover-level Data
2021 | AZ | Solana Generating Station | 56812 | GEN 1 | CP | OP | NA | SUN |  | 3071036 |  |  | EIA Prime Mover-level Data
2021 | AZ | Solana Generating Station | 56812 | GEN2 | CP | OP | NA | SUN |  | 3071036 |  |  | EIA Prime Mover-level Data
2021 | CA | CSU Fresno Solar Project | 56813 | 1 | PV | OP | NA | SUN |  | 4682 |  |  | EIA Prime Mover-level Data
2021 | CA | CSU Fresno Solar Project | 56813 | 2 | PV | OP | NA | SUN |  | 4682 |  |  | EIA Prime Mover-level Data
2021 | CA | ELACC Photovoltaic Power Facility | 56814 | PV1 | PV | OP | NA | SUN
2021 | CA | ELACC Photovoltaic Power Facility | 56814 | PV2 | PV | OP | NA | SUN
2021 | CO | Denver Int Airport | 56815 | 1 | PV | OP | NA | SUN |  | 12938 |  |  | EIA Prime Mover-level Data
2021 | KS | Central Plains Wind Farm | 56818 | 1 | WT | OP | NA | WND |  | 1335815 |  |  | EIA Prime Mover-level Data
2021 | KS | Flat Ridge Wind Farm | 56819 | 1 | WT | OP | NA | WND |  | 420750 |  |  | EIA Prime Mover-level Data
2021 | TX | Hackberry Wind Farm | 56823 | HWFG1 | WT | OP | NA | WND |  | 3395606 |  |  | EIA Prime Mover-level Data
2021 | MN | Marshall Wind 2 LLC | 56824 | 1 | WT | OP | NA | WND |  | 41058 |  |  | EIA Prime Mover-level Data
2021 | MN | Marshall Wind 3 LLC | 56825 | 1 | WT | OP | NA | WND |  | 41058 |  |  | EIA Prime Mover-level Data
2021 | MN | Marshall Wind 4 LLC | 56826 | 1 | WT | OP | NA | WND |  | 41058 |  |  | EIA Prime Mover-level Data
2021 | MN | Marshall Wind 5 LLC | 56827 | 1 | WT | OP | NA | WND |  | 20525 |  |  | EIA Prime Mover-level Data
2021 | MN | Marshall Wind 6 LLC | 56828 | 1 | WT | OP | NA | WND |  | 20525 |  |  | EIA Prime Mover-level Data
2021 | ME | Kibby Wind Facility | 56829 | 1 | WT | OP | NA | WND |  | 1353541 |  |  | EIA Prime Mover-level Data
2021 | ME | Kibby Wind Facility | 56829 | 2 | WT | OP | NA | WND |  | 1353541 |  |  | EIA Prime Mover-level Data
2021 | IA | Crane Creek Wind Energy Center | 56831 | 1 | WT | OP | NA | WND |  | 2015550 |  |  | EIA Prime Mover-level Data
2021 | CA | North Brawley Geothermal Plant | 56832 | GE1 | BT | OP | NA | GEO |  | 79801 |  |  | EIA Prime Mover-level Data
2021 | CA | North Brawley Geothermal Plant | 56832 | GE2 | BT | OP | NA | GEO |  | 79801 |  |  | EIA Prime Mover-level Data
2021 | CA | North Brawley Geothermal Plant | 56832 | GE3 | BT | OP | NA | GEO |  | 79801 |  |  | EIA Prime Mover-level Data
2021 | CA | North Brawley Geothermal Plant | 56832 | GE4 | BT | OP | NA | GEO |  | 79801 |  |  | EIA Prime Mover-level Data
2021 | CA | North Brawley Geothermal Plant | 56832 | GE5 | BT | OP | NA | GEO |  | 79801 |  |  | EIA Prime Mover-level Data
2021 | MT | OREG 1 Inc | 56833 | CS10 | OT | OP | NA | WH |  | 345535.75 |  |  | EIA Prime Mover-level Data
2021 | MT | OREG 1 Inc | 56833 | CS11 | OT | OP | NA | WH |  | 345535.75 |  |  | EIA Prime Mover-level Data
2021 | MT | OREG 1 Inc | 56833 | CS7 | OT | OP | NA | WH |  | 345535.75 |  |  | EIA Prime Mover-level Data
2021 | MT | OREG 1 Inc | 56833 | CS9 | OT | OP | NA | WH |  | 345535.75 |  |  | EIA Prime Mover-level Data
2021 | TX | Ribeye Wind (11) LLC | 56835 | 1 | WT | OP | NA | WND |  | 40229 |  |  | EIA Prime Mover-level Data
2021 | TX | T-Bone Wind (10) LLC | 56836 | 1 | WT | OP | NA | WND |  | 75236 |  |  | EIA Prime Mover-level Data
2021 | TX | Tri-Tip Wind (9) LLC | 56837 | 1 | WT | OP | NA | WND |  | 50582 |  |  | EIA Prime Mover-level Data
2021 | TX | Brisket Wind (8) LLC | 56838 | 1 | WT | OP | NA | WND |  | 52058 |  |  | EIA Prime Mover-level Data
2021 | TX | Flat Iron Wind (7) LLC | 56839 | 1 | WT | OP | NA | WND |  | 65491 |  |  | EIA Prime Mover-level Data
2021 | MN | Marshall Wind 1 LLC | 56840 | 1 | WT | OP | NA | WND |  | 20525 |  |  | EIA Prime Mover-level Data
2021 | WY | Glenrock | 56841 | 1 | WT | OP | NA | WND |  | 2980140.222 |  |  | EIA Prime Mover-level Data
2021 | WY | Glenrock | 56841 | 2 | WT | OP | NA | WND |  | 1146207.778 |  |  | EIA Prime Mover-level Data
2021 | WY | Rolling Hills | 56842 | 1 | WT | OP | NA | WND |  | 2622471 |  |  | EIA Prime Mover-level Data
2021 | WY | Seven Mile Hill | 56843 | 1 | WT | OP | NA | WND |  | 3535038.866 |  |  | EIA Prime Mover-level Data
2021 | WY | Seven Mile Hill | 56843 | 2 | WT | OP | NA | WND |  | 697743.134 |  |  | EIA Prime Mover-level Data
2021 | MD | CPV St. Charles Energy Center | 56846 | GT1 | CT | OP | CC | NG | 6296 | 13138733.938 | 41.8204 | 0.006366 | EPA/CAMD | EPA/NEI | 2016
2021 | MD | CPV St. Charles Energy Center | 56846 | GT2 | CT | OP | CC | NG | 6505 | 13723984.059 | 27.2241 | 0.0039674 | EPA/CAMD | EPA/NEI | 2016
2021 | CT | Plainfield Renewable Energy LLC | 56847 | Boil | ST | OP | NA | WDS |  | 3373783 | 17.5089 | 0.010379 | EIA Unit-level Data | NEI avg EF - PM, fuel type
2021 | OH | Haverhill North Cogeneration Facility | 56848 | HRSG10 | ST | OP | NA | COG |  | 1286623.127 | 12.2742 | 0.01908 | EIA Unit-level Data | NEI avg EF - PM, fuel type
2021 | OH | Haverhill North Cogeneration Facility | 56848 | HRSG11 | ST | OP | NA | NG |  | 0 | 0 |  | EIA Unit-level Data | NEI avg EF - PM, fuel type
2021 | OH | Haverhill North Cogeneration Facility | 56848 | HRSG6 | ST | OP | NA | COG |  | 1286623.127 | 12.2742 | 0.01908 | EIA Unit-level Data | NEI avg EF - PM, fuel type
2021 | OH | Haverhill North Cogeneration Facility | 56848 | HRSG7 | ST | OP | NA | COG |  | 1286623.127 | 12.2742 | 0.01908 | EIA Unit-level Data | NEI avg EF - PM, fuel type
2021 | OH | Haverhill North Cogeneration Facility | 56848 | HRSG8 | ST | OP | NA | COG |  | 1286623.127 | 12.2742 | 0.01908 | EIA Unit-level Data | NEI avg EF - PM, fuel type
2021 | OH | Haverhill North Cogeneration Facility | 56848 | HRSG9 | ST | OP | NA | COG |  | 1286623.127 | 12.2742 | 0.01908 | EIA Unit-level Data | NEI avg EF - PM, fuel type
2021 | PA | Lanchester Generating Station | 56850 | 1 | IC | OP | NA | LFG |  | 126896.5 | 0.93269 | 0.0147 | EIA Prime Mover-level Data | Estimated using an emission factor
2021 | PA | Lanchester Generating Station | 56850 | 2 | IC | OP | NA | LFG |  | 126896.5 | 0.93269 | 0.0147 | EIA Prime Mover-level Data | Estimated using an emission factor
2021 | MI | Bryon Center | 56851 | 1 | IC | OP | NA | LFG |  | 120379 | 0.88479 | 0.0147 | EIA Prime Mover-level Data | Estimated using an emission factor
2021 | MI | Bryon Center | 56851 | 2 | IC | OP | NA | LFG |  | 120379 | 0.88479 | 0.0147 | EIA Prime Mover-level Data | Estimated using an emission factor
2021 | MI | Pinconning White Feather | 56852 | 1 | IC | OP | NA | LFG |  | 103118 | 0.75792 | 0.0147 | EIA Prime Mover-level Data | Estimated using an emission factor
2021 | MI | Pinconning White Feather | 56852 | 2 | IC | OP | NA | LFG |  | 103118 | 0.75792 | 0.0147 | EIA Prime Mover-level Data | Estimated using an emission factor
2021 | UT | Trans-Jordan Generating Station | 56853 | 1 | IC | OP | NA | LFG |  | 136561.333 | 1.0037 | 0.0147 | EIA Prime Mover-level Data | Estimated using an emission factor
2021 | UT | Trans-Jordan Generating Station | 56853 | 2 | IC | OP | NA | LFG |  | 136561.333 | 1.0037 | 0.0147 | EIA Prime Mover-level Data | Estimated using an emission factor
2021 | UT | Trans-Jordan Generating Station | 56853 | 3 | IC | OP | NA | LFG |  | 136561.333 | 1.0037 | 0.0147 | EIA Prime Mover-level Data | Estimated using an emission factor
2021 | OR | Wheat Field Wind Power Project | 56854 | GEN1 | WT | OP | NA | WND |  | 1940339 |  |  | EIA Prime Mover-level Data
2021 | OR | Arlington Wind Power Project | 56855 | GEN1 | WT | OP | NA | WND |  | 2003055 |  |  | EIA Prime Mover-level Data
2021 | IL | Rail Splitter Wind Farm | 56856 | GEN1 | WT | OP | NA | WND |  | 2410029 |  |  | EIA Prime Mover-level Data
2021 | NY | Marble River Wind Farm | 56857 | GEN1 | WT | OP | NA | WND |  | 3903106 |  |  | EIA Prime Mover-level Data
2021 | WA | Sagebrush Power Partners | 56858 | GEN1 | WT | OP | NA | WND |  | 2563152 |  |  | EIA Prime Mover-level Data
2021 | IA | Crosswind Energy Project | 56859 | 1 | WT | OP | NA | WND |  | 607330 |  |  | EIA Prime Mover-level Data
2021 | IA | Hardin Hilltop Wind LLC | 56860 | 1 | WT | OP | NA | WND |  | 379461 |  |  | EIA Prime Mover-level Data
2021 | CA | Bolthouse S&P and Rowen Farms Solar | 56862 | 1 | PV | OP | NA | SUN |  | 3422.5 |  |  | EIA Prime Mover-level Data
2021 | CA | Bolthouse S&P and Rowen Farms Solar | 56862 | 2 | PV | OP | NA | SUN |  | 3422.5 |  |  | EIA Prime Mover-level Data
2021 | CA | Bolthouse S&P and Rowen Farms Solar | 56862 | 3 | PV | OP | NA | SUN |  | 3422.5 |  |  | EIA Prime Mover-level Data
2021 | CA | Bolthouse S&P and Rowen Farms Solar | 56862 | 4 | PV | OP | NA | SUN |  | 3422.5 |  |  | EIA Prime Mover-level Data
2021 | OH | Model Gas Power Station | 56863 | 1 | IC | OS | NA | LFG
2021 | OH | Model Gas Power Station | 56863 | 2 | IC | OS | NA | LFG
2021 | TX | Covel Gardens Gas Recovery | 56864 | 1 | IC | OP | NA | LFG |  | 91257.667 | 0.67074 | 0.0147 | EIA Prime Mover-level Data | Estimated using an emission factor
2021 | TX | Covel Gardens Gas Recovery | 56864 | 2 | IC | OP | NA | LFG |  | 91257.667 | 0.67074 | 0.0147 | EIA Prime Mover-level Data | Estimated using an emission factor
2021 | TX | Covel Gardens Gas Recovery | 56864 | 3 | IC | OP | NA | LFG |  | 91257.667 | 0.67074 | 0.0147 | EIA Prime Mover-level Data | Estimated using an emission factor
2021 | TX | Covel Gardens Gas Recovery | 56864 | 4 | IC | OP | NA | LFG |  | 91257.667 | 0.67074 | 0.0147 | EIA Prime Mover-level Data | Estimated using an emission factor
2021 | TX | Covel Gardens Gas Recovery | 56864 | 5 | IC | OP | NA | LFG |  | 91257.667 | 0.67074 | 0.0147 | EIA Prime Mover-level Data | Estimated using an emission factor
2021 | TX | Covel Gardens Gas Recovery | 56864 | 6 | IC | OP | NA | LFG |  | 91257.667 | 0.67074 | 0.0147 | EIA Prime Mover-level Data | Estimated using an emission factor
2021 | OH | Ottawa County Project | 56865 | 1 | IC | OS | NA | LFG |  | 28123 | 0.2067 | 0.0147 | EIA Prime Mover-level Data | Estimated using an emission factor
2021 | OH | Ottawa County Project | 56865 | 2 | IC | OP | NA | LFG |  | 28123 | 0.2067 | 0.0147 | EIA Prime Mover-level Data | Estimated using an emission factor
2021 | OH | Carbon Limestone | 56868 | 1 | IC | OP | NA | LFG |  | 109359.797 | 0.80379 | 0.0147 | EIA Prime Mover-level Data | Estimated using an emission factor
2021 | OH | Carbon Limestone | 56868 | 10 | IC | OP | NA | LFG |  | 109359.797 | 0.80379 | 0.0147 | EIA Prime Mover-level Data | Estimated using an emission factor
2021 | OH | Carbon Limestone | 56868 | 11 | IC | OP | NA | LFG |  | 109359.797 | 0.80379 | 0.0147 | EIA Prime Mover-level Data | Estimated using an emission factor
2021 | OH | Carbon Limestone | 56868 | 12 | IC | OP | NA | LFG |  | 109359.797 | 0.80379 | 0.0147 | EIA Prime Mover-level Data | Estimated using an emission factor
2021 | OH | Carbon Limestone | 56868 | 13 | IC | OP | NA | LFG |  | 109359.797 | 0.80379 | 0.0147 | EIA Prime Mover-level Data | Estimated using an emission factor
2021 | OH | Carbon Limestone | 56868 | 14 | IC | OP | NA | LFG |  | 109359.797 | 0.80379 | 0.0147 | EIA Prime Mover-level Data | Estimated using an emission factor
2021 | OH | Carbon Limestone | 56868 | 15 | IC | OP | NA | LFG |  | 109359.797 | 0.80379 | 0.0147 | EIA Prime Mover-level Data | Estimated using an emission factor
2021 | OH | Carbon Limestone | 56868 | 16 | IC | OP | NA | LFG |  | 109359.797 | 0.80379 | 0.0147 | EIA Prime Mover-level Data | Estimated using an emission factor
2021 | OH | Carbon Limestone | 56868 | 17 | IC | OP | NA | LFG |  | 124982.625 | 0.91862 | 0.0147 | EIA Prime Mover-level Data | Estimated using an emission factor
2021 | OH | Carbon Limestone | 56868 | 18 | IC | OP | NA | LFG |  | 124982.625 | 0.91862 | 0.0147 | EIA Prime Mover-level Data | Estimated using an emission factor
2021 | OH | Carbon Limestone | 56868 | 2 | IC | OP | NA | LFG |  | 109359.797 | 0.80379 | 0.0147 | EIA Prime Mover-level Data | Estimated using an emission factor
2021 | OH | Carbon Limestone | 56868 | 3 | IC | OP | NA | LFG |  | 109359.797 | 0.80379 | 0.0147 | EIA Prime Mover-level Data | Estimated using an emission factor
2021 | OH | Carbon Limestone | 56868 | 4 | IC | OP | NA | LFG |  | 109359.797 | 0.80379 | 0.0147 | EIA Prime Mover-level Data | Estimated using an emission factor
2021 | OH | Carbon Limestone | 56868 | 5 | IC | OP | NA | LFG |  | 109359.797 | 0.80379 | 0.0147 | EIA Prime Mover-level Data | Estimated using an emission factor
2021 | OH | Carbon Limestone | 56868 | 6 | IC | OP | NA | LFG |  | 109359.797 | 0.80379 | 0.0147 | EIA Prime Mover-level Data | Estimated using an emission factor
2021 | OH | Carbon Limestone | 56868 | 7 | IC | OP | NA | LFG |  | 109359.797 | 0.80379 | 0.0147 | EIA Prime Mover-level Data | Estimated using an emission factor
2021 | OH | Carbon Limestone | 56868 | 8 | IC | OP | NA | LFG |  | 109359.797 | 0.80379 | 0.0147 | EIA Prime Mover-level Data | Estimated using an emission factor
2021 | OH | Carbon Limestone | 56868 | 9 | IC | OP | NA | LFG |  | 109359.797 | 0.80379 | 0.0147 | EIA Prime Mover-level Data | Estimated using an emission factor
2021 | OH | Loraine County Project | 56869 | 1 | IC | OP | NA | LFG |  | 80747.574 | 0.59349 | 0.0147 | EIA Prime Mover-level Data | Estimated using an emission factor
2021 | OH | Loraine County Project | 56869 | 10 | IC | OP | NA | LFG |  | 92282.941 | 0.67828 | 0.0147 | EIA Prime Mover-level Data | Estimated using an emission factor
2021 | OH | Loraine County Project | 56869 | 11 | IC | OP | NA | LFG |  | 92282.941 | 0.67828 | 0.0147 | EIA Prime Mover-level Data | Estimated using an emission factor
2021 | OH | Loraine County Project | 56869 | 12 | IC | OP | NA | LFG |  | 92282.941 | 0.67828 | 0.0147 | EIA Prime Mover-level Data | Estimated using an emission factor
2021 | OH | Loraine County Project | 56869 | 13 | IC | OP | NA | LFG |  | 92282.941 | 0.67828 | 0.0147 | EIA Prime Mover-level Data | Estimated using an emission factor
2021 | OH | Loraine County Project | 56869 | 14 | IC | OP | NA | LFG |  | 92282.941 | 0.67828 | 0.0147 | EIA Prime Mover-level Data | Estimated using an emission factor
2021 | OH | Loraine County Project | 56869 | 15 | IC | OP | NA | LFG |  | 92282.941 | 0.67828 | 0.0147 | EIA Prime Mover-level Data | Estimated using an emission factor
2021 | OH | Loraine County Project | 56869 | 16 | IC | OP | NA | LFG |  | 92282.941 | 0.67828 | 0.0147 | EIA Prime Mover-level Data | Estimated using an emission factor
2021 | OH | Loraine County Project | 56869 | 17 | IC | OP | NA | LFG |  | 92282.941 | 0.67828 | 0.0147 | EIA Prime Mover-level Data | Estimated using an emission factor
2021 | OH | Loraine County Project | 56869 | 18 | IC | OP | NA | LFG |  | 92282.941 | 0.67828 | 0.0147 | EIA Prime Mover-level Data | Estimated using an emission factor
2021 | OH | Loraine County Project | 56869 | 2 | IC | OP | NA | LFG |  | 80747.574 | 0.59349 | 0.0147 | EIA Prime Mover-level Data | Estimated using an emission factor
2021 | OH | Loraine County Project | 56869 | 3 | IC | OP | NA | LFG |  | 80747.574 | 0.59349 | 0.0147 | EIA Prime Mover-level Data | Estimated using an emission factor
2021 | OH | Loraine County Project | 56869 | 4 | IC | OP | NA | LFG |  | 80747.574 | 0.59349 | 0.0147 | EIA Prime Mover-level Data | Estimated using an emission factor
2021 | OH | Loraine County Project | 56869 | 5 | IC | OP | NA | LFG |  | 80747.574 | 0.59349 | 0.0147 | EIA Prime Mover-level Data | Estimated using an emission factor
2021 | OH | Loraine County Project | 56869 | 6 | IC | OP | NA | LFG |  | 80747.574 | 0.59349 | 0.0147 | EIA Prime Mover-level Data | Estimated using an emission factor
2021 | OH | Loraine County Project | 56869 | 7 | IC | OP | NA | LFG |  | 80747.574 | 0.59349 | 0.0147 | EIA Prime Mover-level Data | Estimated using an emission factor
2021 | OH | Loraine County Project | 56869 | 8 | IC | OP | NA | LFG |  | 80747.574 | 0.59349 | 0.0147 | EIA Prime Mover-level Data | Estimated using an emission factor
2021 | OH | Loraine County Project | 56869 | 9 | IC | OP | NA | LFG |  | 92282.941 | 0.67828 | 0.0147 | EIA Prime Mover-level Data | Estimated using an emission factor
2021 | GA | Taylor | 56870 | 1 | IC | OP | NA | LFG |  | 39985.375 | 0.29389 | 0.0147 | EIA Prime Mover-level Data | Estimated using an emission factor
2021 | GA | Taylor | 56870 | 2 | IC | OP | NA | LFG |  | 39985.375 | 0.29389 | 0.0147 | EIA Prime Mover-level Data | Estimated using an emission factor
2021 | GA | Taylor | 56870 | 3 | IC | OP | NA | LFG |  | 39985.375 | 0.29389 | 0.0147 | EIA Prime Mover-level Data | Estimated using an emission factor
2021 | GA | Taylor | 56870 | 4 | IC | OP | NA | LFG |  | 39985.375 | 0.29389 | 0.0147 | EIA Prime Mover-level Data | Estimated using an emission factor
2021 | GA | Taylor | 56870 | 5 | IC | OP | NA | LFG |  | 39985.375 | 0.29389 | 0.0147 | EIA Prime Mover-level Data | Estimated using an emission factor
2021 | GA | Taylor | 56870 | 6 | IC | OP | NA | LFG |  | 39985.375 | 0.29389 | 0.0147 | EIA Prime Mover-level Data | Estimated using an emission factor
2021 | GA | Taylor | 56870 | 7 | IC | OP | NA | LFG |  | 39985.375 | 0.29389 | 0.0147 | EIA Prime Mover-level Data | Estimated using an emission factor
2021 | GA | Taylor | 56870 | 8 | IC | OP | NA | LFG |  | 39985.375 | 0.29389 | 0.0147 | EIA Prime Mover-level Data | Estimated using an emission factor
2021 | IL | Zion Landfill Gas to Energy Facility | 56871 | 1 | IC | RE | NA | LFG
2021 | IL | Zion Landfill Gas to Energy Facility | 56871 | 2 | IC | RE | NA | LFG
2021 | IL | Zion Landfill Gas to Energy Facility | 56871 | 3 | IC | RE | NA | LFG
2021 | IL | Zion Landfill Gas to Energy Facility | 56871 | 4 | IC | RE | NA | LFG
2021 | IL | Zion Landfill Gas to Energy Facility | 56871 | 5 | IC | RE | NA | LFG
2021 | KY | Meldahl Hydroelectric Project | 56872 | 1 | HY | OP | NA | WAT |  | 1852172.667 |  |  | EIA Prime Mover-level Data
2021 | KY | Meldahl Hydroelectric Project | 56872 | 2 | HY | OP | NA | WAT |  | 1852172.667 |  |  | EIA Prime Mover-level Data
2021 | KY | Meldahl Hydroelectric Project | 56872 | 3 | HY | OP | NA | WAT |  | 1852172.667 |  |  | EIA Prime Mover-level Data
2021 | PA | SECCRA Community Landfill | 56873 | 1 | IC | OP | NA | LFG |  | 19965.96 | 0.14675 | 0.0147 | EIA Prime Mover-level Data | Estimated using an emission factor
2021 | PA | SECCRA Community Landfill | 56873 | 3 | IC | OP | NA | LFG |  | 35495.04 | 0.26089 | 0.0147 | EIA Prime Mover-level Data | Estimated using an emission factor
2021 | CA | Shiloh Wind Project 2 LLC | 56874 | TBD | WT | OP | NA | WND |  | 4064420 |  |  | EIA Prime Mover-level Data
2021 | CA | Sacramento Soleil LLC | 56875 | TBD | PV | OP | NA | SUN
2021 | MN | Wapsipinicon Wind Project | 56876 | TBD | WT | OP | NA | WND |  | 2317874 |  |  | EIA Prime Mover-level Data
2021 | NJ | Hall's Warehouse Solar Project | 56877 | TBD | PV | OP | NA | SUN |  | 12008 |  |  | EIA Prime Mover-level Data
2021 | IN | Hoosier Wind Project LLC | 56878 | TBD | WT | OP | NA | WND |  | 1912908 |  |  | EIA Prime Mover-level Data
2021 | KS | Flat Ridge Wind Energy LLC | 56879 | 1 | WT | OP | NA | WND |  | 1631083 |  |  | EIA Prime Mover-level Data
2021 | MT | OREG 2 Inc | 56880 | CS12 | OT | OP | NA | WH |  | 279394.25 |  |  | EIA Prime Mover-level Data
2021 | MT | OREG 2 Inc | 56880 | CS3 | OT | OP | NA | WH |  | 279394.25 |  |  | EIA Prime Mover-level Data
2021 | MT | OREG 2 Inc | 56880 | CS5 | OT | OP | NA | WH |  | 279394.25 |  |  | EIA Prime Mover-level Data
2021 | MT | OREG 2 Inc | 56880 | CS8 | OT | OP | NA | WH |  | 279394.25 |  |  | EIA Prime Mover-level Data
2021 | NJ | Pennsauken Solar | 56883 | GEN 1 | PV | OP | NA | SUN |  | 945.949 |  |  | EIA Prime Mover-level Data
2021 | NJ | Pennsauken Solar | 56883 | GEN 2 | PV | OP | NA | SUN |  | 945.949 |  |  | EIA Prime Mover-level Data
2021 | NJ | Pennsauken Solar | 56883 | GEN 3 | PV | OP | NA | SUN |  | 472.974 |  |  | EIA Prime Mover-level Data
2021 | NJ | Pennsauken Solar | 56883 | GEN 4 | PV | OP | NA | SUN |  | 945.949 |  |  | EIA Prime Mover-level Data
2021 | NJ | Pennsauken Solar | 56883 | GEN 5 | PV | OP | NA | SUN |  | 472.974 |  |  | EIA Prime Mover-level Data
2021 | NJ | Pennsauken Solar | 56883 | GEN 6 | PV | OP | NA | SUN |  | 945.949 |  |  | EIA Prime Mover-level Data
2021 | NJ | Pennsauken Solar | 56883 | GEN 7 | PV | OP | NA | SUN |  | 945.949 |  |  | EIA Prime Mover-level Data
2021 | NJ | Pennsauken Solar | 56883 | GEN 8 | PV | OP | NA | SUN |  | 945.949 |  |  | EIA Prime Mover-level Data
2021 | NJ | Pennsauken Solar | 56883 | GEN 9 | PV | OP | NA | SUN |  | 472.974 |  |  | EIA Prime Mover-level Data
2021 | NJ | Pennsauken Solar | 56883 | GEN10 | PV | OP | NA | SUN |  | 11351.385 |  |  | EIA Prime Mover-level Data
2021 | NJ | Cumberland County Solid Waste Complex | 56884 | GEN 2 | IC | OP | NA | LFG |  | 76044 | 0.55892 | 0.0147 | EIA Prime Mover-level Data | Estimated using an emission factor
2021 | NJ | Cumberland County Solid Waste Complex | 56884 | GEN 3 | IC | OP | NA | LFG |  | 76044 | 0.55892 | 0.0147 | EIA Prime Mover-level Data | Estimated using an emission factor
2021 | NJ | Cumberland County Solid Waste Complex | 56884 | GEN1 | IC | OP | NA | LFG |  | 76044 | 0.55892 | 0.0147 | EIA Prime Mover-level Data | Estimated using an emission factor
2021 | PA | Cumberland County PA LFG Recovery | 56887 | GEN 1 | IC | OP | NA | LFG |  | 137369.25 | 1.0097 | 0.0147 | EIA Prime Mover-level Data | Estimated using an emission factor
2021 | PA | Cumberland County PA LFG Recovery | 56887 | GEN 2 | IC | OP | NA | LFG |  | 137369.25 | 1.0097 | 0.0147 | EIA Prime Mover-level Data | Estimated using an emission factor
2021 | PA | Cumberland County PA LFG Recovery | 56887 | GEN 3 | IC | OP | NA | LFG |  | 137369.25 | 1.0097 | 0.0147 | EIA Prime Mover-level Data | Estimated using an emission factor
2021 | PA | Cumberland County PA LFG Recovery | 56887 | GEN 4 | IC | OP | NA | LFG |  | 137369.25 | 1.0097 | 0.0147 | EIA Prime Mover-level Data | Estimated using an emission factor
2021 | NJ | Warren County Solar | 56888 | GEN 1 | PV | OP | NA | SUN |  | 5726.25 |  |  | EIA Prime Mover-level Data
2021 | NJ | Warren County Solar | 56888 | GEN 2 | PV | OP | NA | SUN |  | 5726.25 |  |  | EIA Prime Mover-level Data
2021 | NJ | Warren County Solar | 56888 | GEN 3 | PV | OP | NA | SUN |  | 5726.25 |  |  | EIA Prime Mover-level Data
2021 | NJ | Warren County Solar | 56888 | GEN 4 | PV | OP | NA | SUN |  | 5726.25 |  |  | EIA Prime Mover-level Data
2021 | NJ | PPL Renewable Energy Merck Solar | 56889 | GEN 1 | PV | OP | NA | SUN |  | 11134 |  |  | EIA Prime Mover-level Data
2021 | PA | Norther Tier Landfill | 56890 | GEN 1 | IC | OP | NA | LFG |  | 113403 | 0.83351 | 0.0147 | EIA Prime Mover-level Data | Estimated using an emission factor
2021 | VT | Moretown | 56891 | GEN 2 | IC | OP | NA | LFG |  | 78483 | 0.57685 | 0.0147 | EIA Prime Mover-level Data | Estimated using an emission factor
2021 | ID | Chester Diversion Hydroelectric Project | 56893 | 1 | HY | OP | NA | WAT |  | 18266.333 |  |  | EIA Prime Mover-level Data
2021 | ID | Chester Diversion Hydroelectric Project | 56893 | 2 | HY | OP | NA | WAT |  | 18266.333 |  |  | EIA Prime Mover-level Data
2021 | ID | Chester Diversion Hydroelectric Project | 56893 | 3 | HY | OP | NA | WAT |  | 18266.333 |  |  | EIA Prime Mover-level Data
2021 | VA | Ameresco Stafford | 56894 | 1 | IC | OP | NA | LFG |  | 33464.5 | 0.24596 | 0.0147 | EIA Prime Mover-level Data | Estimated using an emission factor
2021 | VA | Ameresco Stafford | 56894 | 2 | IC | OP | NA | LFG |  | 33464.5 | 0.24596 | 0.0147 | EIA Prime Mover-level Data | Estimated using an emission factor
2021 | CA | Ameresco Ox Mountain | 56895 | 1 | IC | OP | NA | LFG |  | 149794.167 | 1.101 | 0.0147 | EIA Prime Mover-level Data | Estimated using an emission factor
2021 | CA | Ameresco Ox Mountain | 56895 | 2 | IC | OP | NA | LFG |  | 149794.167 | 1.101 | 0.0147 | EIA Prime Mover-level Data | Estimated using an emission factor
2021 | CA | Ameresco Ox Mountain | 56895 | 3 | IC | OP | NA | LFG |  | 149794.167 | 1.101 | 0.0147 | EIA Prime Mover-level Data | Estimated using an emission factor
2021 | CA | Ameresco Ox Mountain | 56895 | 4 | IC | OP | NA | LFG |  | 149794.167 | 1.101 | 0.0147 | EIA Prime Mover-level Data | Estimated using an emission factor
2021 | CA | Ameresco Ox Mountain | 56895 | 5 | IC | OP | NA | LFG |  | 149794.167 | 1.101 | 0.0147 | EIA Prime Mover-level Data | Estimated using an emission factor
2021 | CA | Ameresco Ox Mountain | 56895 | 6 | IC | OP | NA | LFG |  | 149794.167 | 1.101 | 0.0147 | EIA Prime Mover-level Data | Estimated using an emission factor
2021 | MO | Ameresco Jefferson City | 56896 | 1 | IC | OP | NA | LFG |  | 76757.667 | 0.56417 | 0.0147 | EIA Prime Mover-level Data | Estimated using an emission factor
2021 | MO | Ameresco Jefferson City | 56896 | 2 | IC | OP | NA | LFG |  | 76757.667 | 0.56417 | 0.0147 | EIA Prime Mover-level Data | Estimated using an emission factor
2021 | MO | Ameresco Jefferson City | 56896 | 3 | IC | OP | NA | LFG |  | 76757.667 | 0.56417 | 0.0147 | EIA Prime Mover-level Data | Estimated using an emission factor
2021 | CA | Ameresco Keller Canyon | 56897 | 1 | IC | OP | NA | LFG |  | 153954.5 | 1.1316 | 0.0147 | EIA Prime Mover-level Data | Estimated using an emission factor
2021 | CA | Ameresco Keller Canyon | 56897 | 2 | IC | OP | NA | LFG |  | 153954.5 | 1.1316 | 0.0147 | EIA Prime Mover-level Data | Estimated using an emission factor
2021 | CA | Ameresco Chiquita Canyon | 56898 | 1 | GT | OP | NA | LFG |  | 263773.5 | 2.8488 | 0.0216 | EIA Prime Mover-level Data | Estimated using an emission factor
2021 | CA | Ameresco Chiquita Canyon | 56898 | 2 | GT | OP | NA | LFG |  | 263773.5 | 2.8488 | 0.0216 | EIA Prime Mover-level Data | Estimated using an emission factor
2021 | AZ | IRC Generator Facility | 56899 | 290 | IC | RE | NA | DFO
2021 | AZ | IRC Generator Facility | 56899 | 291 | IC | RE | NA | DFO
2021 | NJ | Atlantic City Convention Center | 56900 | 1 | PV | OP | NA | SUN |  | 6601.25 |  |  | EIA Prime Mover-level Data
2021 | NJ | Atlantic City Convention Center | 56900 | 2 | PV | OP | NA | SUN |  | 6601.25 |  |  | EIA Prime Mover-level Data
2021 | NJ | Atlantic City Convention Center | 56900 | 3 | PV | OP | NA | SUN |  | 6601.25 |  |  | EIA Prime Mover-level Data
2021 | NJ | Atlantic City Convention Center | 56900 | 4 | PV | OP | NA | SUN |  | 6601.25 |  |  | EIA Prime Mover-level Data
2021 | NY | Altona | 56901 | 1 | WT | OP | NA | WND |  | 1436926 |  |  | EIA Prime Mover-level Data
2021 | NY | Wethersfield | 56902 | 1 | WT | OP | NA | WND |  | 2015242 |  |  | EIA Prime Mover-level Data
2021 | NY | Chateaugay | 56904 | 1 | WT | OP | NA | WND |  | 1550106 |  |  | EIA Prime Mover-level Data
2021 | TX | Great Plains Windpark LLC | 56905 | 1 | WT | OP | NA | WND |  | 1638370 |  |  | EIA Prime Mover-level Data
2021 | MT | Dave Gates Generating Station | 56908 | 1A | GT | OP | CT | NG | 3454 | 501030.728 | 8.3017 | 0.033138 | EPA/CAMD | EPA/NEI | 2010
2021 | MT | Dave Gates Generating Station | 56908 | 1B | GT | OP | CT | NG | 3464 | 491431.573 | 8.3017 | 0.033786 | EPA/CAMD | EPA/NEI | 2010
2021 | MT | Dave Gates Generating Station | 56908 | 2A | GT | OP | CT | NG | 2701 | 433260.533 | 1.6505 | 0.007619 | EPA/CAMD | EPA/NEI | 2010
2021 | MT | Dave Gates Generating Station | 56908 | 2B | GT | OP | CT | NG | 2706 | 395263.512 | 1.6505 | 0.0083514 | EPA/CAMD | EPA/NEI | 2010
2021 | MT | Dave Gates Generating Station | 56908 | 3A | GT | OP | CT | NG | 4518 | 677420.844 | 6.7299 | 0.019869 | EPA/CAMD | EPA/NEI | 2010
2021 | MT | Dave Gates Generating Station | 56908 | 3B | GT | OP | CT | NG | 4510 | 689734.053 | 6.7299 | 0.019514 | EPA/CAMD | EPA/NEI | 2010
2021 | CA | Gap Pacific Distribution Center | 56909 | 1 | PV | OP | NA | SUN |  | 13719.5 |  |  | EIA Prime Mover-level Data
2021 | CA | Gap Pacific Distribution Center | 56909 | 2 | PV | OP | NA | SUN |  | 13719.5 |  |  | EIA Prime Mover-level Data
2021 | CA | Gap Pacific Distribution Center | 56909 | 3 | PV | OP | NA | SUN |  | 13719.5 |  |  | EIA Prime Mover-level Data
2021 | CA | Gap Pacific Distribution Center | 56909 | 4 | PV | OP | NA | SUN |  | 13719.5 |  |  | EIA Prime Mover-level Data
2021 | PA | Broad Mountain | 56911 | GEN1 | GT | OP | NA | LFG |  | 447314 | 4.831 | 0.0216 | EIA Prime Mover-level Data | Estimated using an emission factor
2021 | PA | Broad Mountain | 56911 | GEN2 | GT | OP | NA | LFG |  | 447314 | 4.831 | 0.0216 | EIA Prime Mover-level Data | Estimated using an emission factor
2021 | ND | Langdon Wind II LLC | 56912 | GE15 | WT | OP | NA | WND |  | 1632434 |  |  | EIA Prime Mover-level Data
2021 | IA | Osceola Windpower II | 56913 | CL25 | WT | OP | NA | WND |  | 1626271 |  |  | EIA Prime Mover-level Data
2021 | CA | Orange Grove Project | 56914 | CTG1 | GT | OP | CT | NG | 316 | 75506.666 | 0.22142 | 0.0058648 | EPA/CAMD | EPA/NEI | 2010
2021 | CA | Orange Grove Project | 56914 | CTG2 | GT | OP | CT | NG | 351 | 87250.619 | 0.18465 | 0.0042326 | EPA/CAMD | EPA/NEI | 2010
2021 | NC | SAS Solar Farm | 56915 | 1 | PV | OP | NA | SUN |  | 4023.5 |  |  | EIA Prime Mover-level Data
2021 | NC | SAS Solar Farm | 56915 | 2 | PV | OP | NA | SUN |  | 4023.5 |  |  | EIA Prime Mover-level Data
2021 | NC | SAS Solar Farm | 56915 | 3 | PV | OP | NA | SUN |  | 4023.5 |  |  | EIA Prime Mover-level Data
2021 | NC | SAS Solar Farm | 56915 | 4 | PV | OP | NA | SUN |  | 4023.5 |  |  | EIA Prime Mover-level Data
2021 | CA | Imperial Valley Solar, LLC | 56917 | 1 | PV | OP | NA | SUN |  | 1659417.874 |  |  | EIA Prime Mover-level Data
2021 | CA | Imperial Valley Solar, LLC | 56917 | 1A | PV | OP | NA | SUN |  | 1061370.244 |  |  | EIA Prime Mover-level Data
2021 | CA | Imperial Valley Solar, LLC | 56917 | 1B | PV | OP | NA | SUN |  | 563544.882 |  |  | EIA Prime Mover-level Data
2021 | ND | FPL Energy Ashtabula Wind LLC | 56919 | GE15 | WT | OP | NA | WND |  | 5319588 |  |  | EIA Prime Mover-level Data
2021 | TX | Panther Creek Wind Farm I | 56920 | 1 | WT | OP | NA | WND |  | 4676143 |  |  | EIA Prime Mover-level Data
2021 | TX | Panther Creek Wind Farm II | 56921 | 1 | WT | OP | NA | WND |  | 3622420 |  |  | EIA Prime Mover-level Data
2021 | CO | WWRF Solar Plant | 56922 | EAST | PV | OP | NA | SUN |  | 5869 |  |  | EIA Prime Mover-level Data
2021 | CO | WWRF Solar Plant | 56922 | WEST | PV | OP | NA | SUN |  | 11738 |  |  | EIA Prime Mover-level Data
2021 | IA | FPL Energy Crystal Lake Wind LLC | 56923 | GE15 | WT | OP | NA | WND |  | 4637748 |  |  | EIA Prime Mover-level Data
2021 | IA | FPL Energy Story Wind LLC | 56924 | GE15 | WT | OP | NA | WND |  | 4897552 |  |  | EIA Prime Mover-level Data
2021 | IA | FPL Energy Crystal Lake Wind II LLC | 56925 | CL25 | WT | OP | NA | WND |  | 6054962 |  |  | EIA Prime Mover-level Data
2021 | CT | Fairfield University CHP Plant | 56928 | CHP1 | GT | OP | NA | NG |  | 219179 | 0.87852 | 0.0080165 | EIA Prime Mover-level Data | NEI avg EF - PM, fuel type
2021 | FL | DeSoto Next Generation Solar Energy | 56929 | 1 | PV | OP | NA | SUN |  | 386810 |  |  | EIA Prime Mover-level Data
2021 | FL | Space Coast Next Gen Solar Energy | 56930 | 1 | PV | OP | NA | SUN |  | 145300 |  |  | EIA Prime Mover-level Data
2021 | WA | Biotech LS 0836 | 56932 | BLS1 | IC | SB | NA | DFO
2021 | OR | Threemile Canyon | 56933 | 1 | WT | OP | NA | WND |  | 202230 |  |  | EIA Prime Mover-level Data
2021 | ID | Cassia Wind | 56934 | 1 | WT | OP | NA | WND |  | 167857 |  |  | EIA Prime Mover-level Data
2021 | ID | Cassia Gulch | 56935 | 1 | WT | OP | NA | WND |  | 365553 |  |  | EIA Prime Mover-level Data
2021 | NY | Brookfield Power Glen Falls Hydro | 56936 | GEN1 | HY | OP | NA | WAT |  | 102393.153 |  |  | EIA Prime Mover-level Data
2021 | NY | Brookfield Power Glen Falls Hydro | 56936 | GEN2 | HY | OP | NA | WAT |  | 85327.627 |  |  | EIA Prime Mover-level Data
2021 | NY | Brookfield Power Glen Falls Hydro | 56936 | GEN3 | HY | OP | NA | WAT |  | 93860.39 |  |  | EIA Prime Mover-level Data
2021 | NY | Brookfield Power Glen Falls Hydro | 56936 | GEN4 | HY | OP | NA | WAT |  | 102393.153 |  |  | EIA Prime Mover-level Data
2021 | NY | Brookfield Power Glen Falls Hydro | 56936 | GEN5 | HY | OP | NA | WAT |  | 119458.678 |  |  | EIA Prime Mover-level Data
2021 | WI | Fairbanks Morse Engine | 56937 | IPE | IC | RE | NA | DFO |  | 78 | 0.01209 | 0.31 | EIA Prime Mover-level Data | Estimated using an emission factor
2021 | NC | SunEdison LV Sutton Plant Site | 56938 | NCP1 | PV | OP | NA | SUN |  | 11762 |  |  | EIA Prime Mover-level Data
2021 | CA | Solar Blythe LLC | 56939 | 1 | PV | OP | NA | SUN |  | 364843 |  |  | EIA Prime Mover-level Data
2021 | NY | Valley Energy Center | 56940 | 1 | CT | OP | CC | NG | 7133 | 15116010.447 | 24.5219 | 0.0032445 | EPA/CAMD | EPA/NEI | 2018
2021 | NY | Valley Energy Center | 56940 | 2 | CT | OP | CC | NG | 6926 | 14672509.045 | 20.9629 | 0.0028574 | EPA/CAMD | EPA/NEI | 2018
2021 | IL | Grand Ridge Wind Energy Center | 56941 | 1 | WT | OP | NA | WND |  | 2052167.229 |  |  | EIA Prime Mover-level Data
2021 | IL | Grand Ridge Wind Energy Center | 56941 | 2 | WT | OP | NA | WND |  | 1057177.057 |  |  | EIA Prime Mover-level Data
2021 | IL | Grand Ridge Wind Energy Center | 56941 | 3 | WT | OP | NA | WND |  | 1026083.614 |  |  | EIA Prime Mover-level Data
2021 | IL | Grand Ridge Wind Energy Center | 56941 | 4 | WT | OP | NA | WND |  | 217654.1 |  |  | EIA Prime Mover-level Data
2021 | WI | Forward Wind Energy Center | 56942 | 1 | WT | OP | NA | WND |  | 866281.465 |  |  | EIA Prime Mover-level Data
2021 | WI | Forward Wind Energy Center | 56942 | 2 | WT | OP | NA | WND |  | 262509.535 |  |  | EIA Prime Mover-level Data
2021 | NV | CM10 | 56944 | PV01 | PV | OP | NA | SUN |  | 165240 |  |  | EIA Prime Mover-level Data
2021 | NM | High Lonesome Mesa LLC | 56945 | 1 | WT | OP | NA | WND |  | 3350623 |  |  | EIA Prime Mover-level Data
2021 | OK | Buffalo Bear LLC | 56946 | 1 | WT | OP | NA | WND |  | 194856 |  |  | EIA Prime Mover-level Data
2021 | NE | Elkhorn Ridge Wind LLC | 56947 | 1 | WT | OP | NA | WND |  | 1473351 |  |  | EIA Prime Mover-level Data
2021 | AZ | Coolidge Generating Station | 56948 | CT01 | GT | OP | CT | NG | 740 | 174104.392 | 0 | 0 | EPA/CAMD | EPA/NEI | 2011
2021 | AZ | Coolidge Generating Station | 56948 | CT02 | GT | OP | CT | NG | 746 | 177157.614 | 0.5 | 0.0056447 | EPA/CAMD | EPA/NEI | 2011
2021 | AZ | Coolidge Generating Station | 56948 | CT03 | GT | OP | CT | NG | 831 | 191656.421 | 0.6 | 0.0062612 | EPA/CAMD | EPA/NEI | 2010
2021 | AZ | Coolidge Generating Station | 56948 | CT04 | GT | OP | CT | NG | 987 | 226610.008 | 0.7 | 0.006178 | EPA/CAMD | EPA/NEI | 2010
2021 | AZ | Coolidge Generating Station | 56948 | CT05 | GT | OP | CT | NG | 1204 | 307507.808 | 0.4 | 0.0026016 | EPA/CAMD | EPA/NEI | 2010
2021 | AZ | Coolidge Generating Station | 56948 | CT06 | GT | OP | CT | NG | 1142 | 286281.007 | 0.5 | 0.0034931 | EPA/CAMD | EPA/NEI | 2010
2021 | AZ | Coolidge Generating Station | 56948 | CT07 | GT | OP | CT | NG | 1269 | 318532.381 | 0.7 | 0.0043952 | EPA/CAMD | EPA/NEI | 2010
2021 | AZ | Coolidge Generating Station | 56948 | CT08 | GT | OP | CT | NG | 1407 | 344497.734 | 0.7 | 0.0040639 | EPA/CAMD | EPA/NEI | 2010
2021 | AZ | Coolidge Generating Station | 56948 | CT09 | GT | OP | CT | NG | 702 | 182475.029 | 0.5 | 0.0054802 | EPA/CAMD | EPA/NEI | 2010
2021 | AZ | Coolidge Generating Station | 56948 | CT10 | GT | OP | CT | NG | 866 | 217298.188 | 0.5 | 0.004602 | EPA/CAMD | EPA/NEI | 2010
2021 | AZ | Coolidge Generating Station | 56948 | CT11 | GT | OP | CT | NG | 923 | 235522.962 | 0.7 | 0.0059442 | EPA/CAMD | EPA/NEI | 2010
2021 | AZ | Coolidge Generating Station | 56948 | CT12 | GT | OP | CT | NG | 955 | 240467.439 | 0.8 | 0.0066537 | EPA/CAMD | EPA/NEI | 2010
2021 | SC | Enoree Phase II Landfill Gas Recovery | 56951 | 1 | IC | OP | NA | LFG |  | 75331 | 0.55368 | 0.0147 | EIA Prime Mover-level Data | Estimated using an emission factor
2021 | SC | Enoree Phase II Landfill Gas Recovery | 56951 | 2 | IC | OP | NA | LFG |  | 75331 | 0.55368 | 0.0147 | EIA Prime Mover-level Data | Estimated using an emission factor
2021 | OR | Willow Creek Energy Center | 56952 | 1 | WT | OP | NA | WND |  | 1568491 |  |  | EIA Prime Mover-level Data
2021 | NY | High Sheldon Wind Farm | 56953 | 1 | WT | OP | NA | WND |  | 1964729 |  |  | EIA Prime Mover-level Data
2021 | NC | Gastonia Prime Power Park | 56954 | 1 | IC | OP | NA | DFO |  | 498.593 | 0.077282 | 0.31 | EIA Prime Mover-level Data | Estimated using an emission factor
2021 | NC | Gastonia Prime Power Park | 56954 | 2 | IC | OP | NA | DFO |  | 498.593 | 0.077282 | 0.31 | EIA Prime Mover-level Data | Estimated using an emission factor
2021 | NC | Gastonia Prime Power Park | 56954 | 3 | IC | OP | NA | DFO |  | 390.203 | 0.060481 | 0.31 | EIA Prime Mover-level Data | Estimated using an emission factor
2021 | NC | Gastonia Prime Power Park | 56954 | 4 | IC | OP | NA | DFO |  | 390.203 | 0.060481 | 0.31 | EIA Prime Mover-level Data | Estimated using an emission factor
2021 | NC | Gastonia Prime Power Park | 56954 | 5 | IC | OP | NA | DFO |  | 390.203 | 0.060481 | 0.31 | EIA Prime Mover-level Data | Estimated using an emission factor
2021 | NC | Gastonia Prime Power Park | 56954 | 6 | IC | OP | NA | DFO |  | 390.203 | 0.060481 | 0.31 | EIA Prime Mover-level Data | Estimated using an emission factor
2021 | TX | Bull Creek Wind | 56956 | 001 | WT | OP | NA | WND |  | 2141138 |  |  | EIA Prime Mover-level Data
2021 | PA | Pioneer Crossing Energy, LLC | 56957 | LFG1 | IC | OP | NA | LFG |  | 80942.8 | 0.59493 | 0.0147 | EIA Prime Mover-level Data | Estimated using an emission factor
2021 | PA | Pioneer Crossing Energy, LLC | 56957 | LFG2 | IC | OP | NA | LFG |  | 80942.8 | 0.59493 | 0.0147 | EIA Prime Mover-level Data | Estimated using an emission factor
2021 | PA | Pioneer Crossing Energy, LLC | 56957 | LFG3 | IC | OP | NA | LFG |  | 80942.8 | 0.59493 | 0.0147 | EIA Prime Mover-level Data | Estimated using an emission factor
2021 | PA | Pioneer Crossing Energy, LLC | 56957 | LFG4 | IC | OP | NA | LFG |  | 80942.8 | 0.59493 | 0.0147 | EIA Prime Mover-level Data | Estimated using an emission factor
2021 | PA | Pioneer Crossing Energy, LLC | 56957 | LFG5 | IC | OP | NA | LFG |  | 80942.8 | 0.59493 | 0.0147 | EIA Prime Mover-level Data | Estimated using an emission factor
2021 | NY | DANC LFGTE Facility | 56958 | GEN1 | IC | OP | NA | LFG |  | 90004.75 | 0.66153 | 0.0147 | EIA Prime Mover-level Data | Estimated using an emission factor
2021 | NY | DANC LFGTE Facility | 56958 | GEN2 | IC | OP | NA | LFG |  | 90004.75 | 0.66153 | 0.0147 | EIA Prime Mover-level Data | Estimated using an emission factor
2021 | NY | DANC LFGTE Facility | 56958 | GEN3 | IC | OP | NA | LFG |  | 90004.75 | 0.66153 | 0.0147 | EIA Prime Mover-level Data | Estimated using an emission factor
2021 | NY | DANC LFGTE Facility | 56958 | GEN4 | IC | OP | NA | LFG |  | 90004.75 | 0.66153 | 0.0147 | EIA Prime Mover-level Data | Estimated using an emission factor
2021 | TX | Ocotillo Windpower | 56959 | OWF | WT | OP | NA | WND |  | 271213 |  |  | EIA Prime Mover-level Data
2021 | WY | Happy Jack Windpower Project | 56960 | HJW01 | WT | OP | NA | WND |  | 599077 |  |  | EIA Prime Mover-level Data
2021 | TX | Notrees Windpower Hybrid | 56961 | BATT | BA | OP | NA | MWH |  | 0 |  |  | EIA Prime Mover-level Data
2021 | TX | Notrees Windpower Hybrid | 56961 | GE | WT | OP | NA | WND |  | 1100162.361 |  |  | EIA Prime Mover-level Data
2021 | TX | Notrees Windpower Hybrid | 56961 | VESTA | WT | OP | NA | WND |  | 1696083.639 |  |  | EIA Prime Mover-level Data
2021 | NC | Iredell County LFG Facility | 56962 | 1 | IC | OP | NA | LFG |  | 138885.5 | 1.0208 | 0.0147 | EIA Prime Mover-level Data | Estimated using an emission factor
2021 | NC | Iredell County LFG Facility | 56962 | 2 | IC | OP | NA | LFG |  | 138885.5 | 1.0208 | 0.0147 | EIA Prime Mover-level Data | Estimated using an emission factor
2021 | NJ | West Deptford Energy Station | 56963 | E101 | CT | OP | CC | NG | 2788 | 5513750.797 | 8.29 | 0.003007 | EPA/CAMD | EPA/NEI | 2014
2021 | NJ | West Deptford Energy Station | 56963 | E102 | CT | OP | CC | NG | 3000 | 5794710.727 | 8.29 | 0.0028612 | EPA/CAMD | EPA/NEI | 2014
2021 | NJ | Bayonne Energy Center | 56964 | GT1 | GT | OP | CT | NG | 1471 | 584352.602 | 5.5391 | 0.018958 | EPA/CAMD | EPA/NEI | 2012
2021 | NJ | Bayonne Energy Center | 56964 | GT10 | GT | OP | CT | NG | 1731 | 684256.551 | 4.4051 | 0.012876 | EPA/CAMD | EPA/NEI | 2018
2021 | NJ | Bayonne Energy Center | 56964 | GT2 | GT | OP | CT | NG | 1499 | 547786.494 | 5.5391 | 0.020224 | EPA/CAMD | EPA/NEI | 2012
2021 | NJ | Bayonne Energy Center | 56964 | GT3 | GT | OP | CT | NG | 1345 | 508326.013 | 5.5391 | 0.021793 | EPA/CAMD | EPA/NEI | 2012
2021 | NJ | Bayonne Energy Center | 56964 | GT4 | GT | OP | CT | NG | 1503 | 576335.68 | 5.5391 | 0.019222 | EPA/CAMD | EPA/NEI | 2012
2021 | NJ | Bayonne Energy Center | 56964 | GT5 | GT | OP | CT | NG | 1136 | 387786.612 | 5.5391 | 0.028568 | EPA/CAMD | EPA/NEI | 2012
2021 | NJ | Bayonne Energy Center | 56964 | GT6 | GT | OP | CT | NG | 1491 | 564127.352 | 5.5391 | 0.019638 | EPA/CAMD | EPA/NEI | 2012
2021 | NJ | Bayonne Energy Center | 56964 | GT7 | GT | OP | CT | NG | 1488 | 564935.121 | 5.5391 | 0.01961 | EPA/CAMD | EPA/NEI | 2012
2021 | NJ | Bayonne Energy Center | 56964 | GT8 | GT | OP | CT | NG | 1599 | 609888.324 | 5.5391 | 0.018164 | EPA/CAMD | EPA/NEI | 2012
2021 | NJ | Bayonne Energy Center | 56964 | GT9 | GT | OP | CT | NG | 1944 | 770109.689 | 4.4051 | 0.01144 | EPA/CAMD | EPA/NEI | 2018
2021 | NC | QVC Inc | 56966 | 1 | PV | OP | NA | SUN |  | 7323.846 |  |  | EIA Prime Mover-level Data
2021 | NC | QVC Inc | 56966 | 2 | PV | OP | NA | SUN |  | 21239.154 |  |  | EIA Prime Mover-level Data
2021 | OR | Butter Creek Power LLC | 56967 | 1 | WT | OP | NA | WND |  | 113243 |  |  | EIA Prime Mover-level Data
2021 | OR | Big Top LLC | 56968 | 1 | WT | OP | NA | WND |  | 35089 |  |  | EIA Prime Mover-level Data
2021 | OR | Four Corners Windfarm LLC | 56969 | 1 | WT | OP | NA | WND |  | 160686 |  |  | EIA Prime Mover-level Data
2021 | OR | Four Mile Canyon Windfarm LLC | 56970 | 1 | WT | OP | NA | WND |  | 195395 |  |  | EIA Prime Mover-level Data
2021 | OR | Oregon Trail Windfarm LLC | 56971 | 1 | WT | OP | NA | WND |  | 231767 |  |  | EIA Prime Mover-level Data
2021 | OR | Pacific Canyon Windfarm LLC | 56972 | 1 | WT | OP | NA | WND |  | 170539 |  |  | EIA Prime Mover-level Data
2021 | OR | Sand Ranch Windfarm LLC | 56973 | 1 | WT | OP | NA | WND |  | 219705 |  |  | EIA Prime Mover-level Data
2021 | OR | Wagon Trail LLC | 56974 | 1 | WT | OP | NA | WND |  | 67560 |  |  | EIA Prime Mover-level Data
2021 | OR | Ward Butte Windfarm LLC | 56975 | 1 | WT | OP | NA | WND |  | 150853 |  |  | EIA Prime Mover-level Data
2021 | IL | Sears Hydroelectric Plant | 56978 | 1 | HY | RE | NA | WAT
2021 | IL | Sears Hydroelectric Plant | 56978 | 2 | HY | RE | NA | WAT
2021 | IL | Sears Hydroelectric Plant | 56978 | 3 | HY | RE | NA | WAT
2021 | IL | Sears Hydroelectric Plant | 56978 | 4 | HY | RE | NA | WAT
2021 | TX | Panther Creek Wind Farm Three | 56979 | 1 | WT | OP | NA | WND |  | 4686472 |  |  | EIA Prime Mover-level Data
2021 | PA | Stony Creek Wind Farm LLC | 56980 | 1 | WT | OP | NA | WND |  | 1190047 |  |  | EIA Prime Mover-level Data
2021 | TX | Pyron Wind Farm LLC Hybrid | 56981 | 1 | WT | OP | NA | WND |  | 5791670 |  |  | EIA Prime Mover-level Data
2021 | TX | Pyron Wind Farm LLC Hybrid | 56981 | PYRBT | BA | OP | NA | MWH |  | 0 |  |  | EIA Prime Mover-level Data
2021 | NV | NGP Blue Mountain I LLC | 56982 | BM1 | BT | OP | NA | GEO |  | 657078.667 |  |  | EIA Prime Mover-level Data
2021 | NV | NGP Blue Mountain I LLC | 56982 | BM2 | BT | OP | NA | GEO |  | 657078.667 |  |  | EIA Prime Mover-level Data
2021 | NV | NGP Blue Mountain I LLC | 56982 | BM3 | BT | OP | NA | GEO |  | 657078.667 |  |  | EIA Prime Mover-level Data
2021 | TX | Papalote Creek I LLC | 56983 | 1 | WT | OP | NA | WND |  | 3926972 |  |  | EIA Prime Mover-level Data
2021 | TX | Inadale Wind Farm LLC Hybrid | 56984 | 1 | WT | OP | NA | WND |  | 4090612 |  |  | EIA Prime Mover-level Data
2021 | TX | Inadale Wind Farm LLC Hybrid | 56984 | INABT | BA | OP | NA | MWH |  | 0 |  |  | EIA Prime Mover-level Data
2021 | KS | Smoky Hills Wind Project Phase II | 56985 | SMKII | WT | OP | NA | WND |  | 4023954 |  |  | EIA Prime Mover-level Data
2021 | NY | Clinton LFGTE Facility | 56986 | GEN1 | IC | OP | NA | LFG |  | 107542.25 | 0.79044 | 0.0147 | EIA Prime Mover-level Data | Estimated using an emission factor
2021 | NY | Clinton LFGTE Facility | 56986 | GEN2 | IC | OP | NA | LFG |  | 107542.25 | 0.79044 | 0.0147 | EIA Prime Mover-level Data | Estimated using an emission factor
2021 | NY | Clinton LFGTE Facility | 56986 | GEN3 | IC | OP | NA | LFG |  | 107542.25 | 0.79044 | 0.0147 | EIA Prime Mover-level Data | Estimated using an emission factor
2021 | NY | Clinton LFGTE Facility | 56986 | GEN4 | IC | OP | NA | LFG |  | 107542.25 | 0.79044 | 0.0147 | EIA Prime Mover-level Data | Estimated using an emission factor
2021 | NY | Hyland LFGTE Facility | 56987 | GEN1 | IC | OP | NA | LFG |  | 172213.667 | 1.2658 | 0.0147 | EIA Prime Mover-level Data | Estimated using an emission factor
2021 | NY | Hyland LFGTE Facility | 56987 | GEN2 | IC | OP | NA | LFG |  | 172213.667 | 1.2658 | 0.0147 | EIA Prime Mover-level Data | Estimated using an emission factor
2021 | NY | Hyland LFGTE Facility | 56987 | GEN3 | IC | OP | NA | LFG |  | 172213.667 | 1.2658 | 0.0147 | EIA Prime Mover-level Data | Estimated using an emission factor
2021 | ME | Stetson Wind I | 56989 | 1 | WT | OP | NA | WND |  | 1031148 |  |  | EIA Prime Mover-level Data
2021 | ME | Rollins Wind Project | 56990 | 1 | WT | OP | NA | WND |  | 1310531 |  |  | EIA Prime Mover-level Data
2021 | ME | Stetson Wind II | 56991 | 1 | WT | OP | NA | WND |  | 458237 |  |  | EIA Prime Mover-level Data
2021 | PA | MF Mesa Lane LLC | 56993 | MESA | PV | OP | NA | SUN |  | 31552 |  |  | EIA Prime Mover-level Data
2021 | MN | Grand Meadow | 56994 | WND67 | WT | OP | NA | WND |  | 1902280 |  |  | EIA Prime Mover-level Data
2021 | SC | Georgetown LFGTE | 56995 | G1 | IC | OP | NA | LFG
2021 | CA | Solar Photovoltaic Project #02 | 56996 | S1A | PV | OP | NA | SUN |  | 5261 |  |  | EIA Prime Mover-level Data
2021 | CA | Solar Photovoltaic Project #02 | 56996 | S1B | PV | OP | NA | SUN |  | 5261 |  |  | EIA Prime Mover-level Data
2021 | ID | Arrowrock Hydroelectric Project | 56997 | 1 | HY | OP | NA | WAT |  | 168906 |  |  | EIA Prime Mover-level Data
2021 | ID | Arrowrock Hydroelectric Project | 56997 | 2 | HY | OP | NA | WAT |  | 168906 |  |  | EIA Prime Mover-level Data
2021 | CO | Pueblo Airport Generating Station | 56998 | CT01 | GT | OP | CT | NG | 4351 | 1738615.492 | 2.94 | 0.003382 | EPA/CAMD | EPA/NEI | 2011
2021 | CO | Pueblo Airport Generating Station | 56998 | CT02 | GT | OP | CT | NG | 2170 | 941064.183 | 1.184 | 0.0025163 | EPA/CAMD | EPA/NEI | 2011
2021 | CO | Pueblo Airport Generating Station | 56998 | CT04 | CT | OP | CC | NG | 7604 | 2121235.243 | 8.13 | 0.0076653 | EPA/CAMD | EPA/NEI | 2011
2021 | CO | Pueblo Airport Generating Station | 56998 | CT05 | CT | OP | CC | NG | 7178 | 2060263.553 | 7.073 | 0.0068661 | EPA/CAMD | EPA/NEI | 2011
2021 | CO | Pueblo Airport Generating Station | 56998 | CT06 | CT | OP | CC | NG | 7811 | 2151020.617 | 8.462 | 0.0078679 | EPA/CAMD | EPA/NEI | 2011
2021 | CO | Pueblo Airport Generating Station | 56998 | CT07 | CT | OP | CC | NG | 7708 | 2117076.605 | 9.042 | 0.008542 | EPA/CAMD | EPA/NEI | 2011
2021 | CO | Pueblo Airport Generating Station | 56998 | CT08 | GT | OP | CT | NG | 407 | 108193.1 | 0.43366 | 0.0080165 | EPA/CAMD | NEI avg EF - PM, fuel type, firing type | 2016
2021 | CA | El Cajon Energy Center | 57001 | 1 | GT | OP | CT | NG | 284 | 72301.153 | 0.2898 | 0.0080165 | EPA/CAMD | NEI avg EF - PM, fuel type, firing type | 2010
2021 | ME | Oakfield Wind Project | 57002 | 1 | WT | OP | NA | WND |  | 3032503 |  |  | EIA Prime Mover-level Data
2021 | NY | Fulton LFGTE Facility | 57003 | GEN1 | IC | OP | NA | LFG |  | 77000 | 0.56595 | 0.0147 | EIA Prime Mover-level Data | Estimated using an emission factor
2021 | NY | Fulton LFGTE Facility | 57003 | GEN2 | IC | OP | NA | LFG |  | 77000 | 0.56595 | 0.0147 | EIA Prime Mover-level Data | Estimated using an emission factor
2021 | CA | SunEdison Walgreens Moreno Valley | 57004 | 1 | PV | OP | NA | SUN |  | 11788 |  |  | EIA Prime Mover-level Data
2021 | CA | Mariani Packing Vacaville Solar | 57005 | 1 | PV | OP | NA | SUN |  | 13848 |  |  | EIA Prime Mover-level Data
2021 | CA | Walgreens Woodland Distribution Center | 57006 | 1 | PV | OP | NA | SUN |  | 10497 |  |  | EIA Prime Mover-level Data
2021 | CA | SunEdison Ironwood State Prison | 57007 | 1 | PV | OP | NA | SUN |  | 15132 |  |  | EIA Prime Mover-level Data
2021 | CA | SunEdison Procter & Gamble Oxnard | 57008 | 1 | PV | OP | NA | SUN |  | 15565 |  |  | EIA Prime Mover-level Data
2021 | CA | Kohls San Bernardino Solar Facility | 57009 | 1 | PV | OP | NA | SUN |  | 12866 |  |  | EIA Prime Mover-level Data
2021 | CA | SunEdison Anheuser Busch Fairfield | 57010 | 1 | PV | OP | NA | SUN |  | 15032 |  |  | EIA Prime Mover-level Data
2021 | CA | Chuckawalla Valley State Prison | 57011 | 1 | PV | OP | NA | SUN |  | 13078 |  |  | EIA Prime Mover-level Data
2021 | CA | SunEdison Walmart Apple Valley DC | 57012 | 1 | PV | OP | NA | SUN |  | 15998 |  |  | EIA Prime Mover-level Data
2021 | PA | Waste Management Arden LFGTE | 57014 | GEN1 | IC | OP | NA | LFG |  | 78670.333 | 0.57823 | 0.0147 | EIA Prime Mover-level Data | Estimated using an emission factor
2021 | PA | Waste Management Arden LFGTE | 57014 | GEN2 | IC | OP | NA | LFG |  | 78670.333 | 0.57823 | 0.0147 | EIA Prime Mover-level Data | Estimated using an emission factor
2021 | PA | Waste Management Arden LFGTE | 57014 | GEN3 | IC | OP | NA | LFG |  | 78670.333 | 0.57823 | 0.0147 | EIA Prime Mover-level Data | Estimated using an emission factor
2021 | PA | Waste Management Arden LFGTE | 57014 | GEN4 | IC | OP | NA | LFG |  | 78670.333 | 0.57823 | 0.0147 | EIA Prime Mover-level Data | Estimated using an emission factor
2021 | PA | Waste Management Arden LFGTE | 57014 | GEN5 | IC | OP | NA | LFG |  | 78670.333 | 0.57823 | 0.0147 | EIA Prime Mover-level Data | Estimated using an emission factor
2021 | PA | Waste Management Arden LFGTE | 57014 | GEN6 | IC | OP | NA | LFG |  | 78670.333 | 0.57823 | 0.0147 | EIA Prime Mover-level Data | Estimated using an emission factor
2021 | OR | Waste Management Columbia Ridge LFGTE | 57015 | GEN1 | IC | OP | NA | LFG |  | 70062.125 | 0.51496 | 0.0147 | EIA Prime Mover-level Data | Estimated using an emission factor
2021 | OR | Waste Management Columbia Ridge LFGTE | 57015 | GEN10 | IC | OP | NA | LFG |  | 140124.25 | 1.0299 | 0.0147 | EIA Prime Mover-level Data | Estimated using an emission factor
2021 | OR | Waste Management Columbia Ridge LFGTE | 57015 | GEN11 | IC | OP | NA | LFG |  | 140124.25 | 1.0299 | 0.0147 | EIA Prime Mover-level Data | Estimated using an emission factor
2021 | OR | Waste Management Columbia Ridge LFGTE | 57015 | GEN12 | IC | OP | NA | LFG |  | 140124.25 | 1.0299 | 0.0147 | EIA Prime Mover-level Data | Estimated using an emission factor
2021 | OR | Waste Management Columbia Ridge LFGTE | 57015 | GEN2 | IC | OP | NA | LFG |  | 70062.125 | 0.51496 | 0.0147 | EIA Prime Mover-level Data | Estimated using an emission factor
2021 | OR | Waste Management Columbia Ridge LFGTE | 57015 | GEN3 | IC | OP | NA | LFG |  | 70062.125 | 0.51496 | 0.0147 | EIA Prime Mover-level Data | Estimated using an emission factor
2021 | OR | Waste Management Columbia Ridge LFGTE | 57015 | GEN4 | IC | OP | NA | LFG |  | 70062.125 | 0.51496 | 0.0147 | EIA Prime Mover-level Data | Estimated using an emission factor
2021 | OR | Waste Management Columbia Ridge LFGTE | 57015 | GEN5 | IC | OP | NA | LFG |  | 70062.125 | 0.51496 | 0.0147 | EIA Prime Mover-level Data | Estimated using an emission factor
2021 | OR | Waste Management Columbia Ridge LFGTE | 57015 | GEN6 | IC | OP | NA | LFG |  | 70062.125 | 0.51496 | 0.0147 | EIA Prime Mover-level Data | Estimated using an emission factor
2021 | OR | Waste Management Columbia Ridge LFGTE | 57015 | GEN7 | IC | OP | NA | LFG |  | 70062.125 | 0.51496 | 0.0147 | EIA Prime Mover-level Data | Estimated using an emission factor
2021 | OR | Waste Management Columbia Ridge LFGTE | 57015 | GEN8 | IC | OP | NA | LFG |  | 70062.125 | 0.51496 | 0.0147 | EIA Prime Mover-level Data | Estimated using an emission factor
2021 | OR | Waste Management Columbia Ridge LFGTE | 57015 | GEN9 | IC | OP | NA | LFG |  | 140124.25 | 1.0299 | 0.0147 | EIA Prime Mover-level Data | Estimated using an emission factor
2021 | ME | Waste Management Crossroads LFGTE | 57016 | GEN1 | IC | OP | NA | LFG |  | 100685 | 0.74003 | 0.0147 | EIA Prime Mover-level Data | Estimated using an emission factor
2021 | ME | Waste Management Crossroads LFGTE | 57016 | GEN2 | IC | OP | NA | LFG |  | 100685 | 0.74003 | 0.0147 | EIA Prime Mover-level Data | Estimated using an emission factor
2021 | MN | Spruce Ridge Gas Recovery | 57017 | GEN1 | IC | OP | NA | LFG |  | 50170.75 | 0.36876 | 0.0147 | EIA Prime Mover-level Data | Estimated using an emission factor
2021 | MN | Spruce Ridge Gas Recovery | 57017 | GEN2 | IC | OP | NA | LFG |  | 50170.75 | 0.36876 | 0.0147 | EIA Prime Mover-level Data | Estimated using an emission factor
2021 | MN | Spruce Ridge Gas Recovery | 57017 | GEN3 | IC | OP | NA | LFG |  | 50170.75 | 0.36876 | 0.0147 | EIA Prime Mover-level Data | Estimated using an emission factor
2021 | MN | Spruce Ridge Gas Recovery | 57017 | GEN4 | IC | OP | NA | LFG |  | 50170.75 | 0.36876 | 0.0147 | EIA Prime Mover-level Data | Estimated using an emission factor
2021 | VA | Waste Management Middle Peninsula LFGTE | 57018 | GEN1 | IC | OP | NA | LFG |  | 69816 | 0.51315 | 0.0147 | EIA Prime Mover-level Data | Estimated using an emission factor
2021 | VA | Waste Management Middle Peninsula LFGTE | 57018 | GEN2 | IC | OP | NA | LFG |  | 69816 | 0.51315 | 0.0147 | EIA Prime Mover-level Data | Estimated using an emission factor
2021 | VA | Waste Management Middle Peninsula LFGTE | 57018 | GEN3 | IC | OP | NA | LFG |  | 69816 | 0.51315 | 0.0147 | EIA Prime Mover-level Data | Estimated using an emission factor
2021 | VA | Waste Management Middle Peninsula LFGTE | 57018 | GEN4 | IC | OP | NA | LFG |  | 69816 | 0.51315 | 0.0147 | EIA Prime Mover-level Data | Estimated using an emission factor
2021 | VA | Waste Management Middle Peninsula LFGTE | 57018 | GEN5 | IC | OP | NA | LFG |  | 69816 | 0.51315 | 0.0147 | EIA Prime Mover-level Data | Estimated using an emission factor
2021 | VA | Waste Management Middle Peninsula LFGTE | 57018 | GEN6 | IC | OP | NA | LFG |  | 69816 | 0.51315 | 0.0147 | EIA Prime Mover-level Data | Estimated using an emission factor
2021 | VA | Waste Management Middle Peninsula LFGTE | 57018 | GEN7 | IC | OP | NA | LFG |  | 69816 | 0.51315 | 0.0147 | EIA Prime Mover-level Data | Estimated using an emission factor
2021 | VA | Waste Management Middle Peninsula LFGTE | 57018 | GEN8 | IC | OP | NA | LFG |  | 69816 | 0.51315 | 0.0147 | EIA Prime Mover-level Data | Estimated using an emission factor
2021 | OR | Riverbend Landfill | 57019 | GEN1 | IC | OP | NA | LFG |  | 59681 | 0.43866 | 0.0147 | EIA Prime Mover-level Data | Estimated using an emission factor
2021 | OR | Riverbend Landfill | 57019 | GEN2 | IC | OP | NA | LFG |  | 59681 | 0.43866 | 0.0147 | EIA Prime Mover-level Data | Estimated using an emission factor
2021 | OR | Riverbend Landfill | 57019 | GEN3 | IC | OP | NA | LFG |  | 59681 | 0.43866 | 0.0147 | EIA Prime Mover-level Data | Estimated using an emission factor
2021 | OR | Riverbend Landfill | 57019 | GEN4 | IC | OP | NA | LFG |  | 59681 | 0.43866 | 0.0147 | EIA Prime Mover-level Data | Estimated using an emission factor
2021 | OR | Riverbend Landfill | 57019 | GEN5 | IC | OP | NA | LFG |  | 59681 | 0.43866 | 0.0147 | EIA Prime Mover-level Data | Estimated using an emission factor
2021 | OR | Riverbend Landfill | 57019 | GEN6 | IC | OP | NA | LFG |  | 59681 | 0.43866 | 0.0147 | EIA Prime Mover-level Data | Estimated using an emission factor
2021 | TX | Westside Landfill Gas Recovery | 57020 | GEN1 | IC | OP | NA | LFG |  | 66742 | 0.49055 | 0.0147 | EIA Prime Mover-level Data | Estimated using an emission factor
2021 | TX | Westside Landfill Gas Recovery | 57020 | GEN2 | IC | OP | NA | LFG |  | 66742 | 0.49055 | 0.0147 | EIA Prime Mover-level Data | Estimated using an emission factor
2021 | NY | Waste Management Madison County LFGTE | 57021 | GEN1 | IC | OP | NA | LFG |  | 45959 | 0.3378 | 0.0147 | EIA Prime Mover-level Data | Estimated using an emission factor
2021 | VA | Waste Management King George LFGTE | 57022 | GEN1 | GT | OP | NA | LFG |  | 316407 | 3.4172 | 0.0216 | EIA Prime Mover-level Data | Estimated using an emission factor
2021 | VA | Waste Management King George LFGTE | 57022 | GEN2 | GT | OP | NA | LFG |  | 316407 | 3.4172 | 0.0216 | EIA Prime Mover-level Data | Estimated using an emission factor
2021 | VA | Waste Management King George LFGTE | 57022 | GEN3 | GT | OP | NA | LFG |  | 316407 | 3.4172 | 0.0216 | EIA Prime Mover-level Data | Estimated using an emission factor
2021 | VA | Waste Management King George LFGTE | 57022 | GEN4 | GT | OP | NA | LFG |  | 316407 | 3.4172 | 0.0216 | EIA Prime Mover-level Data | Estimated using an emission factor
2021 | KS | Waste Management Rolling Meadows LFGTE | 57023 | GEN1 | IC | OP | NA | LFG |  | 79482.143 | 0.58419 | 0.0147 | EIA Prime Mover-level Data | Estimated using an emission factor
2021 | KS | Waste Management Rolling Meadows LFGTE | 57023 | GEN2 | IC | OP | NA | LFG |  | 79482.143 | 0.58419 | 0.0147 | EIA Prime Mover-level Data | Estimated using an emission factor
2021 | KS | Waste Management Rolling Meadows LFGTE | 57023 | GEN3 | IC | OP | NA | LFG |  | 79482.143 | 0.58419 | 0.0147 | EIA Prime Mover-level Data | Estimated using an emission factor
2021 | KS | Waste Management Rolling Meadows LFGTE | 57023 | GEN4 | IC | OP | NA | LFG |  | 79482.143 | 0.58419 | 0.0147 | EIA Prime Mover-level Data | Estimated using an emission factor
2021 | KS | Waste Management Rolling Meadows LFGTE | 57023 | GEN5 | IC | OP | NA | LFG |  | 79482.143 | 0.58419 | 0.0147 | EIA Prime Mover-level Data | Estimated using an emission factor
2021 | KS | Waste Management Rolling Meadows LFGTE | 57023 | GEN6 | IC | OP | NA | LFG |  | 79482.143 | 0.58419 | 0.0147 | EIA Prime Mover-level Data | Estimated using an emission factor
2021 | KS | Waste Management Rolling Meadows LFGTE | 57023 | GEN7 | IC | OP | NA | LFG |  | 79482.143 | 0.58419 | 0.0147 | EIA Prime Mover-level Data | Estimated using an emission factor
2021 | MI | Waste Management Northern Oaks LFGTE | 57024 | GEN1 | IC | OP | NA | LFG |  | 18021 | 0.13245 | 0.0147 | EIA Prime Mover-level Data | Estimated using an emission factor
2021 | AR | Waste Management Eco Vista LFGTE | 57025 | GEN1 | IC | OP | NA | LFG |  | 75734.2 | 0.55665 | 0.0147 | EIA Prime Mover-level Data | Estimated using an emission factor
2021 | AR | Waste Management Eco Vista LFGTE | 57025 | GEN2 | IC | OP | NA | LFG |  | 75734.2 | 0.55665 | 0.0147 | EIA Prime Mover-level Data | Estimated using an emission factor
2021 | AR | Waste Management Eco Vista LFGTE | 57025 | GEN3 | IC | OP | NA | LFG |  | 75734.2 | 0.55665 | 0.0147 | EIA Prime Mover-level Data | Estimated using an emission factor
2021 | AR | Waste Management Eco Vista LFGTE | 57025 | GEN4 | IC | OP | NA | LFG |  | 75734.2 | 0.55665 | 0.0147 | EIA Prime Mover-level Data | Estimated using an emission factor
2021 | AR | Waste Management Eco Vista LFGTE | 57025 | GEN5 | IC | OP | NA | LFG |  | 75734.2 | 0.55665 | 0.0147 | EIA Prime Mover-level Data | Estimated using an emission factor
2021 | GA | Superior Landfill Gas Recovery | 57026 | GEN 5 | IC | OP | NA | LFG |  | 73474.625 | 0.54004 | 0.0147 | EIA Prime Mover-level Data | Estimated using an emission factor
2021 | GA | Superior Landfill Gas Recovery | 57026 | GEN1 | IC | OP | NA | LFG |  | 73474.625 | 0.54004 | 0.0147 | EIA Prime Mover-level Data | Estimated using an emission factor
2021 | GA | Superior Landfill Gas Recovery | 57026 | GEN2 | IC | OP | NA | LFG |  | 73474.625 | 0.54004 | 0.0147 | EIA Prime Mover-level Data | Estimated using an emission factor
2021 | GA | Superior Landfill Gas Recovery | 57026 | GEN3 | IC | OP | NA | LFG |  | 73474.625 | 0.54004 | 0.0147 | EIA Prime Mover-level Data | Estimated using an emission factor
2021 | GA | Superior Landfill Gas Recovery | 57026 | GEN4 | IC | OP | NA | LFG |  | 73474.625 | 0.54004 | 0.0147 | EIA Prime Mover-level Data | Estimated using an emission factor
2021 | GA | Superior Landfill Gas Recovery | 57026 | GEN6 | IC | OP | NA | LFG |  | 73474.625 | 0.54004 | 0.0147 | EIA Prime Mover-level Data | Estimated using an emission factor
2021 | GA | Superior Landfill Gas Recovery | 57026 | GEN7 | IC | OP | NA | LFG |  | 73474.625 | 0.54004 | 0.0147 | EIA Prime Mover-level Data | Estimated using an emission factor
2021 | GA | Superior Landfill Gas Recovery | 57026 | GEN8 | IC | OP | NA | LFG |  | 73474.625 | 0.54004 | 0.0147 | EIA Prime Mover-level Data | Estimated using an emission factor
2021 | CA | Canyon Power Plant | 57027 | 1 | GT | OP | CT | NG | 641 | 180819.631 | 0.52576 | 0.0058153 | EPA/CAMD | EPA/NEI | 2011
2021 | CA | Canyon Power Plant | 57027 | 2 | GT | OP | CT | NG | 615 | 182071.594 | 0.38688 | 0.0042498 | EPA/CAMD | EPA/NEI | 2011
2021 | CA | Canyon Power Plant | 57027 | 3 | GT | OP | CT | NG | 567 | 168504.398 | 0.43648 | 0.0051806 | EPA/CAMD | EPA/NEI | 2011
2021 | CA | Canyon Power Plant | 57027 | 4 | GT | OP | CT | NG | 655 | 184964.701 | 0.56544 | 0.006114 | EPA/CAMD | EPA/NEI | 2011
2021 | ID | Langley Gulch Power Plant | 57028 | CT1 | CT | OP | CC | NG | 7553 | 13381446.901 | 44.158 | 0.0065999 | EPA/CAMD | EPA/NEI | 2012
2021 | NC | Cleveland County Generating Facility | 57029 | ES1 | GT | OP | CT | NG | 1481 | 2344591.326 | 7.81 | 0.0066621 | EPA/CAMD | EPA/NEI | 2012
2021 | NC | Cleveland County Generating Facility | 57029 | ES2 | GT | OP | CT | NG | 1479 | 2354371.721 | 7.81 | 0.0066345 | EPA/CAMD | EPA/NEI | 2012
2021 | NC | Cleveland County Generating Facility | 57029 | ES3 | GT | OP | CT | NG | 1518 | 2411242.664 | 7.91 | 0.0065609 | EPA/CAMD | EPA/NEI | 2012
2021 | NC | Cleveland County Generating Facility | 57029 | ES4 | GT | OP | CT | NG | 1325 | 2188971.502 | 7.21 | 0.0065876 | EPA/CAMD | EPA/NEI | 2012
2021 | SC | Pacolet Diesel Generation Facility | 57030 | DI 1 | IC | OP | NA | DFO |  | 88.333 | 0.013692 | 0.31 | EIA Prime Mover-level Data | Estimated using an emission factor
2021 | SC | Pacolet Diesel Generation Facility | 57030 | DI 2 | IC | OP | NA | DFO |  | 88.333 | 0.013692 | 0.31 | EIA Prime Mover-level Data | Estimated using an emission factor
2021 | SC | Pacolet Diesel Generation Facility | 57030 | DI 3 | IC | OP | NA | DFO |  | 88.333 | 0.013692 | 0.31 | EIA Prime Mover-level Data | Estimated using an emission factor
2021 | ND | Luverne Wind Energy Center | 57031 | 1 | WT | OP | NA | WND |  | 1546279 |  |  | EIA Prime Mover-level Data
2021 | ND | Ashtabula Wind Energy Center | 57032 | 1 | WT | OP | NA | WND |  | 1232528 |  |  | EIA Prime Mover-level Data
2021 | ND | Langdon Wind Energy Center | 57033 | 1 | WT | OP | NA | WND |  | 1274302 |  |  | EIA Prime Mover-level Data
2021 | MN | Willmar Municipal East Substation | 57034 | E04 | IC | OP | NA | DFO |  | 220 | 0.0341 | 0.31 | EIA Prime Mover-level Data | Estimated using an emission factor
2021 | MN | Willmar Municipal East Substation | 57034 | E05 | IC | OP | NA | DFO |  | 220 | 0.0341 | 0.31 | EIA Prime Mover-level Data | Estimated using an emission factor
2021 | MN | Willmar Municipal East Substation | 57034 | E06 | IC | OP | NA | DFO |  | 220 | 0.0341 | 0.31 | EIA Prime Mover-level Data | Estimated using an emission factor
2021 | MN | Willmar Municipal SW Substation | 57035 | SW01 | IC | OP | NA | DFO |  | 198.333 | 0.030742 | 0.31 | EIA Prime Mover-level Data | Estimated using an emission factor
2021 | MN | Willmar Municipal SW Substation | 57035 | SW02 | IC | OP | NA | DFO |  | 198.333 | 0.030742 | 0.31 | EIA Prime Mover-level Data | Estimated using an emission factor
2021 | MN | Willmar Municipal SW Substation | 57035 | SW03 | IC | OP | NA | DFO |  | 198.333 | 0.030742 | 0.31 | EIA Prime Mover-level Data | Estimated using an emission factor
2021 | AK | Southcentral Power Project | 57036 | 1 | CT | OP | NA | NG |  | 2901122 | 7.7947 | 0.0053736 | EIA Unit-level Data | NEI avg EF - PM, fuel type
2021 | AK | Southcentral Power Project | 57036 | 2 | CT | OP | NA | NG |  | 2303284 | 6.1884 | 0.0053736 | EIA Unit-level Data | NEI avg EF - PM, fuel type
2021 | AK | Southcentral Power Project | 57036 | 3 | CT | OP | NA | NG |  | 2868687 | 7.7075 | 0.0053736 | EIA Unit-level Data | NEI avg EF - PM, fuel type
2021 | AK | Southcentral Power Project | 57036 | OTSG1 | CA | OP | NA | NG |  | 0 | 0 |  | EIA Unit-level Data | Estimated using an emission factor
2021 | AK | Southcentral Power Project | 57036 | OTSG2 | CA | OP | NA | NG |  | 0 | 0 |  | EIA Unit-level Data | Estimated using an emission factor
2021 | AK | Southcentral Power Project | 57036 | OTSG3 | CA | OP | NA | NG |  | 1 | 2.11e-07 | 0.000422 | EIA Unit-level Data | Estimated using an emission factor
2021 | MS | David M Ratcliffe | 57037 | AB-001 | ST | OP | IGC | NG | 7619 | 14098426.501 | 43 | 0.0061 | EPA/CAMD | EPA/NEI | 2013
2021 | MS | David M Ratcliffe | 57037 | AB-002 | ST | OP | IGC | NG | 7567 | 13943276.926 | 38.34 | 0.0054994 | EPA/CAMD | EPA/NEI | 2013
2021 | ND | Bison I Wind Energy Center | 57038 | PHS1 | WT | OP | NA | WND |  | 860798.337 |  |  | EIA Prime Mover-level Data
2021 | ND | Bison I Wind Energy Center | 57038 | PHS2 | WT | OP | NA | WND |  | 1052606.663 |  |  | EIA Prime Mover-level Data
2021 | WY | McFadden Ridge | 57039 | 1 | WT | OP | NA | WND |  | 906611 |  |  | EIA Prime Mover-level Data
2021 | WY | High Plains | 57040 | 1 | WT | OP | NA | WND |  | 2952660 |  |  | EIA Prime Mover-level Data
2021 | CA | Vaca Dixon Solar Station | 57041 | 1 | PV | OP | NA | SUN |  | 27352 |  |  | EIA Prime Mover-level Data
2021 | CA | CSU East Bay | 57042 | 1 | FC | RE | NA | NG |  | 18715 | 0 | 0 | EIA Prime Mover-level Data | Estimated using an emission factor
2021 | CA | SF State University | 57043 | 1 | FC | RE | NA | NG |  | 4492.75 | 0 | 0 | EIA Prime Mover-level Data | Estimated using an emission factor
2021 | CA | SF State University | 57043 | 2 | FC | RE | NA | NG |  | 31449.25 | 0 | 0 | EIA Prime Mover-level Data | Estimated using an emission factor
2021 | PA | Armenia Mountain Wind Farm | 57044 | 1 | WT | OP | NA | WND |  | 2092104 |  |  | EIA Prime Mover-level Data
2021 | SD | Rolling Thunder Wind Farm Hybrid | 57045 | 1 | WT | OP | NA | WND |  | 789202 |  |  | EIA Prime Mover-level Data
2021 | SD | Rolling Thunder Wind Farm Hybrid | 57045 | 2 | BA | OP | NA | MWH
2021 | NE | Archer Daniels Midland Columbus | 57046 | CFB1 | ST | OP | NA | SUB |  | 5304456.8 | 36.6568 | 0.013821 | EIA Unit-level Data | NEI avg EF - PM, fuel type
2021 | NE | Archer Daniels Midland Columbus | 57046 | CFB2 | ST | OP | NA | SUB |  | 4206259.7 | 29.0676 | 0.013821 | EIA Unit-level Data | NEI avg EF - PM, fuel type
2021 | MN | Nobles Wind Project | 57047 | 1 | WT | OP | NA | WND |  | 3041728 |  |  | EIA Prime Mover-level Data
2021 | ND | Merricourt Wind Energy Center | 57048 | 1 | WT | OP | NA | WND |  | 4435375 |  |  | EIA Prime Mover-level Data
2021 | MT | NaturEner Glacier Wind Energy 1 | 57049 | NGW1 | WT | OP | NA | WND |  | 2353185 |  |  | EIA Prime Mover-level Data
2021 | MT | NaturEner Glacier Wind Energy 2 | 57050 | NGW2 | WT | OP | NA | WND |  | 2507381 |  |  | EIA Prime Mover-level Data
2021 | AK | Noatak | 57051 | 5A | IC | OP | NA | DFO |  | 7316.538 | 1.1341 | 0.31 | EIA Prime Mover-level Data | Estimated using an emission factor
2021 | AK | Noatak | 57051 | UNIT2 | IC | OP | NA | DFO |  | 4389.923 | 0.68044 | 0.31 | EIA Prime Mover-level Data | Estimated using an emission factor
2021 | AK | Noatak | 57051 | UNIT4 | IC | OP | NA | DFO |  | 7316.538 | 1.1341 | 0.31 | EIA Prime Mover-level Data | Estimated using an emission factor
2021 | AK | Savoonga | 57052 | 2A | IC | OP | NA | DFO |  | 6583.529 | 1.0204 | 0.31 | EIA Prime Mover-level Data | Estimated using an emission factor
2021 | AK | Savoonga | 57052 | UNIT1 | IC | OP | NA | DFO |  | 5266.824 | 0.81636 | 0.31 | EIA Prime Mover-level Data | Estimated using an emission factor
2021 | AK | Savoonga | 57052 | UNIT3 | IC | OP | NA | DFO |  | 10533.647 | 1.6327 | 0.31 | EIA Prime Mover-level Data | Estimated using an emission factor
2021 | AK | Alakanuk | 57053 | UNIT4 | IC | SB | NA | JF
2021 | AK | Upper Kalskag | 57054 | UNIT1 | IC | OP | NA | DFO |  | 2660.182 | 0.41233 | 0.31 | EIA Prime Mover-level Data | Estimated using an emission factor
2021 | AK | Upper Kalskag | 57054 | UNIT2 | IC | OP | NA | DFO |  | 5320.364 | 0.82466 | 0.31 | EIA Prime Mover-level Data | Estimated using an emission factor
2021 | AK | Upper Kalskag | 57054 | UNIT3 | IC | OP | NA | DFO |  | 6650.455 | 1.0308 | 0.31 | EIA Prime Mover-level Data | Estimated using an emission factor
2021 | AK | Stebbins | 57055 | 1 | IC | OP | NA | DFO |  | 8217.75 | 1.2738 | 0.31 | EIA Prime Mover-level Data | Estimated using an emission factor
2021 | AK | Stebbins | 57055 | 2 | IC | OP | NA | DFO |  | 8217.75 | 1.2738 | 0.31 | EIA Prime Mover-level Data | Estimated using an emission factor
2021 | AK | Stebbins | 57055 | 3 | IC | OP | NA | DFO |  | 8217.75 | 1.2738 | 0.31 | EIA Prime Mover-level Data | Estimated using an emission factor
2021 | AK | Stebbins | 57055 | 4 | IC | OP | NA | DFO |  | 8217.75 | 1.2738 | 0.31 | EIA Prime Mover-level Data | Estimated using an emission factor
2021 | AK | Scammon Bay | 57056 | UNIT1 | IC | OP | NA | DFO |  | 5402.769 | 0.83743 | 0.31 | EIA Prime Mover-level Data | Estimated using an emission factor
2021 | AK | Scammon Bay | 57056 | UNIT2 | IC | OP | NA | DFO |  | 5402.769 | 0.83743 | 0.31 | EIA Prime Mover-level Data | Estimated using an emission factor
2021 | AK | Scammon Bay | 57056 | UNIT3 | IC | OP | NA | DFO |  | 6753.462 | 1.0468 | 0.31 | EIA Prime Mover-level Data | Estimated using an emission factor
2021 | AK | Quinhagak | 57057 | 3A | IC | OP | NA | DFO |  | 7148.333 | 1.108 | 0.31 | EIA Prime Mover-level Data | Estimated using an emission factor
2021 | AK | Quinhagak | 57057 | UNIT1 | IC | OP | NA | DFO |  | 5718.667 | 0.88639 | 0.31 | EIA Prime Mover-level Data | Estimated using an emission factor
2021 | AK | Quinhagak | 57057 | UNIT2 | IC | OP | NA | DFO |  | 4289 | 0.6648 | 0.31 | EIA Prime Mover-level Data | Estimated using an emission factor
2021 | AK | Pilot Station | 57058 | 1 | IC | OP | NA | DFO |  | 8548.462 | 1.325 | 0.31 | EIA Prime Mover-level Data | Estimated using an emission factor
2021 | AK | Pilot Station | 57058 | UNIT2 | IC | OP | NA | DFO |  | 8548.462 | 1.325 | 0.31 | EIA Prime Mover-level Data | Estimated using an emission factor
2021 | AK | Pilot Station | 57058 | UNIT3 | IC | OP | NA | DFO |  | 5129.077 | 0.79501 | 0.31 | EIA Prime Mover-level Data | Estimated using an emission factor
2021 | AK | Koyuk | 57059 | UNIT1 | IC | OP | NA | DFO |  | 2264.727 | 0.35103 | 0.31 | EIA Prime Mover-level Data | Estimated using an emission factor
2021 | AK | Koyuk | 57059 | UNIT2 | IC | OP | NA | DFO |  | 4529.455 | 0.70207 | 0.31 | EIA Prime Mover-level Data | Estimated using an emission factor
2021 | AK | Koyuk | 57059 | UNIT3 | IC | OP | NA | DFO |  | 5661.818 | 0.87758 | 0.31 | EIA Prime Mover-level Data | Estimated using an emission factor
2021 | AK | Elim | 57060 | 3A | IC | OP | NA | DFO |  | 6415 | 0.99433 | 0.31 | EIA Prime Mover-level Data | Estimated using an emission factor
2021 | AK | Elim | 57060 | UNIT1 | IC | OP | NA | DFO |  | 2566 | 0.39773 | 0.31 | EIA Prime Mover-level Data | Estimated using an emission factor
2021 | AK | Elim | 57060 | UNIT2 | IC | OP | NA | DFO |  | 5132 | 0.79546 | 0.31 | EIA Prime Mover-level Data | Estimated using an emission factor
2021 | AK | St. Michael | 57061 | 4 | IC | SB | NA | DFO
2021 | AK | Gambell | 57062 | 1A | IC | OP | NA | DFO |  | 4127.437 | 0.63975 | 0.31 | EIA Prime Mover-level Data | Estimated using an emission factor
2021 | AK | Gambell | 57062 | UNIT2 | IC | OP | NA | DFO |  | 6879.062 | 1.0663 | 0.31 | EIA Prime Mover-level Data | Estimated using an emission factor
2021 | AK | Gambell | 57062 | UNIT3 | IC | OP | NA | DFO |  | 11006.5 | 1.706 | 0.31 | EIA Prime Mover-level Data | Estimated using an emission factor
2021 | AK | Shungnak | 57063 | UNIT1 | IC | OP | NA | DFO |  | 3245.333 | 0.50303 | 0.31 | EIA Prime Mover-level Data | Estimated using an emission factor
2021 | AK | Shungnak | 57063 | UNIT2 | IC | OP | NA | DFO |  | 4868 | 0.75454 | 0.31 | EIA Prime Mover-level Data | Estimated using an emission factor
2021 | AK | Shungnak | 57063 | UNIT3 | IC | OP | NA | DFO |  | 4868 | 0.75454 | 0.31 | EIA Prime Mover-level Data | Estimated using an emission factor
2021 | AK | Shungnak | 57063 | UNIT4 | IC | OP | NA | DFO |  | 6490.667 | 1.0061 | 0.31 | EIA Prime Mover-level Data | Estimated using an emission factor
2021 | AK | Kotlik | 57064 | UNIT1 | IC | OP | NA | DFO |  | 4505.571 | 0.69836 | 0.31 | EIA Prime Mover-level Data | Estimated using an emission factor
2021 | AK | Kotlik | 57064 | UNIT2 | IC | OP | NA | DFO |  | 4505.571 | 0.69836 | 0.31 | EIA Prime Mover-level Data | Estimated using an emission factor
2021 | AK | Kotlik | 57064 | UNIT3 | IC | OP | NA | DFO |  | 6007.429 | 0.93115 | 0.31 | EIA Prime Mover-level Data | Estimated using an emission factor
2021 | AK | Kotlik | 57064 | UNIT4 | IC | OP | NA | DFO |  | 6007.429 | 0.93115 | 0.31 | EIA Prime Mover-level Data | Estimated using an emission factor
2021 | AK | Kivalina | 57065 | UNIT1 | IC | OP | NA | DFO |  | 3280.545 | 0.50848 | 0.31 | EIA Prime Mover-level Data | Estimated using an emission factor
2021 | AK | Kivalina | 57065 | UNIT2 | IC | OP | NA | DFO |  | 4920.818 | 0.76273 | 0.31 | EIA Prime Mover-level Data | Estimated using an emission factor
2021 | AK | Kivalina | 57065 | UNIT3 | IC | OP | NA | DFO |  | 3280.545 | 0.50848 | 0.31 | EIA Prime Mover-level Data | Estimated using an emission factor
2021 | AK | Kivalina | 57065 | UNIT4 | IC | OP | NA | DFO |  | 6561.091 | 1.017 | 0.31 | EIA Prime Mover-level Data | Estimated using an emission factor
2021 | AK | Kasigluk | 57066 | 1 | IC | OP | NA | DFO |  | 10219.2 | 1.584 | 0.31 | EIA Prime Mover-level Data | Estimated using an emission factor
2021 | AK | Kasigluk | 57066 | 5A | IC | OP | NA | DFO |  | 8941.8 | 1.386 | 0.31 | EIA Prime Mover-level Data | Estimated using an emission factor
2021 | AK | Kasigluk | 57066 | UNIT2 | IC | OP | NA | DFO |  | 6387 | 0.98999 | 0.31 | EIA Prime Mover-level Data | Estimated using an emission factor
2021 | AK | Toksook Bay | 57067 | 1A | IC | OP | NA | DFO |  | 13059.429 | 2.0242 | 0.31 | EIA Prime Mover-level Data | Estimated using an emission factor
2021 | AK | Toksook Bay | 57067 | UNIT2 | IC | OP | NA | DFO |  | 8162.143 | 1.2651 | 0.31 | EIA Prime Mover-level Data | Estimated using an emission factor
2021 | AK | Toksook Bay | 57067 | UNIT3 | IC | OP | NA | DFO |  | 13059.429 | 2.0242 | 0.31 | EIA Prime Mover-level Data | Estimated using an emission factor
2021 | MN | Twin Cities Hydro LLC | 57069 | 1 | HY | OP | NA | WAT |  | 169356.5 |  |  | EIA Prime Mover-level Data
2021 | MN | Twin Cities Hydro LLC | 57069 | 2 | HY | OP | NA | WAT |  | 169356.5 |  |  | EIA Prime Mover-level Data
2021 | MN | Twin Cities Hydro LLC | 57069 | 3 | HY | OP | NA | WAT |  | 169356.5 |  |  | EIA Prime Mover-level Data
2021 | MN | Twin Cities Hydro LLC | 57069 | 4 | HY | OP | NA | WAT |  | 169356.5 |  |  | EIA Prime Mover-level Data
2021 | CT | GenConn Devon LLC | 57070 | 15 | GT | OP | NA | KER |  | 14419.75 | 0.071175 | 0.0098719 | EIA Prime Mover-level Data | NEI avg EF - PM, fuel type
2021 | CT | GenConn Devon LLC | 57070 | 16 | GT | OP | NA | KER |  | 14419.75 | 0.071175 | 0.0098719 | EIA Prime Mover-level Data | NEI avg EF - PM, fuel type
2021 | CT | GenConn Devon LLC | 57070 | 17 | GT | OP | NA | KER |  | 14419.75 | 0.071175 | 0.0098719 | EIA Prime Mover-level Data | NEI avg EF - PM, fuel type
2021 | CT | GenConn Devon LLC | 57070 | 18 | GT | OP | NA | KER |  | 14419.75 | 0.071175 | 0.0098719 | EIA Prime Mover-level Data | NEI avg EF - PM, fuel type
2021 | IL | Granite City Works | 57072 | PB-1 | ST | OP | NA | BFG |  | 3443913 | 0.72667 | 0.000422 | EIA Unit-level Data | Estimated using an emission factor
2021 | CA | Ivanpah 2 | 57073 | BLR1 | ST | OP | OTHER BOILER | NG | 3537 | 374989 | 1.5308 | 0.0081647 | EPA/CAMD | NEI avg EF - PM, fuel type, firing type | 2013
2021 | CA | Ivanpah 2 | 57073 | ST1 | ST | OP | NA | SUN |  | 2527623 |  |  | EIA Prime Mover-level Data
2021 | CA | Ivanpah 1 | 57074 | BLR1 | ST | OP | OTHER BOILER | NG | 5286 | 532144.4 | 2.1724 | 0.0081647 | EPA/CAMD | NEI avg EF - PM, fuel type, firing type | 2013
2021 | CA | Ivanpah 1 | 57074 | ST1 | ST | OP | NA | SUN |  | 2509812 |  |  | EIA Prime Mover-level Data
2021 | CA | Ivanpah 3 | 57075 | BLR1 | ST | OP | OTHER BOILER | NG | 4263 | 439707 | 1.795 | 0.0081647 | EPA/CAMD | NEI avg EF - PM, fuel type, firing type | 2013
2021 | CA | Ivanpah 3 | 57075 | ST1 | ST | OP | NA | SUN |  | 2567868 |  |  | EIA Prime Mover-level Data
2021 | GA | South Columbus Water Resource Facility | 57076 | GEN1 | IC | OS | NA | OBG
2021 | GA | South Columbus Water Resource Facility | 57076 | GEN2 | IC | OS | NA | OBG
2021 | NY | Steel Winds II | 57078 | 1 | WT | OP | NA | WND |  | 542208 |  |  | EIA Prime Mover-level Data
2021 | UT | Milford Wind Corridor I LLC | 57079 | 1 | WT | OP | NA | WND |  | 3676097 |  |  | EIA Prime Mover-level Data
2021 | VT | Sheffield Wind | 57080 | 1 | WT | OP | NA | WND |  | 543544 |  |  | EIA Prime Mover-level Data
2021 | NJ | Calpine Vineland Solar LLC | 57081 | CVS1 | PV | OP | NA | SUN |  | 27234.244 |  |  | EIA Prime Mover-level Data
2021 | NJ | Calpine Vineland Solar LLC | 57081 | CVS2 | PV | OP | NA | SUN |  | 21313.756 |  |  | EIA Prime Mover-level Data
2021 | HI | Kaheawa Wind Power II LLC | 57082 | 1 | WT | OP | NA | WND |  | 514594 |  |  | EIA Prime Mover-level Data
2021 | HI | Kaheawa Wind Power II LLC | 57082 | 2 | BA | OP | NA | MWH
2021 | ME | Bull Hill Wind Project | 57083 | 1 | WT | OP | NA | WND |  | 837158 |  |  | EIA Prime Mover-level Data
2021 | AK | Lake Dorothy Hydroelectric Project | 57085 | 1 | HY | OP | NA | WAT |  | 773285 |  |  | EIA Prime Mover-level Data
2021 | HI | Kahuku Wind Power LLC | 57087 | 1 | WT | OP | NA | WND |  | 390905 |  |  | EIA Prime Mover-level Data
2021 | WY | Campbell Hill Windpower | 57090 | CHWF | WT | OP | NA | WND |  | 2666446 |  |  | EIA Prime Mover-level Data
2021 | WY | Silver Sage Windpower | 57091 | SSW01 | WT | OP | NA | WND |  | 909873 |  |  | EIA Prime Mover-level Data
2021 | WY | Casper Wind Farm | 57093 | CWGT | WT | OP | NA | WND |  | 129860 |  |  | EIA Prime Mover-level Data
2021 | IL | Streator Cayuga Ridge South | 57094 | 1 | WT | OP | NA | WND |  | 6535313 |  |  | EIA Prime Mover-level Data
2021 | TX | Penascal II Wind Project LLC | 57095 | 1 | WT | OP | NA | WND |  | 2231585 |  |  | EIA Prime Mover-level Data
2021 | OR | Star Point Wind Project LLC | 57096 | 1 | WT | OP | NA | WND |  | 2091979 |  |  | EIA Prime Mover-level Data
2021 | ND | Rugby Wind Power Project | 57097 | 1 | WT | OP | NA | WND |  | 3637357 |  |  | EIA Prime Mover-level Data
2021 | AZ | Dry Lake Wind LLC | 57098 | 1 | WT | OP | NA | WND |  | 1047973 |  |  | EIA Prime Mover-level Data
2021 | WA | WestRock (WA) | 57099 | 4RB | ST | OP | NA | BLQ |  | 6065630.4 | 27.4705 | 0.0090577 | EIA Unit-level Data | NEI avg EF - PM, fuel type
2021 | WA | WestRock (WA) | 57099 | 7PB | ST | OP | NA | WDS |  | 3334392.2 | 17.3044 | 0.010379 | EIA Unit-level Data | NEI avg EF - PM, fuel type
2021 | CA | Santa Maria LFG Power Plant | 57100 | EN01 | IC | OP | NA | LFG
2021 | CA | J&A-Santa Maria II LLC | 57101 | 1 | IC | OP | NA | LFG
2021 | CA | Whittier LFG Power Plant #1 | 57102 | EN01 | IC | OP | NA | LFG
2021 | CA | Whittier LFG Power Plant #1 | 57102 | EN02 | IC | OP | NA | LFG
2021 | MA | Newark America Mill | 57103 | 1 | ST | OS | NA | NG
2021 | NM | Mesalands Comm College Wind Turbine | 57106 | 1 | WT | OP | NA | WND |  | 16962 |  |  | EIA Prime Mover-level Data
2021 | UT | Milford Wind Corridor Stage II LLC | 57107 | 1 | WT | OP | NA | WND |  | 1762508 |  |  | EIA Prime Mover-level Data
2021 | OK | Blue Canyon Windpower V LLC | 57108 | GEN 1 | WT | OP | NA | WND |  | 2567256 |  |  | EIA Prime Mover-level Data
2021 | IN | Meadow Lake Wind Farm LLC | 57109 | GEN 1 | WT | OP | NA | WND |  | 3655998 |  |  | EIA Prime Mover-level Data
2021 | IL | Blackstone Wind Farm LLC | 57110 | GEN 1 | WT | OP | NA | WND |  | 2186221 |  |  | EIA Prime Mover-level Data
2021 | IA | Lost Lakes Wind Farm LLC | 57111 | GEN 1 | WT | OP | NA | WND |  | 2667977 |  |  | EIA Prime Mover-level Data
2021 | IN | Meadow Lake Wind Farm II LLC | 57112 | GEN1 | WT | OP | NA | WND |  | 1942410 |  |  | EIA Prime Mover-level Data
2021 | IL | Blackstone Wind Farm II LLC | 57113 | GEN 1 | WT | OP | NA | WND |  | 4619608 |  |  | EIA Prime Mover-level Data
2021 | IN | Meadow Lake Wind Farm III LLC | 57115 | GEN 1 | WT | OP | NA | WND |  | 2067325 |  |  | EIA Prime Mover-level Data
2021 | WI | Quilt Block Wind Farm LLC | 57116 | GEN 1 | WT | OP | NA | WND |  | 3215422 |  |  | EIA Prime Mover-level Data
2021 | KS | Greensburg | 57118 | GEN 1 | WT | OP | NA | WND |  | 124185 |  |  | EIA Prime Mover-level Data
2021 | MN | Koda Biomass Plant | 57119 | 1111 | ST | OP | NA | AB |  | 1887308.51 | 945.5416 | 1.002 | EIA Unit-level Data | Estimated using an emission factor
2021 | ND | Wilton Wind II LLC | 57120 | 1 | WT | OP | NA | WND |  | 1806979 |  |  | EIA Prime Mover-level Data
2021 | ND | Ashtabula Wind II LLC | 57121 | 1 | WT | OP | NA | WND |  | 3216588 |  |  | EIA Prime Mover-level Data
2021 | CA | UCI Facilities Management Central Plant | 57122 | CTG1 | CT | OP | NA | NG |  | 1192206.4 | 3.2032 | 0.0053736 | EIA Unit-level Data | NEI avg EF - PM, fuel type
2021 | CA | UCI Facilities Management Central Plant | 57122 | STG1 | CA | OP | NA | NG
2021 | FL | Trail Ridge Landfill Gas Recovery | 57123 | 1 | IC | OP | NA | LFG |  | 74837 | 0.55005 | 0.0147 | EIA Prime Mover-level Data | Estimated using an emission factor
2021 | FL | Trail Ridge Landfill Gas Recovery | 57123 | 2 | IC | OP | NA | LFG |  | 74837 | 0.55005 | 0.0147 | EIA Prime Mover-level Data | Estimated using an emission factor
2021 | FL | Trail Ridge Landfill Gas Recovery | 57123 | 3 | IC | OP | NA | LFG |  | 74837 | 0.55005 | 0.0147 | EIA Prime Mover-level Data | Estimated using an emission factor
2021 | FL | Trail Ridge Landfill Gas Recovery | 57123 | 4 | IC | OP | NA | LFG |  | 74837 | 0.55005 | 0.0147 | EIA Prime Mover-level Data | Estimated using an emission factor
2021 | FL | Trail Ridge Landfill Gas Recovery | 57123 | 5 | IC | OP | NA | LFG |  | 74837 | 0.55005 | 0.0147 | EIA Prime Mover-level Data | Estimated using an emission factor
2021 | FL | Trail Ridge Landfill Gas Recovery | 57123 | 6 | IC | OP | NA | LFG |  | 74837 | 0.55005 | 0.0147 | EIA Prime Mover-level Data | Estimated using an emission factor
2021 | ID | Payne's Ferry | 57124 | PFWP | WT | OP | NA | WND |  | 598830 |  |  | EIA Prime Mover-level Data
2021 | ID | Camp Reed | 57125 | CRWP | WT | OP | NA | WND |  | 628127 |  |  | EIA Prime Mover-level Data
2021 | ID | Yahoo Creek | 57126 | YCWP | WT | OP | NA | WND |  | 517570 |  |  | EIA Prime Mover-level Data
2021 | FL | G2 Energy Marion LLC | 57128 | 357 | IC | OP | NA | LFG |  | 68598.8 | 0.5042 | 0.0147 | EIA Prime Mover-level Data | Estimated using an emission factor
2021 | FL | G2 Energy Marion LLC | 57128 | 358 | IC | RE | NA | LFG |  | 68598.8 | 0.5042 | 0.0147 | EIA Prime Mover-level Data | Estimated using an emission factor
2021 | FL | G2 Energy Marion LLC | 57128 | 360 | IC | OP | NA | LFG |  | 34299.4 | 0.2521 | 0.0147 | EIA Prime Mover-level Data | Estimated using an emission factor
2021 | ME | Beaver Ridge Wind | 57130 | BR1 | WT | OP | NA | WND |  | 96672 |  |  | EIA Prime Mover-level Data
2021 | MI | Stoney Corners Wind Farm | 57131 | SCWF1 | WT | OP | NA | WND |  | 1079271 |  |  | EIA Prime Mover-level Data
2021 | CA | G2 Energy Ostrom Road LLC | 57133 | 359 | IC | OP | NA | LFG |  | 163223.029 | 1.1997 | 0.0147 | EIA Prime Mover-level Data | Estimated using an emission factor
2021 | CA | G2 Energy Ostrom Road LLC | 57133 | 361 | IC | OP | NA | LFG |  | 137450.971 | 1.0103 | 0.0147 | EIA Prime Mover-level Data | Estimated using an emission factor
2021 | CO | OREG 4 Peetz | 57134 | 1 | OT | OP | NA | WH |  | 64917 |  |  | EIA Prime Mover-level Data
2021 | IL | Big Sky Wind LLC | 57135 | 1 | WT | OP | NA | WND |  | 2735954 |  |  | EIA Prime Mover-level Data
2021 | ID | Tuana Springs | 57136 | 1 | WT | OP | NA | WND |  | 293225 |  |  | EIA Prime Mover-level Data
2021 | OR | Eurus Combine Hills Turbine Ranch 2 | 57137 | 1 | WT | OP | NA | WND |  | 1291388 |  |  | EIA Prime Mover-level Data
2021 | SC | Savannah River Site Biomass Cogen | 57138 | HRSG1 | ST | OP | NA | WDS |  | 1250278.1 | 6.4885 | 0.010379 | EIA Unit-level Data | NEI avg EF - PM, fuel type
2021 | SC | Savannah River Site Biomass Cogen | 57138 | HRSG2 | ST | OP | NA | WDS |  | 1271506.7 | 6.5987 | 0.010379 | EIA Unit-level Data | NEI avg EF - PM, fuel type
2021 | PA | Cambria Wind LLC | 57139 | 1 | WT | OP | NA | WND |  | 1105261 |  |  | EIA Prime Mover-level Data
2021 | CO | RV CSU Power LLC | 57141 | CSU1 | PV | OP | NA | SUN |  | 26643 |  |  | EIA Prime Mover-level Data
2021 | WV | Beech Ridge Energy LLC | 57151 | GEN1 | WT | OP | NA | WND |  | 2243741 |  |  | EIA Prime Mover-level Data
2021 | WA | Harvest Wind Project | 57152 | HWP1 | WT | OP | NA | WND |  | 2388097 |  |  | EIA Prime Mover-level Data
2021 | TX | Langford Wind Power | 57153 | 1 | WT | OP | NA | WND |  | 3501324 |  |  | EIA Prime Mover-level Data
2021 | CA | Mesquite Lake Water & Power Plant 1 | 57154 | 1209 | ST | OS | NA | WDS
2021 | TX | Barton Chapel Wind Farm | 57156 | BC | WT | OP | NA | WND |  | 2149964 |  |  | EIA Prime Mover-level Data
2021 | WA | Windy Flats Wind Project | 57159 | GEN1 | WT | OP | NA | WND |  | 6237338 |  |  | EIA Prime Mover-level Data
2021 | AR | White River Lock and Dam 1 | 57160 | LD#1 | HY | OP | NA | WAT |  | 133097 |  |  | EIA Prime Mover-level Data
2021 | AR | White River Lock and Dam 2 | 57161 | LD#2 | HY | OP | NA | WAT |  | 133079 |  |  | EIA Prime Mover-level Data
2021 | AR | White River Lock and Dam 3 | 57162 | LD#3 | HY | OP | NA | WAT |  | 266244 |  |  | EIA Prime Mover-level Data
2021 | CA | Calabasas Gas to Energy Facility | 57163 | GEN1 | GT | OP | NA | LFG |  | 264481 | 2.8564 | 0.0216 | EIA Prime Mover-level Data | Estimated using an emission factor
2021 | CA | Calabasas Gas to Energy Facility | 57163 | GEN3 | GT | OP | NA | LFG |  | 264481 | 2.8564 | 0.0216 | EIA Prime Mover-level Data | Estimated using an emission factor
2021 | TX | Farmers Branch Renewable Energy Facility | 57165 | GEN1 | IC | OP | NA | LFG |  | 142253 | 1.0456 | 0.0147 | EIA Prime Mover-level Data | Estimated using an emission factor
2021 | TX | Farmers Branch Renewable Energy Facility | 57165 | GEN2 | IC | OP | NA | LFG |  | 142253 | 1.0456 | 0.0147 | EIA Prime Mover-level Data | Estimated using an emission factor
2021 | NV | Waste Management Lockwood LFGTE | 57166 | GEN1 | IC | OP | NA | LFG |  | 116219 | 0.85421 | 0.0147 | EIA Prime Mover-level Data | Estimated using an emission factor
2021 | NV | Waste Management Lockwood LFGTE | 57166 | GEN2 | IC | OP | NA | LFG |  | 116219 | 0.85421 | 0.0147 | EIA Prime Mover-level Data | Estimated using an emission factor
2021 | TX | Mesquite Creek LFGTE Project | 57167 | GEN1 | IC | OP | NA | LFG |  | 130528.5 | 0.95938 | 0.0147 | EIA Prime Mover-level Data | Estimated using an emission factor
2021 | TX | Mesquite Creek LFGTE Project | 57167 | GEN2 | IC | OP | NA | LFG |  | 130528.5 | 0.95938 | 0.0147 | EIA Prime Mover-level Data | Estimated using an emission factor
2021 | FL | Waste Management Naples LFGTE Project | 57168 | GEN1 | IC | OP | NA | LFG |  | 62960 | 0.46276 | 0.0147 | EIA Prime Mover-level Data | Estimated using an emission factor
2021 | FL | Waste Management Naples LFGTE Project | 57168 | GEN2 | IC | OP | NA | LFG |  | 62960 | 0.46276 | 0.0147 | EIA Prime Mover-level Data | Estimated using an emission factor
2021 | FL | Waste Management Naples LFGTE Project | 57168 | GEN3 | IC | OP | NA | LFG |  | 62960 | 0.46276 | 0.0147 | EIA Prime Mover-level Data | Estimated using an emission factor
2021 | FL | Waste Management Naples LFGTE Project | 57168 | GEN4 | IC | OP | NA | LFG |  | 62960 | 0.46276 | 0.0147 | EIA Prime Mover-level Data | Estimated using an emission factor
2021 | FL | Waste Management Naples LFGTE Project | 57168 | GEN5 | IC | OP | NA | LFG |  | 62960 | 0.46276 | 0.0147 | EIA Prime Mover-level Data | Estimated using an emission factor
2021 | NC | Waste Management Piedmont LFGTE Project | 57169 | GEN1 | IC | OP | NA | LFG |  | 47772 | 0.35112 | 0.0147 | EIA Prime Mover-level Data | Estimated using an emission factor
2021 | NC | Waste Management Piedmont LFGTE Project | 57169 | GEN2 | IC | OP | NA | LFG |  | 47772 | 0.35112 | 0.0147 | EIA Prime Mover-level Data | Estimated using an emission factor
2021 | NC | Waste Management Piedmont LFGTE Project | 57169 | GEN3 | IC | OP | NA | LFG |  | 47772 | 0.35112 | 0.0147 | EIA Prime Mover-level Data | Estimated using an emission factor
2021 | OH | Suburban Landfill Gas Recovery | 57170 | GEN1 | IC | OP | NA | LFG |  | 50113.429 | 0.36833 | 0.0147 | EIA Prime Mover-level Data | Estimated using an emission factor
2021 | OH | Suburban Landfill Gas Recovery | 57170 | GEN2 | IC | OP | NA | LFG |  | 50113.429 | 0.36833 | 0.0147 | EIA Prime Mover-level Data | Estimated using an emission factor
2021 | OH | Suburban Landfill Gas Recovery | 57170 | GEN3 | IC | OP | NA | LFG |  | 50113.429 | 0.36833 | 0.0147 | EIA Prime Mover-level Data | Estimated using an emission factor
2021 | OH | Suburban Landfill Gas Recovery | 57170 | GEN4 | IC | OP | NA | LFG |  | 50113.429 | 0.36833 | 0.0147 | EIA Prime Mover-level Data | Estimated using an emission factor
2021 | OH | Suburban Landfill Gas Recovery | 57170 | GEN5 | IC | OP | NA | LFG |  | 50113.429 | 0.36833 | 0.0147 | EIA Prime Mover-level Data | Estimated using an emission factor
2021 | OH | Suburban Landfill Gas Recovery | 57170 | GEN6 | IC | OP | NA | LFG |  | 50113.429 | 0.36833 | 0.0147 | EIA Prime Mover-level Data | Estimated using an emission factor
2021 | OH | Suburban Landfill Gas Recovery | 57170 | GEN7 | IC | OP | NA | LFG |  | 50113.429 | 0.36833 | 0.0147 | EIA Prime Mover-level Data | Estimated using an emission factor
2021 | ND | Cedar Hills Wind Farm | 57171 | 1 | WT | OP | NA | WND |  | 513583 |  |  | EIA Prime Mover-level Data
2021 | ND | Glen Ullin Station 6 | 57172 | 1 | ST | OP | NA | WH |  | 395679 |  |  | EIA Prime Mover-level Data
2021 | OH | Bridgewater Dairy Anaerobic Digester | 57173 | 1 | IC | RE | NA | OBG
2021 | OH | Bridgewater Dairy Anaerobic Digester | 57173 | 2 | IC | RE | NA | OBG
2021 | CO | Colorado Highlands Wind | 57174 | CHW1 | WT | OP | NA | WND |  | 2298079.386 |  |  | EIA Prime Mover-level Data
2021 | CO | Colorado Highlands Wind | 57174 | CHW2 | WT | OP | NA | WND |  | 812419.614 |  |  | EIA Prime Mover-level Data
2021 | DE | University of Delaware Wind Turbine | 57176 | FSMW | WT | OP | NA | WND |  | 42880 |  |  | EIA Prime Mover-level Data
2021 | IN | Meadow Lake Wind Farm IV | 57177 | GEN 1 | WT | OP | NA | WND |  | 1486774 |  |  | EIA Prime Mover-level Data
2021 | CT | HSCo CHP | 57179 | 1 | GT | OP | NA | NG |  | 380316 | 1.5244 | 0.0080165 | EIA Prime Mover-level Data | NEI avg EF - PM, fuel type
2021 | PA | PPL Frey Farm Landfill Wind | 57182 | 1 | WT | OP | NA | WND |  | 50071 |  |  | EIA Prime Mover-level Data
2021 | PA | PPL Glendon LFGTE Plant | 57183 | 1 | IC | RE | NA | LFG |  | 80549.5 | 0.59204 | 0.0147 | EIA Prime Mover-level Data | Estimated using an emission factor
2021 | PA | PPL Glendon LFGTE Plant | 57183 | 2 | IC | RE | NA | LFG |  | 80549.5 | 0.59204 | 0.0147 | EIA Prime Mover-level Data | Estimated using an emission factor
2021 | ME | Orono Hydro Station | 57184 | 1 | HY | OP | NA | WAT |  | 20669.815 |  |  | EIA Prime Mover-level Data
2021 | ME | Orono Hydro Station | 57184 | 2 | HY | OP | NA | WAT |  | 24803.778 |  |  | EIA Prime Mover-level Data
2021 | ME | Orono Hydro Station | 57184 | 3 | HY | OP | NA | WAT |  | 33071.704 |  |  | EIA Prime Mover-level Data
2021 | ME | Orono Hydro Station | 57184 | 4 | HY | OP | NA | WAT |  | 33071.704 |  |  | EIA Prime Mover-level Data
2021 | NY | Cricket Valley Energy Center | 57185 | U001 | CT | OP | CC | NG | 5292 | 10923983.047 | 24.8796 | 0.004555 | EPA/CAMD | EPA/NEI | 2019
2021 | NY | Cricket Valley Energy Center | 57185 | U002 | CT | OP | CC | NG | 5841 | 12170953.815 | 41.8222 | 0.0068725 | EPA/CAMD | EPA/NEI | 2019
2021 | NY | Cricket Valley Energy Center | 57185 | U003 | CT | OP | CC | NG | 5645 | 11853050.532 | 27.039 | 0.0045624 | EPA/CAMD | EPA/NEI | 2020
2021 | NY | Chautauqua LFGTE Facility | 57186 | GEN1 | IC | OP | NA | LFG |  | 70971.167 | 0.52164 | 0.0147 | EIA Prime Mover-level Data | Estimated using an emission factor
2021 | NY | Chautauqua LFGTE Facility | 57186 | GEN2 | IC | OP | NA | LFG |  | 70971.167 | 0.52164 | 0.0147 | EIA Prime Mover-level Data | Estimated using an emission factor
2021 | NY | Chautauqua LFGTE Facility | 57186 | GEN3 | IC | OP | NA | LFG |  | 70971.167 | 0.52164 | 0.0147 | EIA Prime Mover-level Data | Estimated using an emission factor
2021 | NY | Chautauqua LFGTE Facility | 57186 | GEN4 | IC | OP | NA | LFG |  | 70971.167 | 0.52164 | 0.0147 | EIA Prime Mover-level Data | Estimated using an emission factor
2021 | NY | Chautauqua LFGTE Facility | 57186 | GEN5 | IC | OP | NA | LFG |  | 70971.167 | 0.52164 | 0.0147 | EIA Prime Mover-level Data | Estimated using an emission factor
2021 | NY | Chautauqua LFGTE Facility | 57186 | GEN6 | IC | OP | NA | LFG |  | 70971.167 | 0.52164 | 0.0147 | EIA Prime Mover-level Data | Estimated using an emission factor
2021 | AK | Pillar Mountain Wind Project Microgrid | 57187 | 1 | WT | OP | NA | WND |  | 111589.5 |  |  | EIA Prime Mover-level Data
2021 | AK | Pillar Mountain Wind Project Microgrid | 57187 | 2 | WT | OP | NA | WND |  | 111589.5 |  |  | EIA Prime Mover-level Data
2021 | WA | Vantage Wind Energy LLC | 57188 | 1 | WT | OP | NA | WND |  | 2543488 |  |  | EIA Prime Mover-level Data
2021 | MO | Lost Creek Wind Energy Facility | 57189 | LCW | WT | OP | NA | WND |  | 3429670 |  |  | EIA Prime Mover-level Data
2021 | WI | Little Quinnesec Falls Hydro Project | 57190 | UNIT1 | HY | OP | NA | WAT |  | 115078.778 |  |  | EIA Prime Mover-level Data
2021 | WI | Little Quinnesec Falls Hydro Project | 57190 | UNIT2 | HY | OP | NA | WAT |  | 48454.222 |  |  | EIA Prime Mover-level Data
2021 | WI | Little Quinnesec Falls Hydro Project | 57190 | UNIT3 | HY | OP | NA | WAT |  | 115078.778 |  |  | EIA Prime Mover-level Data
2021 | WI | Little Quinnesec Falls Hydro Project | 57190 | UNIT4 | HY | OP | NA | WAT |  | 60567.778 |  |  | EIA Prime Mover-level Data
2021 | WI | Little Quinnesec Falls Hydro Project | 57190 | UNIT5 | HY | OP | NA | WAT |  | 60567.778 |  |  | EIA Prime Mover-level Data
2021 | WI | Little Quinnesec Falls Hydro Project | 57190 | UNIT6 | HY | OP | NA | WAT |  | 145362.667 |  |  | EIA Prime Mover-level Data
2021 | IL | Exelon Solar Chicago | 57191 | ECS1 | PV | OP | NA | SUN |  | 116517 |  |  | EIA Prime Mover-level Data
2021 | NV | Spring Valley Wind Project | 57192 | WTG | WT | OP | NA | WND |  | 3006125 |  |  | EIA Prime Mover-level Data
2021 | SD | Day County Wind LLC | 57194 | GE15 | WT | OP | NA | WND |  | 3712361 |  |  | EIA Prime Mover-level Data
2021 | WA | Lower Snake River Wind Energy Project | 57195 | LSR 1 | WT | OP | NA | WND |  | 8261202 |  |  | EIA Prime Mover-level Data
2021 | NC | High Point, POLO | 57196 | 1 | IC | OP | NA | DFO |  | 1086 | 0.16833 | 0.31 | EIA Prime Mover-level Data | Estimated using an emission factor
2021 | TX | Blue Wing Solar Energy Generation | 57197 | 1 | PV | OP | NA | SUN |  | 175499 |  |  | EIA Prime Mover-level Data
2021 | MN | Bent Tree Wind Farm Phase 1 | 57198 | 1 | WT | OP | NA | WND |  | 2737449 |  |  | EIA Prime Mover-level Data
2021 | WI | Glacier Hills | 57199 | 1 | WT | OP | NA | WND |  | 3077931 |  |  | EIA Prime Mover-level Data
2021 | NC | Shelby Solar Energy Generation Facility | 57200 | 1 | PV | OP | NA | SUN |  | 13574 |  |  | EIA Prime Mover-level Data
2021 | CA | FPL Energy Montezuma Winds LLC | 57201 | S2.3 | WT | OP | NA | WND |  | 950435 |  |  | EIA Prime Mover-level Data
2021 | FL | Jacksonville Solar | 57202 | 1 | PV | OP | NA | SUN |  | 142593 |  |  | EIA Prime Mover-level Data
2021 | OH | Wyandot Solar Farm | 57203 | 1 | PV | OP | NA | SUN |  | 116417 |  |  | EIA Prime Mover-level Data
2021 | NJ | PSEG Hackettstown | 57204 | 1 | PV | OP | NA | SUN |  | 19817 |  |  | EIA Prime Mover-level Data
2021 | NV | CM48 | 57205 | PV02 | PV | OP | NA | SUN |  | 139048.667 |  |  | EIA Prime Mover-level Data
2021 | NV | CM48 | 57205 | PV03 | PV | OP | NA | SUN |  | 173810.833 |  |  | EIA Prime Mover-level Data
2021 | NV | CM48 | 57205 | PV04 | PV | OP | NA | SUN |  | 173810.833 |  |  | EIA Prime Mover-level Data
2021 | NV | CM48 | 57205 | PV05 | PV | OP | NA | SUN |  | 173810.833 |  |  | EIA Prime Mover-level Data
2021 | NV | CM48 | 57205 | PV06 | PV | OP | NA | SUN |  | 173810.833 |  |  | EIA Prime Mover-level Data
2021 | AK | Soldotna | 57206 | 1 | GT | OP | NA | NG |  | 330814 | 1.326 | 0.0080165 | EIA Prime Mover-level Data | NEI avg EF - PM, fuel type
2021 | MN | Thomson Reuters Data Center Bldg ES101 | 57207 | 1 | IC | SB | NA | DFO |  | 237 | 0.036735 | 0.31 | EIA Prime Mover-level Data | Estimated using an emission factor
2021 | MN | Thomson Reuters Data Center Bldg H | 57208 | 1 | IC | SB | NA | DFO |  | 407.25 | 0.063124 | 0.31 | EIA Prime Mover-level Data | Estimated using an emission factor
2021 | MN | Thomson Reuters Data Center Bldg H | 57208 | 2 | IC | SB | NA | DFO |  | 407.25 | 0.063124 | 0.31 | EIA Prime Mover-level Data | Estimated using an emission factor
2021 | MN | Thomson Reuters Data Center Bldg H | 57208 | 3 | IC | SB | NA | DFO |  | 407.25 | 0.063124 | 0.31 | EIA Prime Mover-level Data | Estimated using an emission factor
2021 | MN | Thomson Reuters Data Center Bldg H | 57208 | 4 | IC | SB | NA | DFO |  | 407.25 | 0.063124 | 0.31 | EIA Prime Mover-level Data | Estimated using an emission factor
2021 | CO | Cedar Creek II | 57210 | 1 | WT | OP | NA | WND |  | 4215812 |  |  | EIA Prime Mover-level Data
2021 | ID | Goshen Phase II | 57211 | 1 | WT | OP | NA | WND |  | 3285422 |  |  | EIA Prime Mover-level Data
2021 | TX | Papalote Creek II LLC | 57212 | 1 | WT | OP | NA | WND |  | 3751713 |  |  | EIA Prime Mover-level Data
2021 | NV | ENEL Salt Wells LLC | 57213 | 101 | BT | OP | NA | GEO |  | 274907.5 |  |  | EIA Prime Mover-level Data
2021 | NV | ENEL Salt Wells LLC | 57213 | 201 | BT | OP | NA | GEO |  | 274907.5 |  |  | EIA Prime Mover-level Data
2021 | IA | Waverly Community Wind Project | 57214 | CAN1 | WT | OP | NA | WND |  | 16696 |  |  | EIA Prime Mover-level Data
2021 | IA | Waverly Community Wind Project | 57214 | CAN2 | WT | OP | NA | WND |  | 16696 |  |  | EIA Prime Mover-level Data
2021 | IA | Waverly Community Wind Project | 57214 | SK4 | WT | OP | NA | WND |  | 16696 |  |  | EIA Prime Mover-level Data
2021 | PA | Crayola Solar Project | 57216 | 1 | PV | OP | NA | SUN |  | 7911.429 |  |  | EIA Prime Mover-level Data
2021 | PA | Crayola Solar Project | 57216 | 2 | PV | OP | NA | SUN |  | 7911.429 |  |  | EIA Prime Mover-level Data
2021 | PA | Crayola Solar Project | 57216 | 3 | PV | OP | NA | SUN |  | 6329.143 |  |  | EIA Prime Mover-level Data
2021 | CA | Solar Photovoltaic Project #03 | 57217 | S003A | PV | OP | NA | SUN |  | 2083 |  |  | EIA Prime Mover-level Data
2021 | CA | Solar Photovoltaic Project #03 | 57217 | S003B | PV | OP | NA | SUN |  | 2083 |  |  | EIA Prime Mover-level Data
2021 | CA | Solar Photovoltaic Project #05 | 57219 | S005A | PV | OP | NA | SUN |  | 6975.8 |  |  | EIA Prime Mover-level Data
2021 | CA | Solar Photovoltaic Project #05 | 57219 | S005B | PV | OP | NA | SUN |  | 6975.8 |  |  | EIA Prime Mover-level Data
2021 | CA | Solar Photovoltaic Project #05 | 57219 | S005C | PV | OP | NA | SUN |  | 6975.8 |  |  | EIA Prime Mover-level Data
2021 | CA | Solar Photovoltaic Project #05 | 57219 | S005D | PV | OP | NA | SUN |  | 6975.8 |  |  | EIA Prime Mover-level Data
2021 | CA | Solar Photovoltaic Project #05 | 57219 | S005E | PV | OP | NA | SUN |  | 6975.8 |  |  | EIA Prime Mover-level Data
2021 | CA | Solar Photovoltaic Project #06 | 57220 | S006A | PV | OP | NA | SUN |  | 6294 |  |  | EIA Prime Mover-level Data
2021 | CA | Solar Photovoltaic Project #06 | 57220 | S006B | PV | OP | NA | SUN |  | 6294 |  |  | EIA Prime Mover-level Data
2021 | CA | Solar Photovoltaic Project #06 | 57220 | S006C | PV | OP | NA | SUN |  | 6294 |  |  | EIA Prime Mover-level Data
2021 | CA | Solar Photovoltaic Project #06 | 57220 | S006D | PV | OP | NA | SUN |  | 6294 |  |  | EIA Prime Mover-level Data
2021 | CA | Solar Photovoltaic Project #07 | 57221 | S007A | PV | OP | NA | SUN |  | 6000.8 |  |  | EIA Prime Mover-level Data
2021 | CA | Solar Photovoltaic Project #07 | 57221 | S007B | PV | OP | NA | SUN |  | 6000.8 |  |  | EIA Prime Mover-level Data
2021 | CA | Solar Photovoltaic Project #07 | 57221 | S007C | PV | OP | NA | SUN |  | 6000.8 |  |  | EIA Prime Mover-level Data
2021 | CA | Solar Photovoltaic Project #07 | 57221 | S007D | PV | OP | NA | SUN |  | 6000.8 |  |  | EIA Prime Mover-level Data
2021 | CA | Solar Photovoltaic Project #07 | 57221 | S007E | PV | OP | NA | SUN |  | 6000.8 |  |  | EIA Prime Mover-level Data
2021 | CA | Solar Photovoltaic Project #08 | 57222 | S008A | PV | OP | NA | SUN |  | 6844.5 |  |  | EIA Prime Mover-level Data
2021 | CA | Solar Photovoltaic Project #08 | 57222 | S008B | PV | OP | NA | SUN |  | 6844.5 |  |  | EIA Prime Mover-level Data
2021 | CA | Solar Photovoltaic Project #08 | 57222 | S008C | PV | OP | NA | SUN |  | 6844.5 |  |  | EIA Prime Mover-level Data
2021 | CA | Solar Photovoltaic Project #08 | 57222 | S008D | PV | OP | NA | SUN |  | 6844.5 |  |  | EIA Prime Mover-level Data
2021 | CA | Solar Photovoltaic Project #09 | 57223 | S009A | PV | OP | NA | SUN |  | 6437 |  |  | EIA Prime Mover-level Data
2021 | CA | Solar Photovoltaic Project #09 | 57223 | S009B | PV | OP | NA | SUN |  | 6437 |  |  | EIA Prime Mover-level Data
2021 | CA | Solar Photovoltaic Project #10 | 57224 | S010A | PV | OP | NA | SUN |  | 5126.333 |  |  | EIA Prime Mover-level Data
2021 | CA | Solar Photovoltaic Project #10 | 57224 | S010B | PV | OP | NA | SUN |  | 5126.333 |  |  | EIA Prime Mover-level Data
2021 | CA | Solar Photovoltaic Project #10 | 57224 | S010C | PV | OP | NA | SUN |  | 5126.333 |  |  | EIA Prime Mover-level Data
2021 | CA | Solar Photovoltaic Project #11 | 57225 | S011A | PV | OP | NA | SUN |  | 5360.286 |  |  | EIA Prime Mover-level Data
2021 | CA | Solar Photovoltaic Project #11 | 57225 | S011B | PV | OP | NA | SUN |  | 5360.286 |  |  | EIA Prime Mover-level Data
2021 | CA | Solar Photovoltaic Project #11 | 57225 | S011C | PV | OP | NA | SUN |  | 5360.286 |  |  | EIA Prime Mover-level Data
2021 | CA | Solar Photovoltaic Project #11 | 57225 | S011D | PV | OP | NA | SUN |  | 5360.286 |  |  | EIA Prime Mover-level Data
2021 | CA | Solar Photovoltaic Project #11 | 57225 | S011E | PV | OP | NA | SUN |  | 5360.286 |  |  | EIA Prime Mover-level Data
2021 | CA | Solar Photovoltaic Project #11 | 57225 | S011F | PV | OP | NA | SUN |  | 5360.286 |  |  | EIA Prime Mover-level Data
2021 | CA | Solar Photovoltaic Project #11 | 57225 | S011G | PV | OP | NA | SUN |  | 5360.286 |  |  | EIA Prime Mover-level Data
2021 | CA | Solar Photovoltaic Project #12 | 57226 | S012A | PV | OA | NA | SUN
2021 | CA | Solar Photovoltaic Project #13 | 57227 | S013A | PV | OP | NA | SUN |  | 4583.286 |  |  | EIA Prime Mover-level Data
2021 | CA | Solar Photovoltaic Project #13 | 57227 | S013B | PV | OP | NA | SUN |  | 4583.286 |  |  | EIA Prime Mover-level Data
2021 | CA | Solar Photovoltaic Project #13 | 57227 | S013C | PV | OP | NA | SUN |  | 4583.286 |  |  | EIA Prime Mover-level Data
2021 | CA | Solar Photovoltaic Project #13 | 57227 | S013D | PV | OP | NA | SUN |  | 4583.286 |  |  | EIA Prime Mover-level Data
2021 | CA | Solar Photovoltaic Project #13 | 57227 | S013E | PV | OP | NA | SUN |  | 4583.286 |  |  | EIA Prime Mover-level Data
2021 | CA | Solar Photovoltaic Project #13 | 57227 | S013F | PV | OP | NA | SUN |  | 4583.286 |  |  | EIA Prime Mover-level Data
2021 | CA | Solar Photovoltaic Project #13 | 57227 | S013G | PV | OP | NA | SUN |  | 4583.286 |  |  | EIA Prime Mover-level Data
2021 | CA | Solar Photovoltaic Project #15 | 57229 | S015A | PV | OP | NA | SUN |  | 4083 |  |  | EIA Prime Mover-level Data
2021 | CA | Solar Photovoltaic Project #15 | 57229 | S015B | PV | OP | NA | SUN |  | 4083 |  |  | EIA Prime Mover-level Data
2021 | CA | Solar Photovoltaic Project #15 | 57229 | S015C | PV | OP | NA | SUN |  | 4083 |  |  | EIA Prime Mover-level Data
2021 | CA | Solar Photovoltaic Project #15 | 57229 | S015D | PV | OP | NA | SUN |  | 4083 |  |  | EIA Prime Mover-level Data
2021 | CA | Solar Photovoltaic Project #15 | 57229 | S015E | PV | OP | NA | SUN |  | 4083 |  |  | EIA Prime Mover-level Data
2021 | CA | Solar Photovoltaic Project #15 | 57229 | S015F | PV | OP | NA | SUN |  | 4083 |  |  | EIA Prime Mover-level Data
2021 | CA | Solar Photovoltaic Project #15 | 57229 | S015G | PV | OP | NA | SUN |  | 4083 |  |  | EIA Prime Mover-level Data
2021 | CA | Solar Photovoltaic Project #16 | 57230 | S016A | PV | OP | NA | SUN |  | 4828.333 |  |  | EIA Prime Mover-level Data
2021 | CA | Solar Photovoltaic Project #16 | 57230 | S016B | PV | OP | NA | SUN |  | 4828.333 |  |  | EIA Prime Mover-level Data
2021 | CA | Solar Photovoltaic Project #16 | 57230 | S016C | PV | OP | NA | SUN |  | 4828.333 |  |  | EIA Prime Mover-level Data
2021 | CA | Solar Photovoltaic Project #17 | 57231 | S017A | PV | OP | NA | SUN |  | 4890.286 |  |  | EIA Prime Mover-level Data
2021 | CA | Solar Photovoltaic Project #17 | 57231 | S017B | PV | OP | NA | SUN |  | 4890.286 |  |  | EIA Prime Mover-level Data
2021 | CA | Solar Photovoltaic Project #17 | 57231 | S017C | PV | OP | NA | SUN |  | 4890.286 |  |  | EIA Prime Mover-level Data
2021 | CA | Solar Photovoltaic Project #17 | 57231 | S017D | PV | OP | NA | SUN |  | 4890.286 |  |  | EIA Prime Mover-level Data
2021 | CA | Solar Photovoltaic Project #17 | 57231 | S017E | PV | OP | NA | SUN |  | 4890.286 |  |  | EIA Prime Mover-level Data
2021 | CA | Solar Photovoltaic Project #17 | 57231 | S017F | PV | OP | NA | SUN |  | 4890.286 |  |  | EIA Prime Mover-level Data
2021 | CA | Solar Photovoltaic Project #17 | 57231 | S017G | PV | OP | NA | SUN |  | 4890.286 |  |  | EIA Prime Mover-level Data
2021 | CA | Solar Photovoltaic Project #18 | 57232 | S018A | PV | OP | NA | SUN |  | 4435.667 |  |  | EIA Prime Mover-level Data
2021 | CA | Solar Photovoltaic Project #18 | 57232 | S018B | PV | OP | NA | SUN |  | 4435.667 |  |  | EIA Prime Mover-level Data
2021 | CA | Solar Photovoltaic Project #18 | 57232 | S018C | PV | OP | NA | SUN |  | 4435.667 |  |  | EIA Prime Mover-level Data
2021 | CA | Solar Photovoltaic Project #23 | 57236 | S023A | PV | OP | NA | SUN |  | 5503.6 |  |  | EIA Prime Mover-level Data
2021 | CA | Solar Photovoltaic Project #23 | 57236 | S023B | PV | OP | NA | SUN |  | 5503.6 |  |  | EIA Prime Mover-level Data
2021 | CA | Solar Photovoltaic Project #23 | 57236 | S023C | PV | OP | NA | SUN |  | 5503.6 |  |  | EIA Prime Mover-level Data
2021 | CA | Solar Photovoltaic Project #23 | 57236 | S023D | PV | OP | NA | SUN |  | 5503.6 |  |  | EIA Prime Mover-level Data
2021 | CA | Solar Photovoltaic Project #23 | 57236 | S023E | PV | OP | NA | SUN |  | 5503.6 |  |  | EIA Prime Mover-level Data
2021 | CA | Solar Photovoltaic Project #22 | 57237 | S022A | PV | OA | NA | SUN |  | 1501 |  |  | EIA Prime Mover-level Data
2021 | CA | Solar Photovoltaic Project #22 | 57237 | S022B | PV | OA | NA | SUN |  | 1501 |  |  | EIA Prime Mover-level Data
2021 | CA | Solar Photovoltaic Project #22 | 57237 | S022C | PV | OA | NA | SUN |  | 1501 |  |  | EIA Prime Mover-level Data
2021 | CA | Solar Photovoltaic Project #22 | 57237 | S022D | PV | OA | NA | SUN |  | 1501 |  |  | EIA Prime Mover-level Data
2021 | MD | Roth Rock Wind Farm LLC | 57239 | SRRW1 | WT | OP | NA | WND |  | 848636 |  |  | EIA Prime Mover-level Data
2021 | MD | Roth Rock North Wind Farm, LLC | 57240 | SRRNW | WT | OP | NA | WND |  | 212152 |  |  | EIA Prime Mover-level Data
2021 | FL | Deerhaven Renewable Energy Center | 57241 | BFB1 | ST | OP | FLUIDIZED | WDS | 8298 | 9230890.071 | 5.1912 | 0.0011248 | EPA/CAMD | EPA/NEI | 2013
2021 | NM | Cimarron Solar Facility | 57243 | CIM1 | PV | OP | NA | SUN |  | 559435 |  |  | EIA Prime Mover-level Data
2021 | CO | Kit Carson Windpower | 57244 | KCW | WT | OP | NA | WND |  | 1524993 |  |  | EIA Prime Mover-level Data
2021 | CA | Solar Photovoltaic Project #26 | 57245 | S026A | PV | OP | NA | SUN |  | 4851.167 |  |  | EIA Prime Mover-level Data
2021 | CA | Solar Photovoltaic Project #26 | 57245 | S026B | PV | OP | NA | SUN |  | 4851.167 |  |  | EIA Prime Mover-level Data
2021 | CA | Solar Photovoltaic Project #26 | 57245 | S026C | PV | OP | NA | SUN |  | 4851.167 |  |  | EIA Prime Mover-level Data
2021 | CA | Solar Photovoltaic Project #26 | 57245 | S026D | PV | OP | NA | SUN |  | 4851.167 |  |  | EIA Prime Mover-level Data
2021 | CA | Solar Photovoltaic Project #26 | 57245 | S026E | PV | OP | NA | SUN |  | 4851.167 |  |  | EIA Prime Mover-level Data
2021 | CA | Solar Photovoltaic Project #26 | 57245 | S026F | PV | OP | NA | SUN |  | 4851.167 |  |  | EIA Prime Mover-level Data
2021 | CA | Solar Photovoltaic Project #26 | 57245 | S026G | PV | OP | NA | SUN |  | 4851.167 |  |  | EIA Prime Mover-level Data
2021 | CA | Solar Photovoltaic Project #26 | 57245 | S026H | PV | OP | NA | SUN |  | 4851.167 |  |  | EIA Prime Mover-level Data
2021 | CA | Solar Photovoltaic Project #26 | 57245 | S026I | PV | OP | NA | SUN |  | 4851.167 |  |  | EIA Prime Mover-level Data
2021 | CA | Solar Photovoltaic Project #26 | 57245 | S026J | PV | OP | NA | SUN |  | 4851.167 |  |  | EIA Prime Mover-level Data
2021 | CA | Solar Photovoltaic Project #26 | 57245 | SO26K | PV | OP | NA | SUN |  | 4851.167 |  |  | EIA Prime Mover-level Data
2021 | CA | Solar Photovoltaic Project #26 | 57245 | SO26L | PV | OP | NA | SUN |  | 4851.167 |  |  | EIA Prime Mover-level Data
2021 | CA | Solar Photovoltaic Project #27 | 57246 | S027A | PV | OP | NA | SUN |  | 4581 |  |  | EIA Prime Mover-level Data
2021 | CA | Solar Photovoltaic Project #27 | 57246 | S027B | PV | OP | NA | SUN |  | 4581 |  |  | EIA Prime Mover-level Data
2021 | CA | Solar Photovoltaic Project #27 | 57246 | S027C | PV | OP | NA | SUN |  | 4581 |  |  | EIA Prime Mover-level Data
2021 | CA | Solar Photovoltaic Project #27 | 57246 | S027D | PV | OP | NA | SUN |  | 4581 |  |  | EIA Prime Mover-level Data
2021 | CA | Solar Photovoltaic Project #28 | 57247 | S028A | PV | OP | NA | SUN |  | 5333.571 |  |  | EIA Prime Mover-level Data
2021 | CA | Solar Photovoltaic Project #28 | 57247 | S028B | PV | OP | NA | SUN |  | 5333.571 |  |  | EIA Prime Mover-level Data
2021 | CA | Solar Photovoltaic Project #28 | 57247 | S028C | PV | OP | NA | SUN |  | 5333.571 |  |  | EIA Prime Mover-level Data
2021 | CA | Solar Photovoltaic Project #28 | 57247 | S028D | PV | OP | NA | SUN |  | 5333.571 |  |  | EIA Prime Mover-level Data
2021 | CA | Solar Photovoltaic Project #28 | 57247 | S028E | PV | OP | NA | SUN |  | 5333.571 |  |  | EIA Prime Mover-level Data
2021 | CA | Solar Photovoltaic Project #28 | 57247 | S028F | PV | OP | NA | SUN |  | 5333.571 |  |  | EIA Prime Mover-level Data
2021 | CA | Solar Photovoltaic Project #28 | 57247 | S028G | PV | OP | NA | SUN |  | 5333.571 |  |  | EIA Prime Mover-level Data
2021 | MN | Welcome Wind Turbine | 57248 | WIND1 | WT | OP | NA | WND |  | 40562 |  |  | EIA Prime Mover-level Data
2021 | OH | Renewable Energy Services of Ohio | 57249 | GEN1 | IC | OP | NA | LFG |  | 117828.667 | 0.86604 | 0.0147 | EIA Prime Mover-level Data | Estimated using an emission factor
2021 | OH | Renewable Energy Services of Ohio | 57249 | GEN2 | IC | OP | NA | LFG |  | 58914.333 | 0.43302 | 0.0147 | EIA Prime Mover-level Data | Estimated using an emission factor
2021 | IN | Earthmovers LFGTE | 57250 | 1 | IC | OP | NA | LFG |  | 45216.833 | 0.33234 | 0.0147 | EIA Prime Mover-level Data | Estimated using an emission factor
2021 | IN | Earthmovers LFGTE | 57250 | 2 | IC | OP | NA | LFG |  | 45216.833 | 0.33234 | 0.0147 | EIA Prime Mover-level Data | Estimated using an emission factor
2021 | IN | Earthmovers LFGTE | 57250 | 3 | IC | OP | NA | LFG |  | 45216.833 | 0.33234 | 0.0147 | EIA Prime Mover-level Data | Estimated using an emission factor
2021 | IN | Earthmovers LFGTE | 57250 | 4 | IC | OP | NA | LFG |  | 45216.833 | 0.33234 | 0.0147 | EIA Prime Mover-level Data | Estimated using an emission factor
2021 | IN | Earthmovers LFGTE | 57250 | 5 | IC | OP | NA | LFG |  | 45216.833 | 0.33234 | 0.0147 | EIA Prime Mover-level Data | Estimated using an emission factor
2021 | IN | Earthmovers LFGTE | 57250 | 6 | IC | OP | NA | LFG |  | 45216.833 | 0.33234 | 0.0147 | EIA Prime Mover-level Data | Estimated using an emission factor
2021 | IA | Lakota Wind Wind Farm | 57251 | LAK1 | WT | OP | NA | WND |  | 301997 |  |  | EIA Prime Mover-level Data
2021 | IA | Iowa Lakes Superior Wind Farm | 57252 | SUP1 | WT | OP | NA | WND |  | 315924 |  |  | EIA Prime Mover-level Data
2021 | MA | MA Military Reservation Wind Project | 57253 | 1 | WT | OP | NA | WND |  | 23082.667 |  |  | EIA Prime Mover-level Data
2021 | MA | MA Military Reservation Wind Project | 57253 | 2 | WT | OP | NA | WND |  | 23082.667 |  |  | EIA Prime Mover-level Data
2021 | MA | MA Military Reservation Wind Project | 57253 | 3 | WT | OP | NA | WND |  | 23082.667 |  |  | EIA Prime Mover-level Data
2021 | CA | Victor Valley CC CPV Solar | 57254 | 1PV | PV | OP | NA | SUN |  | 19216 |  |  | EIA Prime Mover-level Data
2021 | PA | PA Solar Park | 57256 | 1 | PV | OP | NA | SUN |  | 109078 |  |  | EIA Prime Mover-level Data
2021 | IA | Iowa Lakes Community College Wind Farm | 57257 | VMN82 | WT | OP | NA | WND |  | 30261 |  |  | EIA Prime Mover-level Data
2021 | NM | Texico Wind Ranch LP | 57258 | 1 | WT | OP | NA | WND |  | 1657.895 |  |  | EIA Prime Mover-level Data
2021 | NM | Texico Wind Ranch LP | 57258 | 2 | WT | OA | NA | WND |  | 1421.053 |  |  | EIA Prime Mover-level Data
2021 | NM | Texico Wind Ranch LP | 57258 | 3 | WT | OA | NA | WND |  | 1421.053 |  |  | EIA Prime Mover-level Data
2021 | TX | Cedro Hill Wind LLC | 57260 | 1 | WT | OP | NA | WND |  | 4280471 |  |  | EIA Prime Mover-level Data
2021 | OK | Taloga Wind LLC | 57261 | 1 | WT | OP | NA | WND |  | 1914316 |  |  | EIA Prime Mover-level Data
2021 | NE | Laredo Ridge Wind LLC | 57262 | 1 | WT | OP | NA | WND |  | 2701695 |  |  | EIA Prime Mover-level Data
2021 | TX | Little Pringle I Wind Farm | 57263 | LP1 | WT | OS | NA | WND
2021 | TX | Little Pringle II Wind Farm | 57264 | LP2 | WT | OS | NA | WND
2021 | MA | Dorchester Solar Site | 57265 | 1 | PV | OP | NA | SUN |  | 13432 |  |  | EIA Prime Mover-level Data
2021 | CA | Marsh Landing Generating Station | 57267 | 1 | GT | OP | CT | NG | 271 | 436730.015 | 1.7505 | 0.0080165 | EPA/CAMD | NEI avg EF - PM, fuel type, firing type | 2012
2021 | CA | Marsh Landing Generating Station | 57267 | 2 | GT | OP | CT | NG | 471 | 788700.384 | 3.1613 | 0.0080165 | EPA/CAMD | NEI avg EF - PM, fuel type, firing type | 2013
2021 | CA | Marsh Landing Generating Station | 57267 | 3 | GT | OP | CT | NG | 320 | 508705.328 | 2.039 | 0.0080165 | EPA/CAMD | NEI avg EF - PM, fuel type, firing type | 2013
2021 | CA | Marsh Landing Generating Station | 57267 | 4 | GT | OP | CT | NG | 710 | 1200324.697 | 4.8112 | 0.0080165 | EPA/CAMD | NEI avg EF - PM, fuel type, firing type | 2013
2021 | PA | Chestnut Flats Wind Farm | 57268 | 1 | WT | OP | NA | WND |  | 779748 |  |  | EIA Prime Mover-level Data
2021 | MA | Haverhill Solar Power Project | 57269 | 1 | PV | OP | NA | SUN |  | 10479 |  |  | EIA Prime Mover-level Data
2021 | MA | NEDC Solar Site | 57270 | 1 | PV | OP | NA | SUN |  | 8833 |  |  | EIA Prime Mover-level Data
2021 | MN | Grant County Wind LLC | 57274 | 1 | WT | OP | NA | WND |  | 419626 |  |  | EIA Prime Mover-level Data
2021 | NV | Crescent Dunes Solar Energy | 57275 | TSE-1 | CP | OP | NA | SUN |  | 660757 |  |  | EIA Prime Mover-level Data
2021 | NE | Crofton Bluffs Wind LLC | 57278 | CWET1 | WT | OP | NA | WND |  | 1438207 |  |  | EIA Prime Mover-level Data
2021 | PA | Aqua Ingrams Mill | 57280 | 1 | PV | OP | NA | SUN |  | 11893 |  |  | EIA Prime Mover-level Data
2021 | MN | OREG 3 Inc | 57281 | CS13 | OT | OP | NA | WH |  | 346725 |  |  | EIA Prime Mover-level Data
2021 | CA | Alta Wind Energy Center I | 57282 | AW01 | WT | OP | NA | WND |  | 3670244 |  |  | EIA Prime Mover-level Data
2021 | NE | Flat Water Wind Farm LLC | 57283 | WTG1 | WT | OP | NA | WND |  | 1819633 |  |  | EIA Prime Mover-level Data
2021 | IL | Minonk Wind Farm | 57284 | 1 | WT | OP | NA | WND |  | 5500611 |  |  | EIA Prime Mover-level Data
2021 | PA | Sandy Ridge Wind Farm | 57285 | 1 | WT | OP | NA | WND |  | 1192638 |  |  | EIA Prime Mover-level Data
2021 | OK | OU Spirit Wind Farm | 57286 | WT1 | WT | OP | NA | WND |  | 1338061 |  |  | EIA Prime Mover-level Data
2021 | NY | Hardscrabble Wind Power LLC | 57287 | 1 | WT | OP | NA | WND |  | 1403977 |  |  | EIA Prime Mover-level Data
2021 | MN | Big Blue | 57289 | BBWP | WT | OP | NA | WND |  | 615801 |  |  | EIA Prime Mover-level Data
2021 | CO | Northern Colorado Wind LLC | 57290 | GE | WT | OP | NA | WND |  | 515997.031 |  |  | EIA Prime Mover-level Data
2021 | CO | Northern Colorado Wind LLC | 57290 | SIEM | WT | OP | NA | WND |  | 3481259.969 |  |  | EIA Prime Mover-level Data
2021 | CA | Alta Wind Energy Center II | 57291 | AW02 | WT | OP | NA | WND |  | 3113973 |  |  | EIA Prime Mover-level Data
2021 | CA | Alta Wind Energy Center III | 57292 | AW03 | WT | OP | NA | WND |  | 3209928 |  |  | EIA Prime Mover-level Data
2021 | CA | Alta Wind Energy Center IV | 57293 | AW04 | WT | OP | NA | WND |  | 1572471 |  |  | EIA Prime Mover-level Data
2021 | CA | Alta Wind Energy Center V | 57294 | AW05 | WT | OP | NA | WND |  | 2425130 |  |  | EIA Prime Mover-level Data
2021 | CA | Alpine Solar | 57295 | 1 | PV | OP | NA | SUN |  | 1447202 |  |  | EIA Prime Mover-level Data
2021 | MN | Carleton College | 57296 | GEN1 | IC | SB | NA | DFO |  | 234 | 0.03627 | 0.31 | EIA Prime Mover-level Data | Estimated using an emission factor
2021 | MN | Carleton College | 57296 | GEN2 | IC | SB | NA | DFO |  | 234 | 0.03627 | 0.31 | EIA Prime Mover-level Data | Estimated using an emission factor
2021 | MN | Carleton College | 57296 | WIND1 | WT | OP | NA | WND |  | 30079 |  |  | EIA Prime Mover-level Data
2021 | MN | Carleton College | 57296 | WIND2 | WT | OP | NA | WND |  | 30079 |  |  | EIA Prime Mover-level Data
2021 | WA | Cedar Hills | 57298 | 1 | IC | OP | NA | LFG |  | 6422.778 | 0.047207 | 0.0147 | EIA Prime Mover-level Data | Estimated using an emission factor
2021 | WA | Cedar Hills | 57298 | 10 | IC | OP | NA | LFG |  | 6422.778 | 0.047207 | 0.0147 | EIA Prime Mover-level Data | Estimated using an emission factor
2021 | WA | Cedar Hills | 57298 | 11 | IC | OP | NA | LFG |  | 6422.778 | 0.047207 | 0.0147 | EIA Prime Mover-level Data | Estimated using an emission factor
2021 | WA | Cedar Hills | 57298 | 12 | IC | OP | NA | LFG |  | 6422.778 | 0.047207 | 0.0147 | EIA Prime Mover-level Data | Estimated using an emission factor
2021 | WA | Cedar Hills | 57298 | 13 | IC | OP | NA | LFG |  | 6422.778 | 0.047207 | 0.0147 | EIA Prime Mover-level Data | Estimated using an emission factor
2021 | WA | Cedar Hills | 57298 | 14 | IC | OP | NA | LFG |  | 6422.778 | 0.047207 | 0.0147 | EIA Prime Mover-level Data | Estimated using an emission factor
2021 | WA | Cedar Hills | 57298 | 15 | IC | OP | NA | LFG |  | 6422.778 | 0.047207 | 0.0147 | EIA Prime Mover-level Data | Estimated using an emission factor
2021 | WA | Cedar Hills | 57298 | 16 | IC | OP | NA | LFG |  | 6422.778 | 0.047207 | 0.0147 | EIA Prime Mover-level Data | Estimated using an emission factor
2021 | WA | Cedar Hills | 57298 | 17 | IC | OP | NA | LFG |  | 6422.778 | 0.047207 | 0.0147 | EIA Prime Mover-level Data | Estimated using an emission factor
2021 | WA | Cedar Hills | 57298 | 18 | IC | OP | NA | LFG |  | 6422.778 | 0.047207 | 0.0147 | EIA Prime Mover-level Data | Estimated using an emission factor
2021 | WA | Cedar Hills | 57298 | 2 | IC | OP | NA | LFG |  | 6422.778 | 0.047207 | 0.0147 | EIA Prime Mover-level Data | Estimated using an emission factor
2021 | WA | Cedar Hills | 57298 | 3 | IC | OP | NA | LFG |  | 6422.778 | 0.047207 | 0.0147 | EIA Prime Mover-level Data | Estimated using an emission factor
2021 | WA | Cedar Hills | 57298 | 4 | IC | OP | NA | LFG |  | 6422.778 | 0.047207 | 0.0147 | EIA Prime Mover-level Data | Estimated using an emission factor
2021 | WA | Cedar Hills | 57298 | 5 | IC | OP | NA | LFG |  | 6422.778 | 0.047207 | 0.0147 | EIA Prime Mover-level Data | Estimated using an emission factor
2021 | WA | Cedar Hills | 57298 | 6 | IC | OP | NA | LFG |  | 6422.778 | 0.047207 | 0.0147 | EIA Prime Mover-level Data | Estimated using an emission factor
2021 | WA | Cedar Hills | 57298 | 7 | IC | OP | NA | LFG |  | 6422.778 | 0.047207 | 0.0147 | EIA Prime Mover-level Data | Estimated using an emission factor
2021 | WA | Cedar Hills | 57298 | 8 | IC | OP | NA | LFG |  | 6422.778 | 0.047207 | 0.0147 | EIA Prime Mover-level Data | Estimated using an emission factor
2021 | WA | Cedar Hills | 57298 | 9 | IC | OP | NA | LFG |  | 6422.778 | 0.047207 | 0.0147 | EIA Prime Mover-level Data | Estimated using an emission factor
2021 | WY | Dunlap | 57299 | 1 | WT | OP | NA | WND |  | 3847085 |  |  | EIA Prime Mover-level Data
2021 | MD | Criterion | 57300 | 1 | WT | OP | NA | WND |  | 1588724 |  |  | EIA Prime Mover-level Data
2021 | CA | Garnet Wind Energy Center | 57302 | 1 | WT | OP | NA | WND |  | 132929 |  |  | EIA Prime Mover-level Data
2021 | TX | Loraine Windpark Project LLC | 57303 | LWG1 | WT | OP | NA | WND |  | 1433463 |  |  | EIA Prime Mover-level Data
2021 | TX | Loraine Windpark Project LLC | 57303 | LWG2 | WT | OP | NA | WND |  | 1433463 |  |  | EIA Prime Mover-level Data
2021 | CA | Adelanto Solar Project | 57305 | 1 | PV | OP | NA | SUN |  | 77067 |  |  | EIA Prime Mover-level Data
2021 | CA | Pine Tree Solar Project | 57306 | 1 | PV | OP | NA | SUN |  | 73430 |  |  | EIA Prime Mover-level Data
2021 | CA | Maclay Solar Project | 57308 | 1 | PV | OP | NA | SUN |  | 36 |  |  | EIA Prime Mover-level Data
2021 | CA | Pacific Cruise Ship Terminals Berth 93 | 57309 | 1 | PV | OS | NA | SUN |  | 4835 |  |  | EIA Prime Mover-level Data
2021 | CA | 1420 Coil Av #C | 57310 | 1 | PV | OP | NA | SUN |  | 13341 |  |  | EIA Prime Mover-level Data
2021 | CA | Occidental College Solar Project | 57311 | 1 | PV | OP | NA | SUN |  | 15864 |  |  | EIA Prime Mover-level Data
2021 | CA | Metro Support Services Center Solar | 57313 | 1 | PV | OP | NA | SUN |  | 10 |  |  | EIA Prime Mover-level Data
2021 | CA | Los Angeles Harbor College | 57314 | 1 | PV | OP | NA | SUN |  | 28333 |  |  | EIA Prime Mover-level Data
2021 | CO | Cedar Point Wind | 57315 | 1-139 | WT | OP | NA | WND |  | 4386118 |  |  | EIA Prime Mover-level Data
2021 | CO | San Luis Valley Solar Ranch | 57317 | 1 | PV | OP | NA | SUN |  | 581003 |  |  | EIA Prime Mover-level Data
2021 | AZ | Poseidon Solar, LLC | 57318 | 1 | PV | OP | NA | SUN |  | 451975 |  |  | EIA Prime Mover-level Data
2021 | WA | Big Horn Wind II | 57319 | 1 | WT | OP | NA | WND |  | 1137201 |  |  | EIA Prime Mover-level Data
2021 | WA | Juniper Canyon I Wind Project | 57320 | 1 | WT | OP | NA | WND |  | 3080266 |  |  | EIA Prime Mover-level Data
2021 | NC | Mayberry Solar LLC | 57321 | 1PV | PV | OP | NA | SUN |  | 14035 |  |  | EIA Prime Mover-level Data
2021 | TX | Mont Belvieu Cogeneration Unit | 57322 | GT01 | GT | OP | NA | NG |  | 1503076 | 6.0247 | 0.0080165 | EIA Prime Mover-level Data | NEI avg EF - PM, fuel type
2021 | AZ | Luke Solar | 57324 | PV1 | PV | OP | NA | SUN |  | 272108 |  |  | EIA Prime Mover-level Data
2021 | IL | FPL Energy Illinois Wind LLC Hybrid | 57325 | BFT | BA | OP | NA | MWH |  | 0 |  |  | EIA Prime Mover-level Data
2021 | IL | FPL Energy Illinois Wind LLC Hybrid | 57325 | GE1.5 | WT | OP | NA | WND |  | 5978672 |  |  | EIA Prime Mover-level Data
2021 | TX | Sunray Wind I | 57326 | WND1 | WT | OP | NA | WND |  | 1387309 |  |  | EIA Prime Mover-level Data
2021 | WY | Top of the World Windpower Project | 57327 | TOTW1 | WT | OP | NA | WND |  | 3548810 |  |  | EIA Prime Mover-level Data
2021 | DE | Kent County Wastewater Treatment Solar | 57330 | 1 | PV | OP | NA | SUN |  | 6280 |  |  | EIA Prime Mover-level Data
2021 | CA | Mojave Solar Project | 57331 | MSP1 | ST | OP | NA | SUN |  | 2599741 |  |  | EIA Prime Mover-level Data
2021 | CA | Mojave Solar Project | 57331 | MSP2 | ST | OP | NA | SUN |  | 2599741 |  |  | EIA Prime Mover-level Data
2021 | OK | Crossroads Wind Farm | 57332 | 1-98 | WT | OP | NA | WND |  | 7123921 |  |  | EIA Prime Mover-level Data
2021 | OR | Leaning Juniper Wind Power II | 57333 | 1 | WT | OP | NA | WND |  | 3919156 |  |  | EIA Prime Mover-level Data
2021 | NC | DE Solar 10240 Old Dowd Rd | 57334 | PV01 | PV | OP | NA | SUN |  | 17713 |  |  | EIA Prime Mover-level Data
2021 | NC | DE Solar 657 Brigham Rd | 57335 | PV01 | PV | OP | NA | SUN |  | 11945 |  |  | EIA Prime Mover-level Data
2021 | NC | DE Solar 1725 Drywall Dr | 57336 | PV01 | PV | OP | NA | SUN |  | 7197 |  |  | EIA Prime Mover-level Data
2021 | DE | Dover Sun Park | 57337 | 1 | PV | OP | NA | SUN |  | 151410 |  |  | EIA Prime Mover-level Data
2021 | NM | Roadrunner Solar | 57338 | 1 | PV | OP | NA | SUN |  | 419556 |  |  | EIA Prime Mover-level Data
2021 | CA | Panoche Valley Solar Farm | 57340 | 1 | PV | OP | NA | SUN |  | 3148071 |  |  | EIA Prime Mover-level Data
2021 | NJ | Silver Lake Solar Farm | 57341 | SILV | PV | OP | NA | SUN |  | 16926 |  |  | EIA Prime Mover-level Data
2021 | IL | White Oak Energy LLC | 57342 | 1 | WT | OP | NA | WND |  | 3630482 |  |  | EIA Prime Mover-level Data
2021 | ID | Cargill B6 Biofactory | 57343 | 1 | IC | OP | NA | OBG |  | 49840.5 | 0.36633 | 0.0147 | EIA Prime Mover-level Data | Estimated using an emission factor
2021 | ID | Cargill B6 Biofactory | 57343 | 2 | IC | OP | NA | OBG |  | 49840.5 | 0.36633 | 0.0147 | EIA Prime Mover-level Data | Estimated using an emission factor
2021 | ID | Kettle Butte Digester, LLC | 57345 | 1 | IC | OP | NA | OBG
2021 | ID | Kettle Butte Digester, LLC | 57345 | 2 | IC | OP | NA | OBG
2021 | OK | Elk City LLC | 57346 | 1 | WT | OP | NA | WND |  | 2796170.594 |  |  | EIA Prime Mover-level Data
2021 | OK | Elk City LLC | 57346 | 2 | WT | OP | NA | WND |  | 2804652.406 |  |  | EIA Prime Mover-level Data
2021 | ND | Baldwin Wind LLC | 57347 | GE1 | WT | OP | NA | WND |  | 3469755 |  |  | EIA Prime Mover-level Data
2021 | NV | CityCenter Central Plant Cogen Units | 57348 | UNITA | GT | OP | NA | NG |  | 354604 | 1.4213 | 0.0080165 | EIA Prime Mover-level Data | NEI avg EF - PM, fuel type
2021 | NV | CityCenter Central Plant Cogen Units | 57348 | UNITB | GT | OP | NA | NG |  | 354604 | 1.4213 | 0.0080165 | EIA Prime Mover-level Data | NEI avg EF - PM, fuel type
2021 | DE | Garrison Energy Center | 57349 | 1 | CT | OP | CC | NG | 4705 | 7818796.356 | 19.4029 | 0.0049631 | EPA/CAMD | EPA/NEI | 2015
2021 | MN | Uilk Wind LLC | 57351 | FA01 | WT | OP | NA | WND |  | 34850.667 |  |  | EIA Prime Mover-level Data
2021 | MN | Uilk Wind LLC | 57351 | FA02 | WT | OP | NA | WND |  | 34850.667 |  |  | EIA Prime Mover-level Data
2021 | MN | Uilk Wind LLC | 57351 | FA03 | WT | OP | NA | WND |  | 34850.667 |  |  | EIA Prime Mover-level Data
2021 | NJ | Trenton Solar Farm | 57352 | TREN | PV | OP | NA | SUN |  | 10427 |  |  | EIA Prime Mover-level Data
2021 | UT | Thermo No 1 | 57353 | 2 | BT | OP | NA | GEO |  | 516944 |  |  | EIA Prime Mover-level Data
2021 | ME | Fox Island Wind LLC | 57354 | 1 | WT | OP | NA | WND |  | 73494 |  |  | EIA Prime Mover-level Data
2021 | VA | Henrico | 57356 | 1 | IC | OP | NA | LFG |  | 9272.417 | 0.068152 | 0.0147 | EIA Prime Mover-level Data | Estimated using an emission factor
2021 | VA | Henrico | 57356 | 10 | IC | OP | NA | LFG |  | 9272.417 | 0.068152 | 0.0147 | EIA Prime Mover-level Data | Estimated using an emission factor
2021 | VA | Henrico | 57356 | 11 | IC | OP | NA | LFG |  | 9272.417 | 0.068152 | 0.0147 | EIA Prime Mover-level Data | Estimated using an emission factor
2021 | VA | Henrico | 57356 | 12 | IC | OP | NA | LFG |  | 9272.417 | 0.068152 | 0.0147 | EIA Prime Mover-level Data | Estimated using an emission factor
2021 | VA | Henrico | 57356 | 2 | IC | OP | NA | LFG |  | 9272.417 | 0.068152 | 0.0147 | EIA Prime Mover-level Data | Estimated using an emission factor
2021 | VA | Henrico | 57356 | 3 | IC | OP | NA | LFG |  | 9272.417 | 0.068152 | 0.0147 | EIA Prime Mover-level Data | Estimated using an emission factor
2021 | VA | Henrico | 57356 | 4 | IC | OP | NA | LFG |  | 9272.417 | 0.068152 | 0.0147 | EIA Prime Mover-level Data | Estimated using an emission factor
2021 | VA | Henrico | 57356 | 5 | IC | OP | NA | LFG |  | 9272.417 | 0.068152 | 0.0147 | EIA Prime Mover-level Data | Estimated using an emission factor
2021 | VA | Henrico | 57356 | 6 | IC | OP | NA | LFG |  | 9272.417 | 0.068152 | 0.0147 | EIA Prime Mover-level Data | Estimated using an emission factor
2021 | VA | Henrico | 57356 | 7 | IC | OP | NA | LFG |  | 9272.417 | 0.068152 | 0.0147 | EIA Prime Mover-level Data | Estimated using an emission factor
2021 | VA | Henrico | 57356 | 8 | IC | OP | NA | LFG |  | 9272.417 | 0.068152 | 0.0147 | EIA Prime Mover-level Data | Estimated using an emission factor
2021 | VA | Henrico | 57356 | 9 | IC | OP | NA | LFG |  | 9272.417 | 0.068152 | 0.0147 | EIA Prime Mover-level Data | Estimated using an emission factor
2021 | NM | Red Mesa Wind LLC | 57357 | EXIS | WT | OP | NA | WND |  | 1734157 |  |  | EIA Prime Mover-level Data
2021 | OK | Keenan II Renewable Energy Co LLC | 57358 | 1 | WT | OP | NA | WND |  | 4682121 |  |  | EIA Prime Mover-level Data
2021 | CA | Avenal Park | 57359 | 1 | PV | OP | NA | SUN |  | 97291 |  |  | EIA Prime Mover-level Data
2021 | CA | Sun City Project LLC | 57360 | 1 | PV | OP | NA | SUN |  | 322885 |  |  | EIA Prime Mover-level Data
2021 | CA | Sand Drag LLC | 57361 | 1 | PV | OP | NA | SUN |  | 325415 |  |  | EIA Prime Mover-level Data
2021 | PA | Morgantown Solar Park | 57362 | 1 | PV | OP | NA | SUN |  | 15616 |  |  | EIA Prime Mover-level Data
2021 | NC | 510 REPP One | 57363 | 1 | PV | OP | NA | SUN |  | 12992 |  |  | EIA Prime Mover-level Data
2021 | CA | Siphon Drop Power Plant | 57364 | 1 | HY | OP | NA | WAT |  | 60879 |  |  | EIA Prime Mover-level Data
2021 | CA | Siphon Drop Power Plant | 57364 | 2 | HY | OP | NA | WAT |  | 60879 |  |  | EIA Prime Mover-level Data
2021 | NC | Mas Durham Power, LLC | 57365 | 1A | IC | OP | NA | LFG |  | 47809.5 | 0.3514 | 0.0147 | EIA Prime Mover-level Data | Estimated using an emission factor
2021 | NC | Mas Durham Power, LLC | 57365 | 1B | IC | OP | NA | LFG |  | 47809.5 | 0.3514 | 0.0147 | EIA Prime Mover-level Data | Estimated using an emission factor
2021 | NC | Mas Wayne Co Power, LLC | 57366 | 1A | IC | OP | NA | LFG |  | 23773.667 | 0.17474 | 0.0147 | EIA Prime Mover-level Data | Estimated using an emission factor
2021 | NC | Mas Wayne Co Power, LLC | 57366 | 1B | IC | OP | NA | LFG |  | 23773.667 | 0.17474 | 0.0147 | EIA Prime Mover-level Data | Estimated using an emission factor
2021 | NC | Mas Wayne Co Power, LLC | 57366 | 1C | IC | RE | NA | LFG |  | 23773.667 | 0.17474 | 0.0147 | EIA Prime Mover-level Data | Estimated using an emission factor
2021 | PA | Pocono Solar Project | 57367 | POCON | PV | OP | NA | SUN |  | 28925 |  |  | EIA Prime Mover-level Data
2021 | CO | Cogentrix of Alamosa | 57368 | 1 | PV | OP | NA | SUN |  | 388625 |  |  | EIA Prime Mover-level Data
2021 | NM | Questa Solar Facility | 57369 | QST | PV | OP | NA | SUN |  | 6304 |  |  | EIA Prime Mover-level Data
2021 | OR | Bellevue Solar Project | 57372 | INV-1 | PV | OP | NA | SUN
2021 | AZ | Agua Caliente Solar Project | 57373 | AGU1 | PV | OP | NA | SUN |  | 1630788.869 |  |  | EIA Prime Mover-level Data
2021 | AZ | Agua Caliente Solar Project | 57373 | AGU2 | PV | OP | NA | SUN |  | 2445284.303 |  |  | EIA Prime Mover-level Data
2021 | AZ | Agua Caliente Solar Project | 57373 | AGU3 | PV | OP | NA | SUN |  | 2175583.828 |  |  | EIA Prime Mover-level Data
2021 | MN | Lakefield Wind Project LLC | 57374 | LAKE1 | WT | OP | NA | WND |  | 2656836 |  |  | EIA Prime Mover-level Data
2021 | MN | Adams Wind Generations LLC | 57375 | AWG | WT | OP | NA | WND |  | 470844 |  |  | EIA Prime Mover-level Data
2021 | NV | Jersey Valley Geothermal Power Plant | 57376 | OEC 1 | BT | OP | NA | GEO |  | 388562.383 |  |  | EIA Prime Mover-level Data
2021 | NV | Jersey Valley Geothermal Power Plant | 57376 | OEC 2 | BT | OP | NA | GEO |  | 182138.617 |  |  | EIA Prime Mover-level Data
2021 | CO | Greater Sandhill I | 57377 | GS-P1 | PV | OP | NA | SUN |  | 214246.842 |  |  | EIA Prime Mover-level Data
2021 | CO | Greater Sandhill I | 57377 | GS-P2 | PV | OP | NA | SUN |  | 192822.158 |  |  | EIA Prime Mover-level Data
2021 | CA | AV Solar Ranch One | 57378 | AVSR | PV | OP | NA | SUN |  | 5249974 |  |  | EIA Prime Mover-level Data
2021 | AZ | Poseidon Wind, LLC | 57379 | 1 | WT | OP | NA | WND |  | 1053466 |  |  | EIA Prime Mover-level Data
2021 | MA | New England Wind LLC | 57380 | 1 | WT | OP | NA | WND |  | 693971 |  |  | EIA Prime Mover-level Data
2021 | NJ | Linden Solar Farm | 57381 | LIND | PV | OP | NA | SUN |  | 25397 |  |  | EIA Prime Mover-level Data
2021 | NJ | Yardville Solar Farm | 57382 | YARD | PV | OP | NA | SUN |  | 34064 |  |  | EIA Prime Mover-level Data
2021 | NJ | WEA Texas Bayonne | 57383 | BAYO | PV | OP | NA | SUN |  | 17774 |  |  | EIA Prime Mover-level Data
2021 | NJ | Matrix Buildings A&B (Perth Amboy) Solar | 57384 | MATR | PV | OP | NA | SUN |  | 27802 |  |  | EIA Prime Mover-level Data
2021 | MN | Community Wind North LLC | 57385 | 34505 | WT | OP | NA | WND |  | 937978 |  |  | EIA Prime Mover-level Data
2021 | MN | Ridgewind | 57386 | WTG1 | WT | OP | NA | WND |  | 711959 |  |  | EIA Prime Mover-level Data
2021 | ND | Ashtabula Wind III LLC | 57387 | GE16 | WT | OP | NA | WND |  | 1792831 |  |  | EIA Prime Mover-level Data
2021 | PA | GSK York RDC Solar Facility | 57390 | 1 | PV | OP | NA | SUN |  | 20098 |  |  | EIA Prime Mover-level Data
2021 | AZ | UASTP I | 57392 | UATP1 | PV | OP | NA | SUN |  | 13608 |  |  | EIA Prime Mover-level Data
2021 | ID | Big Sky Dairy Digester | 57393 | GEN1 | IC | OP | NA | OBG |  | 50940 | 0.37441 | 0.0147 | EIA Prime Mover-level Data | Estimated using an emission factor
2021 | ID | Big Sky Dairy Digester | 57393 | GEN2 | IC | OP | NA | OBG |  | 50940 | 0.37441 | 0.0147 | EIA Prime Mover-level Data | Estimated using an emission factor
2021 | CA | Genesis Solar Energy Project | 57394 | GEN01 | ST | OP | NA | SUN |  | 2381451.5 |  |  | EIA Prime Mover-level Data
2021 | CA | Genesis Solar Energy Project | 57394 | GEN02 | ST | OP | NA | SUN |  | 2381451.5 |  |  | EIA Prime Mover-level Data
2021 | MN | Danielson Wind Farms LLC | 57396 | DWF | WT | OP | NA | WND |  | 486214 |  |  | EIA Prime Mover-level Data
2021 | NJ | Dow Jones South Brunswick Solar | 57397 | PV01 | PV | OP | NA | SUN |  | 25143.556 |  |  | EIA Prime Mover-level Data
2021 | NJ | Dow Jones South Brunswick Solar | 57397 | PV02 | PV | OP | NA | SUN |  | 16000.444 |  |  | EIA Prime Mover-level Data
2021 | KY | Cannelton Hydroelectric Plant | 57399 | CG1 | HY | OP | NA | WAT |  | 1539657.333 |  |  | EIA Prime Mover-level Data
2021 | KY | Cannelton Hydroelectric Plant | 57399 | CG2 | HY | OP | NA | WAT |  | 1539657.333 |  |  | EIA Prime Mover-level Data
2021 | KY | Cannelton Hydroelectric Plant | 57399 | CG3 | HY | OP | NA | WAT |  | 1539657.333 |  |  | EIA Prime Mover-level Data
2021 | KY | Smithland Hydroelectric Plant | 57400 | SG1 | HY | OP | NA | WAT |  | 1338287.667 |  |  | EIA Prime Mover-level Data
2021 | KY | Smithland Hydroelectric Plant | 57400 | SG2 | HY | OP | NA | WAT |  | 1338287.667 |  |  | EIA Prime Mover-level Data
2021 | KY | Smithland Hydroelectric Plant | 57400 | SG3 | HY | OP | NA | WAT |  | 1338287.667 |  |  | EIA Prime Mover-level Data
2021 | WV | Willow Island Hydroelectric Plant | 57401 | WIG1 | HY | OP | NA | WAT |  | 1174218 |  |  | EIA Prime Mover-level Data
2021 | WV | Willow Island Hydroelectric Plant | 57401 | WIG2 | HY | OP | NA | WAT |  | 1174218 |  |  | EIA Prime Mover-level Data
2021 | NC | Taylorsville Solar LLC | 57402 | TAY1 | PV | OP | NA | SUN |  | 13599 |  |  | EIA Prime Mover-level Data
2021 | AZ | Northwest Regional | 57403 | GEN1 | IC | OP | NA | LFG |  | 109055 | 0.80155 | 0.0147 | EIA Prime Mover-level Data | Estimated using an emission factor
2021 | AZ | Northwest Regional | 57403 | GEN2 | IC | OP | NA | LFG |  | 109055 | 0.80155 | 0.0147 | EIA Prime Mover-level Data | Estimated using an emission factor
2021 | NY | Oneida Herkimer | 57404 | GEN1 | IC | OP | NA | LFG |  | 139969.5 | 1.0288 | 0.0147 | EIA Prime Mover-level Data | Estimated using an emission factor
2021 | NY | Oneida Herkimer | 57404 | GEN2 | IC | OP | NA | LFG |  | 139969.5 | 1.0288 | 0.0147 | EIA Prime Mover-level Data | Estimated using an emission factor
2021 | MI | Eagle Valley (MI) | 57405 | GEN1 | IC | OP | NA | LFG |  | 137396 | 1.0099 | 0.0147 | EIA Prime Mover-level Data | Estimated using an emission factor
2021 | MI | Eagle Valley (MI) | 57405 | GEN2 | IC | OP | NA | LFG |  | 137396 | 1.0099 | 0.0147 | EIA Prime Mover-level Data | Estimated using an emission factor
2021 | IL | Prairie View IL | 57406 | GEN1 | IC | OP | NA | LFG |  | 132231.333 | 0.9719 | 0.0147 | EIA Prime Mover-level Data | Estimated using an emission factor
2021 | IL | Prairie View IL | 57406 | GEN2 | IC | OP | NA | LFG |  | 132231.333 | 0.9719 | 0.0147 | EIA Prime Mover-level Data | Estimated using an emission factor
2021 | IL | Prairie View IL | 57406 | GEN3 | IC | OP | NA | LFG |  | 132231.333 | 0.9719 | 0.0147 | EIA Prime Mover-level Data | Estimated using an emission factor
2021 | MS | Prairie Bluff | 57408 | GEN1 | IC | OP | NA | LFG |  | 111762 | 0.82145 | 0.0147 | EIA Prime Mover-level Data | Estimated using an emission factor
2021 | TN | West Camden | 57409 | GEN1 | IC | OP | NA | LFG |  | 123989 | 0.91132 | 0.0147 | EIA Prime Mover-level Data | Estimated using an emission factor
2021 | TN | West Camden | 57409 | GEN2 | IC | OP | NA | LFG |  | 123989 | 0.91132 | 0.0147 | EIA Prime Mover-level Data | Estimated using an emission factor
2021 | TN | West Camden | 57409 | GEN3 | IC | OP | NA | LFG |  | 123989 | 0.91132 | 0.0147 | EIA Prime Mover-level Data | Estimated using an emission factor
2021 | OH | Geneva | 57410 | GEN1 | IC | OP | NA | LFG |  | 46383.6 | 0.34092 | 0.0147 | EIA Prime Mover-level Data | Estimated using an emission factor
2021 | OH | Geneva | 57410 | GEN2 | IC | OP | NA | LFG |  | 46383.6 | 0.34092 | 0.0147 | EIA Prime Mover-level Data | Estimated using an emission factor
2021 | OH | Geneva | 57410 | GEN3 | IC | OP | NA | LFG |  | 46383.6 | 0.34092 | 0.0147 | EIA Prime Mover-level Data | Estimated using an emission factor
2021 | OH | Geneva | 57410 | GEN4 | IC | OP | NA | LFG |  | 46383.6 | 0.34092 | 0.0147 | EIA Prime Mover-level Data | Estimated using an emission factor
2021 | OH | Geneva | 57410 | GEN5 | IC | OP | NA | LFG |  | 46383.6 | 0.34092 | 0.0147 | EIA Prime Mover-level Data | Estimated using an emission factor
2021 | OH | Mahoning | 57411 | GEN1 | IC | OP | NA | LFG |  | 72899.6 | 0.53581 | 0.0147 | EIA Prime Mover-level Data | Estimated using an emission factor
2021 | OH | Mahoning | 57411 | GEN2 | IC | OP | NA | LFG |  | 72899.6 | 0.53581 | 0.0147 | EIA Prime Mover-level Data | Estimated using an emission factor
2021 | OH | Mahoning | 57411 | GEN3 | IC | OP | NA | LFG |  | 72899.6 | 0.53581 | 0.0147 | EIA Prime Mover-level Data | Estimated using an emission factor
2021 | OH | Mahoning | 57411 | GEN4 | IC | OP | NA | LFG |  | 72899.6 | 0.53581 | 0.0147 | EIA Prime Mover-level Data | Estimated using an emission factor
2021 | OH | Mahoning | 57411 | GEN5 | IC | OP | NA | LFG |  | 72899.6 | 0.53581 | 0.0147 | EIA Prime Mover-level Data | Estimated using an emission factor
2021 | PA | Knouse Solar Project 1 | 57412 | 1 | PV | OP | NA | SUN |  | 36523 |  |  | EIA Prime Mover-level Data
2021 | MA | Notus Wind 1 | 57414 | 1 | WT | OP | NA | WND |  | 38405 |  |  | EIA Prime Mover-level Data
2021 | TX | Sherbino II | 57415 | 1 | WT | OP | NA | WND |  | 4742316 |  |  | EIA Prime Mover-level Data
2021 | IA | Elk Wind Farm | 57417 | NORD | WT | OP | NA | WND |  | 1184547 |  |  | EIA Prime Mover-level Data
2021 | MI | Gratiot Wind Park | 57421 | 1 | WT | OP | NA | WND |  | 2066476 |  |  | EIA Prime Mover-level Data
2021 | CA | Yolo County Solar Project | 57422 | 1 | PV | OP | NA | SUN |  | 11478 |  |  | EIA Prime Mover-level Data
2021 | SD | Buffalo Ridge II LLC | 57424 | 1 | WT | OP | NA | WND |  | 2901661 |  |  | EIA Prime Mover-level Data
2021 | ID | Ryegrass Windfarm | 57427 | 1 | WT | OP | NA | WND |  | 486294 |  |  | EIA Prime Mover-level Data
2021 | ID | Hammett Hill Windfarm | 57428 | 1 | WT | OP | NA | WND |  | 527936 |  |  | EIA Prime Mover-level Data
2021 | ID | Mainline Windfarm | 57429 | 1 | WT | OP | NA | WND |  | 513230 |  |  | EIA Prime Mover-level Data
2021 | ID | Desert Meadow Windfarm | 57430 | 1 | WT | OP | NA | WND |  | 536895 |  |  | EIA Prime Mover-level Data
2021 | ID | Cold Springs Windfarm | 57431 | 1 | WT | OP | NA | WND |  | 466017 |  |  | EIA Prime Mover-level Data
2021 | MN | Oak Glen Wind Farm | 57432 | 1 | WT | OP | NA | WND |  | 738010 |  |  | EIA Prime Mover-level Data
2021 | MN | Valley View Transmission LLC | 57434 | VVT | WT | OP | NA | WND |  | 217573 |  |  | EIA Prime Mover-level Data
2021 | NC | Solar Star North Carolina II LLC | 57435 | 1 | PV | OP | NA | SUN |  | 16361.4 |  |  | EIA Prime Mover-level Data
2021 | NC | Solar Star North Carolina II LLC | 57435 | 2 | PV | OP | NA | SUN |  | 16361.4 |  |  | EIA Prime Mover-level Data
2021 | NC | Solar Star North Carolina II LLC | 57435 | 3 | PV | OP | NA | SUN |  | 16361.4 |  |  | EIA Prime Mover-level Data
2021 | NC | Solar Star North Carolina II LLC | 57435 | 4 | PV | OP | NA | SUN |  | 16361.4 |  |  | EIA Prime Mover-level Data
2021 | NC | Solar Star North Carolina II LLC | 57435 | 5 | PV | OP | NA | SUN |  | 16361.4 |  |  | EIA Prime Mover-level Data
2021 | NC | Davidson Gas Producers LLC | 57436 | 1 | IC | OP | NA | LFG |  | 137836 | 1.0131 | 0.0147 | EIA Prime Mover-level Data | Estimated using an emission factor
2021 | OR | Juniper Ridge Hydroelectric Project | 57437 | 21-01 | HY | OP | NA | WAT |  | 96654 |  |  | EIA Prime Mover-level Data
2021 | FL | Solar Park Gainesville, LLC | 57438 | 1 | PV | OP | NA | SUN |  | 17978 |  |  | EIA Prime Mover-level Data
2021 | CA | California Valley Solar Ranch | 57439 | HPR2 | PV | OP | NA | SUN |  | 789705.777 |  |  | EIA Prime Mover-level Data
2021 | CA | California Valley Solar Ranch | 57439 | HPR2A | PV | OP | NA | SUN |  | 513431.001 |  |  | EIA Prime Mover-level Data
2021 | CA | California Valley Solar Ranch | 57439 | HPR2B | PV | OP | NA | SUN |  | 2114846.741 |  |  | EIA Prime Mover-level Data
2021 | CA | California Valley Solar Ranch | 57439 | HPR2C | PV | OP | NA | SUN |  | 1711436.669 |  |  | EIA Prime Mover-level Data
2021 | CA | California Valley Solar Ranch | 57439 | HPR2D | PV | OP | NA | SUN |  | 977963.811 |  |  | EIA Prime Mover-level Data
2021 | CA | Solar Photovoltaic Project #42 | 57441 | S42A | PV | OP | NA | SUN |  | 7153.1 |  |  | EIA Prime Mover-level Data
2021 | CA | Solar Photovoltaic Project #42 | 57441 | S42B | PV | OP | NA | SUN |  | 7153.1 |  |  | EIA Prime Mover-level Data
2021 | CA | Solar Photovoltaic Project #42 | 57441 | S42C | PV | OP | NA | SUN |  | 7153.1 |  |  | EIA Prime Mover-level Data
2021 | CA | Solar Photovoltaic Project #42 | 57441 | S42D | PV | OP | NA | SUN |  | 7153.1 |  |  | EIA Prime Mover-level Data
2021 | CA | Solar Photovoltaic Project #42 | 57441 | S42E | PV | OP | NA | SUN |  | 7153.1 |  |  | EIA Prime Mover-level Data
2021 | CA | Solar Photovoltaic Project #42 | 57441 | S42F | PV | OP | NA | SUN |  | 7153.1 |  |  | EIA Prime Mover-level Data
2021 | CA | Solar Photovoltaic Project #42 | 57441 | S42G | PV | OP | NA | SUN |  | 7153.1 |  |  | EIA Prime Mover-level Data
2021 | CA | Solar Photovoltaic Project #42 | 57441 | S42H | PV | OP | NA | SUN |  | 7153.1 |  |  | EIA Prime Mover-level Data
2021 | CA | Solar Photovoltaic Project #42 | 57441 | S42I | PV | OP | NA | SUN |  | 7153.1 |  |  | EIA Prime Mover-level Data
2021 | CA | Solar Photovoltaic Project #42 | 57441 | S42J | PV | OP | NA | SUN |  | 7153.1 |  |  | EIA Prime Mover-level Data
2021 | NV | Silver State Solar Power North | 57442 | 56188 | PV | OP | NA | SUN |  | 1018971 |  |  | EIA Prime Mover-level Data
2021 | MI | Pine Tree Acres WM LFGTE | 57443 | GEN1 | IC | OP | NA | LFG |  | 82893.875 | 0.60927 | 0.0147 | EIA Prime Mover-level Data | Estimated using an emission factor
2021 | MI | Pine Tree Acres WM LFGTE | 57443 | GEN2 | IC | OP | NA | LFG |  | 82893.875 | 0.60927 | 0.0147 | EIA Prime Mover-level Data | Estimated using an emission factor
2021 | MI | Pine Tree Acres WM LFGTE | 57443 | GEN3 | IC | OP | NA | LFG |  | 82893.875 | 0.60927 | 0.0147 | EIA Prime Mover-level Data | Estimated using an emission factor
2021 | MI | Pine Tree Acres WM LFGTE | 57443 | GEN4 | IC | OP | NA | LFG |  | 82893.875 | 0.60927 | 0.0147 | EIA Prime Mover-level Data | Estimated using an emission factor
2021 | MI | Pine Tree Acres WM LFGTE | 57443 | GEN5 | IC | OP | NA | LFG |  | 82893.875 | 0.60927 | 0.0147 | EIA Prime Mover-level Data | Estimated using an emission factor
2021 | MI | Pine Tree Acres WM LFGTE | 57443 | GEN6 | IC | OP | NA | LFG |  | 82893.875 | 0.60927 | 0.0147 | EIA Prime Mover-level Data | Estimated using an emission factor
2021 | MI | Pine Tree Acres WM LFGTE | 57443 | GEN7 | IC | OP | NA | LFG |  | 82893.875 | 0.60927 | 0.0147 | EIA Prime Mover-level Data | Estimated using an emission factor
2021 | MI | Pine Tree Acres WM LFGTE | 57443 | GEN8 | IC | OP | NA | LFG |  | 82893.875 | 0.60927 | 0.0147 | EIA Prime Mover-level Data | Estimated using an emission factor
2021 | ID | Two Ponds Windfarm | 57444 | 1 | WT | OP | NA | WND |  | 542510 |  |  | EIA Prime Mover-level Data
2021 | NV | McGinness Hills | 57446 | 1 | BT | OP | NA | GEO |  | 1194105.8 |  |  | EIA Prime Mover-level Data
2021 | NV | McGinness Hills | 57446 | 2 | BT | OP | NA | GEO |  | 1194105.8 |  |  | EIA Prime Mover-level Data
2021 | NV | McGinness Hills | 57446 | 3 | BT | OP | NA | GEO |  | 716463.48 |  |  | EIA Prime Mover-level Data
2021 | NV | McGinness Hills | 57446 | OEC21 | BT | OP | NA | GEO |  | 1074695.22 |  |  | EIA Prime Mover-level Data
2021 | NV | McGinness Hills | 57446 | OEC22 | BT | OP | NA | GEO |  | 1074695.22 |  |  | EIA Prime Mover-level Data
2021 | NV | McGinness Hills | 57446 | OEC23 | BT | OP | NA | GEO |  | 716463.48 |  |  | EIA Prime Mover-level Data
2021 | WV | Laurel Mountain Hybrid | 57447 | 1 | WT | OP | NA | WND |  | 1642570 |  |  | EIA Prime Mover-level Data
2021 | WV | Laurel Mountain Hybrid | 57447 | 2 | BA | OP | NA | MWH |  | 0 |  |  | EIA Prime Mover-level Data
2021 | NJ | Pilesgrove | 57448 | PILE | PV | OP | NA | SUN |  | 203432 |  |  | EIA Prime Mover-level Data
2021 | OH | Blue Creek Wind Project | 57449 | 1 | WT | OP | NA | WND |  | 6478223 |  |  | EIA Prime Mover-level Data
2021 | NV | Tuscarora Geothermal Power Plant | 57451 | G9200 | BT | OP | NA | GEO |  | 592074 |  |  | EIA Prime Mover-level Data
2021 | NV | Tuscarora Geothermal Power Plant | 57451 | G9250 | BT | OP | NA | GEO |  | 592074 |  |  | EIA Prime Mover-level Data
2021 | CA | Solar Borrego I | 57455 | SB1 | PV | OP | NA | SUN |  | 622707 |  |  | EIA Prime Mover-level Data
2021 | NV | San Emidio | 57456 | SE-U1 | ST | OP | NA | GEO |  | 786151 |  |  | EIA Prime Mover-level Data
2021 | OR | Seneca Sustainable Energy LLC | 57457 | 1 | ST | OP | NA | WDS |  | 1246725 | 6.4701 | 0.010379 | EIA Unit-level Data | NEI avg EF - PM, fuel type
2021 | NJ | 145 Talmadge Solar | 57458 | 1 | PV | OP | NA | SUN |  | 40935 |  |  | EIA Prime Mover-level Data
2021 | CA | Mountain View IV | 57459 | 1 | WT | OP | NA | WND |  | 1442966 |  |  | EIA Prime Mover-level Data
2021 | CA | Caltech Central | 57460 | CL00 | FC | OP | NA | NG |  | 4870.091 | 0 | 0 | EIA Prime Mover-level Data | Estimated using an emission factor
2021 | CA | Caltech Central | 57460 | CL01 | FC | OP | NA | NG |  | 4870.091 | 0 | 0 | EIA Prime Mover-level Data | Estimated using an emission factor
2021 | CA | Caltech Central | 57460 | CL02 | FC | OP | NA | NG |  | 4870.091 | 0 | 0 | EIA Prime Mover-level Data | Estimated using an emission factor
2021 | CA | Caltech Central | 57460 | CL03 | FC | OP | NA | NG |  | 4870.091 | 0 | 0 | EIA Prime Mover-level Data | Estimated using an emission factor
2021 | CA | Caltech Central | 57460 | CL04 | FC | OP | NA | NG |  | 4870.091 | 0 | 0 | EIA Prime Mover-level Data | Estimated using an emission factor
2021 | CA | Caltech Central | 57460 | CL05 | FC | OP | NA | NG |  | 4870.091 | 0 | 0 | EIA Prime Mover-level Data | Estimated using an emission factor
2021 | CA | Caltech Central | 57460 | CL06 | FC | OP | NA | NG |  | 4870.091 | 0 | 0 | EIA Prime Mover-level Data | Estimated using an emission factor
2021 | CA | Caltech Central | 57460 | CL07 | FC | OP | NA | NG |  | 4870.091 | 0 | 0 | EIA Prime Mover-level Data | Estimated using an emission factor
2021 | CA | Caltech Central | 57460 | CL08 | FC | OP | NA | NG |  | 4870.091 | 0 | 0 | EIA Prime Mover-level Data | Estimated using an emission factor
2021 | CA | Caltech Central | 57460 | CL09 | FC | OP | NA | NG |  | 4870.091 | 0 | 0 | EIA Prime Mover-level Data | Estimated using an emission factor
2021 | CA | Caltech Central | 57460 | CL10 | FC | OP | NA | NG |  | 4870.091 | 0 | 0 | EIA Prime Mover-level Data | Estimated using an emission factor
2021 | NC | Martins Creek Solar NC, LLC | 57461 | 1 | PV | OP | NA | SUN |  | 10259 |  |  | EIA Prime Mover-level Data
2021 | OH | Napoleon Solar I | 57462 | 1 | PV | OP | NA | SUN |  | 115146 |  |  | EIA Prime Mover-level Data
2021 | IL | Bishop Hill Energy LLC | 57463 | 1 | WT | OP | NA | WND |  | 5405628 |  |  | EIA Prime Mover-level Data
2021 | PA | Romark PA Solar | 57465 | 1 | PV | OP | NA | SUN |  | 18552 |  |  | EIA Prime Mover-level Data
2021 | PA | Blue Ridge Landfill | 57466 | GEN1 | IC | OP | NA | LFG |  | 119021 | 0.8748 | 0.0147 | EIA Prime Mover-level Data | Estimated using an emission factor
2021 | PA | Blue Ridge Landfill | 57466 | GEN2 | IC | OP | NA | LFG |  | 119021 | 0.8748 | 0.0147 | EIA Prime Mover-level Data | Estimated using an emission factor
2021 | PA | Blue Ridge Landfill | 57466 | GEN3 | IC | OP | NA | LFG |  | 119021 | 0.8748 | 0.0147 | EIA Prime Mover-level Data | Estimated using an emission factor
2021 | PA | Blue Ridge Landfill | 57466 | GEN4 | IC | OP | NA | LFG |  | 119021 | 0.8748 | 0.0147 | EIA Prime Mover-level Data | Estimated using an emission factor
2021 | AL | Westervelt Moundville Cogen | 57467 | TE | ST | OP | NA | WDS |  | 612168.264 | 3.177 | 0.010379 | EIA Unit-level Data | NEI avg EF - PM, fuel type
2021 | AL | Westervelt Moundville Cogen | 57467 | WE | ST | OP | NA | WDS |  | 629215.176 | 3.2654 | 0.010379 | EIA Unit-level Data | NEI avg EF - PM, fuel type
2021 | IA | Crystal Lake 3 LLC | 57468 | GE1.5 | WT | OP | NA | WND |  | 1602123 |  |  | EIA Prime Mover-level Data
2021 | IA | Garden Wind LLC | 57469 | GE1.5 | WT | OP | NA | WND |  | 3278311 |  |  | EIA Prime Mover-level Data
2021 | SC | Marlboro Mill | 57470 | RF-P1 | ST | OP | NA | BLQ |  | 8130890.44 | 36.8238 | 0.0090577 | EIA Unit-level Data | NEI avg EF - PM, fuel type
2021 | SC | Marlboro Mill | 57470 | UA-P2 | ST | OP | NA | WDS |  | 1805951.96 | 9.3723 | 0.010379 | EIA Unit-level Data | NEI avg EF - PM, fuel type
2021 | NJ | Murray Hill Solar | 57471 | MHNJ | PV | OP | NA | SUN |  | 14131 |  |  | EIA Prime Mover-level Data
2021 | MA | Dartmouth Solar | 57473 | DSMA | PV | OP | NA | SUN |  | 19729 |  |  | EIA Prime Mover-level Data
2021 | TX | Ralls Wind Farm | 57474 | 1 | WT | OP | NA | WND |  | 152499 |  |  | EIA Prime Mover-level Data
2021 | CA | John L. Featherstone Plant | 57475 | HRP1 | ST | OP | NA | GEO |  | 3322625 |  |  | EIA Prime Mover-level Data
2021 | VT | Chittenden County Solar Partners | 57481 | 01 | PV | OP | NA | SUN |  | 26448 |  |  | EIA Prime Mover-level Data
2021 | CA | Sentinel Energy Center, LLC | 57482 | 1 | GT | OP | CT | NG | 1390 | 777694.992 | 0.38688 | 0.00099494 | EPA/CAMD | EPA/NEI | 2013
2021 | CA | Sentinel Energy Center, LLC | 57482 | 2 | GT | OP | CT | NG | 1412 | 717812.721 | 0.3968 | 0.0011056 | EPA/CAMD | EPA/NEI | 2013
2021 | CA | Sentinel Energy Center, LLC | 57482 | 3 | GT | OP | CT | NG | 1292 | 695832.406 | 1.0813 | 0.0031079 | EPA/CAMD | EPA/NEI | 2013
2021 | CA | Sentinel Energy Center, LLC | 57482 | 4 | GT | OP | CT | NG | 1344 | 760843.198 | 1.6269 | 0.0042765 | EPA/CAMD | EPA/NEI | 2013
2021 | CA | Sentinel Energy Center, LLC | 57482 | 5 | GT | OP | CT | NG | 1392 | 791895.443 | 0.30752 | 0.00077667 | EPA/CAMD | EPA/NEI | 2013
2021 | CA | Sentinel Energy Center, LLC | 57482 | 6 | GT | OP | CT | NG | 1304 | 703837.789 | 0.744 | 0.0021141 | EPA/CAMD | EPA/NEI | 2013
2021 | CA | Sentinel Energy Center, LLC | 57482 | 7 | GT | OP | CT | NG | 1381 | 765132.433 | 0.31744 | 0.00082976 | EPA/CAMD | EPA/NEI | 2013
2021 | CA | Sentinel Energy Center, LLC | 57482 | 8 | GT | OP | CT | NG | 1298 | 707980.693 | 0.8432 | 0.002382 | EPA/CAMD | EPA/NEI | 2013
2021 | CA | Mariposa Energy Project | 57483 | GT-1 | GT | OP | CT | NG | 1107 | 251728.325 | 1.009 | 0.0080165 | EPA/CAMD | NEI avg EF - PM, fuel type, firing type | 2012
2021 | CA | Mariposa Energy Project | 57483 | GT-2 | GT | OP | CT | NG | 1099 | 248875.009 | 0.99755 | 0.0080165 | EPA/CAMD | NEI avg EF - PM, fuel type, firing type | 2012
2021 | CA | Mariposa Energy Project | 57483 | GT-3 | GT | OP | CT | NG | 885 | 207932.061 | 0.83344 | 0.0080165 | EPA/CAMD | NEI avg EF - PM, fuel type, firing type | 2012
2021 | CA | Mariposa Energy Project | 57483 | GT-4 | GT | OP | CT | NG | 975 | 229241.023 | 0.91885 | 0.0080165 | EPA/CAMD | NEI avg EF - PM, fuel type, firing type | 2012
2021 | CA | Manzana Wind LLC | 57484 | GEN1 | WT | OP | NA | WND |  | 4900773 |  |  | EIA Prime Mover-level Data
2021 | NJ | Flemington Solar | 57485 | FSNJ | PV | OP | NA | SUN |  | 104710 |  |  | EIA Prime Mover-level Data
2021 | NJ | Frenchtown I Solar | 57486 | F1NJ | PV | OP | NA | SUN |  | 37274 |  |  | EIA Prime Mover-level Data
2021 | NJ | Frenchtown II Solar | 57487 | F2NJ | PV | OP | NA | SUN |  | 35867 |  |  | EIA Prime Mover-level Data
2021 | NJ | Lebanon Solar | 57488 | LSNJ | PV | OP | NA | SUN |  | 22558 |  |  | EIA Prime Mover-level Data
2021 | KS | Oak Grove Power Producers | 57489 | G1 | IC | OP | NA | LFG |  | 59512 | 0.43741 | 0.0147 | EIA Prime Mover-level Data | Estimated using an emission factor
2021 | KS | Oak Grove Power Producers | 57489 | G2 | IC | OP | NA | LFG |  | 74390 | 0.54677 | 0.0147 | EIA Prime Mover-level Data | Estimated using an emission factor
2021 | CA | Imperial Solar Energy Center South | 57490 | 56819 | PV | OP | NA | SUN |  | 2574682 |  |  | EIA Prime Mover-level Data
2021 | CA | Imperial Solar Energy Center West | 57491 | 56819 | PV | OP | NA | SUN |  | 3548749 |  |  | EIA Prime Mover-level Data
2021 | NC | Sampson County Disposal | 57492 | GEN1 | IC | RE | NA | LFG |  | 18537 | 0.13625 | 0.0147 | EIA Prime Mover-level Data | Estimated using an emission factor
2021 | NC | Sampson County Disposal | 57492 | GEN2 | IC | RE | NA | LFG |  | 18537 | 0.13625 | 0.0147 | EIA Prime Mover-level Data | Estimated using an emission factor
2021 | NC | Sampson County Disposal | 57492 | GEN3 | IC | RE | NA | LFG |  | 18537 | 0.13625 | 0.0147 | EIA Prime Mover-level Data | Estimated using an emission factor
2021 | NC | Sampson County Disposal | 57492 | GEN4 | IC | RE | NA | LFG |  | 18537 | 0.13625 | 0.0147 | EIA Prime Mover-level Data | Estimated using an emission factor
2021 | NC | Sampson County Disposal | 57492 | GEN5 | IC | RE | NA | LFG |  | 18537 | 0.13625 | 0.0147 | EIA Prime Mover-level Data | Estimated using an emission factor
2021 | NC | Sampson County Disposal | 57492 | GEN6 | IC | RE | NA | LFG |  | 18537 | 0.13625 | 0.0147 | EIA Prime Mover-level Data | Estimated using an emission factor
2021 | IL | Settlers Trail Wind Farm LLC | 57493 | STWF | WT | OP | NA | WND |  | 3280974 |  |  | EIA Prime Mover-level Data
2021 | PA | Masser Farms Realty Solar | 57494 | MFRS | PV | OP | NA | SUN |  | 9109 |  |  | EIA Prime Mover-level Data
2021 | WA | Tieton Dam Hydro Electric Project | 57496 | UNIT1 | HY | OP | NA | WAT |  | 189748.5 |  |  | EIA Prime Mover-level Data
2021 | WA | Tieton Dam Hydro Electric Project | 57496 | UNIT2 | HY | OP | NA | WAT |  | 189748.5 |  |  | EIA Prime Mover-level Data
2021 | CA | Stroud Solar Station | 57497 | 1 | PV | OP | NA | SUN |  | 282951 |  |  | EIA Prime Mover-level Data
2021 | CA | Five Points Solar Station | 57498 | 1 | PV | OP | NA | SUN |  | 185236 |  |  | EIA Prime Mover-level Data
2021 | CA | Westside Solar Station | 57499 | 1 | PV | OP | NA | SUN |  | 184288 |  |  | EIA Prime Mover-level Data
2021 | IA | Laurel Wind Farm | 57500 | LWF | WT | OP | NA | WND |  | 3188167 |  |  | EIA Prime Mover-level Data
2021 | IA | Rolling Hills Wind Farm | 57501 | RHWF | WT | OP | NA | WND |  | 9685703 |  |  | EIA Prime Mover-level Data
2021 | FL | Perdido | 57502 | 1 | IC | OP | NA | LFG |  | 122701.5 | 0.90186 | 0.0147 | EIA Prime Mover-level Data | Estimated using an emission factor
2021 | FL | Perdido | 57502 | 2 | IC | OP | NA | LFG |  | 122701.5 | 0.90186 | 0.0147 | EIA Prime Mover-level Data | Estimated using an emission factor
2021 | TX | TECO CHP-1 | 57504 | CHP1 | GT | OP | NA | NG |  | 888892 | 3.5629 | 0.0080165 | EIA Prime Mover-level Data | NEI avg EF - PM, fuel type
2021 | NC | Monroe Generating Station | 57505 | 1 | GT | OP | NA | NG |  | 3641 | 0.014594 | 0.0080165 | EIA Prime Mover-level Data | NEI avg EF - PM, fuel type
2021 | NC | Monroe Generating Station | 57505 | 2 | GT | OP | NA | NG |  | 3641 | 0.014594 | 0.0080165 | EIA Prime Mover-level Data | NEI avg EF - PM, fuel type
2021 | CA | FRV SI Transport Solar LP | 57506 | SEIM | PV | OP | NA | SUN |  | 10480 |  |  | EIA Prime Mover-level Data
2021 | CO | RV CSU Power II LLC | 57507 | CSUII | PV | OP | NA | SUN |  | 33886 |  |  | EIA Prime Mover-level Data
2021 | CO | Carson Solar I | 57509 | 1 | PV | OP | NA | SUN |  | 29412 |  |  | EIA Prime Mover-level Data
2021 | CA | Ocotillo Express LLC | 57514 | WTG | WT | OP | NA | WND |  | 3881440 |  |  | EIA Prime Mover-level Data
2021 | CA | Walnut Creek Energy Park | 57515 | GT1 | GT | OP | CT | NG | 1032 | 546441.617 | 0.90272 | 0.003304 | EPA/CAMD | EPA/NEI | 2012
2021 | CA | Walnut Creek Energy Park | 57515 | GT2 | GT | OP | CT | NG | 834 | 433483.048 | 0.31744 | 0.0014646 | EPA/CAMD | EPA/NEI | 2013
2021 | CA | Walnut Creek Energy Park | 57515 | GT3 | GT | OP | CT | NG | 923 | 485930.634 | 0.58528 | 0.0024089 | EPA/CAMD | EPA/NEI | 2013
2021 | CA | Walnut Creek Energy Park | 57515 | GT4 | GT | OP | CT | NG | 847 | 438282.676 | 0.2976 | 0.001358 | EPA/CAMD | EPA/NEI | 2013
2021 | CA | Walnut Creek Energy Park | 57515 | GT5 | GT | OP | CT | NG | 867 | 436788.061 | 0.90272 | 0.0041334 | EPA/CAMD | EPA/NEI | 2013
2021 | OK | KODE Novus I | 57516 | NOVUS | WT | OP | NA | WND |  | 102703 |  |  | EIA Prime Mover-level Data
2021 | TX | DeWind Frisco | 57517 | FRISC | WT | OS | NA | WND
2021 | PA | Trexlertown Solar Array North and South | 57519 | GEN1 | PV | OP | NA | SUN |  | 17218 |  |  | EIA Prime Mover-level Data
2021 | TX | Trinity Hills | 57520 | 1 | WT | OP | NA | WND |  | 7111514 |  |  | EIA Prime Mover-level Data
2021 | CA | Giffen | 57521 | 1 | PV | OP | NA | SUN |  | 88281 |  |  | EIA Prime Mover-level Data
2021 | CA | Cantua Solar Station | 57522 | 1 | PV | OP | NA | SUN |  | 356903 |  |  | EIA Prime Mover-level Data
2021 | CA | Huron Solar Station | 57523 | 1 | PV | OP | NA | SUN |  | 309665 |  |  | EIA Prime Mover-level Data
2021 | AZ | Roger Road WWTP | 57524 | 1 | PV | OP | NA | SUN |  | 10638 |  |  | EIA Prime Mover-level Data
2021 | HI | Kapaa Photovoltaic Project | 57525 | KSPV | PV | OP | NA | SUN |  | 15343 |  |  | EIA Prime Mover-level Data
2021 | OR | North Hurlburt Wind LLC | 57526 | NORTH | WT | OP | NA | WND |  | 5037555 |  |  | EIA Prime Mover-level Data
2021 | HI | Kawailoa Wind | 57529 | 1 | WT | OP | NA | WND |  | 1141649 |  |  | EIA Prime Mover-level Data
2021 | WA | Palouse | 57530 | 1 | WT | OP | NA | WND |  | 3190403 |  |  | EIA Prime Mover-level Data
2021 | ME | Bingham Wind | 57531 | 1 | WT | OP | NA | WND |  | 4404407 |  |  | EIA Prime Mover-level Data
2021 | CA | Solar Photovoltaic Project #32 | 57534 | S32A | PV | OP | NA | SUN |  | 4722 |  |  | EIA Prime Mover-level Data
2021 | CA | Solar Photovoltaic Project #32 | 57534 | S32B | PV | OP | NA | SUN |  | 4722 |  |  | EIA Prime Mover-level Data
2021 | CA | Solar Photovoltaic Project #32 | 57534 | S32C | PV | OP | NA | SUN |  | 4722 |  |  | EIA Prime Mover-level Data
2021 | CA | Solar Photovoltaic Project #33 | 57535 | S33A | PV | OP | NA | SUN |  | 6075 |  |  | EIA Prime Mover-level Data
2021 | CA | Solar Photovoltaic Project #33 | 57535 | S33B | PV | OP | NA | SUN |  | 6075 |  |  | EIA Prime Mover-level Data
2021 | CA | Cal State Univ San Bernardino FC01 | 57544 | FC01 | FC | OP | NA | NG |  | 71503 | 0 | 0 | EIA Prime Mover-level Data | Estimated using an emission factor
2021 | MN | Winona County Wind LLC | 57547 | WCW | WT | OS | NA | WND
2021 | OR | South Hurlburt Wind LLC | 57549 | SOUTH | WT | OP | NA | WND |  | 5507270 |  |  | EIA Prime Mover-level Data
2021 | OR | Horseshoe Bend Wind LLC | 57550 | HORSE | WT | OP | NA | WND |  | 5493387 |  |  | EIA Prime Mover-level Data
2021 | WY | Garland Canal Power Plant | 57551 | MAIN | HY | OP | NA | WAT |  | 80295 |  |  | EIA Prime Mover-level Data
2021 | WI | Shirley Wind | 57553 | 1 | WT | OP | NA | WND |  | 470095 |  |  | EIA Prime Mover-level Data
2021 | CO | AFA Solar Farm | 57554 | AFA1 | PV | OP | NA | SUN |  | 102374 |  |  | EIA Prime Mover-level Data
2021 | CA | Pio Pico Energy Center LLC | 57555 | CTG1 | GT | OP | CT | NG | 466 | 186205.319 | 3.3724 | 0.036223 | EPA/CAMD | EPA/NEI | 2016
2021 | CA | Pio Pico Energy Center LLC | 57555 | CTG2 | GT | OP | CT | NG | 658 | 297955.113 | 5.0591 | 0.033959 | EPA/CAMD | EPA/NEI | 2016
2021 | CA | Pio Pico Energy Center LLC | 57555 | CTG3 | GT | OP | CT | NG | 608 | 254946.756 | 4.1656 | 0.032678 | EPA/CAMD | EPA/NEI | 2016
2021 | AZ | La Senita | 57556 | 1 | PV | OP | NA | SUN |  | 18394 |  |  | EIA Prime Mover-level Data
2021 | CA | Sunnyvale City of WPCP | 57557 | S-14 | IC | OP | NA | NG |  | 58254 | 0.012292 | 0.000422 | EIA Prime Mover-level Data | Estimated using an emission factor
2021 | CA | Sunnyvale City of WPCP | 57557 | S-15 | IC | OP | NA | NG |  | 58254 | 0.012292 | 0.000422 | EIA Prime Mover-level Data | Estimated using an emission factor
2021 | CA | Sunset Reservoir North Basin | 57559 | 1 | PV | OP | NA | SUN |  | 56374 |  |  | EIA Prime Mover-level Data
2021 | AZ | Chino Solar Valley | 57560 | PV1 | PV | OP | NA | SUN |  | 413588 |  |  | EIA Prime Mover-level Data
2021 | AZ | Cotton Center Solar Hybrid | 57561 | PV1 | PV | OP | NA | SUN |  | 361369 |  |  | EIA Prime Mover-level Data
2021 | AZ | Paloma Solar Hybrid | 57562 | PV1 | PV | OP | NA | SUN |  | 349768 |  |  | EIA Prime Mover-level Data
2021 | AZ | Hyder Solar Hybrid | 57563 | PV1 | PV | OP | NA | SUN |  | 190775.062 |  |  | EIA Prime Mover-level Data
2021 | AZ | Hyder Solar Hybrid | 57563 | PV2 | PV | OP | NA | SUN |  | 168330.938 |  |  | EIA Prime Mover-level Data
2021 | CA | Algonquin Power Sanger | 57564 | 8 | CT | OP | CC | NG | 3726 | 1237046.786 | 3.5978 | 0.0058168 | EPA/CAMD | EPA/NEI | 2007
2021 | FL | RP-Orlando, LLC | 57565 | 1 | PV | OP | NA | SUN |  | 81673 |  |  | EIA Prime Mover-level Data
2021 | NM | Albuquerque Solar Energy Center | 57567 | ASEC1 | PV | OP | NA | SUN |  | 33153 |  |  | EIA Prime Mover-level Data
2021 | ME | Record Hill Wind | 57568 | RHW | WT | OP | NA | WND |  | 1088574 |  |  | EIA Prime Mover-level Data
2021 | OH | Cooper Farms VW Project | 57570 | WTG | WT | OP | NA | WND |  | 110397 |  |  | EIA Prime Mover-level Data
2021 | NM | Los Lunas Solar Energy Center | 57571 | LLSEC | PV | OP | NA | SUN |  | 96181.429 |  |  | EIA Prime Mover-level Data
2021 | NM | Los Lunas Solar Energy Center | 57571 | LMS2 | PV | OP | NA | SUN |  | 38472.571 |  |  | EIA Prime Mover-level Data
2021 | CA | CCCSD Wastewater Treatment Plnt | 57573 | S188 | GT | OP | NA | NG |  | 349075 | 1.3992 | 0.0080165 | EIA Prime Mover-level Data | NEI avg EF - PM, fuel type
2021 | NJ | ETS Ewing Solar Facility | 57574 | ETS1 | PV | OP | NA | SUN |  | 13645 |  |  | EIA Prime Mover-level Data
2021 | NM | Deming Solar Energy Center | 57575 | DSEC | PV | OP | NA | SUN |  | 98397.778 |  |  | EIA Prime Mover-level Data
2021 | NM | Deming Solar Energy Center | 57575 | HON2 | PV | OP | NA | SUN |  | 78718.222 |  |  | EIA Prime Mover-level Data
2021 | NM | Las Vegas Solar Energy Center | 57576 | LVSEC | PV | OP | NA | SUN |  | 88599 |  |  | EIA Prime Mover-level Data
2021 | NM | Alamogordo Solar Energy Center | 57577 | AGSEC | PV | OP | NA | SUN |  | 96530 |  |  | EIA Prime Mover-level Data
2021 | OR | PaTu Wind Farm LLC | 57578 | PATU | WT | OP | NA | WND |  | 267084 |  |  | EIA Prime Mover-level Data
2021 | CA | Robert O Schulz Solar Farm | 57579 | 1 | PV | OP | NA | SUN |  | 13236.231 |  |  | EIA Prime Mover-level Data
2021 | CA | Robert O Schulz Solar Farm | 57579 | 2 | PV | OP | NA | SUN |  | 5882.769 |  |  | EIA Prime Mover-level Data
2021 | CA | Broadridge Cogen | 57580 | CG1 | IC | OP | NA | NG |  | 57962.5 | 0.01223 | 0.000422 | EIA Prime Mover-level Data | Estimated using an emission factor
2021 | CA | Broadridge Cogen | 57580 | CG2 | IC | OP | NA | NG |  | 57962.5 | 0.01223 | 0.000422 | EIA Prime Mover-level Data | Estimated using an emission factor
2021 | CA | Broadridge Cogen | 57580 | PV1 | PV | OP | NA | SUN |  | 5073.75 |  |  | EIA Prime Mover-level Data
2021 | CA | Broadridge Cogen | 57580 | PV2 | PV | OP | NA | SUN |  | 8456.25 |  |  | EIA Prime Mover-level Data
2021 | PA | Allenwood | 57581 | 1 | IC | OP | NA | LFG |  | 125277 | 0.92079 | 0.0147 | EIA Prime Mover-level Data | Estimated using an emission factor
2021 | PA | Allenwood | 57581 | 2 | IC | OP | NA | LFG |  | 125277 | 0.92079 | 0.0147 | EIA Prime Mover-level Data | Estimated using an emission factor
2021 | PA | Lycoming County | 57582 | 1 | IC | OP | NA | LFG |  | 83058.5 | 0.61048 | 0.0147 | EIA Prime Mover-level Data | Estimated using an emission factor
2021 | PA | Lycoming County | 57582 | 2 | IC | OP | NA | LFG |  | 83058.5 | 0.61048 | 0.0147 | EIA Prime Mover-level Data | Estimated using an emission factor
2021 | AK | Battery Energy Storage System | 57583 | BESS | BA | OP | NA | MWH |  | 0 |  |  | EIA Prime Mover-level Data
2021 | CA | University of California San Diego Hybrid | 57584 | BS1 | BA | OP | NA | MWH |  | 0 |  |  | EIA Prime Mover-level Data
2021 | CA | University of California San Diego Hybrid | 57584 | NHRSG | CA | OP | NA | NG |  | 0 | 0 |  | EIA Unit-level Data | Estimated using an emission factor
2021 | CA | University of California San Diego Hybrid | 57584 | NT2 | CT | OP | NA | NG |  | 1125186.42 | 3.0231 | 0.0053736 | EIA Unit-level Data | NEI avg EF - PM, fuel type
2021 | CA | University of California San Diego Hybrid | 57584 | SHRSG | CA | OP | NA | NG |  | 0 | 0 |  | EIA Unit-level Data | Estimated using an emission factor
2021 | CA | University of California San Diego Hybrid | 57584 | ST1 | CT | OP | NA | NG |  | 1125186.42 | 3.0231 | 0.0053736 | EIA Unit-level Data | NEI avg EF - PM, fuel type
2021 | CA | Oxnard Paper Mill | 57585 | 1 | GT | OP | NA | NG |  | 2091202 | 8.3821 | 0.0080165 | EIA Prime Mover-level Data | NEI avg EF - PM, fuel type
2021 | CA | Shiloh III Wind Project LLC | 57586 | 1 | WT | OP | NA | WND |  | 2808564 |  |  | EIA Prime Mover-level Data
2021 | NJ | Matrix Stults Road Solar Facility | 57588 | STULT | PV | OP | NA | SUN |  | 32073 |  |  | EIA Prime Mover-level Data
2021 | NY | Long Island Solar Farm LLC | 57589 | 9WUBN | PV | OP | NA | SUN |  | 442673 |  |  | EIA Prime Mover-level Data
2021 | OK | Minco Wind I, LLC | 57590 | 1 | WT | OP | NA | WND |  | 3091671 |  |  | EIA Prime Mover-level Data
2021 | NM | Hatch Solar Energy Center I, LLC | 57591 | 1 | PV | OP | NA | SUN |  | 113322 |  |  | EIA Prime Mover-level Data
2021 | NE | Broken Bow Wind LLC | 57593 | 1 | WT | OP | NA | WND |  | 2500199 |  |  | EIA Prime Mover-level Data
2021 | CA | Teichert Materials-Teichert Vernalis | 57594 | WTG1 | WT | OP | NA | WND |  | 17606 |  |  | EIA Prime Mover-level Data
2021 | WV | Pinnacle Wind Force LLC | 57595 | 1 | WT | OP | NA | WND |  | 606905 |  |  | EIA Prime Mover-level Data
2021 | OK | Cana Gas Processing Plant | 57597 | 3005 | IC | SB | NA | DFO |  | 2180.333 | 0.33795 | 0.31 | EIA Prime Mover-level Data | Estimated using an emission factor
2021 | OK | Cana Gas Processing Plant | 57597 | 3006 | IC | SB | NA | DFO |  | 2180.333 | 0.33795 | 0.31 | EIA Prime Mover-level Data | Estimated using an emission factor
2021 | OK | Cana Gas Processing Plant | 57597 | 6214 | IC | SB | NA | DFO |  | 2180.333 | 0.33795 | 0.31 | EIA Prime Mover-level Data | Estimated using an emission factor
2021 | CT | Bridge Street 1 & 2 | 57598 | BS1 | IC | OP | NA | DFO |  | 2619.5 | 0.40602 | 0.31 | EIA Prime Mover-level Data | Estimated using an emission factor
2021 | CT | Bridge Street 1 & 2 | 57598 | BS2 | IC | OP | NA | DFO |  | 2619.5 | 0.40602 | 0.31 | EIA Prime Mover-level Data | Estimated using an emission factor
2021 | CT | Fort Hill 1, 2, 3 & 4 | 57599 | FH1 | IC | OP | NA | DFO |  | 1863.5 | 0.28884 | 0.31 | EIA Prime Mover-level Data | Estimated using an emission factor
2021 | CT | Fort Hill 1, 2, 3 & 4 | 57599 | FH2 | IC | OP | NA | DFO |  | 1863.5 | 0.28884 | 0.31 | EIA Prime Mover-level Data | Estimated using an emission factor
2021 | CT | Fort Hill 1, 2, 3 & 4 | 57599 | FH3 | IC | OP | NA | DFO |  | 1863.5 | 0.28884 | 0.31 | EIA Prime Mover-level Data | Estimated using an emission factor
2021 | CT | Fort Hill 1, 2, 3 & 4 | 57599 | FH4 | IC | OP | NA | DFO |  | 1863.5 | 0.28884 | 0.31 | EIA Prime Mover-level Data | Estimated using an emission factor
2021 | NY | Fishers Island 1 | 57600 | FI1 | IC | OP | NA | DFO |  | 1525 | 0.23638 | 0.31 | EIA Prime Mover-level Data | Estimated using an emission factor
2021 | CT | Gary Court 1 & 2 | 57601 | GC1 | IC | OP | NA | DFO |  | 2523 | 0.39106 | 0.31 | EIA Prime Mover-level Data | Estimated using an emission factor
2021 | CT | Gary Court 1 & 2 | 57601 | GC2 | IC | OP | NA | DFO |  | 2523 | 0.39106 | 0.31 | EIA Prime Mover-level Data | Estimated using an emission factor
2021 | CT | Jewett City 1 | 57602 | JC1 | IC | OP | NA | DFO |  | 2424 | 0.37572 | 0.31 | EIA Prime Mover-level Data | Estimated using an emission factor
2021 | CT | LNG 1 & 2 | 57603 | LNG1 | IC | OP | NA | DFO |  | 2599 | 0.40285 | 0.31 | EIA Prime Mover-level Data | Estimated using an emission factor
2021 | CT | LNG 1 & 2 | 57603 | LNG2 | IC | OP | NA | DFO |  | 2599 | 0.40285 | 0.31 | EIA Prime Mover-level Data | Estimated using an emission factor
2021 | CT | Lebanon Pines 1 & 2 | 57604 | LP1 | IC | OP | NA | DFO |  | 2514 | 0.38967 | 0.31 | EIA Prime Mover-level Data | Estimated using an emission factor
2021 | CT | Lebanon Pines 1 & 2 | 57604 | LP2 | IC | OP | NA | DFO |  | 2514 | 0.38967 | 0.31 | EIA Prime Mover-level Data | Estimated using an emission factor
2021 | CT | Water Treatment 1 & 2 | 57605 | WT1 | IC | OP | NA | DFO |  | 2048 | 0.31744 | 0.31 | EIA Prime Mover-level Data | Estimated using an emission factor
2021 | CT | Water Treatment 1 & 2 | 57605 | WT2 | IC | OP | NA | DFO |  | 2048 | 0.31744 | 0.31 | EIA Prime Mover-level Data | Estimated using an emission factor
2021 | NC | Eastside WWTP | 57606 | 1 | IC | OP | NA | DFO |  | 1381 | 0.21405 | 0.31 | EIA Prime Mover-level Data | Estimated using an emission factor
2021 | NC | Eastside WWTP | 57606 | 2 | IC | OP | NA | DFO |  | 1381 | 0.21405 | 0.31 | EIA Prime Mover-level Data | Estimated using an emission factor
2021 | NC | Eastside WWTP | 57606 | 3 | IC | OP | NA | DFO |  | 1381 | 0.21405 | 0.31 | EIA Prime Mover-level Data | Estimated using an emission factor
2021 | NC | Ward WTP | 57607 | 1 | IC | OP | NA | DFO |  | 306 | 0.04743 | 0.31 | EIA Prime Mover-level Data | Estimated using an emission factor
2021 | NC | Ward WTP | 57607 | 2 | IC | OP | NA | DFO |  | 306 | 0.04743 | 0.31 | EIA Prime Mover-level Data | Estimated using an emission factor
2021 | NC | Westside WWTP | 57608 | 1 | IC | OP | NA | DFO |  | 1315 | 0.20383 | 0.31 | EIA Prime Mover-level Data | Estimated using an emission factor
2021 | IA | New Harvest Wind Project LLC | 57609 | 1 | WT | OP | NA | WND |  | 2274499 |  |  | EIA Prime Mover-level Data
2021 | OH | LE Wind Turbine 1 | 57613 | WTG1 | WT | OP | NA | WND |  | 32640 |  |  | EIA Prime Mover-level Data
2021 | KS | Waverly Wind Farm LLC | 57614 | GEN1 | WT | OP | NA | WND |  | 6501205 |  |  | EIA Prime Mover-level Data
2021 | OK | Blue Canyon Windpower VI LLC | 57616 | GEN1 | WT | OP | NA | WND |  | 3013684 |  |  | EIA Prime Mover-level Data
2021 | TX | Hidalgo Wind Farm LLC | 57617 | GEN1 | WT | OP | NA | WND |  | 5937905 |  |  | EIA Prime Mover-level Data
2021 | OH | Paulding Wind Farm II | 57620 | GEN1 | WT | OP | NA | WND |  | 2669305 |  |  | EIA Prime Mover-level Data
2021 | CA | Rising Tree Wind Farm | 57621 | GEN1 | WT | OP | NA | WND |  | 2182939 |  |  | EIA Prime Mover-level Data
2021 | IL | Bright Stalk Wind Farm I | 57623 | GEN1 | WT | OP | NA | WND |  | 6209474 |  |  | EIA Prime Mover-level Data
2021 | CT | Norwich WWTP | 57624 | 1 | IC | OP | NA | DFO |  | 326 | 0.05053 | 0.31 | EIA Prime Mover-level Data | Estimated using an emission factor
2021 | IN | Bos Dairy, LLC | 57625 | BOS4 | IC | OP | NA | NG |  | 90788 | 0.019156 | 0.000422 | EIA Prime Mover-level Data | Estimated using an emission factor
2021 | CA | Foundation ST | 57626 | WTG1 | WT | OP | NA | WND |  | 26601 |  |  | EIA Prime Mover-level Data
2021 | IN | Meadow Lake Wind Farm V LLC | 57628 | GEN1 | WT | OP | NA | WND |  | 2867379 |  |  | EIA Prime Mover-level Data
2021 | NC | Gaston Memorial Hospital | 57629 | GMH1 | IC | OP | NA | DFO |  | 93 | 0.014415 | 0.31 | EIA Prime Mover-level Data | Estimated using an emission factor
2021 | NC | Long Creek Waste Water Plant | 57630 | ES1 | IC | OP | NA | DFO |  | 812.667 | 0.12596 | 0.31 | EIA Prime Mover-level Data | Estimated using an emission factor
2021 | NC | Long Creek Waste Water Plant | 57630 | ES2 | IC | OP | NA | DFO |  | 812.667 | 0.12596 | 0.31 | EIA Prime Mover-level Data | Estimated using an emission factor
2021 | NC | Long Creek Waste Water Plant | 57630 | ES3 | IC | OP | NA | DFO |  | 812.667 | 0.12596 | 0.31 | EIA Prime Mover-level Data | Estimated using an emission factor
2021 | IA | Wolverine | 57631 | 1 | WT | OP | NA | WND |  | 42181 |  |  | EIA Prime Mover-level Data
2021 | IA | Bulldog | 57632 | 1 | WT | OP | NA | WND |  | 38909 |  |  | EIA Prime Mover-level Data
2021 | WA | Linden Wind Energy Project | 57635 | LW1 | WT | OP | NA | WND |  | 1083817 |  |  | EIA Prime Mover-level Data
2021 | NY | Auburn LFG Energy Facility | 57636 | 1 | IC | OS | NA | LFG
2021 | NY | Auburn LFG Energy Facility | 57636 | 3 | IC | OS | NA | LFG
2021 | IN | Union City Wind Turbine | 57637 | 1 | WT | OP | NA | WND
2021 | IN | Randolph Eastern School Wind Turbine | 57638 | 1 | WT | OS | NA | WND
2021 | KS | Ironwood Wind | 57639 | 1 | WT | OP | NA | WND |  | 5393514 |  |  | EIA Prime Mover-level Data
2021 | PA | 500 Virginia Solar | 57640 | 1 | PV | OP | NA | SUN |  | 11524 |  |  | EIA Prime Mover-level Data
2021 | CO | Vestas Towers America, Inc. | 57643 | V100 | WT | OP | NA | WND |  | 24682 |  |  | EIA Prime Mover-level Data
2021 | MN | Prairie Rose Wind Farm | 57644 | PR1 | WT | OP | NA | WND |  | 5584558 |  |  | EIA Prime Mover-level Data
2021 | CO | City & County of Denver at Denver Int'l | 57645 | PV1 | PV | OP | NA | SUN |  | 46512 |  |  | EIA Prime Mover-level Data
2021 | MD | McCormick & Co. Inc. at Belcamp | 57646 | PV1 | PV | OP | NA | SUN |  | 20612 |  |  | EIA Prime Mover-level Data
2021 | NJ | Toys R Us- DE, Inc. at Mt. Olive, NJ | 57647 | PV1 | PV | OP | NA | SUN |  | 40874 |  |  | EIA Prime Mover-level Data
2021 | NY | Henkel U.S. Operations Corporation | 57648 | WT1 | WT | OP | NA | WND |  | 7401.5 |  |  | EIA Prime Mover-level Data
2021 | NY | Henkel U.S. Operations Corporation | 57648 | WT2 | WT | OP | NA | WND |  | 7401.5 |  |  | EIA Prime Mover-level Data
2021 | MN | Elm Creek Wind II LLC | 57649 | 1 | WT | OP | NA | WND |  | 2235058 |  |  | EIA Prime Mover-level Data
2021 | CA | Regulus Solar Project | 57650 | FRV4 | PV | OP | NA | SUN |  | 1392747 |  |  | EIA Prime Mover-level Data
2021 | CA | Adobe Solar | 57651 | FRV3 | PV | OP | NA | SUN |  | 414515 |  |  | EIA Prime Mover-level Data
2021 | OR | Yamhill Solar LLC | 57652 | 1 | PV | OP | NA | SUN |  | 8897 |  |  | EIA Prime Mover-level Data
2021 | OR | Oregon State University Energy Center | 57653 | CTG | CT | OP | NA | NG |  | 461507.5 | 1.24 | 0.0053736 | EIA Unit-level Data | NEI avg EF - PM, fuel type
2021 | OR | Oregon State University Energy Center | 57653 | STG | CA | OS | NA | NG
2021 | CA | Bakersfield College Solar 01 | 57655 | BC01 | PV | OP | NA | SUN |  | 18923 |  |  | EIA Prime Mover-level Data
2021 | CA | Temescal Canyon RV, LLC | 57656 | 1 | PV | OP | NA | SUN |  | 19313 |  |  | EIA Prime Mover-level Data
2021 | AZ | Avra Valley Solar | 57657 | 1 | PV | OP | NA | SUN |  | 594383 |  |  | EIA Prime Mover-level Data
2021 | TX | East Blackland Solar Project 1 | 57659 | PSF | PV | OP | NA | SUN |  | 1307243 |  |  | EIA Prime Mover-level Data
2021 | NJ | Vineland Mays Landing Solar | 57660 | VNLND | PV | OP | NA | SUN |  | 51988 |  |  | EIA Prime Mover-level Data
2021 | NJ | Manalapan Village Solar | 57661 | MANVL | PV | OP | NA | SUN |  | 33445 |  |  | EIA Prime Mover-level Data
2021 | NJ | McGraw Hill Solar | 57662 | MCGRH | PV | OP | NA | SUN |  | 149632 |  |  | EIA Prime Mover-level Data
2021 | KS | Cimarron Windpower II | 57663 | 1 | WT | OP | NA | WND |  | 4852517 |  |  | EIA Prime Mover-level Data
2021 | MN | SAF Hydroelectric LLC | 57665 | 1 | HY | OP | NA | WAT |  | 19697.313 |  |  | EIA Prime Mover-level Data
2021 | MN | SAF Hydroelectric LLC | 57665 | 10 | HY | OA | NA | WAT |  | 19697.313 |  |  | EIA Prime Mover-level Data
2021 | MN | SAF Hydroelectric LLC | 57665 | 11 | HY | OP | NA | WAT |  | 19697.313 |  |  | EIA Prime Mover-level Data
2021 | MN | SAF Hydroelectric LLC | 57665 | 12 | HY | OP | NA | WAT |  | 19697.313 |  |  | EIA Prime Mover-level Data
2021 | MN | SAF Hydroelectric LLC | 57665 | 13 | HY | OP | NA | WAT |  | 19697.313 |  |  | EIA Prime Mover-level Data
2021 | MN | SAF Hydroelectric LLC | 57665 | 14 | HY | OP | NA | WAT |  | 19697.313 |  |  | EIA Prime Mover-level Data
2021 | MN | SAF Hydroelectric LLC | 57665 | 15 | HY | OP | NA | WAT |  | 19697.313 |  |  | EIA Prime Mover-level Data
2021 | MN | SAF Hydroelectric LLC | 57665 | 16 | HY | OP | NA | WAT |  | 19697.313 |  |  | EIA Prime Mover-level Data
2021 | MN | SAF Hydroelectric LLC | 57665 | 2 | HY | OA | NA | WAT |  | 19697.313 |  |  | EIA Prime Mover-level Data
2021 | MN | SAF Hydroelectric LLC | 57665 | 3 | HY | OP | NA | WAT |  | 19697.313 |  |  | EIA Prime Mover-level Data
2021 | MN | SAF Hydroelectric LLC | 57665 | 4 | HY | OA | NA | WAT |  | 19697.313 |  |  | EIA Prime Mover-level Data
2021 | MN | SAF Hydroelectric LLC | 57665 | 5 | HY | OA | NA | WAT |  | 19697.313 |  |  | EIA Prime Mover-level Data
2021 | MN | SAF Hydroelectric LLC | 57665 | 6 | HY | OA | NA | WAT |  | 19697.313 |  |  | EIA Prime Mover-level Data
2021 | MN | SAF Hydroelectric LLC | 57665 | 7 | HY | OP | NA | WAT |  | 19697.313 |  |  | EIA Prime Mover-level Data
2021 | MN | SAF Hydroelectric LLC | 57665 | 8 | HY | OP | NA | WAT |  | 19697.313 |  |  | EIA Prime Mover-level Data
2021 | MN | SAF Hydroelectric LLC | 57665 | 9 | HY | OP | NA | WAT |  | 19697.313 |  |  | EIA Prime Mover-level Data
2021 | CT | Foxwoods CoGen | 57666 | CT1 | CT | OP | NA | NG |  | 59579.52 | 0.16008 | 0.0053736 | EIA Unit-level Data | NEI avg EF - PM, fuel type
2021 | CT | Foxwoods CoGen | 57666 | CT2 | CT | OP | NA | NG |  | 55749.2 | 0.14979 | 0.0053736 | EIA Unit-level Data | NEI avg EF - PM, fuel type
2021 | CT | Foxwoods CoGen | 57666 | STG1 | CA | OP | NA | NG |  | 0 | 0 |  | EIA Prime Mover-level Data | Estimated using an emission factor
2021 | NJ | Seabrook Solar Plant | 57667 | P21A | PV | OP | NA | SUN |  | 18622.941 |  |  | EIA Prime Mover-level Data
2021 | NJ | Seabrook Solar Plant | 57667 | P21B | PV | OP | NA | SUN |  | 18622.941 |  |  | EIA Prime Mover-level Data
2021 | NJ | Seabrook Solar Plant | 57667 | P2P2 | PV | OP | NA | SUN |  | 9932.235 |  |  | EIA Prime Mover-level Data
2021 | NJ | Seabrook Solar Plant | 57667 | SBS1 | PV | OP | NA | SUN |  | 37245.882 |  |  | EIA Prime Mover-level Data
2021 | PA | CASD Solar | 57668 | CASDE | PV | OP | NA | SUN |  | 6.231 |  |  | EIA Prime Mover-level Data
2021 | PA | CASD Solar | 57668 | CASDW | PV | OP | NA | SUN |  | 2.769 |  |  | EIA Prime Mover-level Data
2021 | CA | SMUD at Grundman | 57669 | PV1 | PV | OP | NA | SUN |  | 266218 |  |  | EIA Prime Mover-level Data
2021 | CA | SMUD at Van Conett | 57670 | PV1 | PV | OP | NA | SUN |  | 48884 |  |  | EIA Prime Mover-level Data
2021 | CA | SMUD at Fleshman | 57671 | PV1 | PV | OP | NA | SUN |  | 48655 |  |  | EIA Prime Mover-level Data
2021 | IA | Oakdale Renewable Energy Plant | 57672 | GE1 | IC | OP | NA | NG |  | 10568 | 0.0022298 | 0.000422 | EIA Prime Mover-level Data | Estimated using an emission factor
2021 | IA | Oakdale Renewable Energy Plant | 57672 | GE2 | IC | OP | NA | NG |  | 10568 | 0.0022298 | 0.000422 | EIA Prime Mover-level Data | Estimated using an emission factor
2021 | AZ | Macys Goodyear | 57673 | 1 | PV | OP | NA | SUN |  | 29974 |  |  | EIA Prime Mover-level Data
2021 | MA | Indian Orchard PV Facility | 57674 | 1 | PV | OP | NA | SUN |  | 23824 |  |  | EIA Prime Mover-level Data
2021 | IL | Pioneer Trail Wind Farm, LLC | 57675 | PTWF | WT | OP | NA | WND |  | 3958109 |  |  | EIA Prime Mover-level Data
2021 | MA | Silver Lake Solar Photovoltaic Facility | 57676 | 1 | PV | OP | NA | SUN |  | 16918 |  |  | EIA Prime Mover-level Data
2021 | NC | Murphy Farm Power, LLC | 57677 | 1 | PV | OP | NA | SUN |  | 10789 |  |  | EIA Prime Mover-level Data
2021 | KS | Post Rock Wind Power Project, LLC | 57678 | 1 | WT | OP | NA | WND |  | 6742019 |  |  | EIA Prime Mover-level Data
2021 | AZ | Arlington Valley Solar Energy II | 57680 | AVSE1 | PV | OP | NA | SUN |  | 460145.093 |  |  | EIA Prime Mover-level Data
2021 | AZ | Arlington Valley Solar Energy II | 57680 | AVSE2 | PV | OP | NA | SUN |  | 678108.558 |  |  | EIA Prime Mover-level Data
2021 | AZ | Arlington Valley Solar Energy II | 57680 | AVSE3 | PV | OP | NA | SUN |  | 678108.558 |  |  | EIA Prime Mover-level Data
2021 | AZ | Arlington Valley Solar Energy II | 57680 | AVSE4 | PV | OP | NA | SUN |  | 629672.233 |  |  | EIA Prime Mover-level Data
2021 | AZ | Arlington Valley Solar Energy II | 57680 | AVSE5 | PV | OP | NA | SUN |  | 678108.558 |  |  | EIA Prime Mover-level Data
2021 | CO | City of Boulder WWTP | 57681 | 1 | PV | OP | NA | SUN |  | 11434 |  |  | EIA Prime Mover-level Data
2021 | CA | City of Madera WWTP | 57682 | 1 | PV | OP | NA | SUN |  | 12274 |  |  | EIA Prime Mover-level Data
2021 | CA | Staples La Mirada, CA | 57683 | 1 | PV | OP | NA | SUN |  | 11345 |  |  | EIA Prime Mover-level Data
2021 | NV | Goodsprings Waste Heat Recovery | 57684 | HR1 | ST | OP | NA | WH |  | 248656 |  |  | EIA Prime Mover-level Data
2021 | FL | Rinehart | 57685 | 1 | PV | RE | NA | SUN
2021 | NC | CS Murphy Point, LLC | 57687 | 1 | PV | OP | NA | SUN |  | 11089 |  |  | EIA Prime Mover-level Data
2021 | CT | Norden 1-3 | 57689 | NORD1 | IC | OP | NA | DFO |  | 170 | 0.02635 | 0.31 | EIA Prime Mover-level Data | Estimated using an emission factor
2021 | CT | Norden 1-3 | 57689 | NORD2 | IC | OP | NA | DFO |  | 170 | 0.02635 | 0.31 | EIA Prime Mover-level Data | Estimated using an emission factor
2021 | CT | Norden 1-3 | 57689 | NORD3 | IC | OP | NA | DFO |  | 170 | 0.02635 | 0.31 | EIA Prime Mover-level Data | Estimated using an emission factor
2021 | MT | Turnbull Hydro | 57690 | 1 | HY | OP | NA | WAT |  | 88024.438 |  |  | EIA Prime Mover-level Data
2021 | MT | Turnbull Hydro | 57690 | 2 | HY | OP | NA | WAT |  | 127884.562 |  |  | EIA Prime Mover-level Data
2021 | CA | Topaz Solar Farm | 57695 | TPZ1 | PV | OP | NA | SUN |  | 2548339.54 |  |  | EIA Prime Mover-level Data
2021 | CA | Topaz Solar Farm | 57695 | TPZ2 | PV | OP | NA | SUN |  | 2968481.806 |  |  | EIA Prime Mover-level Data
2021 | CA | Topaz Solar Farm | 57695 | TPZ3 | PV | OP | NA | SUN |  | 2004510.532 |  |  | EIA Prime Mover-level Data
2021 | CA | Topaz Solar Farm | 57695 | TPZ4 | PV | OP | NA | SUN |  | 1772843.301 |  |  | EIA Prime Mover-level Data
2021 | CA | Topaz Solar Farm | 57695 | TPZ5 | PV | OP | NA | SUN |  | 2208691.82 |  |  | EIA Prime Mover-level Data
2021 | CA | Power Generation Station (PGS) 2 | 57696 | 1 | GT | OP | NA | OBG |  | 210849 | 2.2772 | 0.0216 | EIA Prime Mover-level Data | Estimated using an emission factor
2021 | CA | Aerojet I | 57697 | 1 | PV | OP | NA | SUN |  | 52314 |  |  | EIA Prime Mover-level Data
2021 | CA | Aerojet II | 57698 | 1 | PV | OP | NA | SUN |  | 35743 |  |  | EIA Prime Mover-level Data
2021 | TX | Webberville Solar Project | 57699 | AES1 | PV | OP | NA | SUN |  | 486754 |  |  | EIA Prime Mover-level Data
2021 | CA | Vasco Winds | 57700 | 1 | WT | OP | NA | WND |  | 2234846 |  |  | EIA Prime Mover-level Data
2021 | CA | Montezuma Wind II | 57701 | 1 | WT | OP | NA | WND |  | 2108559 |  |  | EIA Prime Mover-level Data
2021 | CA | Signal Hill West Unit | 57702 | 1 | GT | OP | NA | PRG |  | 638978 | 0.13482 | 0.000422 | EIA Prime Mover-level Data | Estimated using an emission factor
2021 | WY | Cheyenne Prairie Generating Station | 57703 | CT01 | CT | OP | CC | NG | 5418 | 1385925.857 | 3.3592 | 0.0048476 | EPA/CAMD | EPA/NEI | 2014
2021 | WY | Cheyenne Prairie Generating Station | 57703 | CT02 | CT | OP | CC | NG | 4942 | 1310184.693 | 4.1985 | 0.006409 | EPA/CAMD | EPA/NEI | 2014
2021 | WY | Cheyenne Prairie Generating Station | 57703 | CT03 | GT | OP | CT | NG | 432 | 123281.608 | 0.3948 | 0.0064048 | EPA/CAMD | EPA/NEI | 2014
2021 | MI | Blue Water Renewables Inc | 57706 | 1 | IC | OP | NA | LFG |  | 131357.5 | 0.96548 | 0.0147 | EIA Prime Mover-level Data | Estimated using an emission factor
2021 | MI | Blue Water Renewables Inc | 57706 | 2 | IC | OP | NA | LFG |  | 131357.5 | 0.96548 | 0.0147 | EIA Prime Mover-level Data | Estimated using an emission factor
2021 | AZ | Mesquite Solar 1 | 57707 | 1 | PV | OP | NA | SUN |  | 337051.953 |  |  | EIA Prime Mover-level Data
2021 | AZ | Mesquite Solar 1 | 57707 | 10 | PV | OP | NA | SUN |  | 252788.965 |  |  | EIA Prime Mover-level Data
2021 | AZ | Mesquite Solar 1 | 57707 | 11 | PV | OP | NA | SUN |  | 337051.953 |  |  | EIA Prime Mover-level Data
2021 | AZ | Mesquite Solar 1 | 57707 | 12 | PV | OP | NA | SUN |  | 337051.953 |  |  | EIA Prime Mover-level Data
2021 | AZ | Mesquite Solar 1 | 57707 | 2 | PV | OP | NA | SUN |  | 337051.953 |  |  | EIA Prime Mover-level Data
2021 | AZ | Mesquite Solar 1 | 57707 | 3 | PV | OP | NA | SUN |  | 210657.471 |  |  | EIA Prime Mover-level Data
2021 | AZ | Mesquite Solar 1 | 57707 | 4 | PV | OP | NA | SUN |  | 337051.953 |  |  | EIA Prime Mover-level Data
2021 | AZ | Mesquite Solar 1 | 57707 | 5 | PV | OP | NA | SUN |  | 337051.953 |  |  | EIA Prime Mover-level Data
2021 | AZ | Mesquite Solar 1 | 57707 | 6 | PV | OP | NA | SUN |  | 168525.976 |  |  | EIA Prime Mover-level Data
2021 | AZ | Mesquite Solar 1 | 57707 | 7 | PV | OP | NA | SUN |  | 337051.953 |  |  | EIA Prime Mover-level Data
2021 | AZ | Mesquite Solar 1 | 57707 | 8 | PV | OP | NA | SUN |  | 252788.965 |  |  | EIA Prime Mover-level Data
2021 | AZ | Mesquite Solar 1 | 57707 | 9 | PV | OP | NA | SUN |  | 337051.953 |  |  | EIA Prime Mover-level Data
2021 | CA | Catalina Solar LLC | 57708 | INV | PV | OP | NA | SUN |  | 2211872 |  |  | EIA Prime Mover-level Data
2021 | NY | Stephentown Spindle | 57710 | SRS1 | FW | OP | NA | MWH |  | 0 |  |  | EIA Prime Mover-level Data
2021 | CA | City of Palo Alto | 57714 | GEN1 | IC | SB | NA | NG
2021 | CA | City of Palo Alto | 57714 | GEN2 | IC | SB | NA | NG
2021 | CA | City of Palo Alto | 57714 | GEN3 | IC | SB | NA | NG
2021 | CA | City of Palo Alto | 57714 | GEN4 | IC | SB | NA | NG
2021 | CA | Watkins Manufacturing Co. | 57715 | GEN1 | IC | OP | NA | NG |  | 44292 | 0.0093456 | 0.000422 | EIA Prime Mover-level Data | Estimated using an emission factor
2021 | CA | Watkins Manufacturing Co. | 57715 | GEN2 | IC | OP | NA | NG |  | 44292 | 0.0093456 | 0.000422 | EIA Prime Mover-level Data | Estimated using an emission factor
2021 | PA | Hazle Spindle | 57716 | HRS1 | FW | OP | NA | MWH |  | 0 |  |  | EIA Prime Mover-level Data
2021 | MA | Berkshire Wind Power Project | 57721 | BWP | WT | OP | NA | WND |  | 293266.837 |  |  | EIA Prime Mover-level Data
2021 | MA | Berkshire Wind Power Project | 57721 | HN-8 | WT | OP | NA | WND |  | 44967.582 |  |  | EIA Prime Mover-level Data
2021 | MA | Berkshire Wind Power Project | 57721 | HN-9 | WT | OP | NA | WND |  | 44967.582 |  |  | EIA Prime Mover-level Data
2021 | CA | North Palm Springs 4A | 57722 | 1 | PV | OP | NA | SUN |  | 86468 |  |  | EIA Prime Mover-level Data
2021 | NJ | Johnson Matthey, Inc. Solar | 57723 | PV1 | PV | OP | NA | SUN |  | 62583 |  |  | EIA Prime Mover-level Data
2021 | NJ | NJMC Landfill | 57724 | NJMC | PV | OP | NA | SUN |  | 27068 |  |  | EIA Prime Mover-level Data
2021 | CA | Shiloh IV Wind Project LLC | 57725 | 1 | WT | OP | NA | WND |  | 2888521 |  |  | EIA Prime Mover-level Data
2021 | NJ | Summit Associates | 57726 | SUMA | PV | OP | NA | SUN |  | 21249 |  |  | EIA Prime Mover-level Data
2021 | NJ | BlackRock-Matrix | 57727 | BLAR | PV | OP | NA | SUN |  | 30119 |  |  | EIA Prime Mover-level Data
2021 | NJ | Mill Creek Solar | 57728 | MILLC | PV | OP | NA | SUN |  | 37379 |  |  | EIA Prime Mover-level Data
2021 | CA | Lake Hodges Hydroelectric Facility | 57729 | 1 | PS | OP | NA | WAT |  | 0 |  |  | EIA Prime Mover-level Data
2021 | CA | Lake Hodges Hydroelectric Facility | 57729 | 2 | PS | OP | NA | WAT |  | 0 |  |  | EIA Prime Mover-level Data
2021 | MN | UMM Wind Turbine | 57732 | UMM1 | WT | OP | NA | WND |  | 44296 |  |  | EIA Prime Mover-level Data
2021 | NJ | Benjamin Moore & Co. Solar | 57733 | PV1 | PV | OP | NA | SUN |  | 15996 |  |  | EIA Prime Mover-level Data
2021 | NJ | Cherry Hill | 57734 | CH | PV | OP | NA | SUN |  | 12815 |  |  | EIA Prime Mover-level Data
2021 | CA | UCSD Fuel Cell Plant | 57735 | UCSD | FC | OP | NA | NG |  | 90 | 0 | 0 | EIA Prime Mover-level Data | Estimated using an emission factor
2021 | NM | SPS1 Dollarhide | 57736 | 1 | PV | OP | NA | SUN |  | 188904 |  |  | EIA Prime Mover-level Data
2021 | NM | SPS2 Jal | 57737 | 1 | PV | OP | NA | SUN |  | 193050 |  |  | EIA Prime Mover-level Data
2021 | NM | SPS3 Lea | 57738 | 1 | PV | OP | NA | SUN |  | 184997 |  |  | EIA Prime Mover-level Data
2021 | NM | SPS4 Monument | 57739 | 1 | PV | OP | NA | SUN |  | 194449 |  |  | EIA Prime Mover-level Data
2021 | NM | SPS5 Hopi | 57740 | 1 | PV | OP | NA | SUN |  | 178637 |  |  | EIA Prime Mover-level Data
2021 | NJ | Vineland Headquarters | 57742 | VHQ | PV | OP | NA | SUN |  | 13263 |  |  | EIA Prime Mover-level Data
2021 | CA | North Palm Springs 1A | 57743 | 1 | PV | OP | NA | SUN |  | 49716 |  |  | EIA Prime Mover-level Data
2021 | PA | Laurel Hill Wind | 57744 | 1 | WT | OP | NA | WND |  | 1396920 |  |  | EIA Prime Mover-level Data
2021 | NJ | The City of Vineland at West Vineland | 57745 | PV1 | PV | OP | NA | SUN |  | 33110 |  |  | EIA Prime Mover-level Data
2021 | NJ | The City of Vineland at North Vineland | 57746 | PV1 | PV | OP | NA | SUN |  | 52174 |  |  | EIA Prime Mover-level Data
2021 | MD | FedEx Field Solar Facility | 57747 | 1 | PV | OP | NA | SUN |  | 19084 |  |  | EIA Prime Mover-level Data
2021 | MT | Gordon Butte Wind LLC | 57748 | DAW | WT | OP | NA | WND |  | 93044.136 |  |  | EIA Prime Mover-level Data
2021 | MT | Gordon Butte Wind LLC | 57748 | GBW | WT | OP | NA | WND |  | 330823.593 |  |  | EIA Prime Mover-level Data
2021 | MT | Gordon Butte Wind LLC | 57748 | OSR | WT | OP | NA | WND |  | 93044.136 |  |  | EIA Prime Mover-level Data
2021 | MT | Gordon Butte Wind LLC | 57748 | SOR | WT | OP | NA | WND |  | 93044.136 |  |  | EIA Prime Mover-level Data
2021 | ID | Sawtooth Wind Project | 57749 | ST | WT | OP | NA | WND |  | 479070 |  |  | EIA Prime Mover-level Data
2021 | NJ | Maple Solar | 57750 | P1 | PV | OP | NA | SUN |  | 23575.333 |  |  | EIA Prime Mover-level Data
2021 | NJ | Maple Solar | 57750 | P2 | PV | OP | NA | SUN |  | 11787.667 |  |  | EIA Prime Mover-level Data
2021 | TX | Los Vientos Wind 1A | 57751 | 1 | WT | OP | NA | WND |  | 3225005 |  |  | EIA Prime Mover-level Data
2021 | TX | Los Vientos Wind 1B | 57752 | 1 | WT | OP | NA | WND |  | 4121581 |  |  | EIA Prime Mover-level Data
2021 | CA | SMUD at Lawrence | 57753 | PV1 | PV | OP | NA | SUN |  | 12619 |  |  | EIA Prime Mover-level Data
2021 | VA | Frederick County LFGTE Facility | 57754 | 1 | IC | OP | NA | LFG |  | 59634.5 | 0.43831 | 0.0147 | EIA Prime Mover-level Data | Estimated using an emission factor
2021 | VA | Frederick County LFGTE Facility | 57754 | 2 | IC | OP | NA | LFG |  | 59634.5 | 0.43831 | 0.0147 | EIA Prime Mover-level Data | Estimated using an emission factor
2021 | NE | TPW Petersburg | 57755 | PETE | WT | OP | NA | WND |  | 1371875 |  |  | EIA Prime Mover-level Data
2021 | WA | Coastal Energy Project | 57756 | 1 | WT | OP | NA | WND |  | 123307 |  |  | EIA Prime Mover-level Data
2021 | CA | Pacific Wind LLC | 57757 | 1 | WT | OP | NA | WND |  | 2915228 |  |  | EIA Prime Mover-level Data
2021 | MD | Mount Saint Mary's | 57758 | PV1 | PV | OP | NA | SUN |  | 176366 |  |  | EIA Prime Mover-level Data
2021 | ID | Power County Wind Park South | 57760 | PCWPS | WT | OP | NA | WND |  | 537991 |  |  | EIA Prime Mover-level Data
2021 | ID | Power County Wind Park North | 57761 | PCWPN | WT | OP | NA | WND |  | 584762 |  |  | EIA Prime Mover-level Data
2021 | KS | Cimarron Wind Energy LLC | 57762 | CPV1 | WT | OP | NA | WND |  | 5622805 |  |  | EIA Prime Mover-level Data
2021 | WA | Youngs Creek Hydroelectric Project | 57763 | 1 | HY | OP | NA | WAT |  | 157777 |  |  | EIA Prime Mover-level Data
2021 | CA | Naval Air Weapons Station China Lake | 57764 | 1 | PV | OP | NA | SUN |  | 216220 |  |  | EIA Prime Mover-level Data
2021 | AZ | Arizona Western College PV | 57765 | SFC | PV | OP | NA | SUN |  | 15945.745 |  |  | EIA Prime Mover-level Data
2021 | AZ | Arizona Western College PV | 57765 | SHP | PV | OP | NA | SUN |  | 14351.17 |  |  | EIA Prime Mover-level Data
2021 | AZ | Arizona Western College PV | 57765 | SOLEG | PV | OP | NA | SUN |  | 15945.745 |  |  | EIA Prime Mover-level Data
2021 | AZ | Arizona Western College PV | 57765 | STE | PV | OP | NA | SUN |  | 14351.17 |  |  | EIA Prime Mover-level Data
2021 | AZ | Arizona Western College PV | 57765 | SWD | PV | OP | NA | SUN |  | 14351.17 |  |  | EIA Prime Mover-level Data
2021 | ID | Rockland Wind Farm | 57766 | RLWF | WT | OP | NA | WND |  | 2441480 |  |  | EIA Prime Mover-level Data
2021 | IL | Brown County Wind Turbine | 57767 | 1 | WT | OP | NA | WND |  | 25388 |  |  | EIA Prime Mover-level Data
2021 | PA | Longwood Gardens | 57768 | 1 | PV | OP | NA | SUN |  | 16580 |  |  | EIA Prime Mover-level Data
2021 | PA | Mehoopany Wind Energy LLC | 57769 | 1 | WT | OP | NA | WND |  | 3373710 |  |  | EIA Prime Mover-level Data
2021 | CA | South Bay Fuel Cell Plant | 57770 | SBFC | FC | OP | NA | NG |  | 61 | 0 | 0 | EIA Prime Mover-level Data | Estimated using an emission factor
2021 | CA | Ameresco Butte County | 57771 | 1 | IC | OP | NA | LFG |  | 144408 | 1.0614 | 0.0147 | EIA Prime Mover-level Data | Estimated using an emission factor
2021 | DE | Perdue Bridgeville Photovoltaic | 57772 | BRID | PV | OP | NA | SUN
2021 | CA | Palo Verde College | 57773 | 1 | PV | OP | NA | SUN |  | 18623 |  |  | EIA Prime Mover-level Data
2021 | CA | Windstar 1 | 57774 | WGNS | WT | OP | NA | WND |  | 1906374 |  |  | EIA Prime Mover-level Data
2021 | AZ | Kingman 1 | 57775 | PV | PV | OP | NA | SUN |  | 5561 |  |  | EIA Prime Mover-level Data
2021 | AZ | Kingman 1 | 57775 | WGNS | WT | OP | NA | WND |  | 183086 |  |  | EIA Prime Mover-level Data
2021 | NJ | FedEx Woodbridge | 57776 | 1 | PV | OP | NA | SUN |  | 18119 |  |  | EIA Prime Mover-level Data
2021 | CA | RE Dillard 1 LLC | 57777 | DL1 | PV | OP | NA | SUN |  | 49203 |  |  | EIA Prime Mover-level Data
2021 | CA | RE Kammerer 1 LLC | 57778 | KAM1 | PV | OP | NA | SUN |  | 98838 |  |  | EIA Prime Mover-level Data
2021 | CA | RE Dillard 2 LLC | 57779 | DIL2 | PV | OP | NA | SUN |  | 57710 |  |  | EIA Prime Mover-level Data
2021 | CA | RE Kammerer 2 LLC | 57780 | KAM2 | PV | OP | NA | SUN |  | 99485 |  |  | EIA Prime Mover-level Data
2021 | CA | RE Dillard 3 LLC | 57781 | DIL3 | PV | OP | NA | SUN |  | 55789 |  |  | EIA Prime Mover-level Data
2021 | CA | RE Kammerer 3 LLC | 57782 | KAM3 | PV | OP | NA | SUN |  | 96990 |  |  | EIA Prime Mover-level Data
2021 | CA | RE Bruceville 1 LLC | 57783 | BRU1 | PV | OP | NA | SUN |  | 97627 |  |  | EIA Prime Mover-level Data
2021 | CA | RE Bruceville 2 LLC | 57784 | BRU2 | PV | OP | NA | SUN |  | 97237 |  |  | EIA Prime Mover-level Data
2021 | CA | RE Bruceville 3 LLC | 57785 | BRU3 | PV | OP | NA | SUN |  | 94548 |  |  | EIA Prime Mover-level Data
2021 | KS | Flat Ridge 2 Wind Energy LLC | 57787 | 1 | WT | OP | NA | WND |  | 15207043 |  |  | EIA Prime Mover-level Data
2021 | DC | US GSA Heating and Transmission | 57788 | TG1 | GT | OP | NA | NG |  | 479735 | 1.9229 | 0.0080165 | EIA Prime Mover-level Data | NEI avg EF - PM, fuel type
2021 | DC | US GSA Heating and Transmission | 57788 | TG2 | GT | OP | NA | NG |  | 479735 | 1.9229 | 0.0080165 | EIA Prime Mover-level Data | NEI avg EF - PM, fuel type
2021 | NY | Peak Power 1 Cogen | 57789 | GEN1 | IC | OP | NA | NG |  | 61587.333 | 0.012995 | 0.000422 | EIA Prime Mover-level Data | Estimated using an emission factor
2021 | NY | Peak Power 1 Cogen | 57789 | GEN2 | IC | OP | NA | NG |  | 61587.333 | 0.012995 | 0.000422 | EIA Prime Mover-level Data | Estimated using an emission factor
2021 | NY | Peak Power 1 Cogen | 57789 | GEN3 | IC | OP | NA | NG |  | 61587.333 | 0.012995 | 0.000422 | EIA Prime Mover-level Data | Estimated using an emission factor
2021 | AZ | RE Bagdad Solar I LLC | 57790 | 1 | PV | OP | NA | SUN |  | 230042 |  |  | EIA Prime Mover-level Data
2021 | CA | Foundation AB | 57791 | WTG1 | WT | OP | NA | WND |  | 20773 |  |  | EIA Prime Mover-level Data
2021 | CA | Foundation IE | 57792 | WTG1 | WT | OP | NA | WND |  | 4421 |  |  | EIA Prime Mover-level Data
2021 | IN | St. Joseph Energy Center LLC | 57794 | CTG01A | CT | OP | CC | NG | 6650 | 15048816.7 | 46.83 | 0.0062237 | EPA/CAMD | EPA/NEI | 2017
2021 | IN | St. Joseph Energy Center LLC | 57794 | CTG01B | CT | OP | CC | NG | 6700 | 15199754.961 | 44.3404 | 0.0058344 | EPA/CAMD | EPA/NEI | 2017
2021 | AZ | RE Ajo 1 LLC | 57795 | 1 | PV | OP | NA | SUN |  | 75988 |  |  | EIA Prime Mover-level Data
2021 | CA | Golden Springs Building C-1 | 57796 | 1 | PV | OP | NA | SUN |  | 15300 |  |  | EIA Prime Mover-level Data
2021 | CA | Golden Springs Building D | 57797 | 1 | PV | OP | NA | SUN |  | 17607 |  |  | EIA Prime Mover-level Data
2021 | NY | OBP Cogen | 57798 | 1OBP | GT | OP | NA | NG |  | 354330 | 1.4202 | 0.0080165 | EIA Prime Mover-level Data | NEI avg EF - PM, fuel type
2021 | NJ | ISH Solar Central, LLC | 57799 | 1 | PV | OP | NA | SUN
2021 | ND | Bison 2 Wind Energy Center | 57800 | BISO2 | WT | OP | NA | WND |  | 2650866 |  |  | EIA Prime Mover-level Data
2021 | ND | Bison 3 Wind Energy Center | 57801 | BISO3 | WT | OP | NA | WND |  | 2661131 |  |  | EIA Prime Mover-level Data
2021 | TX | Magic Valley Wind Farm I LLC | 57802 | MV1 | WT | OP | NA | WND |  | 4377551 |  |  | EIA Prime Mover-level Data
2021 | OR | Lime Wind | 57803 | T1-6 | WT | OP | NA | WND |  | 55791 |  |  | EIA Prime Mover-level Data
2021 | VT | Middlebury College | 57804 | 2 | ST | OP | NA | WDS |  | 101062.714 | 0.52448 | 0.010379 | EIA Prime Mover-level Data | NEI avg EF - PM, fuel type
2021 | VT | Middlebury College | 57804 | 3 | ST | OP | NA | WDS |  | 134750.286 | 0.69931 | 0.010379 | EIA Prime Mover-level Data | NEI avg EF - PM, fuel type
2021 | NJ | William Paterson University | 57805 | WPU1 | PV | OP | NA | SUN
2021 | CA | RE Dillard 4 LLC | 57806 | DIL4 | PV | OP | NA | SUN
2021 | CA | Lockheed Martin Sunnyvale | 57808 | LOK00 | FC | OP | NA | NG |  | 38662 | 0 | 0 | EIA Prime Mover-level Data | Estimated using an emission factor
2021 | CA | Franklin Templeton San Mateo | 57809 | FRK00 | FC | OP | NA | NG |  | 54798 | 0 | 0 | EIA Prime Mover-level Data | Estimated using an emission factor
2021 | CA | Adobe San Jose | 57811 | ADB00 | FC | OP | NA | NG
2021 | CA | Adobe San Jose | 57811 | ADB01 | FC | OP | NA | NG
2021 | MN | GL Wind | 57813 | TURB1 | WT | OP | NA | WND |  | 40505 |  |  | EIA Prime Mover-level Data
2021 | MN | GL Wind | 57813 | TURB2 | WT | OP | NA | WND |  | 40505 |  |  | EIA Prime Mover-level Data
2021 | NJ | Titusville Solar | 57815 | PV1 | PV | OP | NA | SUN |  | 47505 |  |  | EIA Prime Mover-level Data
2021 | CA | RE McKenzie 1 LLC | 57816 | MCK1 | PV | OP | NA | SUN |  | 103463 |  |  | EIA Prime Mover-level Data
2021 | CA | RE McKenzie 2 LLC | 57817 | MCK2 | PV | OP | NA | SUN |  | 104338 |  |  | EIA Prime Mover-level Data
2021 | CA | RE McKenzie 3 LLC | 57818 | MCK3 | PV | OP | NA | SUN |  | 103517 |  |  | EIA Prime Mover-level Data
2021 | CA | RE McKenzie 4 LLC | 57819 | MCK4 | PV | OP | NA | SUN |  | 108184 |  |  | EIA Prime Mover-level Data
2021 | CA | RE McKenzie 5 LLC | 57820 | MCK5 | PV | OP | NA | SUN |  | 101791 |  |  | EIA Prime Mover-level Data
2021 | CA | RE McKenzie 6 LLC | 57821 | MCK6 | PV | OP | NA | SUN |  | 102127 |  |  | EIA Prime Mover-level Data
2021 | OH | Middletown Coke Company, LLC | 57822 | HRSG1 | ST | OP | NA | COG |  | 1358826.726 | 12.963 | 0.01908 | EIA Unit-level Data | NEI avg EF - PM, fuel type
2021 | OH | Middletown Coke Company, LLC | 57822 | HRSG2 | ST | OP | NA | COG |  | 1358826.726 | 12.963 | 0.01908 | EIA Unit-level Data | NEI avg EF - PM, fuel type
2021 | OH | Middletown Coke Company, LLC | 57822 | HRSG3 | ST | OP | NA | COG |  | 1358826.726 | 12.963 | 0.01908 | EIA Unit-level Data | NEI avg EF - PM, fuel type
2021 | OH | Middletown Coke Company, LLC | 57822 | HRSG4 | ST | OP | NA | COG |  | 1358826.726 | 12.963 | 0.01908 | EIA Unit-level Data | NEI avg EF - PM, fuel type
2021 | OH | Middletown Coke Company, LLC | 57822 | HRSG5 | ST | OP | NA | COG |  | 1358826.726 | 12.963 | 0.01908 | EIA Unit-level Data | NEI avg EF - PM, fuel type
2021 | MN | WCROC Wind Farm | 57823 | WTG1 | WT | OP | NA | WND |  | 38344 |  |  | EIA Prime Mover-level Data
2021 | WI | Onalaska Campus Landfill Biogas | 57824 | 416LF | IC | OP | NA | LFG |  | 50129 | 0.36845 | 0.0147 | EIA Prime Mover-level Data | Estimated using an emission factor
2021 | CA | Dinuba Wastewater Treatment Plant | 57827 | DSPV | PV | OP | NA | SUN |  | 13027 |  |  | EIA Prime Mover-level Data
2021 | OK | Tulsa LFG LLC | 57828 | GEN1 | IC | RE | NA | LFG |  | 86609.667 | 0.63658 | 0.0147 | EIA Prime Mover-level Data | Estimated using an emission factor
2021 | OK | Tulsa LFG LLC | 57828 | GEN3M | IC | OP | NA | LFG |  | 86609.667 | 0.63658 | 0.0147 | EIA Prime Mover-level Data | Estimated using an emission factor
2021 | OK | Tulsa LFG LLC | 57828 | GEN4M | IC | OP | NA | LFG |  | 86609.667 | 0.63658 | 0.0147 | EIA Prime Mover-level Data | Estimated using an emission factor
2021 | IA | Rippey Wind Farm | 57830 | NORD | WT | OP | NA | WND |  | 1101493 |  |  | EIA Prime Mover-level Data
2021 | CA | Heliocentric | 57831 | 1 | PV | OP | NA | SUN |  | 22858 |  |  | EIA Prime Mover-level Data
2021 | IA | Hawkeye Wind Farm | 57832 | NORD | WT | OP | NA | WND |  | 1155779 |  |  | EIA Prime Mover-level Data
2021 | CA | Mustang Hills LLC | 57833 | AW06 | WT | OP | NA | WND |  | 2624735 |  |  | EIA Prime Mover-level Data
2021 | CA | Pinyon Pine I | 57834 | AW07 | WT | OP | NA | WND |  | 2764595 |  |  | EIA Prime Mover-level Data
2021 | CA | Alta Wind VIII | 57835 | AW08 | WT | OP | NA | WND |  | 1667403 |  |  | EIA Prime Mover-level Data
2021 | CA | L-8 Solar Project | 57836 | TSM | PV | OP | NA | SUN |  | 25974 |  |  | EIA Prime Mover-level Data
2021 | CA | Pinyon Pine II | 57837 | AW09 | WT | OP | NA | WND |  | 2018334 |  |  | EIA Prime Mover-level Data
2021 | MA | Dartmouth II Solar | 57838 | D2MA | PV | OP | NA | SUN |  | 29819 |  |  | EIA Prime Mover-level Data
2021 | NJ | Woodbridge Energy Center | 57839 | 0001 | CT | OP | CC | NG | 6569 | 12959887.496 | 34.8203 | 0.0053736 | EPA/CAMD | NEI avg EF - PM, fuel type, firing type | 2015
2021 | NJ | Woodbridge Energy Center | 57839 | 0002 | CT | OP | CC | NG | 5824 | 11797037.992 | 31.696 | 0.0053736 | EPA/CAMD | NEI avg EF - PM, fuel type, firing type | 2015
2021 | CA | ISH Solar Hospital SDMC | 57840 | 1 | PV | OP | NA | SUN
2021 | CA | ISH Solar Hospital Downey | 57841 | 1 | PV | OP | NA | SUN
2021 | IN | Wabash River Highland Plant | 57842 | 1 | GT | OP | CT | NG | 457 | 617830.587 | 5.7088 | 0.01848 | EPA/CAMD | EPA/NEI | 1953
2021 | IA | Franklin County Wind Farm | 57844 | 1 | WT | OP | NA | WND |  | 1823011 |  |  | EIA Prime Mover-level Data
2021 | NJ | AC Landfill Energy LLC | 57845 | UNIT1 | IC | RE | NA | LFG |  | 47602.286 | 0.34988 | 0.0147 | EIA Prime Mover-level Data | Estimated using an emission factor
2021 | NJ | AC Landfill Energy LLC | 57845 | UNIT2 | IC | RE | NA | LFG |  | 56527.714 | 0.41548 | 0.0147 | EIA Prime Mover-level Data | Estimated using an emission factor
2021 | NJ | WC Landfill Energy LLC | 57848 | SOLAR | PV | OP | NA | SUN |  | 5191 |  |  | EIA Prime Mover-level Data
2021 | CA | Green Acres Solar Facility 1 | 57849 | GASF1 | PV | OP | NA | SUN |  | 44622 |  |  | EIA Prime Mover-level Data
2021 | CA | Green Acres Solar Facility 2 | 57850 | GASF2 | PV | OP | NA | SUN |  | 17899 |  |  | EIA Prime Mover-level Data
2021 | MI | Sigel Wind Park | 57851 | 1 | WT | OP | NA | WND |  | 2162192 |  |  | EIA Prime Mover-level Data
2021 | MI | Minden Wind Park | 57852 | 1 | WT | OP | NA | WND |  | 964489 |  |  | EIA Prime Mover-level Data
2021 | MI | McKinley Wind Park | 57853 | 1 | WT | OP | NA | WND |  | 434313 |  |  | EIA Prime Mover-level Data
2021 | CA | North Hollywood | 57854 | 1PT1 | HY | OS | NA | WAT
2021 | CA | North Hollywood | 57854 | 1PT2 | HY | SB | NA | WAT
2021 | CA | North Hollywood | 57854 | 1PT3 | HY | SB | NA | WAT
2021 | CA | North Hollywood | 57854 | 2T1 | HY | RE | NA | WAT
2021 | CA | North Hollywood | 57854 | 2T2 | HY | RE | NA | WAT
2021 | CA | North Hollywood | 57854 | 3T1 | HY | SB | NA | WAT
2021 | CA | North Hollywood | 57854 | 3T2 | HY | SB | NA | WAT
2021 | MA | Ipswich Wind Turbine | 57855 | 1 | WT | OP | NA | WND |  | 32163 |  |  | EIA Prime Mover-level Data
2021 | CA | Univ of California San Diego Solar | 57856 | SGU1 | PV | OP | NA | SUN |  | 22063 |  |  | EIA Prime Mover-level Data
2021 | KS | Caney River Wind Project | 57858 | 1 | WT | OP | NA | WND |  | 5947466 |  |  | EIA Prime Mover-level Data
2021 | NV | Moapa Southern Paiute | 57859 | 1 | PV | OP | NA | SUN |  | 5360096 |  |  | EIA Prime Mover-level Data
2021 | CA | Industry MetroLink PV 1 | 57860 | 1 | PV | OP | NA | SUN |  | 9350 |  |  | EIA Prime Mover-level Data
2021 | ID | Hidden Hollow Energy | 57861 | UNT1 | IC | OP | NA | LFG |  | 121252.5 | 0.89121 | 0.0147 | EIA Prime Mover-level Data | Estimated using an emission factor
2021 | ID | Hidden Hollow Energy | 57861 | UNT2 | IC | OP | NA | LFG |  | 121252.5 | 0.89121 | 0.0147 | EIA Prime Mover-level Data | Estimated using an emission factor
2021 | IN | Wildcat Wind Farm I, LLC | 57862 | 1 | WT | OP | NA | WND |  | 5660334 |  |  | EIA Prime Mover-level Data
2021 | NJ | McKee City Solar Phase 2 | 57863 | UNIT1 | PV | OP | NA | SUN |  | 28500 |  |  | EIA Prime Mover-level Data
2021 | NJ | Stockton Athletic Center | 57864 | 2LOT7 | PV | OP | NA | SUN |  | 5310 |  |  | EIA Prime Mover-level Data
2021 | NJ | Stockton Athletic Center | 57864 | LOT7 | PV | OP | NA | SUN |  | 3186 |  |  | EIA Prime Mover-level Data
2021 | NJ | Stockton Athletic Center | 57864 | SAC | PV | OP | NA | SUN |  | 3186 |  |  | EIA Prime Mover-level Data
2021 | TX | Antelope Elk Energy Center | 57865 | 1 | GT | OP | CT | NG | 1095 | 1443944.381 | 4.765 | 0.0066 | EPA/CAMD | EPA/NEI | 2015
2021 | TX | Antelope Elk Energy Center | 57865 | 2 | GT | OP | CT | NG | 730 | 980731.036 | 3.2364 | 0.0066 | EPA/CAMD | EPA/NEI | 2016
2021 | TX | Antelope Elk Energy Center | 57865 | 3 | GT | OP | CT | NG | 594 | 785832.314 | 2.5932 | 0.0065999 | EPA/CAMD | EPA/NEI | 2016
2021 | TX | Golden Spread Panhandle Wnd Rch | 57866 | PWR | WT | OP | NA | WND |  | 1789336 |  |  | EIA Prime Mover-level Data
2021 | NY | Howard Wind Farm | 57867 | 1 | WT | OP | NA | WND |  | 890670.785 |  |  | EIA Prime Mover-level Data
2021 | NY | Howard Wind Farm | 57867 | 2 | WT | OP | NA | WND |  | 71184.215 |  |  | EIA Prime Mover-level Data
2021 | NJ | L'Oreal Piscataway | 57868 | UNIT1 | PV | OP | NA | SUN |  | 5247.478 |  |  | EIA Prime Mover-level Data
2021 | NJ | L'Oreal Piscataway | 57868 | UNIT2 | PV | OP | NA | SUN |  | 1210.957 |  |  | EIA Prime Mover-level Data
2021 | NJ | L'Oreal Piscataway | 57868 | UNIT3 | PV | OP | NA | SUN |  | 2825.565 |  |  | EIA Prime Mover-level Data
2021 | NJ | Heller Industrial Parks | 57869 | HH | PV | OP | NA | SUN |  | 5459.674 |  |  | EIA Prime Mover-level Data
2021 | NJ | Heller Industrial Parks | 57869 | HII | PV | OP | NA | SUN |  | 4367.739 |  |  | EIA Prime Mover-level Data
2021 | NJ | Heller Industrial Parks | 57869 | HJC | PV | OP | NA | SUN |  | 2183.87 |  |  | EIA Prime Mover-level Data
2021 | NJ | Heller Industrial Parks | 57869 | HM | PV | OP | NA | SUN |  | 8735.478 |  |  | EIA Prime Mover-level Data
2021 | NJ | Heller Industrial Parks | 57869 | UNIT1 | PV | OP | NA | SUN |  | 29482.239 |  |  | EIA Prime Mover-level Data
2021 | CA | Castle Rock Vineyards | 57870 | SOLAR | PV | OP | NA | SUN |  | 7843 |  |  | EIA Prime Mover-level Data
2021 | CA | 2555 E Olympic Bl | 57871 | 1 | PV | OP | NA | SUN
2021 | NM | LCEC Generation LLVC | 57872 | UNIT1 | IC | OP | NA | NG |  | 120088.2 | 0.025339 | 0.000422 | EIA Prime Mover-level Data | Estimated using an emission factor
2021 | NM | LCEC Generation LLVC | 57872 | UNIT2 | IC | OP | NA | NG |  | 120088.2 | 0.025339 | 0.000422 | EIA Prime Mover-level Data | Estimated using an emission factor
2021 | NM | LCEC Generation LLVC | 57872 | UNIT3 | IC | OP | NA | NG |  | 120088.2 | 0.025339 | 0.000422 | EIA Prime Mover-level Data | Estimated using an emission factor
2021 | NM | LCEC Generation LLVC | 57872 | UNIT4 | IC | OP | NA | NG |  | 120088.2 | 0.025339 | 0.000422 | EIA Prime Mover-level Data | Estimated using an emission factor
2021 | NM | LCEC Generation LLVC | 57872 | UNIT5 | IC | OP | NA | NG |  | 120088.2 | 0.025339 | 0.000422 | EIA Prime Mover-level Data | Estimated using an emission factor
2021 | IA | Eclipse Wind Farm | 57873 | EWF | WT | OP | NA | WND |  | 6021411 |  |  | EIA Prime Mover-level Data
2021 | IA | Vienna Wind Farm | 57874 | VIIWF | WT | OP | NA | WND |  | 1283642.043 |  |  | EIA Prime Mover-level Data
2021 | IA | Vienna Wind Farm | 57874 | VIWF | WT | OP | NA | WND |  | 3039295.957 |  |  | EIA Prime Mover-level Data
2021 | IA | Morning Light Wind Farm | 57875 | MLWF | WT | OP | NA | WND |  | 2861392 |  |  | EIA Prime Mover-level Data
2021 | CA | Santa Cruz Energy | 57876 | UNT1 | IC | OP | NA | LFG |  | 109643 | 0.80588 | 0.0147 | EIA Prime Mover-level Data | Estimated using an emission factor
2021 | MD | Perdue Salisbury Photovoltaic | 57879 | SALI | PV | OP | NA | SUN
2021 | MN | Eolos Wind Energy Research Field Station | 57880 | 1 | WT | OP | NA | WND |  | 26043 |  |  | EIA Prime Mover-level Data
2021 | ND | Pioneer Generating Station | 57881 | CT1 | GT | OP | CT | NG | 3125 | 1020329.446 | 8.6728 | 0.017 | EPA/CAMD | EPA/NEI | 2013
2021 | ND | Pioneer Generating Station | 57881 | CT2 | GT | OP | CT | NG | 3196 | 1068830.809 | 4.7563 | 0.0089 | EPA/CAMD | EPA/NEI | 2013
2021 | ND | Pioneer Generating Station | 57881 | CT3 | GT | OP | CT | NG | 3250 | 1077159.864 | 6.1937 | 0.0115 | EPA/CAMD | EPA/NEI | 2014
2021 | OR | Baldock Solar Highway | 57882 | BSH1 | PV | OP | NA | SUN |  | 16899 |  |  | EIA Prime Mover-level Data
2021 | AZ | Queen Creek Solar Farm | 57883 | GEN1 | PV | OP | NA | SUN |  | 429460 |  |  | EIA Prime Mover-level Data
2021 | LA | Lake Charles Polymers | 57884 | G-900 | GT | OP | NA | NG |  | 1254386 | 5.0279 | 0.0080165 | EIA Prime Mover-level Data | NEI avg EF - PM, fuel type
2021 | LA | Lake Charles Polymers | 57884 | G-901 | IC | OP | NA | NG |  | 412108.5 | 0.086955 | 0.000422 | EIA Prime Mover-level Data | Estimated using an emission factor
2021 | LA | Lake Charles Polymers | 57884 | G-902 | IC | OP | NA | NG |  | 412108.5 | 0.086955 | 0.000422 | EIA Prime Mover-level Data | Estimated using an emission factor
2021 | SC | Wellford Renewable Energy Plant | 57885 | LFG1 | IC | OP | NA | LFG |  | 9162 | 0.067341 | 0.0147 | EIA Prime Mover-level Data | Estimated using an emission factor
2021 | SC | City West Diesel Plant | 57886 | DI1 | IC | OP | NA | DFO |  | 82.75 | 0.012826 | 0.31 | EIA Prime Mover-level Data | Estimated using an emission factor
2021 | SC | City West Diesel Plant | 57886 | DI2 | IC | OP | NA | DFO |  | 82.75 | 0.012826 | 0.31 | EIA Prime Mover-level Data | Estimated using an emission factor
2021 | SC | City West Diesel Plant | 57886 | DI3 | IC | OP | NA | DFO |  | 82.75 | 0.012826 | 0.31 | EIA Prime Mover-level Data | Estimated using an emission factor
2021 | SC | City West Diesel Plant | 57886 | DI4 | IC | OP | NA | DFO |  | 82.75 | 0.012826 | 0.31 | EIA Prime Mover-level Data | Estimated using an emission factor
2021 | NM | Wildcat Wind | 57887 | 1 | WT | OP | NA | WND |  | 692034 |  |  | EIA Prime Mover-level Data
2021 | MI | Harvest 2 | 57888 | 1 | WT | OP | NA | WND |  | 1637935 |  |  | EIA Prime Mover-level Data
2021 | OK | KODE Novus II | 57889 | NOVII | WT | OP | NA | WND |  | 102703 |  |  | EIA Prime Mover-level Data
2021 | ID | Horse Butte Wind I, LLC | 57890 | 1 | WT | OP | NA | WND |  | 1548604 |  |  | EIA Prime Mover-level Data
2021 | CA | Guernsey Solar Station | 57891 | 1 | PV | OP | NA | SUN |  | 343674 |  |  | EIA Prime Mover-level Data
2021 | CA | Gates Solar Station | 57892 | 1 | PV | OP | NA | SUN |  | 234232 |  |  | EIA Prime Mover-level Data
2021 | VA | Martinsville LFG Generator | 57893 | LFG1 | IC | OP | NA | LFG
2021 | CA | Improvement Dst No. 4 | 57895 | ID4 | PV | OP | NA | SUN |  | 4811 |  |  | EIA Prime Mover-level Data
2021 | NC | Concord Energy | 57896 | UNT1 | GT | OP | NA | LFG |  | 411370.5 | 4.4428 | 0.0216 | EIA Prime Mover-level Data | Estimated using an emission factor
2021 | NC | Concord Energy | 57896 | UNT2 | GT | OP | NA | LFG |  | 411370.5 | 4.4428 | 0.0216 | EIA Prime Mover-level Data | Estimated using an emission factor
2021 | VA | Richmond Energy | 57897 | UNT1 | IC | OP | NA | LFG
2021 | VA | Richmond Energy | 57897 | UNT2 | IC | OP | NA | LFG
2021 | VA | Richmond Energy | 57897 | UNT3 | IC | OP | NA | LFG
2021 | VA | Richmond Energy | 57897 | UNT4 | IC | OP | NA | LFG
2021 | FL | Palm Beach Renewable Energy Facility 2 | 57898 | BLR3 | ST | OP | NA | MSW |  | 2958597.433 | 230.7706 | 0.156 | EIA Unit-level Data | Estimated using an emission factor
2021 | FL | Palm Beach Renewable Energy Facility 2 | 57898 | BLR4 | ST | OP | NA | MSW |  | 2958597.433 | 230.7706 | 0.156 | EIA Unit-level Data | Estimated using an emission factor
2021 | FL | Palm Beach Renewable Energy Facility 2 | 57898 | BLR5 | ST | OP | NA | MSW |  | 2958597.433 | 230.7706 | 0.156 | EIA Unit-level Data | Estimated using an emission factor
2021 | UT | Hurricane City Power | 57899 | 1 | IC | SB | NA | DFO |  | 9430.834 | 1.4618 | 0.31 | EIA Prime Mover-level Data | Estimated using an emission factor
2021 | UT | Hurricane City Power | 57899 | 2 | IC | SB | NA | DFO |  | 9430.834 | 1.4618 | 0.31 | EIA Prime Mover-level Data | Estimated using an emission factor
2021 | UT | Hurricane City Power | 57899 | 3 | IC | SB | NA | DFO |  | 9430.834 | 1.4618 | 0.31 | EIA Prime Mover-level Data | Estimated using an emission factor
2021 | UT | Hurricane City Power | 57899 | 4 | IC | OP | NA | NG |  | 11095.099 | 0.0023411 | 0.000422 | EIA Prime Mover-level Data | Estimated using an emission factor
2021 | UT | Hurricane City Power | 57899 | 5 | IC | OP | NA | NG |  | 11095.099 | 0.0023411 | 0.000422 | EIA Prime Mover-level Data | Estimated using an emission factor
2021 | UT | Hurricane City Power | 57899 | 6 | IC | OP | NA | NG |  | 11095.099 | 0.0023411 | 0.000422 | EIA Prime Mover-level Data | Estimated using an emission factor
2021 | UT | Hurricane City Power | 57899 | 7 | IC | OP | NA | NG |  | 11095.099 | 0.0023411 | 0.000422 | EIA Prime Mover-level Data | Estimated using an emission factor
2021 | UT | Hurricane City Power | 57899 | 8 | IC | OP | NA | NG |  | 11095.099 | 0.0023411 | 0.000422 | EIA Prime Mover-level Data | Estimated using an emission factor
2021 | CA | Solar Photovoltaic Project #48 | 57900 | S48A | PV | OP | NA | SUN |  | 4363.9 |  |  | EIA Prime Mover-level Data
2021 | CA | Solar Photovoltaic Project #48 | 57900 | S48B | PV | OP | NA | SUN |  | 4363.9 |  |  | EIA Prime Mover-level Data
2021 | CA | Solar Photovoltaic Project #48 | 57900 | S48C | PV | OP | NA | SUN |  | 4363.9 |  |  | EIA Prime Mover-level Data
2021 | CA | Solar Photovoltaic Project #48 | 57900 | S48D | PV | OP | NA | SUN |  | 4363.9 |  |  | EIA Prime Mover-level Data
2021 | CA | Solar Photovoltaic Project #48 | 57900 | S48E | PV | OP | NA | SUN |  | 4363.9 |  |  | EIA Prime Mover-level Data
2021 | CA | Solar Photovoltaic Project #48 | 57900 | S48F | PV | OP | NA | SUN |  | 4363.9 |  |  | EIA Prime Mover-level Data
2021 | CA | Solar Photovoltaic Project #48 | 57900 | S48G | PV | OP | NA | SUN |  | 4363.9 |  |  | EIA Prime Mover-level Data
2021 | CA | Solar Photovoltaic Project #48 | 57900 | S48H | PV | OP | NA | SUN |  | 4363.9 |  |  | EIA Prime Mover-level Data
2021 | CA | Solar Photovoltaic Project #48 | 57900 | S48I | PV | OP | NA | SUN |  | 4363.9 |  |  | EIA Prime Mover-level Data
2021 | CA | Solar Photovoltaic Project #48 | 57900 | S48J | PV | OP | NA | SUN |  | 4363.9 |  |  | EIA Prime Mover-level Data
2021 | ID | Fighting Creek LFGTE Plant | 57902 | G-123 | IC | OP | NA | LFG |  | 89582.5 | 0.65843 | 0.0147 | EIA Prime Mover-level Data | Estimated using an emission factor
2021 | ID | Fighting Creek LFGTE Plant | 57902 | G-162 | IC | OP | NA | LFG |  | 89582.5 | 0.65843 | 0.0147 | EIA Prime Mover-level Data | Estimated using an emission factor
2021 | MN | SMMPA Methane Energy Facility | 57903 | UNIT1 | IC | OP | NA | LFG |  | 72956 | 0.53623 | 0.0147 | EIA Prime Mover-level Data | Estimated using an emission factor
2021 | CA | San Antonio West Solar Rooftop | 57904 | CHNO | PV | OP | NA | SUN |  | 13504 |  |  | EIA Prime Mover-level Data
2021 | OH | Central Utility Plant Cincinnati | 57908 | CTG1 | CT | OP | NA | NG |  | 1069811.792 | 2.8743 | 0.0053736 | EIA Unit-level Data | NEI avg EF - PM, fuel type
2021 | OH | Central Utility Plant Cincinnati | 57908 | CTG2 | CT | OP | NA | NG |  | 1111346.182 | 2.9859 | 0.0053736 | EIA Unit-level Data | NEI avg EF - PM, fuel type
2021 | OH | Central Utility Plant Cincinnati | 57908 | HRSG1 | CA | OP | NA | NG |  | 237857.079 | 0.050188 | 0.000422 | EIA Unit-level Data | Estimated using an emission factor
2021 | OH | Central Utility Plant Cincinnati | 57908 | HRSG2 | CA | OP | NA | NG |  | 247018.458 | 0.052121 | 0.000422 | EIA Unit-level Data | Estimated using an emission factor
2021 | OH | Central Utility Plant Cincinnati | 57908 | P005 | IC | OP | NA | DFO |  | 325 | 0.050375 | 0.31 | EIA Prime Mover-level Data | Estimated using an emission factor
2021 | GA | Piedmont Green Power | 57909 | BLR1 | ST | OP | NA | WDS |  | 4988591.1 | 25.8892 | 0.010379 | EIA Unit-level Data | NEI avg EF - PM, fuel type
2021 | MN | Centennial Generating Station | 57910 | 1 | IC | OP | NA | DFO |  | 1532.2 | 0.23749 | 0.31 | EIA Prime Mover-level Data | Estimated using an emission factor
2021 | MN | Centennial Generating Station | 57910 | 2 | IC | OP | NA | DFO |  | 1532.2 | 0.23749 | 0.31 | EIA Prime Mover-level Data | Estimated using an emission factor
2021 | MN | Centennial Generating Station | 57910 | 3 | IC | OP | NA | DFO |  | 1532.2 | 0.23749 | 0.31 | EIA Prime Mover-level Data | Estimated using an emission factor
2021 | MN | Centennial Generating Station | 57910 | 4 | IC | OP | NA | DFO |  | 1532.2 | 0.23749 | 0.31 | EIA Prime Mover-level Data | Estimated using an emission factor
2021 | MN | Centennial Generating Station | 57910 | 5 | IC | OP | NA | DFO |  | 1532.2 | 0.23749 | 0.31 | EIA Prime Mover-level Data | Estimated using an emission factor
2021 | OR | Roseburg LFG | 57911 | 1 | IC | OP | NA | LFG |  | 91002 | 0.66886 | 0.0147 | EIA Prime Mover-level Data | Estimated using an emission factor
2021 | IL | Grand Ridge Solar Farm | 57912 | 1 | PV | OP | NA | SUN |  | 262264 |  |  | EIA Prime Mover-level Data
2021 | CA | Tule Wind LLC | 57913 | 1 | WT | OP | NA | WND |  | 3030655 |  |  | EIA Prime Mover-level Data
2021 | MT | Sidney MT Plant | 57914 | CE1 | ST | OP | NA | LIG |  | 309029.014 | 3.4275 | 0.022182 | EIA Unit-level Data | NEI avg EF - PM, fuel type
2021 | MT | Sidney MT Plant | 57914 | CE2 | ST | OP | NA | LIG |  | 301737.622 | 3.3466 | 0.022182 | EIA Unit-level Data | NEI avg EF - PM, fuel type
2021 | MT | Sidney MT Plant | 57914 | UI3 | ST | OP | NA | NG |  | 322027.141 | 1.5312 | 0.0095098 | EIA Unit-level Data | NEI avg EF - PM, fuel type
2021 | MT | Sidney MT Plant | 57914 | UI4 | ST | OP | NA | NG |  | 107778.043 | 0.51247 | 0.0095098 | EIA Unit-level Data | NEI avg EF - PM, fuel type
2021 | WY | Genesis Alkali | 57915 | 1BLR | ST | OP | NA | NG |  | 111039.194 | 0.52798 | 0.0095098 | EIA Unit-level Data | NEI avg EF - PM, fuel type
2021 | WY | Genesis Alkali | 57915 | 2BLR | ST | OP | NA | NG |  | 100539.868 | 0.47806 | 0.0095098 | EIA Unit-level Data | NEI avg EF - PM, fuel type
2021 | WY | Genesis Alkali | 57915 | 3BLR | ST | OP | NA | NG |  | 111468.32 | 0.53002 | 0.0095098 | EIA Unit-level Data | NEI avg EF - PM, fuel type
2021 | WY | Genesis Alkali | 57915 | 4BLR | ST | OP | NA | NG |  | 310477.116 | 1.4763 | 0.0095098 | EIA Unit-level Data | NEI avg EF - PM, fuel type
2021 | WY | Genesis Alkali | 57915 | 6BLR | ST | OP | NA | SUB |  | 6376639.714 | 44.0661 | 0.013821 | EIA Unit-level Data | NEI avg EF - PM, fuel type
2021 | WY | Genesis Alkali | 57915 | 7BLR | ST | OP | NA | SUB |  | 6241401.103 | 43.1316 | 0.013821 | EIA Unit-level Data | NEI avg EF - PM, fuel type
2021 | WY | Genesis Alkali | 57915 | 8BLR | ST | OP | NA | NG |  | 685459.712 | 3.2593 | 0.0095098 | EIA Unit-level Data | NEI avg EF - PM, fuel type
2021 | CA | Spreckels Sugar Company | 57916 | 1 | ST | OP | NA | NG |  | 1165426 | 5.5415 | 0.0095098 | EIA Prime Mover-level Data | NEI avg EF - PM, fuel type
2021 | SC | Sonoco Products Co | 57919 | 10 | ST | OP | NA | NG |  | 499309 | 2.3742 | 0.0095098 | EIA Unit-level Data | NEI avg EF - PM, fuel type
2021 | SC | Sonoco Products Co | 57919 | 11 | ST | OP | NA | WDS |  | 3155861.53 | 16.3779 | 0.010379 | EIA Unit-level Data | NEI avg EF - PM, fuel type
2021 | SC | Sonoco Products Co | 57919 | 12 | ST | OP | NA | NG |  | 189346 | 0.90032 | 0.0095098 | EIA Unit-level Data | NEI avg EF - PM, fuel type
2021 | TX | Baffin Wind | 57927 | 1 | WT | OP | NA | WND |  | 3881848 |  |  | EIA Prime Mover-level Data
2021 | IL | SIUC | 57928 | EMER | IC | SB | NA | DFO
2021 | IL | SIUC | 57928 | GEN5 | ST | OP | NA | BIT |  | 893772 | 8.3129 | 0.018602 | EIA Prime Mover-level Data | NEI avg EF - PM, fuel type
2021 | OH | East Campus Utility Plant | 57929 | P007 | IC | OP | NA | DFO |  | 747.429 | 0.11585 | 0.31 | EIA Prime Mover-level Data | Estimated using an emission factor
2021 | OH | East Campus Utility Plant | 57929 | P008 | IC | OP | NA | DFO |  | 560.571 | 0.086889 | 0.31 | EIA Prime Mover-level Data | Estimated using an emission factor
2021 | OH | East Campus Utility Plant | 57929 | STG | ST | SB | NA | NG
2021 | AZ | FRB Solar Farm | 57930 | UAST | PV | OP | NA | SUN |  | 7454 |  |  | EIA Prime Mover-level Data
2021 | MA | Holyoke Solar Cooperative at Mueller | 57931 | PV1 | PV | OP | NA | SUN |  | 34302 |  |  | EIA Prime Mover-level Data
2021 | CA | Solar Star California II LLC | 57933 | 1 | PV | OP | NA | SUN |  | 29041 |  |  | EIA Prime Mover-level Data
2021 | MA | Douglas Solar | 57934 | DOMA | PV | OP | NA | SUN |  | 27979 |  |  | EIA Prime Mover-level Data
2021 | AK | Eva Creek Wind | 57935 | EVW | WT | OP | NA | WND |  | 500938 |  |  | EIA Prime Mover-level Data
2021 | NE | Western Sugar Coop - Scottsbluff | 57937 | SCBF | ST | OP | NA | SUB |  | 2191682 | 15.1457 | 0.013821 | EIA Prime Mover-level Data | NEI avg EF - PM, fuel type
2021 | LA | ADA Carbon Solutions Red River | 57938 | GEN1 | ST | OP | NA | WH |  | 1006732 |  |  | EIA Prime Mover-level Data
2021 | AZ | Walmart Casa Grande | 57939 | 1 | PV | OP | NA | SUN |  | 9660.5 |  |  | EIA Prime Mover-level Data
2021 | AZ | Walmart Casa Grande | 57939 | 2 | PV | OP | NA | SUN |  | 9660.5 |  |  | EIA Prime Mover-level Data
2021 | MA | Town of Uxbridge MA at Commerce Dr | 57941 | PV1 | PV | OP | NA | SUN |  | 23892 |  |  | EIA Prime Mover-level Data
2021 | MA | Town of Norfolk MA at Medway Branch | 57942 | PV1 | PV | OP | NA | SUN |  | 16583 |  |  | EIA Prime Mover-level Data
2021 | ND | Lonesome Creek Station | 57943 | CT1 | GT | OP | CT | NG | 4349 | 1331709.486 | 4.5789 | 0.0068768 | EPA/CAMD | EPA/NEI | 2013
2021 | ND | Lonesome Creek Station | 57943 | CT2 | GT | OP | CT | NG | 5298 | 1717007.192 | 2.1694 | 0.002527 | EPA/CAMD | EPA/NEI | 2014
2021 | ND | Lonesome Creek Station | 57943 | CT3 | GT | OP | CT | NG | 4617 | 1459818.235 | 4.216 | 0.005776 | EPA/CAMD | EPA/NEI | 2014
2021 | ND | Lonesome Creek Station | 57943 | CT4 | GT | OP | CT | NG | 4291 | 1374315.08 | 3.7106 | 0.0054 | EPA/CAMD | EPA/NEI | 2016
2021 | ND | Lonesome Creek Station | 57943 | CT5 | GT | OP | CT | NG | 4909 | 1693970.598 | 4.489 | 0.0053 | EPA/CAMD | EPA/NEI | 2016
2021 | ND | Lonesome Creek Station | 57943 | CT6 | GT | OP | CT | NG | 394 | 104504.734 | 0.41888 | 0.0080165 | EPA/CAMD | NEI avg EF - PM, fuel type, firing type | 2021
2021 | SC | Berkeley County Landfill | 57945 | B1 | IC | OP | NA | LFG |  | 23636.5 | 0.17373 | 0.0147 | EIA Prime Mover-level Data | Estimated using an emission factor
2021 | SC | Berkeley County Landfill | 57945 | B2 | IC | OP | NA | LFG |  | 23636.5 | 0.17373 | 0.0147 | EIA Prime Mover-level Data | Estimated using an emission factor
2021 | MO | Fredericktown Energy Center | 57946 | UNIT1 | GT | OP | NA | NG |  | 53619.5 | 0.21492 | 0.0080165 | EIA Prime Mover-level Data | NEI avg EF - PM, fuel type
2021 | MO | Fredericktown Energy Center | 57946 | UNIT2 | GT | OP | NA | NG |  | 53619.5 | 0.21492 | 0.0080165 | EIA Prime Mover-level Data | NEI avg EF - PM, fuel type
2021 | NM | Macho Springs Power I | 57947 | GEN | WT | OP | NA | WND |  | 1099406 |  |  | EIA Prime Mover-level Data
2021 | NJ | NJ Oak Solar Plant | 57948 | OAK | PV | OP | NA | SUN |  | 147537 |  |  | EIA Prime Mover-level Data
2021 | MI | MSC Sebewaing | 57949 | 1 | ST | OP | NA | BIT |  | 1065168 | 9.9071 | 0.018602 | EIA Prime Mover-level Data | NEI avg EF - PM, fuel type
2021 | MI | MSC Sebewaing | 57949 | 2 | ST | OS | NA | BIT
2021 | MI | MSC Croswell | 57950 | 1 | ST | OP | NA | NG |  | 554871 | 2.6384 | 0.0095098 | EIA Prime Mover-level Data | NEI avg EF - PM, fuel type
2021 | NJ | Shore Point Solar | 57951 | 1 | PV | OP | NA | SUN |  | 10646 |  |  | EIA Prime Mover-level Data
2021 | TX | Woodall Gas Plant | 57952 | GEN1 | IC | OS | NA | NG
2021 | TX | Woodall Gas Plant | 57952 | GEN2 | IC | OS | NA | NG
2021 | TX | Woodall Gas Plant | 57952 | GEN3 | IC | OS | NA | NG
2021 | IA | Roquette America | 57953 | COGEN | ST | OP | NA | PC |  | 1530539.17 | 12.582 | 0.016441 | EIA Unit-level Data | NEI avg EF - PM, fuel type
2021 | IA | Roquette America | 57953 | GT | CT | OP | NA | NG |  | 1109983.248 | 2.9823 | 0.0053736 | EIA Unit-level Data | NEI avg EF - PM, fuel type
2021 | IA | Roquette America | 57953 | HRSG | CA | OP | NA | NG |  | 0 |  |  | EIA Unit-level Data
2021 | OK | Minco Wind II, LLC | 57956 | 1 | WT | OP | NA | WND |  | 2609472 |  |  | EIA Prime Mover-level Data
2021 | CA | Desert Green Solar Farm LLC | 57959 | 1 | PV | OP | NA | SUN |  | 106769 |  |  | EIA Prime Mover-level Data
2021 | CA | Brookfield Tehachapi 1 | 57962 | BT1 | WT | OP | NA | WND |  | 2426271 |  |  | EIA Prime Mover-level Data
2021 | MT | Musselshell Wind Project | 57963 | MS01 | WT | OP | NA | WND |  | 211842 |  |  | EIA Prime Mover-level Data
2021 | IL | Shady Oaks Wind Farm | 57964 | 1 | WT | OP | NA | WND |  | 2823667 |  |  | EIA Prime Mover-level Data
2021 | MT | Musselshell Wind Project Two LLC | 57965 | MS02 | WT | OP | NA | WND |  | 254404 |  |  | EIA Prime Mover-level Data
2021 | MN | Southeast Steam Plant | 57966 | SG-201 | ST | OP | NA | NG |  | 136577.95 | 0.64941 | 0.0095098 | EIA Unit-level Data | NEI avg EF - PM, fuel type
2021 | MN | Southeast Steam Plant | 57966 | SG-203 | ST | OP | NA | NG |  | 17799.15 | 0.084633 | 0.0095098 | EIA Unit-level Data | NEI avg EF - PM, fuel type
2021 | WI | Cashton Greens Wind Farm | 57968 | CGWF | WT | OP | NA | WND |  | 93276 |  |  | EIA Prime Mover-level Data
2021 | WA | Darrington | 57969 | GEN1 | ST | OP | NA | WDS |  | 619452 | 3.2148 | 0.010379 | EIA Prime Mover-level Data | NEI avg EF - PM, fuel type
2021 | CA | Butte College Main Campus Solar | 57970 | SOL1 | PV | OP | NA | SUN |  | 52412 |  |  | EIA Prime Mover-level Data
2021 | CA | SF Southeast Cogen Plant | 57971 | COGEN | IC | OP | NA | OBG |  | 30116 | 0.22135 | 0.0147 | EIA Prime Mover-level Data | Estimated using an emission factor
2021 | TX | Spinning Spur Wind LLC | 57973 | GEN1 | WT | OP | NA | WND |  | 5769626 |  |  | EIA Prime Mover-level Data
2021 | TX | Bobcat Bluff Wind Project LLC | 57974 | GEN1 | WT | OP | NA | WND |  | 4580134 |  |  | EIA Prime Mover-level Data
2021 | KS | Spearville 3 LLC | 57975 | GEN1 | WT | OP | NA | WND |  | 2903918 |  |  | EIA Prime Mover-level Data
2021 | IA | Pocahontas Prairie Wind Farm | 57976 | 1 | WT | OP | NA | WND |  | 1626148 |  |  | EIA Prime Mover-level Data
2021 | CA | High Sierra Cogeneration Plant | 57977 | ENG1 | IC | OP | NA | NG |  | 164891 | 0.034792 | 0.000422 | EIA Prime Mover-level Data | Estimated using an emission factor
2021 | CA | High Sierra Cogeneration Plant | 57977 | ENG2 | IC | OP | NA | NG |  | 164891 | 0.034792 | 0.000422 | EIA Prime Mover-level Data | Estimated using an emission factor
2021 | CA | Lodi Energy Center | 57978 | CT1 | CT | OP | CC | NG | 6417 | 12102139.083 | 10.6376 | 0.001758 | EPA/CAMD | EPA/NEI | 2012
2021 | VT | Kingdom Community Wind | 57979 | KCW | WT | OP | NA | WND |  | 1337460 |  |  | EIA Prime Mover-level Data
2021 | CO | Busch Ranch Wind Energy Farm | 57980 | WTG | WT | OP | NA | WND |  | 773010 |  |  | EIA Prime Mover-level Data
2021 | TX | Senate Wind LLC | 57981 | GEN1 | WT | OP | NA | WND |  | 4249098 |  |  | EIA Prime Mover-level Data
2021 | CA | Meridian Vineyards | 57982 | PV-1 | PV | OP | NA | SUN |  | 6909.091 |  |  | EIA Prime Mover-level Data
2021 | CA | Meridian Vineyards | 57982 | PV-2 | PV | OP | NA | SUN |  | 8290.909 |  |  | EIA Prime Mover-level Data
2021 | TX | Stephens Ranch Wind Energy LLC | 57983 | 1 | WT | OP | NA | WND |  | 6201011.098 |  |  | EIA Prime Mover-level Data
2021 | TX | Stephens Ranch Wind Energy LLC | 57983 | 2 | WT | OP | NA | WND |  | 4849131.902 |  |  | EIA Prime Mover-level Data
2021 | MI | Lake Winds Energy Park | 57984 | LWEP | WT | OP | NA | WND |  | 2116905 |  |  | EIA Prime Mover-level Data
2021 | NM | SunE EPE2 LLC | 57985 | 1 | PV | OP | NA | SUN |  | 256191 |  |  | EIA Prime Mover-level Data
2021 | NM | SunE EPE1 LLC | 57986 | 1 | PV | OP | NA | SUN |  | 211897 |  |  | EIA Prime Mover-level Data
2021 | OK | Canadian Hills Wind | 57987 | 1 | WT | OP | NA | WND |  | 7386240 |  |  | EIA Prime Mover-level Data
2021 | CA | Lincoln Landfill | 57988 | GEN 5 | IC | OP | NA | LFG |  | 52625.167 | 0.38679 | 0.0147 | EIA Prime Mover-level Data | Estimated using an emission factor
2021 | CA | Lincoln Landfill | 57988 | GEN 6 | IC | OP | NA | LFG |  | 52625.167 | 0.38679 | 0.0147 | EIA Prime Mover-level Data | Estimated using an emission factor
2021 | CA | Lincoln Landfill | 57988 | GEN1 | IC | OP | NA | LFG |  | 52625.167 | 0.38679 | 0.0147 | EIA Prime Mover-level Data | Estimated using an emission factor
2021 | CA | Lincoln Landfill | 57988 | GEN2 | IC | OP | NA | LFG |  | 52625.167 | 0.38679 | 0.0147 | EIA Prime Mover-level Data | Estimated using an emission factor
2021 | CA | Lincoln Landfill | 57988 | GEN3 | IC | OP | NA | LFG |  | 52625.167 | 0.38679 | 0.0147 | EIA Prime Mover-level Data | Estimated using an emission factor
2021 | CA | Lincoln Landfill | 57988 | GEN4 | IC | OP | NA | LFG |  | 52625.167 | 0.38679 | 0.0147 | EIA Prime Mover-level Data | Estimated using an emission factor
2021 | MA | Groveland Solar | 57989 | GSMA | PV | OP | NA | SUN |  | 35850 |  |  | EIA Prime Mover-level Data
2021 | MA | Shrewsbury Solar | 57990 | SSMA | PV | OP | NA | SUN |  | 36610 |  |  | EIA Prime Mover-level Data
2021 | PA | Highland North Wind Farm | 57991 | 1 | WT | OP | NA | WND |  | 1527283 |  |  | EIA Prime Mover-level Data
2021 | MA | Boston Scientific Solar | 57992 | BSMA | PV | OP | NA | SUN |  | 13044 |  |  | EIA Prime Mover-level Data
2021 | CA | Desert Sunlight 300, LLC | 57993 | DSL1 | PV | OP | NA | SUN |  | 791071.785 |  |  | EIA Prime Mover-level Data
2021 | CA | Desert Sunlight 300, LLC | 57993 | DSL10 | PV | OP | NA | SUN |  | 592813.1 |  |  | EIA Prime Mover-level Data
2021 | CA | Desert Sunlight 300, LLC | 57993 | DSL11 | PV | OP | NA | SUN |  | 396517.371 |  |  | EIA Prime Mover-level Data
2021 | CA | Desert Sunlight 300, LLC | 57993 | DSL2 | PV | OP | NA | SUN |  | 791071.785 |  |  | EIA Prime Mover-level Data
2021 | CA | Desert Sunlight 300, LLC | 57993 | DSL3 | PV | OP | NA | SUN |  | 791071.785 |  |  | EIA Prime Mover-level Data
2021 | CA | Desert Sunlight 300, LLC | 57993 | DSL4 | PV | OP | NA | SUN |  | 592813.1 |  |  | EIA Prime Mover-level Data
2021 | CA | Desert Sunlight 300, LLC | 57993 | DSL5 | PV | OP | NA | SUN |  | 494665.236 |  |  | EIA Prime Mover-level Data
2021 | CA | Desert Sunlight 300, LLC | 57993 | DSL6 | PV | OP | NA | SUN |  | 494665.236 |  |  | EIA Prime Mover-level Data
2021 | CA | Desert Sunlight 300, LLC | 57993 | DSL7 | PV | OP | NA | SUN |  | 396517.371 |  |  | EIA Prime Mover-level Data
2021 | CA | Desert Sunlight 300, LLC | 57993 | DSL8 | PV | OP | NA | SUN |  | 370998.927 |  |  | EIA Prime Mover-level Data
2021 | CA | Desert Sunlight 300, LLC | 57993 | DSL9 | PV | OP | NA | SUN |  | 445591.303 |  |  | EIA Prime Mover-level Data
2021 | NC | Apple Data Center PV | 57994 | PV1 | PV | OP | NA | SUN |  | 348114 |  |  | EIA Prime Mover-level Data
2021 | MT | NaturEner Rim Rock Energy | 57995 | RR | WT | OP | NA | WND |  | 5703292 |  |  | EIA Prime Mover-level Data
2021 | HI | Auwahi Wind Energy Hybrid | 57996 | AWEB | BA | OP | NA | MWH |  | 0 |  |  | EIA Prime Mover-level Data
2021 | HI | Auwahi Wind Energy Hybrid | 57996 | AWET | WT | OP | NA | WND |  | 862473 |  |  | EIA Prime Mover-level Data
2021 | AZ | Foothills Solar Plant Hybrid | 57997 | PV1 | PV | OP | NA | SUN |  | 447896.086 |  |  | EIA Prime Mover-level Data
2021 | AZ | Foothills Solar Plant Hybrid | 57997 | PV2 | PV | OP | NA | SUN |  | 474242.914 |  |  | EIA Prime Mover-level Data
2021 | PA | Twin Ridges Wind Farm | 57998 | 1 | WT | OP | NA | WND |  | 3610649 |  |  | EIA Prime Mover-level Data
2021 | PA | Patton Wind Farm | 57999 | 1 | WT | OP | NA | WND |  | 678001 |  |  | EIA Prime Mover-level Data
2021 | TX | Anacacho Wind Farm, LLC | 58000 | ANA | WT | OP | NA | WND |  | 2792089 |  |  | EIA Prime Mover-level Data
2021 | TX | Panda Temple Power Station | 58001 | CTG1 | CT | OP | CC | NG | 6364 | 13700172.402 | 14.4947 | 0.002116 | EPA/CAMD | EPA/NEI | 2014
2021 | TX | Panda Temple Power Station | 58001 | CTG2 | CT | OP | CC | NG | 6360 | 13396014.798 | 16.7612 | 0.0025024 | EPA/CAMD | EPA/NEI | 2014
2021 | TX | Panda Temple Power Station | 58001 | CTG3 | CT | OP | CC | NG | 4518 | 9103585.565 | 7.9829 | 0.0017538 | EPA/CAMD | EPA/NEI | 2015
2021 | TX | Panda Temple Power Station | 58001 | CTG4 | CT | OP | CC | NG | 4484 | 9017026.8 | 7.587 | 0.0016828 | EPA/CAMD | EPA/NEI | 2015
2021 | CA | Alpaugh North | 58002 | SPS | PV | OP | NA | SUN |  | 385510 |  |  | EIA Prime Mover-level Data
2021 | CA | Alpaugh 50 | 58003 | SPS50 | PV | OP | NA | SUN |  | 992768 |  |  | EIA Prime Mover-level Data
2021 | NH | Granite Reliable Power | 58004 | 1 | WT | OP | NA | WND |  | 1994646 |  |  | EIA Prime Mover-level Data
2021 | TX | Panda Sherman Power Station | 58005 | CTG1 | CT | OP | CC | NG | 4268 | 8332424.02 | 4.9822 | 0.0011959 | EPA/CAMD | EPA/NEI | 2014
2021 | TX | Panda Sherman Power Station | 58005 | CTG2 | CT | OP | CC | NG | 4316 | 8459377.836 | 7.7884 | 0.0018414 | EPA/CAMD | EPA/NEI | 2014
2021 | UT | Salt Palace Solar Gen Plant | 58006 | 1 | PV | OP | NA | SUN |  | 11948.308 |  |  | EIA Prime Mover-level Data
2021 | UT | Salt Palace Solar Gen Plant | 58006 | 2 | PV | OP | NA | SUN |  | 7467.692 |  |  | EIA Prime Mover-level Data
2021 | CA | Brea Expansion Plant | 58007 | G1 | CT | OP | NA | LFG |  | 587128.42 | 6.341 | 0.0216 | EIA Unit-level Data | Estimated using an emission factor
2021 | CA | Brea Expansion Plant | 58007 | G2 | CT | OP | NA | LFG |  | 595856.17 | 6.4352 | 0.0216 | EIA Unit-level Data | Estimated using an emission factor
2021 | CA | Brea Expansion Plant | 58007 | G3 | CT | OP | NA | LFG |  | 575292 | 6.2132 | 0.0216 | EIA Unit-level Data | Estimated using an emission factor
2021 | CA | Brea Expansion Plant | 58007 | G4 | CT | OP | NA | LFG |  | 585697.61 | 6.3255 | 0.0216 | EIA Unit-level Data | Estimated using an emission factor
2021 | CA | Brea Expansion Plant | 58007 | HRSG1 | CA | OP | NA | LFG |  | 0 | 0 |  | EIA Unit-level Data | Estimated using an emission factor
2021 | CA | Brea Expansion Plant | 58007 | HRSG2 | CA | OP | NA | LFG |  | 0 | 0 |  | EIA Unit-level Data | Estimated using an emission factor
2021 | CA | Brea Expansion Plant | 58007 | HRSG3 | CA | OP | NA | LFG |  | 0 | 0 |  | EIA Unit-level Data | Estimated using an emission factor
2021 | CA | Brea Expansion Plant | 58007 | HRSG4 | CA | OP | NA | LFG |  | 0 | 0 |  | EIA Unit-level Data | Estimated using an emission factor
2021 | IL | California Ridge Wind Energy LLC | 58008 | CR | WT | OP | NA | WND |  | 6909355 |  |  | EIA Prime Mover-level Data
2021 | TX | SunE CPS3 LLC | 58009 | 1 | PV | OP | NA | SUN |  | 60247.547 |  |  | EIA Prime Mover-level Data
2021 | TX | SunE CPS3 LLC | 58009 | 2 | PV | OP | NA | SUN |  | 53792.453 |  |  | EIA Prime Mover-level Data
2021 | NM | WSMR I | 58010 | WSMR1 | PV | OP | NA | SUN |  | 48431.195 |  |  | EIA Prime Mover-level Data
2021 | NM | WSMR I | 58010 | WSMR2 | PV | OP | NA | SUN |  | 5235.805 |  |  | EIA Prime Mover-level Data
2021 | GA | IKEA Savannah 490 | 58011 | IKEA | PV | OP | NA | SUN |  | 6845.455 |  |  | EIA Prime Mover-level Data
2021 | GA | IKEA Savannah 490 | 58011 | PV | PV | OP | NA | SUN |  | 8214.545 |  |  | EIA Prime Mover-level Data
2021 | FL | IKEA Tampa 042 | 58012 | PV | PV | OP | NA | SUN |  | 11796 |  |  | EIA Prime Mover-level Data
2021 | TX | IKEA Round Rock 027 | 58013 | PV | PV | OP | NA | SUN |  | 4245 |  |  | EIA Prime Mover-level Data
2021 | MD | IKEA Perryville 460 | 58014 | PV | PV | OP | NA | SUN |  | 38122 |  |  | EIA Prime Mover-level Data
2021 | MD | IKEA College Park 411 | 58015 | IKEA | PV | OP | NA | SUN |  | 4076.5 |  |  | EIA Prime Mover-level Data
2021 | MD | IKEA College Park 411 | 58015 | PV | PV | OP | NA | SUN |  | 4076.5 |  |  | EIA Prime Mover-level Data
2021 | NJ | IKEA Westhampton 061 | 58016 | PV | PV | OP | NA | SUN |  | 19306 |  |  | EIA Prime Mover-level Data
2021 | NV | Copper Mountain Solar 2 | 58017 | PV01 | PV | OP | NA | SUN |  | 615355.714 |  |  | EIA Prime Mover-level Data
2021 | NV | Copper Mountain Solar 2 | 58017 | PV02 | PV | OP | NA | SUN |  | 615355.714 |  |  | EIA Prime Mover-level Data
2021 | NV | Copper Mountain Solar 2 | 58017 | PV03 | PV | OP | NA | SUN |  | 697403.143 |  |  | EIA Prime Mover-level Data
2021 | NV | Copper Mountain Solar 2 | 58017 | PV04 | PV | OP | NA | SUN |  | 615355.714 |  |  | EIA Prime Mover-level Data
2021 | NV | Copper Mountain Solar 2 | 58017 | PV05 | PV | OP | NA | SUN |  | 615355.714 |  |  | EIA Prime Mover-level Data
2021 | KS | Shooting Star | 58018 | 1 | WT | OP | NA | WND |  | 3801244 |  |  | EIA Prime Mover-level Data
2021 | ID | High Mesa | 58019 | 1 | WT | OP | NA | WND |  | 828146 |  |  | EIA Prime Mover-level Data
2021 | MI | Beebe 1A | 58020 | 1 | WT | OP | NA | WND |  | 1697839 |  |  | EIA Prime Mover-level Data
2021 | TX | Whitetail | 58021 | 1 | WT | OP | NA | WND |  | 2086966 |  |  | EIA Prime Mover-level Data
2021 | OR | Neal Hot Springs Geothermal Project | 58022 | NHS1 | BT | OP | NA | GEO |  | 538954.333 |  |  | EIA Prime Mover-level Data
2021 | OR | Neal Hot Springs Geothermal Project | 58022 | NHS2 | BT | OP | NA | GEO |  | 538954.333 |  |  | EIA Prime Mover-level Data
2021 | OR | Neal Hot Springs Geothermal Project | 58022 | NHS3 | BT | OP | NA | GEO |  | 538954.333 |  |  | EIA Prime Mover-level Data
2021 | MO | St Joseph Landfill Generating Station | 58024 | UNIT1 | IC | OP | NA | LFG |  | 118983 | 0.87453 | 0.0147 | EIA Prime Mover-level Data | Estimated using an emission factor
2021 | MA | Mt Wachusett Community College | 58025 | WTG1 | WT | OP | NA | WND |  | 20971 |  |  | EIA Prime Mover-level Data
2021 | MA | Mt Wachusett Community College | 58025 | WTG2 | WT | OP | NA | WND |  | 20971 |  |  | EIA Prime Mover-level Data
2021 | ME | Spruce Mountain WInd | 58026 | 1 | WT | OP | NA | WND |  | 510401 |  |  | EIA Prime Mover-level Data
2021 | TX | SunE CPS2 LLC | 58027 | 1 | PV | OP | NA | SUN |  | 108398 |  |  | EIA Prime Mover-level Data
2021 | CA | IKEA Tejon 345 | 58028 | PV | PV | OP | NA | SUN |  | 24396 |  |  | EIA Prime Mover-level Data
2021 | NJ | Constellation New Energy Inc | 58029 | PV1 | PV | OP | NA | SUN |  | 52236 |  |  | EIA Prime Mover-level Data
2021 | NJ | Reeves Station Rd East | 58030 | REEVE | PV | OP | NA | SUN |  | 77871 |  |  | EIA Prime Mover-level Data
2021 | MA | Padelford Solar | 58032 | PSMA | PV | OP | NA | SUN |  | 25438 |  |  | EIA Prime Mover-level Data
2021 | CA | Nickel 1 Solar Facility | 58034 | 1 | PV | OP | NA | SUN |  | 20073 |  |  | EIA Prime Mover-level Data
2021 | RI | Block Island Wind Farm | 58035 | BIWF | WS | OP | NA | WND |  | 744651 |  |  | EIA Prime Mover-level Data
2021 | NJ | Riverside Renewable Energy LLC | 58036 | 1 | PV | OP | NA | SUN |  | 85573 |  |  | EIA Prime Mover-level Data
2021 | AZ | Buckeye Union HS District 201 | 58037 | PV1 | PV | OP | NA | SUN |  | 62458 |  |  | EIA Prime Mover-level Data
2021 | IA | Buffalo Center Wind LLC | 58038 | BCW | WT | OP | NA | WND |  | 45169 |  |  | EIA Prime Mover-level Data
2021 | CA | Axium Modesto Solar | 58039 | 1 | PV | OP | NA | SUN |  | 550557 |  |  | EIA Prime Mover-level Data
2021 | NJ | United Stationers Supply Solar Electric | 58040 | SEF-A | PV | OP | NA | SUN |  | 24628.571 |  |  | EIA Prime Mover-level Data
2021 | NJ | United Stationers Supply Solar Electric | 58040 | SEF-B | PV | OP | NA | SUN |  | 9851.429 |  |  | EIA Prime Mover-level Data
2021 | OK | Chisholm View Wind Project | 58041 | 1 | WT | OP | NA | WND |  | 6978010.032 |  |  | EIA Prime Mover-level Data
2021 | OK | Chisholm View Wind Project | 58041 | 2 | WT | OP | NA | WND |  | 1922512.968 |  |  | EIA Prime Mover-level Data
2021 | AZ | Black Mountain Solar LLC | 58042 | 1 | PV | OP | NA | SUN |  | 180255 |  |  | EIA Prime Mover-level Data
2021 | IN | Lilly Technical Center | 58043 | 1 | IC | SB | NA | DFO
2021 | IN | Lilly Technical Center | 58043 | 2 | IC | SB | NA | DFO
2021 | IN | Lilly Technical Center | 58043 | 3 | IC | SB | NA | DFO
2021 | IN | Lilly Technical Center | 58043 | 4 | IC | SB | NA | DFO
2021 | IA | Anchor Wind, LLC | 58044 | GEN1 | WT | OP | NA | WND |  | 130761 |  |  | EIA Prime Mover-level Data
2021 | MN | Community Wind South | 58045 | GEN1 | WT | OP | NA | WND |  | 666075 |  |  | EIA Prime Mover-level Data
2021 | NC | Works 53 | 58046 | 1 | IC | SB | NA | DFO
2021 | NC | Works 53 | 58046 | 2 | IC | SB | NA | DFO
2021 | NC | Works 53 | 58046 | 3 | IC | SB | NA | DFO
2021 | PA | PPG Monroeville Chemicals Center | 58047 | 2 | IC | SB | NA | DFO
2021 | PA | PPG Monroeville Chemicals Center | 58047 | 3 | IC | SB | NA | DFO
2021 | TX | BayWa r.e Mozart LLC | 58048 | 1 | WT | OP | NA | WND |  | 519375 |  |  | EIA Prime Mover-level Data
2021 | NJ | Jordache Enterprises Solar | 58049 | PV | PV | OP | NA | SUN |  | 1148 |  |  | EIA Prime Mover-level Data
2021 | PA | Vitro Architectural Glass (PA) | 58051 | L1 | IC | SB | NA | DFO |  | 398.4 | 0.061752 | 0.31 | EIA Prime Mover-level Data | Estimated using an emission factor
2021 | PA | Vitro Architectural Glass (PA) | 58051 | L2AE | IC | SB | NA | DFO |  | 298.8 | 0.046314 | 0.31 | EIA Prime Mover-level Data | Estimated using an emission factor
2021 | PA | Vitro Architectural Glass (PA) | 58051 | L2BW | IC | SB | NA | DFO |  | 298.8 | 0.046314 | 0.31 | EIA Prime Mover-level Data | Estimated using an emission factor
2021 | MI | Battle Creek Mill | 58052 | 1TG | ST | OP | NA | NG
2021 | MI | Battle Creek Mill | 58052 | 2TG | ST | OS | NA | NG |  | 47416 | 0.22546 | 0.0095098 | EIA Prime Mover-level Data | NEI avg EF - PM, fuel type
2021 | CA | Vitro Flat Glass LLC | 58053 | IG#2 | IC | SB | NA | DFO
2021 | CA | Vitro Flat Glass LLC | 58053 | OG#1 | IC | SB | NA | DFO
2021 | CA | Vitro Flat Glass LLC | 58053 | OG#3 | IC | SB | NA | DFO
2021 | NH | Burgess BioPower | 58054 | ST01 | ST | OP | FLUIDIZED | WDS | 8267 | 9027551.898 | 25.0716 | 0.0055545 | EPA/CAMD | EPA/NEI | 2013
2021 | CA | Irwindale Brew Yard, LLC | 58056 | JEN1 | IC | OA | NA | OBG
2021 | CA | Irwindale Brew Yard, LLC | 58056 | JEN2 | IC | RE | NA | OBG
2021 | CA | Irwindale Brew Yard, LLC | 58056 | PV | PV | OP | NA | SUN
2021 | CA | Irwindale Brew Yard, LLC | 58056 | T100 | GT | OS | NA | NG
2021 | CA | Irwindale Brew Yard, LLC | 58056 | T200 | GT | OS | NA | NG
2021 | VA | Molson Coors Shenandoah Brewery | 58057 | WWTP | GT | OP | NA | OBG |  | 54723 | 0.59101 | 0.0216 | EIA Prime Mover-level Data | Estimated using an emission factor
2021 | CA | Paramount Refinery | 58058 | 1 | GT | OS | NA | NG
2021 | AL | Decatur-Morgan Co LFG Recovery Project | 58061 | 0290 | IC | OP | NA | LFG |  | 68237 | 0.50154 | 0.0147 | EIA Prime Mover-level Data | Estimated using an emission factor
2021 | AL | Decatur-Morgan Co LFG Recovery Project | 58061 | 1496 | IC | OP | NA | LFG |  | 68237 | 0.50154 | 0.0147 | EIA Prime Mover-level Data | Estimated using an emission factor
2021 | CA | Imperial Valley Solar Company 1 LLC | 58062 | 0001 | PV | OP | NA | SUN |  | 296964 |  |  | EIA Prime Mover-level Data
2021 | IN | SABIC Innovative Plastics Mt. Vernon | 58063 | COGN1 | GT | OP | NA | NG |  | 6069162 | 24.3267 | 0.0080165 | EIA Prime Mover-level Data | NEI avg EF - PM, fuel type
2021 | GA | Laredo Bus Facility Solar Canopies | 58064 | LBFS | PV | OP | NA | SUN |  | 2069 |  |  | EIA Prime Mover-level Data
2021 | MA | Charlestown Wind Turbine | 58065 | CWT1 | WT | OP | NA | WND |  | 14643 |  |  | EIA Prime Mover-level Data
2021 | MI | PCA, Filer City Mill | 58066 | B1 | ST | OP | NA | NG |  | 1572880.05 | 7.4789 | 0.0095098 | EIA Unit-level Data | NEI avg EF - PM, fuel type
2021 | MI | PCA, Filer City Mill | 58066 | B2 | ST | OP | NA | NG |  | 588332.85 | 2.7975 | 0.0095098 | EIA Unit-level Data | NEI avg EF - PM, fuel type
2021 | MI | PCA, Filer City Mill | 58066 | B4 | ST | OP | NA | NG |  | 1076307.525 | 5.1177 | 0.0095098 | EIA Unit-level Data | NEI avg EF - PM, fuel type
2021 | MI | PCA, Filer City Mill | 58066 | B5 | ST | OP | NA | NG |  | 206386.95 | 0.98135 | 0.0095098 | EIA Unit-level Data | NEI avg EF - PM, fuel type
2021 | TX | SunE CPS1 LLC | 58068 | 1 | PV | OP | NA | SUN |  | 103870 |  |  | EIA Prime Mover-level Data
2021 | TX | PRSI FCC Generator | 58069 | 55M1 | ST | SB | NA | PC
2021 | NJ | Mercer Mall | 58070 | 1 | PV | OP | NA | SUN |  | 9101 |  |  | EIA Prime Mover-level Data
2021 | IA | Windwalkers LLC | 58071 | 1 | WT | OP | NA | WND |  | 36319 |  |  | EIA Prime Mover-level Data
2021 | CA | SEPV 1 | 58073 | SEPV | PV | OP | NA | SUN |  | 25672 |  |  | EIA Prime Mover-level Data
2021 | CA | SEPV 2 | 58074 | SEPV | PV | OP | NA | SUN |  | 33815 |  |  | EIA Prime Mover-level Data
2021 | KS | El Dorado Refinery | 58075 | L3804 | GT | SB | NA | NG |  | 2864665 | 11.4823 | 0.0080165 | EIA Prime Mover-level Data | NEI avg EF - PM, fuel type
2021 | CA | Edwards Air Force Base | 58076 | 1 | PV | OP | NA | SUN |  | 4975.333 |  |  | EIA Prime Mover-level Data
2021 | CA | Edwards Air Force Base | 58076 | 2 | PV | OP | NA | SUN |  | 4975.333 |  |  | EIA Prime Mover-level Data
2021 | CA | Edwards Air Force Base | 58076 | 3 | PV | OP | NA | SUN |  | 4975.333 |  |  | EIA Prime Mover-level Data
2021 | OK | Rocky Ridge Wind Project | 58078 | GE 1. | WT | OP | NA | WND |  | 5218326 |  |  | EIA Prime Mover-level Data
2021 | NJ | Newark Energy Center | 58079 | U001 | CT | OP | CC | NG | 7018 | 13778338.499 | 16.52 | 0.002398 | EPA/CAMD | EPA/NEI | 2015
2021 | NJ | Newark Energy Center | 58079 | U002 | CT | OP | CC | NG | 7373 | 14732506.661 | 16.52 | 0.0022427 | EPA/CAMD | EPA/NEI | 2015
2021 | TX | Wolf Ridge Wind | 58080 | 1 | WT | OP | NA | WND |  | 3292451 |  |  | EIA Prime Mover-level Data
2021 | CO | Western Sugar Coop- Ft Morgan | 58081 | ATB-2 | ST | OP | NA | NG |  | 1358242 | 6.4583 | 0.0095098 | EIA Prime Mover-level Data | NEI avg EF - PM, fuel type
2021 | OH | AMP Napoleon Solar Facility | 58082 | NSF1 | PV | OP | NA | SUN |  | 43659 |  |  | EIA Prime Mover-level Data
2021 | CT | Kimberly Clark-Unit 1,2,3 | 58084 | GT100 | CT | OP | NA | NG |  | 1348889.172 | 3.6242 | 0.0053736 | EIA Unit-level Data | NEI avg EF - PM, fuel type
2021 | CT | Kimberly Clark-Unit 1,2,3 | 58084 | GT200 | GT | OP | NA | NG |  | 1338993 | 5.367 | 0.0080165 | EIA Prime Mover-level Data | NEI avg EF - PM, fuel type
2021 | CT | Kimberly Clark-Unit 1,2,3 | 58084 | HRSG1 | CA | OP | NA | NG |  | 153.172 | 3.2319e-05 | 0.000422 | EIA Unit-level Data | Estimated using an emission factor
2021 | CA | PRC-Desoto Intl/PPG Aerospace | 58085 | CATR1 | IC | SB | NA | DFO
2021 | CA | PRC-Desoto Intl/PPG Aerospace | 58085 | CATR2 | IC | SB | NA | DFO
2021 | CA | Intel Folsom | 58086 | 1 | PV | OP | NA | SUN |  | 6274.5 |  |  | EIA Prime Mover-level Data
2021 | CA | Intel Folsom | 58086 | 2 | PV | OP | NA | SUN |  | 6274.5 |  |  | EIA Prime Mover-level Data
2021 | NY | Stony Creek Wind Farm NY | 58088 | 1 | WT | OP | NA | WND |  | 2173459 |  |  | EIA Prime Mover-level Data
2021 | IA | Roeder Family Wind Farm LLC | 58089 | 1 | WT | OP | NA | WND |  | 44020 |  |  | EIA Prime Mover-level Data
2021 | NJ | Middlesex Apple Orchard Solar | 58090 | SEF-1 | PV | OP | NA | SUN |  | 16891.426 |  |  | EIA Prime Mover-level Data
2021 | NJ | Middlesex Apple Orchard Solar | 58090 | SEF-2 | PV | OP | NA | SUN |  | 44177.574 |  |  | EIA Prime Mover-level Data
2021 | PA | Keystone Solar | 58091 | KSTN | PV | OP | NA | SUN |  | 66331 |  |  | EIA Prime Mover-level Data
2021 | NJ | BBB Corporate Headquarters | 58093 | HQNJ | PV | OP | NA | SUN |  | 10151 |  |  | EIA Prime Mover-level Data
2021 | NJ | Christmas Tree Shops DC Burlington NJ | 58094 | FINJ | PV | OP | NA | SUN
2021 | NJ | Harmon DC Totowa NJ | 58095 | TONJ | PV | OP | NA | SUN |  | 15201 |  |  | EIA Prime Mover-level Data
2021 | NJ | Bed Bath & Beyond DC Port Reading NJ | 58096 | PTNJ | PV | OP | NA | SUN |  | 18667 |  |  | EIA Prime Mover-level Data
2021 | MA | Green Meadows | 58097 | 1 | PV | OP | NA | SUN |  | 45877 |  |  | EIA Prime Mover-level Data
2021 | NM | El Cabo Wind | 58098 | 1 | WT | OP | NA | WND |  | 10679815 |  |  | EIA Prime Mover-level Data
2021 | OR | Montague Wind Power Facility LLC | 58099 | 1 | WT | OP | NA | WND |  | 4674756 |  |  | EIA Prime Mover-level Data
2021 | CA | Kern Oil & Refining Co | 58100 | 5900 | GT | OP | NA | NG |  | 468436 | 1.8776 | 0.0080165 | EIA Prime Mover-level Data | NEI avg EF - PM, fuel type
2021 | CA | Foundation Cemex River Plant | 58101 | WTG1 | WT | OP | NA | WND |  | 14392.5 |  |  | EIA Prime Mover-level Data
2021 | CA | Foundation Cemex River Plant | 58101 | WTG2 | WT | OP | NA | WND |  | 14392.5 |  |  | EIA Prime Mover-level Data
2021 | CA | Foundation Cemex BMQ | 58102 | WTG1 | WT | OP | NA | WND |  | 16625.5 |  |  | EIA Prime Mover-level Data
2021 | CA | Foundation Cemex BMQ | 58102 | WTG2 | WT | OP | NA | WND |  | 16625.5 |  |  | EIA Prime Mover-level Data
2021 | MI | Heritage Garden Wind Farm I LLC | 58103 | 1 | WT | OP | NA | WND |  | 596894 |  |  | EIA Prime Mover-level Data
2021 | CA | Foundation Superior Farms | 58104 | WTG1 | WT | OP | NA | WND |  | 13043 |  |  | EIA Prime Mover-level Data
2021 | CA | Foundation Wal-Mart Red Bluff | 58105 | WTG1 | WT | OP | NA | WND |  | 15528 |  |  | EIA Prime Mover-level Data
2021 | ID | Meadow Creek Project Company | 58106 | MCPC | WT | OP | NA | WND |  | 2699731 |  |  | EIA Prime Mover-level Data
2021 | LA | International Paper Red River Mill | 58108 | 3 T-G | ST | OP | NA | BLQ
2021 | OR | Georgia-Pacific Toledo Mill | 58109 | PB3 | ST | OP | NA | NG |  | 626727.43 | 2.98 | 0.0095098 | EIA Unit-level Data | NEI avg EF - PM, fuel type
2021 | OR | Georgia-Pacific Toledo Mill | 58109 | PB5 | ST | OP | NA | NG |  | 2171845.34 | 10.3269 | 0.0095098 | EIA Unit-level Data | NEI avg EF - PM, fuel type
2021 | OR | Georgia-Pacific Toledo Mill | 58109 | REC1 | ST | OP | NA | BLQ |  | 2003400 | 9.0731 | 0.0090577 | EIA Unit-level Data | NEI avg EF - PM, fuel type
2021 | OR | Georgia-Pacific Toledo Mill | 58109 | REC2 | ST | OP | NA | BLQ |  | 2297621.03 | 10.4056 | 0.0090577 | EIA Unit-level Data | NEI avg EF - PM, fuel type
2021 | DE | Brookside Newark | 58110 | BRK | FC | OP | NA | NG |  | 137610 | 0 | 0 | EIA Prime Mover-level Data | Estimated using an emission factor
2021 | IL | Bishop Hill II Wind Farm | 58111 | 1 | WT | OP | NA | WND |  | 2503993 |  |  | EIA Prime Mover-level Data
2021 | CA | Foundation Cemex Madison | 58112 | WTG1 | WT | OP | NA | WND |  | 14776 |  |  | EIA Prime Mover-level Data
2021 | CA | Foundation RRM | 58113 | WTG1 | WT | OP | NA | WND |  | 42579.5 |  |  | EIA Prime Mover-level Data
2021 | CA | Foundation RRM | 58113 | WTG2 | WT | OP | NA | WND |  | 42579.5 |  |  | EIA Prime Mover-level Data
2021 | CA | Foundation NWNA | 58114 | WTG1 | WT | OP | NA | WND |  | 67509.02 |  |  | EIA Prime Mover-level Data
2021 | CA | Foundation NWNA | 58114 | WTG2 | WT | OP | NA | WND |  | 67509.02 |  |  | EIA Prime Mover-level Data
2021 | CA | Foundation NWNA | 58114 | WTG3 | WT | OP | NA | WND |  | 80166.961 |  |  | EIA Prime Mover-level Data
2021 | CT | Cellu Tissue | 58116 | GEN1 | IC | OP | NA | NG |  | 116422 | 0.024565 | 0.000422 | EIA Prime Mover-level Data | Estimated using an emission factor
2021 | AK | TNSG South Plant | 58117 | 1A | IC | OP | NA | NG |  | 166.744 | 3.5183e-05 | 0.000422 | EIA Prime Mover-level Data | Estimated using an emission factor
2021 | AK | TNSG South Plant | 58117 | 2 | IC | OP | NA | NG |  | 95.282 | 2.0105e-05 | 0.000422 | EIA Prime Mover-level Data | Estimated using an emission factor
2021 | AK | TNSG South Plant | 58117 | 3 | IC | OP | NA | NG |  | 95.282 | 2.0105e-05 | 0.000422 | EIA Prime Mover-level Data | Estimated using an emission factor
2021 | AK | TNSG South Plant | 58117 | 4A | IC | OP | NA | NG |  | 166.744 | 3.5183e-05 | 0.000422 | EIA Prime Mover-level Data | Estimated using an emission factor
2021 | AK | TNSG South Plant | 58117 | 6 | IC | OP | NA | NG |  | 404.949 | 8.5444e-05 | 0.000422 | EIA Prime Mover-level Data | Estimated using an emission factor
2021 | CA | La Joya Del Sol | 58118 | JDS1 | PV | OP | NA | SUN |  | 7640 |  |  | EIA Prime Mover-level Data
2021 | CA | Depot Park Solar System | 58119 | DPSS | PV | OP | NA | SUN |  | 38193 |  |  | EIA Prime Mover-level Data
2021 | MI | Echo Wind Park | 58121 | GEN1 | WT | OP | NA | WND |  | 1007996.919 |  |  | EIA Prime Mover-level Data
2021 | MI | Echo Wind Park | 58121 | GEN2 | WT | OP | NA | WND |  | 1268125.156 |  |  | EIA Prime Mover-level Data
2021 | MI | Echo Wind Park | 58121 | GEN3 | WT | OP | NA | WND |  | 1016125.926 |  |  | EIA Prime Mover-level Data
2021 | CA | Delano Energy Center, LLC | 58122 | GEN1 | GT | OP | CT | NG | 447 | 119949.161 | 0.053093 | 0.00088526 | EPA/CAMD | EPA/NEI | 2012
2021 | NJ | Wakefern Food Corp | 58123 | 1 | PV | OP | NA | SUN |  | 23982 |  |  | EIA Prime Mover-level Data
2021 | WI | Rothschild Biomass Cogeneration Facility | 58124 | 1 | ST | OP | FLUIDIZED | WDS | 7345 | 4249970.779 | 4.25 | 0.002 | EPA/CAMD | EPA/NEI | 2013
2021 | NM | Quay County | 58125 | 1 | GT | OP | NA | DFO |  | 19097 | 0.15714 | 0.016457 | EIA Prime Mover-level Data | NEI avg EF - PM, fuel type, firing type
2021 | CO | Limon Wind I | 58126 | 1 | WT | OP | NA | WND |  | 6249614 |  |  | EIA Prime Mover-level Data
2021 | CO | Limon Wind II | 58127 | 1 | WT | OP | NA | WND |  | 5271967 |  |  | EIA Prime Mover-level Data
2021 | CA | Kaiser Downey | 58128 | KRSO1 | FC | OP | NA | NG |  | 10773.8 | 0 | 0 | EIA Prime Mover-level Data | Estimated using an emission factor
2021 | CA | Kaiser Downey | 58128 | KRSO2 | FC | OP | NA | NG |  | 10773.8 | 0 | 0 | EIA Prime Mover-level Data | Estimated using an emission factor
2021 | CA | Kaiser Downey | 58128 | KRSO3 | FC | OP | NA | NG |  | 10773.8 | 0 | 0 | EIA Prime Mover-level Data | Estimated using an emission factor
2021 | CA | Kaiser Downey | 58128 | KRSO4 | FC | OP | NA | NG |  | 10773.8 | 0 | 0 | EIA Prime Mover-level Data | Estimated using an emission factor
2021 | CA | Kaiser Downey | 58128 | KRSO5 | FC | OP | NA | NG |  | 10773.8 | 0 | 0 | EIA Prime Mover-level Data | Estimated using an emission factor
2021 | IN | Prairies Edge Generating Facility | 58129 | GEN1 | IC | SB | NA | NG
2021 | UT | Blue Mountain Biogas | 58130 | BMB N | IC | OP | NA | OBG |  | 9527 | 0.070023 | 0.0147 | EIA Prime Mover-level Data | Estimated using an emission factor
2021 | UT | Blue Mountain Biogas | 58130 | BMB S | IC | OP | NA | OBG |  | 9527 | 0.070023 | 0.0147 | EIA Prime Mover-level Data | Estimated using an emission factor
2021 | OR | Outback Solar At Christmas Valley | 58131 | PV1 | PV | OP | NA | SUN |  | 89500 |  |  | EIA Prime Mover-level Data
2021 | CA | Kaiser Ontario | 58132 | KSRO1 | FC | OP | NA | NG |  | 10889.8 | 0 | 0 | EIA Prime Mover-level Data | Estimated using an emission factor
2021 | CA | Kaiser Ontario | 58132 | KSRO2 | FC | OP | NA | NG |  | 10889.8 | 0 | 0 | EIA Prime Mover-level Data | Estimated using an emission factor
2021 | CA | Kaiser Ontario | 58132 | KSRO3 | FC | OP | NA | NG |  | 10889.8 | 0 | 0 | EIA Prime Mover-level Data | Estimated using an emission factor
2021 | CA | Kaiser Ontario | 58132 | KSRO4 | FC | OP | NA | NG |  | 10889.8 | 0 | 0 | EIA Prime Mover-level Data | Estimated using an emission factor
2021 | CA | Kaiser Ontario | 58132 | KSRO5 | FC | OP | NA | NG |  | 10889.8 | 0 | 0 | EIA Prime Mover-level Data | Estimated using an emission factor
2021 | OH | Oberlin Spear Point Solar One | 58134 | OSSO | PV | OP | NA | SUN
2021 | NC | Washington White Post Solar LLC | 58135 | 1 | PV | OP | NA | SUN |  | 174720 |  |  | EIA Prime Mover-level Data
2021 | IL | Adkins Energy LLC | 58136 | S5MW | GT | OP | NA | NG |  | 426200 | 1.7083 | 0.0080165 | EIA Prime Mover-level Data | NEI avg EF - PM, fuel type
2021 | IL | Adkins Energy LLC | 58136 | ST2MW | ST | OP | NA | NG |  | 266839 | 1.2688 | 0.0095098 | EIA Prime Mover-level Data | NEI avg EF - PM, fuel type
2021 | KS | Ensign Wind LLC | 58137 | 1 | WT | OP | NA | WND |  | 3305718 |  |  | EIA Prime Mover-level Data
2021 | IA | Otter Creek Ethanol Poet - Ashton | 58138 | 1 | GT | OP | NA | NG |  | 533062 | 2.1366 | 0.0080165 | EIA Prime Mover-level Data | NEI avg EF - PM, fuel type
2021 | UT | Central Energy Plant USU | 58139 | TURBI | GT | OP | NA | NG |  | 372689 | 1.4938 | 0.0080165 | EIA Prime Mover-level Data | NEI avg EF - PM, fuel type
2021 | OH | Summit Street Power Plant | 58140 | GT-1 | GT | OP | NA | NG |  | 77725.977 | 0.31155 | 0.0080165 | EIA Prime Mover-level Data | NEI avg EF - PM, fuel type
2021 | OH | Summit Street Power Plant | 58140 | GT-2 | GT | OP | NA | NG |  | 102271.023 | 0.40993 | 0.0080165 | EIA Prime Mover-level Data | NEI avg EF - PM, fuel type
2021 | NH | Groton Wind LLC | 58141 | 1 | WT | OP | NA | WND |  | 1008801 |  |  | EIA Prime Mover-level Data
2021 | ID | Rock Creek Dairy | 58142 | CHP1 | IC | OP | NA | OBG |  | 57592 | 0.4233 | 0.0147 | EIA Prime Mover-level Data | Estimated using an emission factor
2021 | ID | Rock Creek Dairy | 58142 | CHP2 | IC | OP | NA | OBG |  | 57592 | 0.4233 | 0.0147 | EIA Prime Mover-level Data | Estimated using an emission factor
2021 | VT | SVEP Solar Project Company | 58144 | SVEP1 | PV | OP | NA | SUN |  | 20692 |  |  | EIA Prime Mover-level Data
2021 | VT | Williamstown Solar | 58145 | WTS_1 | PV | OP | NA | SUN |  | 16997 |  |  | EIA Prime Mover-level Data
2021 | ME | Twin Rivers Paper Co LLC | 58146 | GEN5 | ST | OP | NA | PUR |  | 864759 |  |  | EIA Prime Mover-level Data
2021 | AZ | Prescott Solar Plant | 58147 | PV1 | PV | OP | NA | SUN |  | 201196 |  |  | EIA Prime Mover-level Data
2021 | CA | RE Kansas South LLC | 58148 | KS | PV | OP | NA | SUN |  | 448330 |  |  | EIA Prime Mover-level Data
2021 | CA | TA-High Desert LLC | 58149 | TAHD | PV | OP | NA | SUN |  | 451631 |  |  | EIA Prime Mover-level Data
2021 | OR | Black Cap Solar Plant | 58150 | 1 | PV | OP | NA | SUN |  | 28580 |  |  | EIA Prime Mover-level Data
2021 | TX | Central Utility Plant - Texas A&M | 58151 | B001 | CA | OP | NA | NG |  | 61586.536 | 0.012995 | 0.000422 | EIA Unit-level Data | Estimated using an emission factor
2021 | TX | Central Utility Plant - Texas A&M | 58151 | B012 | CA | SB | NA | NG |  | 454118.834 | 0.095819 | 0.000422 | EIA Unit-level Data | Estimated using an emission factor
2021 | TX | Central Utility Plant - Texas A&M | 58151 | GTG01 | CT | OP | NA | NG |  | 759809.081 | 2.0414 | 0.0053736 | EIA Unit-level Data | NEI avg EF - PM, fuel type
2021 | CT | Danbury Hospital Cogen Plant | 58152 | GEN1 | GT | OP | NA | NG |  | 394624 | 1.5818 | 0.0080165 | EIA Prime Mover-level Data | NEI avg EF - PM, fuel type
2021 | ME | Eastern Maine Medical Center | 58153 | COGE | GT | OP | NA | NG |  | 433415 | 1.7372 | 0.0080165 | EIA Prime Mover-level Data | NEI avg EF - PM, fuel type
2021 | CA | North Sky River Energy LLC | 58154 | GEN1 | WT | OP | NA | WND |  | 4119724 |  |  | EIA Prime Mover-level Data
2021 | AZ | Perrin Ranch Wind LLC | 58155 | GEN1 | WT | OP | NA | WND |  | 1842678 |  |  | EIA Prime Mover-level Data
2021 | NY | SUNY Old Westbury College | 58156 | GE | IC | OA | NA | NG |  | 16787 | 0.0035421 | 0.000422 | EIA Prime Mover-level Data | Estimated using an emission factor
2021 | NY | University of Rochester | 58157 | 10 | ST | OP | NA | NG |  | 295582.19 | 1.4055 | 0.0095098 | EIA Unit-level Data | NEI avg EF - PM, fuel type
2021 | NY | University of Rochester | 58157 | 5 | ST | OP | NA | NG |  | 238749.88 | 1.1352 | 0.0095098 | EIA Unit-level Data | NEI avg EF - PM, fuel type
2021 | NY | University of Rochester | 58157 | 6 | ST | OP | NA | NG |  | 172557.076 | 0.82049 | 0.0095098 | EIA Unit-level Data | NEI avg EF - PM, fuel type
2021 | NY | University of Rochester | 58157 | 7 | ST | OP | NA | NG |  | 467135.016 | 2.2212 | 0.0095098 | EIA Unit-level Data | NEI avg EF - PM, fuel type
2021 | NY | University of Rochester | 58157 | 9 | ST | OP | NA | NG |  | 901159.36 | 4.2849 | 0.0095098 | EIA Unit-level Data | NEI avg EF - PM, fuel type
2021 | CT | Wesleyan University Cogen 1 | 58158 | 1 | IC | OP | NA | NG |  | 105994 | 0.022365 | 0.000422 | EIA Prime Mover-level Data | Estimated using an emission factor
2021 | CT | UCONN Cogen Facility | 58159 | CGT1 | CT | OP | NA | NG |  | 432724.84 | 1.1626 | 0.0053736 | EIA Unit-level Data | NEI avg EF - PM, fuel type
2021 | CT | UCONN Cogen Facility | 58159 | CGT2 | CT | OP | NA | NG |  | 486890.345 | 1.3082 | 0.0053736 | EIA Unit-level Data | NEI avg EF - PM, fuel type
2021 | CT | UCONN Cogen Facility | 58159 | CGT3 | CT | OP | NA | NG |  | 412316.792 | 1.1078 | 0.0053736 | EIA Unit-level Data | NEI avg EF - PM, fuel type
2021 | CT | UCONN Cogen Facility | 58159 | HRSG1 | CA | OP | NA | NG |  | 46975.667 | 0.0099119 | 0.000422 | EIA Unit-level Data | Estimated using an emission factor
2021 | CT | UCONN Cogen Facility | 58159 | HRSG2 | CA | OP | NA | NG |  | 59392.138 | 0.012532 | 0.000422 | EIA Unit-level Data | Estimated using an emission factor
2021 | CT | UCONN Cogen Facility | 58159 | HRSG3 | CA | OP | NA | NG |  | 59293.971 | 0.012511 | 0.000422 | EIA Unit-level Data | Estimated using an emission factor
2021 | MA | Williams College - Campus CHP | 58160 | GEN2 | ST | OP | NA | NG |  | 120428 | 0.57262 | 0.0095098 | EIA Prime Mover-level Data | NEI avg EF - PM, fuel type
2021 | MA | Williams College - Campus CHP | 58160 | GEN4 | IC | OP | NA | DFO |  | 14.5 | 0.0022475 | 0.31 | EIA Prime Mover-level Data | Estimated using an emission factor
2021 | MA | Williams College - Campus CHP | 58160 | GEN5 | IC | OP | NA | DFO |  | 14.5 | 0.0022475 | 0.31 | EIA Prime Mover-level Data | Estimated using an emission factor
2021 | MI | Western Michigan University Power Plant | 58161 | EG-1 | IC | OP | NA | NG |  | 5841.793 | 0.0012326 | 0.000422 | EIA Prime Mover-level Data | Estimated using an emission factor
2021 | MI | Western Michigan University Power Plant | 58161 | EG-10 | IC | OP | NA | NG |  | 18255.603 | 0.0038519 | 0.000422 | EIA Prime Mover-level Data | Estimated using an emission factor
2021 | MI | Western Michigan University Power Plant | 58161 | EG-9 | IC | OP | NA | NG |  | 18255.603 | 0.0038519 | 0.000422 | EIA Prime Mover-level Data | Estimated using an emission factor
2021 | MI | Western Michigan University Power Plant | 58161 | GTG-7 | CT | OP | NA | NG |  | 510007.14 | 1.3703 | 0.0053736 | EIA Unit-level Data | NEI avg EF - PM, fuel type
2021 | MI | Western Michigan University Power Plant | 58161 | GTG-8 | CT | OP | NA | NG |  | 177709.5 | 0.47747 | 0.0053736 | EIA Unit-level Data | NEI avg EF - PM, fuel type
2021 | MI | Western Michigan University Power Plant | 58161 | STG-1 | CA | OP | NA | NG |  | 0 | 0 |  | EIA Prime Mover-level Data | Estimated using an emission factor
2021 | TX | Cirrus Wind 1 LLC | 58162 | CW | WT | OP | NA | WND
2021 | NY | Mercy Medical Center | 58163 | 1N | IC | SB | NA | DFO
2021 | NY | Mercy Medical Center | 58163 | 2N | IC | SB | NA | DFO
2021 | NY | Mercy Medical Center | 58163 | 3N | IC | SB | NA | DFO
2021 | NY | Mercy Medical Center | 58163 | 8 | IC | SB | NA | DFO
2021 | MN | Slayton Solar | 58164 | PV1 | PV | OP | NA | SUN |  | 24885 |  |  | EIA Prime Mover-level Data
2021 | NJ | College of New Jersey | 58165 | COGEN | IC | OP | NA | NG |  | 396538 | 0.08367 | 0.000422 | EIA Prime Mover-level Data | Estimated using an emission factor
2021 | MA | Smith College Central Heating Plant | 58166 | GT-1 | GT | OP | NA | NG |  | 230575 | 0.9242 | 0.0080165 | EIA Prime Mover-level Data | NEI avg EF - PM, fuel type
2021 | NY | William Floyd School District | 58167 | GEN1 | IC | OP | NA | NG |  | 58146 | 0.012269 | 0.000422 | EIA Prime Mover-level Data | Estimated using an emission factor
2021 | NY | William Floyd School District | 58167 | GEN2 | IC | OP | NA | NG |  | 58146 | 0.012269 | 0.000422 | EIA Prime Mover-level Data | Estimated using an emission factor
2021 | NY | William Floyd School District | 58167 | GEN3 | IC | SB | NA | DFO |  | 58146 | 9.0126 | 0.31 | EIA Prime Mover-level Data | Estimated using an emission factor
2021 | CA | Energy Center | 58168 | TURB1 | GT | OP | NA | NG |  | 39600 | 0.15873 | 0.0080165 | EIA Prime Mover-level Data | NEI avg EF - PM, fuel type
2021 | CA | Energy Center | 58168 | TURB2 | GT | OP | NA | NG |  | 39600 | 0.15873 | 0.0080165 | EIA Prime Mover-level Data | NEI avg EF - PM, fuel type
2021 | CA | Energy Center | 58168 | TURB3 | GT | OP | NA | NG |  | 39600 | 0.15873 | 0.0080165 | EIA Prime Mover-level Data | NEI avg EF - PM, fuel type
2021 | CA | CSUF Trigeneration | 58169 | 1 | GT | OP | NA | NG |  | 310133 | 1.2431 | 0.0080165 | EIA Prime Mover-level Data | NEI avg EF - PM, fuel type
2021 | CA | CSUF Trigeneration | 58169 | CPAC | PV | OP | NA | SUN |  | 4553.093 |  |  | EIA Prime Mover-level Data
2021 | CA | CSUF Trigeneration | 58169 | KHS | PV | OP | NA | SUN |  | 4553.093 |  |  | EIA Prime Mover-level Data
2021 | CA | CSUF Trigeneration | 58169 | NPS | PV | OP | NA | SUN |  | 30353.953 |  |  | EIA Prime Mover-level Data
2021 | CA | CSUF Trigeneration | 58169 | PS4 | PV | OP | NA | SUN |  | 4553.093 |  |  | EIA Prime Mover-level Data
2021 | CA | CSUF Trigeneration | 58169 | PS5 | PV | OP | NA | SUN |  | 6070.791 |  |  | EIA Prime Mover-level Data
2021 | CA | CSUF Trigeneration | 58169 | SCPS | PV | OP | NA | SUN |  | 15176.977 |  |  | EIA Prime Mover-level Data
2021 | CA | Crafton Hills College Solar Farm | 58170 | GEN1 | PV | OP | NA | SUN |  | 9311 |  |  | EIA Prime Mover-level Data
2021 | AZ | Prairie Fire | 58171 | GEN1 | PV | OP | NA | SUN |  | 77537 |  |  | EIA Prime Mover-level Data
2021 | NJ | Seaside Heights Power Plant | 58172 | UINT3 | IC | OS | NA | DFO
2021 | NJ | Seaside Heights Power Plant | 58172 | UNIT1 | IC | OS | NA | DFO
2021 | NJ | Seaside Heights Power Plant | 58172 | UNIT2 | IC | OS | NA | DFO
2021 | SC | BMW Manufacturing Co | 58173 | GT601 | GT | OP | NA | LFG |  | 348966 | 3.7688 | 0.0216 | EIA Prime Mover-level Data | Estimated using an emission factor
2021 | SC | BMW Manufacturing Co | 58173 | GT602 | GT | OP | NA | LFG |  | 348966 | 3.7688 | 0.0216 | EIA Prime Mover-level Data | Estimated using an emission factor
2021 | MA | Wilson Solar | 58174 | WSMA | PV | OP | NA | SUN |  | 24293 |  |  | EIA Prime Mover-level Data
2021 | IL | Kishwaukee CHP Plant | 58177 | 1 | IC | OP | NA | OBG |  | 21578 | 0.1586 | 0.0147 | EIA Prime Mover-level Data | Estimated using an emission factor
2021 | IL | Kishwaukee CHP Plant | 58177 | 2 | IC | OP | NA | OBG |  | 21578 | 0.1586 | 0.0147 | EIA Prime Mover-level Data | Estimated using an emission factor
2021 | IL | Kishwaukee CHP Plant | 58177 | 3 | IC | OP | NA | OBG |  | 21578 | 0.1586 | 0.0147 | EIA Prime Mover-level Data | Estimated using an emission factor
2021 | IN | M. G. Emmett J. Bean Federal Center | 58178 | 1 | PV | OP | NA | SUN |  | 8099 |  |  | EIA Prime Mover-level Data
2021 | TN | MTSU Power Co-Gen Plant | 58179 | GT-01 | GT | OP | NA | NG |  | 527470 | 2.1142 | 0.0080165 | EIA Prime Mover-level Data | NEI avg EF - PM, fuel type
2021 | NH | UNH 7.9 MW Plant | 58180 | 1 | GT | OP | NA | LFG |  | 735714 | 7.9457 | 0.0216 | EIA Prime Mover-level Data | Estimated using an emission factor
2021 | IL | Loyola University Health Plant | 58181 | UNIT1 | GT | OP | NA | NG |  | 21287 | 0.085324 | 0.0080165 | EIA Prime Mover-level Data | NEI avg EF - PM, fuel type
2021 | IL | Loyola University Health Plant | 58181 | UNIT2 | GT | OP | NA | NG |  | 21287 | 0.085324 | 0.0080165 | EIA Prime Mover-level Data | NEI avg EF - PM, fuel type
2021 | KS | Prairie Horizon Agri Energy | 58183 | T5741 | ST | OP | NA | NG |  | 849481 | 4.0392 | 0.0095098 | EIA Prime Mover-level Data | NEI avg EF - PM, fuel type
2021 | CT | Rand Whitney CHP Plant | 58184 | TG-1 | GT | OP | NA | NG |  | 1708435 | 6.8478 | 0.0080165 | EIA Prime Mover-level Data | NEI avg EF - PM, fuel type
2021 | MA | Amherst College Co Gen | 58185 | CTG | GT | OP | NA | NG |  | 118576 | 0.47528 | 0.0080165 | EIA Prime Mover-level Data | NEI avg EF - PM, fuel type
2021 | MA | Amherst College Co Gen | 58185 | STG | ST | RE | NA | NG
2021 | NY | HVCC Cogen Plant | 58186 | CG01 | IC | OP | NA | NG |  | 20646 | 0.0043563 | 0.000422 | EIA Prime Mover-level Data | Estimated using an emission factor
2021 | NY | HVCC Cogen Plant | 58186 | CG02 | IC | OP | NA | NG |  | 20646 | 0.0043563 | 0.000422 | EIA Prime Mover-level Data | Estimated using an emission factor
2021 | NY | HVCC Cogen Plant | 58186 | CG03 | IC | OP | NA | NG |  | 32116 | 0.0067765 | 0.000422 | EIA Prime Mover-level Data | Estimated using an emission factor
2021 | NY | HVCC Cogen Plant | 58186 | CG04 | IC | OP | NA | NG |  | 32116 | 0.0067765 | 0.000422 | EIA Prime Mover-level Data | Estimated using an emission factor
2021 | NY | HVCC Cogen Plant | 58186 | CG05 | IC | SB | NA | DFO |  | 48174 | 7.467 | 0.31 | EIA Prime Mover-level Data | Estimated using an emission factor
2021 | NY | HVCC Cogen Plant | 58186 | CG06 | IC | OP | NA | NG |  | 32116 | 0.0067765 | 0.000422 | EIA Prime Mover-level Data | Estimated using an emission factor
2021 | NJ | 180 Raritan Solar | 58187 | 1 | PV | OP | NA | SUN |  | 22460 |  |  | EIA Prime Mover-level Data
2021 | CA | Thomas M Knott Cogen Facility | 58190 | CG | GT | OS | NA | NG
2021 | UT | US Magnesium | 58191 | GT1 | GT | OP | NA | NG |  | 1522952.333 | 6.1044 | 0.0080165 | EIA Prime Mover-level Data | NEI avg EF - PM, fuel type
2021 | UT | US Magnesium | 58191 | GT2 | GT | OA | NA | NG |  | 1522952.333 | 6.1044 | 0.0080165 | EIA Prime Mover-level Data | NEI avg EF - PM, fuel type
2021 | UT | US Magnesium | 58191 | GT3 | GT | OP | NA | NG |  | 1522952.333 | 6.1044 | 0.0080165 | EIA Prime Mover-level Data | NEI avg EF - PM, fuel type
2021 | KS | Arkalon Ethanol LLC | 58192 | ST961 | ST | OP | NA | NG |  | 134700 | 0.64048 | 0.0095098 | EIA Prime Mover-level Data | NEI avg EF - PM, fuel type
2021 | KS | Bonanza BioEnergy LLC | 58193 | ST96 | ST | OP | NA | NG |  | 1119788 | 5.3245 | 0.0095098 | EIA Prime Mover-level Data | NEI avg EF - PM, fuel type
2021 | PA | West Campus Steam Plant | 58194 | CT2 | GT | OP | NA | NG
2021 | PA | West Campus Steam Plant | 58194 | WC 4 | ST | OP | NA | NG |  | 497906.686 | 2.3675 | 0.0095098 | EIA Prime Mover-level Data | NEI avg EF - PM, fuel type
2021 | PA | West Campus Steam Plant | 58194 | WC 5 | ST | OP | NA | NG |  | 377722.314 | 1.796 | 0.0095098 | EIA Prime Mover-level Data | NEI avg EF - PM, fuel type
2021 | PA | West Campus Steam Plant | 58194 | WC6 | ST | OP | NA | NG |  | 0 | 0 |  | EIA Unit-level Data | NEI avg EF - PM, fuel type
2021 | PA | East Campus Steam Plant | 58195 | CT1 | GT | OP | NA | NG |  | 617951 | 2.4769 | 0.0080165 | EIA Prime Mover-level Data | NEI avg EF - PM, fuel type
2021 | MI | Cargill Salt Hersey | 58196 | ST1 | ST | OP | NA | NG |  | 27003 | 0.1284 | 0.0095098 | EIA Prime Mover-level Data | NEI avg EF - PM, fuel type
2021 | MN | POET Biorefining Lake Crystal | 58197 | 1 | IC | SB | NA | DFO |  | 2748 | 0.42594 | 0.31 | EIA Prime Mover-level Data | Estimated using an emission factor
2021 | MN | POET Biorefining Lake Crystal | 58197 | 2 | ST | OP | NA | NG |  | 932481 | 4.4339 | 0.0095098 | EIA Prime Mover-level Data | NEI avg EF - PM, fuel type
2021 | CA | Parnassus Central Utility Plant | 58198 | GTG1 | CT | OP | NA | NG |  | 419128.947 | 1.1261 | 0.0053736 | EIA Unit-level Data | NEI avg EF - PM, fuel type
2021 | CA | Parnassus Central Utility Plant | 58198 | GTG2 | CT | OP | NA | NG |  | 480437.857 | 1.2908 | 0.0053736 | EIA Unit-level Data | NEI avg EF - PM, fuel type
2021 | CA | Parnassus Central Utility Plant | 58198 | HRSG1 | CA | OP | NA | NG |  | 61334.516 | 0.012942 | 0.000422 | EIA Unit-level Data | Estimated using an emission factor
2021 | AZ | Arizona State University CHP | 58199 | G1 | CS | OP | NA | NG |  | 484664.263 | 0.10226 | 0.000422 | EIA Unit-level Data | Estimated using an emission factor
2021 | AZ | Arizona State University CHP | 58199 | G2 | GT | OP | NA | NG
2021 | NY | Monroe Community College Plant | 58201 | 1 | IC | OA | NA | NG
2021 | NY | Monroe Community College Plant | 58201 | 2 | IC | OA | NA | NG
2021 | NY | Monroe Community College Plant | 58201 | 3 | IC | OA | NA | NG
2021 | NY | Monroe Community College Plant | 58201 | 4 | IC | OA | NA | NG
2021 | CA | RE Victor Phelan Solar One LLC | 58202 | VPS1 | PV | OP | NA | SUN |  | 402402 |  |  | EIA Prime Mover-level Data
2021 | OK | Minco Wind III, LLC | 58203 | 1 | WT | OP | NA | WND |  | 3137223 |  |  | EIA Prime Mover-level Data
2021 | CA | Grassland 3&4 Solar Project | 58204 | INV3 | PV | OP | NA | SUN |  | 20984 |  |  | EIA Prime Mover-level Data
2021 | MO | Grand Ave Plant | 58205 | 1 | ST | OP | NA | NG |  | 2874158.04 | 13.6663 | 0.0095098 | EIA Unit-level Data | NEI avg EF - PM, fuel type
2021 | CA | West Gates Solar Station | 58206 | 1 | PV | OP | NA | SUN |  | 165300 |  |  | EIA Prime Mover-level Data
2021 | MD | Central Utility Plant at White Oak | 58207 | G1 | IC | OP | NA | NG |  | 5313.214 | 0.0011211 | 0.000422 | EIA Prime Mover-level Data | Estimated using an emission factor
2021 | MD | Central Utility Plant at White Oak | 58207 | G10 | IC | OP | NA | DFO |  | 2143.929 | 0.33231 | 0.31 | EIA Prime Mover-level Data | Estimated using an emission factor
2021 | MD | Central Utility Plant at White Oak | 58207 | G11 | IC | OP | NA | DFO |  | 2143.929 | 0.33231 | 0.31 | EIA Prime Mover-level Data | Estimated using an emission factor
2021 | MD | Central Utility Plant at White Oak | 58207 | G12 | CA | OP | NA | NG |  | 6271 | 0.0013232 | 0.000422 | EIA Prime Mover-level Data | Estimated using an emission factor
2021 | MD | Central Utility Plant at White Oak | 58207 | G2 | IC | SB | NA | DFO |  | 2143.929 | 0.33231 | 0.31 | EIA Prime Mover-level Data | Estimated using an emission factor
2021 | MD | Central Utility Plant at White Oak | 58207 | G3 | GT | OP | NA | NG |  | 192436.75 | 0.77133 | 0.0080165 | EIA Prime Mover-level Data | NEI avg EF - PM, fuel type
2021 | MD | Central Utility Plant at White Oak | 58207 | G4 | GT | OP | NA | NG |  | 192436.75 | 0.77133 | 0.0080165 | EIA Prime Mover-level Data | NEI avg EF - PM, fuel type
2021 | MD | Central Utility Plant at White Oak | 58207 | G5 | GT | OP | NA | NG |  | 192436.75 | 0.77133 | 0.0080165 | EIA Prime Mover-level Data | NEI avg EF - PM, fuel type
2021 | MD | Central Utility Plant at White Oak | 58207 | G6 | GT | OP | NA | NG |  | 192436.75 | 0.77133 | 0.0080165 | EIA Prime Mover-level Data | NEI avg EF - PM, fuel type
2021 | MD | Central Utility Plant at White Oak | 58207 | G7 | CT | OP | NA | NG |  | 351560.986 | 0.94457 | 0.0053736 | EIA Unit-level Data | NEI avg EF - PM, fuel type
2021 | MD | Central Utility Plant at White Oak | 58207 | G8 | CT | OP | NA | NG |  | 238564.258 | 0.64097 | 0.0053736 | EIA Unit-level Data | NEI avg EF - PM, fuel type
2021 | MD | Central Utility Plant at White Oak | 58207 | G9 | CT | OP | NA | NG
2021 | NJ | Cinnamon Bay Edgeboro Landfill | 58208 | 1 | IC | OP | NA | LFG |  | 427798 | 3.1443 | 0.0147 | EIA Prime Mover-level Data | Estimated using an emission factor
2021 | OK | NextEra-Blackwell Wind, LLC | 58209 | WT | WT | OP | NA | WND |  | 1799851 |  |  | EIA Prime Mover-level Data
2021 | MA | NFM Solar Power LLC | 58210 | 1 | PV | OP | NA | SUN |  | 17554 |  |  | EIA Prime Mover-level Data
2021 | AZ | Saddle Mountain Solar I | 58213 | AZ2 | PV | OP | NA | SUN |  | 302998 |  |  | EIA Prime Mover-level Data
2021 | RI | West Greenwich Solar | 58214 | WGRI | PV | OP | NA | SUN |  | 23282 |  |  | EIA Prime Mover-level Data
2021 | CA | J.R. Simplot Company | 58216 | 1 | ST | OP | NA | WH |  | 13210 |  |  | EIA Prime Mover-level Data
2021 | CA | Grassland 1&2 Solar Project | 58217 | INV4 | PV | OP | NA | SUN |  | 31940 |  |  | EIA Prime Mover-level Data
2021 | MT | Spion Kop Wind Farm | 58218 | SKW25 | WT | OP | NA | WND |  | 1043828 |  |  | EIA Prime Mover-level Data
2021 | WI | GL Dairy Biogas | 58219 | 1426 | IC | RE | NA | OBG |  | 69766.9 | 0.51279 | 0.0147 | EIA Prime Mover-level Data | Estimated using an emission factor
2021 | WI | GL Dairy Biogas | 58219 | 633 | IC | RE | NA | OBG |  | 29900.1 | 0.21977 | 0.0147 | EIA Prime Mover-level Data | Estimated using an emission factor
2021 | OH | Haviland Plastic Products | 58220 | WTGA | WT | OP | NA | WND |  | 35015.667 |  |  | EIA Prime Mover-level Data
2021 | OH | Haviland Plastic Products | 58220 | WTGB | WT | OP | NA | WND |  | 35015.667 |  |  | EIA Prime Mover-level Data
2021 | OH | Haviland Plastic Products | 58220 | WTGC | WT | OP | NA | WND |  | 35015.667 |  |  | EIA Prime Mover-level Data
2021 | MI | E.B. Eddy Paper Inc | 58222 | 3TU | ST | OS | NA | NG |  | 211559 | 1.0059 | 0.0095098 | EIA Prime Mover-level Data | NEI avg EF - PM, fuel type
2021 | CA | Hoag Hospital Cogen Plant | 58223 | 1 | IC | OP | NA | NG |  | 107441.667 | 0.02267 | 0.000422 | EIA Prime Mover-level Data | Estimated using an emission factor
2021 | CA | Hoag Hospital Cogen Plant | 58223 | 2 | IC | OP | NA | NG |  | 107441.667 | 0.02267 | 0.000422 | EIA Prime Mover-level Data | Estimated using an emission factor
2021 | CA | Hoag Hospital Cogen Plant | 58223 | 3 | IC | OP | NA | NG |  | 107441.667 | 0.02267 | 0.000422 | EIA Prime Mover-level Data | Estimated using an emission factor
2021 | CT | CCSU Co-Gen-STBY Gen | 58224 | EC#1 | IC | OP | NA | NG |  | 5894.056 | 0.0012436 | 0.000422 | EIA Prime Mover-level Data | Estimated using an emission factor
2021 | CT | CCSU Co-Gen-STBY Gen | 58224 | EC#2 | IC | OP | NA | NG |  | 5894.056 | 0.0012436 | 0.000422 | EIA Prime Mover-level Data | Estimated using an emission factor
2021 | CT | CCSU Co-Gen-STBY Gen | 58224 | GRND | IC | SB | NA | DFO |  | 1360.167 | 0.21083 | 0.31 | EIA Prime Mover-level Data | Estimated using an emission factor
2021 | CT | CCSU Co-Gen-STBY Gen | 58224 | MEMH | IC | SB | NA | DFO |  | 3173.722 | 0.49193 | 0.31 | EIA Prime Mover-level Data | Estimated using an emission factor
2021 | CA | Newberry Solar 1 LLC | 58226 | 1 | PV | OP | NA | SUN |  | 26255 |  |  | EIA Prime Mover-level Data
2021 | CA | SEPV9 Power Plant | 58227 | SPV9 | PV | OP | NA | SUN |  | 196287 |  |  | EIA Prime Mover-level Data
2021 | DE | Milford Solar Farm | 58228 | GEN1 | PV | OP | NA | SUN |  | 174658 |  |  | EIA Prime Mover-level Data
2021 | PA | Lincoln Financial Field | 58231 | GEN1 | PV | OP | NA | SUN |  | 25830 |  |  | EIA Prime Mover-level Data
2021 | CA | Tahquitz High School | 58232 | TAHQ | PV | OP | NA | SUN |  | 15032 |  |  | EIA Prime Mover-level Data
2021 | CA | Wagner Wind LLC | 58233 | GEN1 | WT | OP | NA | WND |  | 125385 |  |  | EIA Prime Mover-level Data
2021 | CA | SEPV 8 | 58234 | SPV8 | PV | OP | NA | SUN |  | 263212 |  |  | EIA Prime Mover-level Data
2021 | NJ | Clayville | 58235 | U1 | GT | OP | CT | NG | 1135 | 528559.715 | 0.228 | 0.00086272 | EPA/CAMD | EPA/NEI | 2015
2021 | IA | Marshalltown Generating Station | 58236 | CT1 | CT | OP | CC | NG | 3415 | 7199491.727 | 10.0997 | 0.0028057 | EPA/CAMD | EPA/NEI | 2016
2021 | IA | Marshalltown Generating Station | 58236 | CT2 | CT | OP | CC | NG | 3387 | 7092076.624 | 6.6334 | 0.0018707 | EPA/CAMD | EPA/NEI | 2016
2021 | IA | Marshalltown Generating Station | 58236 | PV1 | PV | OP | NA | SUN
2021 | CT | CCSU Fuel Cell Project | 58237 | CCSU | FC | OP | NA | NG |  | 82336 | 0 | 0 | EIA Prime Mover-level Data | Estimated using an emission factor
2021 | VT | Georgia Mountain Community Wind Farm | 58238 | GMCW | WT | OP | NA | WND |  | 186551 |  |  | EIA Prime Mover-level Data
2021 | MD | Kent County-Kennedyville | 58239 | PVKV | PV | OP | NA | SUN |  | 15422 |  |  | EIA Prime Mover-level Data
2021 | NM | Kit Carson | 58240 | PV_KC | PV | OP | NA | SUN |  | 25053 |  |  | EIA Prime Mover-level Data
2021 | MD | Rock Hall | 58241 | RCKHL | PV | OP | NA | SUN |  | 17007 |  |  | EIA Prime Mover-level Data
2021 | TX | Pattern Panhandle Wind LLC | 58242 | 1 | WT | OP | NA | WND |  | 5510374 |  |  | EIA Prime Mover-level Data
2021 | MD | Kent County - Worton Complex | 58243 | WRTN | PV | OP | NA | SUN |  | 16439 |  |  | EIA Prime Mover-level Data
2021 | CA | West Valley High School Solar | 58244 | WEST | PV | OP | NA | SUN |  | 12962 |  |  | EIA Prime Mover-level Data
2021 | IL | Northeastern Illinois University Cogen | 58245 | GEN1 | IC | SB | NA | NG |  | 8.75 | 1.8462e-06 | 0.000422 | EIA Prime Mover-level Data | Estimated using an emission factor
2021 | IL | Northeastern Illinois University Cogen | 58245 | GEN2 | IC | SB | NA | NG |  | 8.75 | 1.8462e-06 | 0.000422 | EIA Prime Mover-level Data | Estimated using an emission factor
2021 | IL | Northeastern Illinois University Cogen | 58245 | GEN3 | IC | SB | NA | NG |  | 8.75 | 1.8462e-06 | 0.000422 | EIA Prime Mover-level Data | Estimated using an emission factor
2021 | IL | Northeastern Illinois University Cogen | 58245 | GEN4 | IC | SB | NA | NG |  | 8.75 | 1.8462e-06 | 0.000422 | EIA Prime Mover-level Data | Estimated using an emission factor
2021 | MD | Millersville LFG | 58246 | CAT1 | IC | OP | NA | LFG |  | 133829 | 0.98364 | 0.0147 | EIA Prime Mover-level Data | Estimated using an emission factor
2021 | MD | Millersville LFG | 58246 | CAT2 | IC | OP | NA | LFG |  | 133829 | 0.98364 | 0.0147 | EIA Prime Mover-level Data | Estimated using an emission factor
2021 | CA | Pierce College | 58248 | GEN1 | PV | OP | NA | SUN |  | 28333 |  |  | EIA Prime Mover-level Data
2021 | CA | VA Sepulveda Ambulatory Care Center | 58249 | GEN1 | PV | OP | NA | SUN |  | 56117 |  |  | EIA Prime Mover-level Data
2021 | PA | Tullytown | 58250 | GEN1 | IC | OP | NA | LFG |  | 108690 | 0.79887 | 0.0147 | EIA Prime Mover-level Data | Estimated using an emission factor
2021 | CA | C&H Sugar Plant | 58251 | TG3 | ST | OP | NA | PUR |  | 208390 |  |  | EIA Prime Mover-level Data
2021 | CA | C&H Sugar Plant | 58251 | TG4 | ST | OP | NA | PUR |  | 208390 |  |  | EIA Prime Mover-level Data
2021 | MD | Alpha Ridge LFG | 58252 | JEN1 | IC | OP | NA | LFG |  | 3809 | 0.027996 | 0.0147 | EIA Prime Mover-level Data | Estimated using an emission factor
2021 | CA | CBS Television City | 58253 | GEN1 | PV | OP | NA | SUN |  | 13124 |  |  | EIA Prime Mover-level Data
2021 | CA | CBS Television City | 58253 | GEN2 | FC | OP | NA | NG |  | 21755.333 | 0 | 0 | EIA Prime Mover-level Data | Estimated using an emission factor
2021 | CA | CBS Television City | 58253 | GEN3 | FC | OP | NA | NG |  | 21755.333 | 0 | 0 | EIA Prime Mover-level Data | Estimated using an emission factor
2021 | CA | CBS Television City | 58253 | GEN4 | FC | OP | NA | NG |  | 21755.333 | 0 | 0 | EIA Prime Mover-level Data | Estimated using an emission factor
2021 | MI | Chatham | 58254 | CT02R | GT | OP | NA | NG |  | 349.151 | 0.0013995 | 0.0080165 | EIA Prime Mover-level Data | NEI avg EF - PM, fuel type
2021 | MI | Chatham | 58254 | CTOIS | GT | OP | NA | NG |  | 358.849 | 0.0014384 | 0.0080165 | EIA Prime Mover-level Data | NEI avg EF - PM, fuel type
2021 | KS | Rubart | 58255 | 01 | IC | OP | NA | NG |  | 44049.5 | 0.0092944 | 0.000422 | EIA Prime Mover-level Data | Estimated using an emission factor
2021 | KS | Rubart | 58255 | 02 | IC | OP | NA | NG |  | 44049.5 | 0.0092944 | 0.000422 | EIA Prime Mover-level Data | Estimated using an emission factor
2021 | KS | Rubart | 58255 | 03 | IC | OP | NA | NG |  | 44049.5 | 0.0092944 | 0.000422 | EIA Prime Mover-level Data | Estimated using an emission factor
2021 | KS | Rubart | 58255 | 04 | IC | OP | NA | NG |  | 44049.5 | 0.0092944 | 0.000422 | EIA Prime Mover-level Data | Estimated using an emission factor
2021 | KS | Rubart | 58255 | 05 | IC | OP | NA | NG |  | 44049.5 | 0.0092944 | 0.000422 | EIA Prime Mover-level Data | Estimated using an emission factor
2021 | KS | Rubart | 58255 | 06 | IC | OP | NA | NG |  | 44049.5 | 0.0092944 | 0.000422 | EIA Prime Mover-level Data | Estimated using an emission factor
2021 | KS | Rubart | 58255 | 07 | IC | OP | NA | NG |  | 44049.5 | 0.0092944 | 0.000422 | EIA Prime Mover-level Data | Estimated using an emission factor
2021 | KS | Rubart | 58255 | 08 | IC | OP | NA | NG |  | 44049.5 | 0.0092944 | 0.000422 | EIA Prime Mover-level Data | Estimated using an emission factor
2021 | KS | Rubart | 58255 | 09 | IC | OP | NA | NG |  | 44049.5 | 0.0092944 | 0.000422 | EIA Prime Mover-level Data | Estimated using an emission factor
2021 | KS | Rubart | 58255 | 10 | IC | OP | NA | NG |  | 44049.5 | 0.0092944 | 0.000422 | EIA Prime Mover-level Data | Estimated using an emission factor
2021 | KS | Rubart | 58255 | 11 | IC | OP | NA | NG |  | 44049.5 | 0.0092944 | 0.000422 | EIA Prime Mover-level Data | Estimated using an emission factor
2021 | KS | Rubart | 58255 | 12 | IC | OP | NA | NG |  | 44049.5 | 0.0092944 | 0.000422 | EIA Prime Mover-level Data | Estimated using an emission factor
2021 | NM | Los Alamos PV Site | 58256 | 1 | PV | OP | NA | SUN |  | 7304 |  |  | EIA Prime Mover-level Data
2021 | SC | Upper Pacolet Hydro | 58257 | UP1 | HY | OP | NA | WAT |  | 46682 |  |  | EIA Prime Mover-level Data
2021 | CA | Central Utilities Plant LAX 2 | 58258 | GEN1 | GT | OP | NA | NG |  | 239487 | 0.95992 | 0.0080165 | EIA Prime Mover-level Data | NEI avg EF - PM, fuel type
2021 | CA | Central Utilities Plant LAX 2 | 58258 | GEN2 | GT | OP | NA | NG |  | 239487 | 0.95992 | 0.0080165 | EIA Prime Mover-level Data | NEI avg EF - PM, fuel type
2021 | HI | Kalaeloa Solar Two | 58259 | KAS2 | PV | OP | NA | SUN |  | 89172 |  |  | EIA Prime Mover-level Data
2021 | VA | Brunswick County Power Station | 58260 | 1A | CT | OP | CC | NG | 7326 | 20480573.768 | 48.6278 | 0.0047487 | EPA/CAMD | EPA/NEI | 2016
2021 | VA | Brunswick County Power Station | 58260 | 1B | CT | OP | CC | NG | 7038 | 19676676.529 | 46.6947 | 0.0047462 | EPA/CAMD | EPA/NEI | 2016
2021 | VA | Brunswick County Power Station | 58260 | 1C | CT | OP | CC | NG | 7404 | 20796942.453 | 48.8723 | 0.0047 | EPA/CAMD | EPA/NEI | 2016
2021 | CA | FAA NorCal TRACON | 58261 | 1 | PV | OP | NA | SUN |  | 11275 |  |  | EIA Prime Mover-level Data
2021 | AZ | Badger 1 | 58262 | 1 | PV | OP | NA | SUN |  | 335174 |  |  | EIA Prime Mover-level Data
2021 | OH | Bay View Cogeneration Facility | 58263 | GTG | GT | OS | NA | LFG
2021 | OH | Bay View Cogeneration Facility | 58263 | STG | ST | OS | NA | LFG
2021 | NC | Apple Data Center - Fuel Cell 1&2 | 58264 | FC1 | FC | RE | NA | LFG |  | 211500.952 | 0 | 0 | EIA Prime Mover-level Data | Estimated using an emission factor
2021 | NC | Apple Data Center - Fuel Cell 1&2 | 58264 | FC2 | FC | RE | NA | LFG |  | 232651.048 | 0 | 0 | EIA Prime Mover-level Data | Estimated using an emission factor
2021 | IA | NCAH Central Utility Plant | 58265 | C-3 | IC | SB | NA | DFO |  | 17.16 | 0.0026598 | 0.31 | EIA Prime Mover-level Data | Estimated using an emission factor
2021 | IA | NCAH Central Utility Plant | 58265 | EP-6 | IC | SB | NA | DFO |  | 68.639 | 0.010639 | 0.31 | EIA Prime Mover-level Data | Estimated using an emission factor
2021 | IA | NCAH Central Utility Plant | 58265 | FRZRF | IC | SB | NA | DFO |  | 17.16 | 0.0026598 | 0.31 | EIA Prime Mover-level Data | Estimated using an emission factor
2021 | IA | NCAH Central Utility Plant | 58265 | MBGEN | IC | SB | NA | DFO |  | 42.899 | 0.0066493 | 0.31 | EIA Prime Mover-level Data | Estimated using an emission factor
2021 | IA | NCAH Central Utility Plant | 58265 | S-13 | IC | SB | NA | DFO |  | 180.176 | 0.027927 | 0.31 | EIA Prime Mover-level Data | Estimated using an emission factor
2021 | IA | NCAH Central Utility Plant | 58265 | S-14 | IC | SB | NA | DFO |  | 180.176 | 0.027927 | 0.31 | EIA Prime Mover-level Data | Estimated using an emission factor
2021 | IA | NCAH Central Utility Plant | 58265 | S-16 | GT | OP | NA | NG |  | 212674 | 0.85245 | 0.0080165 | EIA Prime Mover-level Data | NEI avg EF - PM, fuel type
2021 | IA | NCAH Central Utility Plant | 58265 | S-17 | IC | SB | NA | DFO |  | 171.597 | 0.026598 | 0.31 | EIA Prime Mover-level Data | Estimated using an emission factor
2021 | IA | NCAH Central Utility Plant | 58265 | S-18 | IC | SB | NA | DFO |  | 171.597 | 0.026598 | 0.31 | EIA Prime Mover-level Data | Estimated using an emission factor
2021 | IA | NCAH Central Utility Plant | 58265 | S-19 | IC | SB | NA | DFO |  | 171.597 | 0.026598 | 0.31 | EIA Prime Mover-level Data | Estimated using an emission factor
2021 | OR | Port Westward Unit 2 | 58266 | 1 | IC | OP | NA | NG |  | 596231.667 | 0.1258 | 0.000422 | EIA Prime Mover-level Data | Estimated using an emission factor
2021 | OR | Port Westward Unit 2 | 58266 | 10 | IC | OP | NA | NG |  | 596231.667 | 0.1258 | 0.000422 | EIA Prime Mover-level Data | Estimated using an emission factor
2021 | OR | Port Westward Unit 2 | 58266 | 11 | IC | OP | NA | NG |  | 596231.667 | 0.1258 | 0.000422 | EIA Prime Mover-level Data | Estimated using an emission factor
2021 | OR | Port Westward Unit 2 | 58266 | 12 | IC | OP | NA | NG |  | 596231.667 | 0.1258 | 0.000422 | EIA Prime Mover-level Data | Estimated using an emission factor
2021 | OR | Port Westward Unit 2 | 58266 | 2 | IC | OP | NA | NG |  | 596231.667 | 0.1258 | 0.000422 | EIA Prime Mover-level Data | Estimated using an emission factor
2021 | OR | Port Westward Unit 2 | 58266 | 3 | IC | OP | NA | NG |  | 596231.667 | 0.1258 | 0.000422 | EIA Prime Mover-level Data | Estimated using an emission factor
2021 | OR | Port Westward Unit 2 | 58266 | 4 | IC | OP | NA | NG |  | 596231.667 | 0.1258 | 0.000422 | EIA Prime Mover-level Data | Estimated using an emission factor
2021 | OR | Port Westward Unit 2 | 58266 | 5 | IC | OP | NA | NG |  | 596231.667 | 0.1258 | 0.000422 | EIA Prime Mover-level Data | Estimated using an emission factor
2021 | OR | Port Westward Unit 2 | 58266 | 6 | IC | OP | NA | NG |  | 596231.667 | 0.1258 | 0.000422 | EIA Prime Mover-level Data | Estimated using an emission factor
2021 | OR | Port Westward Unit 2 | 58266 | 7 | IC | OP | NA | NG |  | 596231.667 | 0.1258 | 0.000422 | EIA Prime Mover-level Data | Estimated using an emission factor
2021 | OR | Port Westward Unit 2 | 58266 | 8 | IC | OP | NA | NG |  | 596231.667 | 0.1258 | 0.000422 | EIA Prime Mover-level Data | Estimated using an emission factor
2021 | OR | Port Westward Unit 2 | 58266 | 9 | IC | OP | NA | NG |  | 596231.667 | 0.1258 | 0.000422 | EIA Prime Mover-level Data | Estimated using an emission factor
2021 | OH | Bay View Backup Power Facility | 58269 | G1 | IC | SB | NA | DFO |  | 173.5 | 0.026892 | 0.31 | EIA Prime Mover-level Data | Estimated using an emission factor
2021 | OH | Bay View Backup Power Facility | 58269 | G2 | IC | SB | NA | NG |  | 173.5 | 3.6609e-05 | 0.000422 | EIA Prime Mover-level Data | Estimated using an emission factor
2021 | OH | Bay View Backup Power Facility | 58269 | G3 | IC | SB | NA | NG |  | 173.5 | 3.6609e-05 | 0.000422 | EIA Prime Mover-level Data | Estimated using an emission factor
2021 | OH | Bay View Backup Power Facility | 58269 | G4 | IC | SB | NA | NG |  | 173.5 | 3.6609e-05 | 0.000422 | EIA Prime Mover-level Data | Estimated using an emission factor
2021 | OH | Bay View Backup Power Facility | 58269 | G5 | IC | SB | NA | NG |  | 173.5 | 3.6609e-05 | 0.000422 | EIA Prime Mover-level Data | Estimated using an emission factor
2021 | OH | Bay View Backup Power Facility | 58269 | G6 | IC | SB | NA | NG |  | 173.5 | 3.6609e-05 | 0.000422 | EIA Prime Mover-level Data | Estimated using an emission factor
2021 | MA | Acushnet AD Makepeace | 58270 | 1 | PV | OP | NA | SUN |  | 53456 |  |  | EIA Prime Mover-level Data
2021 | MA | Acushnet Hawes Reed Road | 58271 | 1 | PV | OP | NA | SUN |  | 15484 |  |  | EIA Prime Mover-level Data
2021 | MA | Easthampton Landfill-City of Easthampton | 58272 | 1 | PV | OP | NA | SUN |  | 25105 |  |  | EIA Prime Mover-level Data
2021 | NC | South Robeson Farm | 58273 | SROB | PV | OP | NA | SUN |  | 72442 |  |  | EIA Prime Mover-level Data
2021 | NC | Raeford Farm | 58274 | RAEF | PV | OP | NA | SUN |  | 74212 |  |  | EIA Prime Mover-level Data
2021 | MA | Mass Midstate Solar 3 | 58275 | 1 | PV | OP | NA | SUN |  | 52635 |  |  | EIA Prime Mover-level Data
2021 | MA | Mass Midstate Solar 2 | 58276 | 1 | PV | OP | NA | SUN |  | 60832 |  |  | EIA Prime Mover-level Data
2021 | HI | Paia Hydroelectric Plant | 58277 | PAH1 | HY | OS | NA | WAT
2021 | AK | TNSG North Plant | 58278 | 13 | IC | OP | NA | DFO
2021 | AK | TNSG North Plant | 58278 | CT1 | GT | OP | NA | NG |  | 132338.976 | 0.53045 | 0.0080165 | EIA Prime Mover-level Data | NEI avg EF - PM, fuel type
2021 | AK | TNSG North Plant | 58278 | CT2 | GT | OP | NA | NG |  | 132338.976 | 0.53045 | 0.0080165 | EIA Prime Mover-level Data | NEI avg EF - PM, fuel type
2021 | AK | TNSG North Plant | 58278 | CT3 | GT | OP | NA | NG |  | 190873.524 | 0.76507 | 0.0080165 | EIA Prime Mover-level Data | NEI avg EF - PM, fuel type
2021 | AK | TNSG North Plant | 58278 | CT4 | GT | OP | NA | NG |  | 190873.524 | 0.76507 | 0.0080165 | EIA Prime Mover-level Data | NEI avg EF - PM, fuel type
2021 | MA | Mass Midstate Solar 1 | 58279 | 1 | PV | OP | NA | SUN |  | 65279 |  |  | EIA Prime Mover-level Data
2021 | MA | Millbury Solar | 58280 | 1 | PV | OP | NA | SUN |  | 35957 |  |  | EIA Prime Mover-level Data
2021 | HI | Lanikuhana Solar LLC | 58281 | 1 | PV | OP | NA | SUN |  | 248685 |  |  | EIA Prime Mover-level Data
2021 | MA | Leicester One MA Solar LLC | 58282 | 1 | PV | OP | NA | SUN |  | 57683 |  |  | EIA Prime Mover-level Data
2021 | MA | Freetown Solar | 58283 | 1 | PV | OP | NA | SUN |  | 63792 |  |  | EIA Prime Mover-level Data
2021 | NM | La Luz Energy Center | 58284 | 1 | GT | OP | CT | NG | 855 | 162317.13 | 0.28 | 0.00345 | EPA/CAMD | EPA/NEI | 2015
2021 | CA | Venable Solar 1 | 58289 | VNPV | PV | OP | NA | SUN |  | 27785 |  |  | EIA Prime Mover-level Data
2021 | CA | Venable Solar 2 | 58290 | VSPV | PV | OP | NA | SUN |  | 27785 |  |  | EIA Prime Mover-level Data
2021 | AZ | Jewish Community Center PV | 58292 | JCC | PV | OP | NA | SUN |  | 18651 |  |  | EIA Prime Mover-level Data
2021 | AZ | Paradise Valley H.S. PV | 58293 | PVH | PV | OP | NA | SUN |  | 22443 |  |  | EIA Prime Mover-level Data
2021 | CA | Roll Delano 2 | 58296 | ROL6 | FC | OP | NA | NG |  | 52256 | 0 | 0 | EIA Prime Mover-level Data | Estimated using an emission factor
2021 | CA | Roll Delano | 58297 | ROL4 | FC | OP | NA | NG |  | 66722 | 0 | 0 | EIA Prime Mover-level Data | Estimated using an emission factor
2021 | CA | Roll Lost Hills | 58298 | ROL3 | FC | OP | NA | NG |  | 34147 | 0 | 0 | EIA Prime Mover-level Data | Estimated using an emission factor
2021 | CA | Xilinx San Jose | 58299 | XLX01 | FC | OP | NA | NG |  | 52877 | 0 | 0 | EIA Prime Mover-level Data | Estimated using an emission factor
2021 | CA | Honda Torrance | 58300 | HON | FC | OP | NA | NG |  | 45175 | 0 | 0 | EIA Prime Mover-level Data | Estimated using an emission factor
2021 | CA | Juniper Networks Sunnyvale | 58301 | JPR | FC | OP | NA | NG |  | 50287 | 0 | 0 | EIA Prime Mover-level Data | Estimated using an emission factor
2021 | CA | Life Technologies Carlsbad | 58302 | LFT | FC | OP | NA | NG |  | 58260 | 0 | 0 | EIA Prime Mover-level Data | Estimated using an emission factor
2021 | CA | Taylor Farms Salinas | 58303 | TLR | FC | OP | NA | NG
2021 | CA | Kingsburg Solar | 58304 | 1 | PV | OP | NA | SUN |  | 25654.054 |  |  | EIA Prime Mover-level Data
2021 | CA | Kingsburg Solar | 58304 | 2 | PV | OP | NA | SUN |  | 25654.054 |  |  | EIA Prime Mover-level Data
2021 | CA | Kingsburg Solar | 58304 | 3 | PV | OP | NA | SUN |  | 11971.892 |  |  | EIA Prime Mover-level Data
2021 | NC | PCIP Solar | 58305 | PCIP | PV | OP | NA | SUN |  | 15511 |  |  | EIA Prime Mover-level Data
2021 | CA | Exeter Solar | 58306 | 1 | PV | OP | NA | SUN |  | 15644.571 |  |  | EIA Prime Mover-level Data
2021 | CA | Exeter Solar | 58306 | 2 | PV | OP | NA | SUN |  | 15644.571 |  |  | EIA Prime Mover-level Data
2021 | CA | Exeter Solar | 58306 | 3 | PV | OP | NA | SUN |  | 23466.857 |  |  | EIA Prime Mover-level Data
2021 | CA | Ivanhoe Solar | 58307 | 1 | PV | OP | NA | SUN |  | 24549.857 |  |  | EIA Prime Mover-level Data
2021 | CA | Ivanhoe Solar | 58307 | 2 | PV | OP | NA | SUN |  | 8183.286 |  |  | EIA Prime Mover-level Data
2021 | CA | Ivanhoe Solar | 58307 | 3 | PV | OP | NA | SUN |  | 24549.857 |  |  | EIA Prime Mover-level Data
2021 | CA | Lindsay Solar | 58308 | 1 | PV | OP | NA | SUN |  | 24636 |  |  | EIA Prime Mover-level Data
2021 | CA | Lindsay Solar | 58308 | 3 | PV | OP | NA | SUN |  | 24636 |  |  | EIA Prime Mover-level Data
2021 | CA | Lindsay Solar | 58308 | 4 | PV | OP | NA | SUN |  | 16424 |  |  | EIA Prime Mover-level Data
2021 | CA | Porterville Solar | 58309 | 1 | PV | OP | NA | SUN |  | 16960.857 |  |  | EIA Prime Mover-level Data
2021 | CA | Porterville Solar | 58309 | 2 | PV | OP | NA | SUN |  | 16960.857 |  |  | EIA Prime Mover-level Data
2021 | CA | Porterville Solar | 58309 | 5 | PV | OP | NA | SUN |  | 25441.286 |  |  | EIA Prime Mover-level Data
2021 | LA | Lake Charles Plant | 58310 | G-1 | ST | OP | NA | WH |  | 1630164 |  |  | EIA Prime Mover-level Data
2021 | NC | Chadbourn Farm | 58311 | 1 | PV | OP | NA | SUN |  | 81153 |  |  | EIA Prime Mover-level Data
2021 | NC | Warrenton Farm | 58312 | 1 | PV | OP | NA | SUN |  | 66189 |  |  | EIA Prime Mover-level Data
2021 | NC | Mocksville Farm | 58313 | 1 | PV | OP | NA | SUN |  | 81516 |  |  | EIA Prime Mover-level Data
2021 | NC | Belwood Farm | 58314 | 1 | PV | OP | NA | SUN |  | 59592 |  |  | EIA Prime Mover-level Data
2021 | NC | Arndt Farm | 58315 | 1 | PV | OP | NA | SUN |  | 48795 |  |  | EIA Prime Mover-level Data
2021 | NC | Railroad Farm | 58316 | 1 | PV | OP | NA | SUN |  | 71081 |  |  | EIA Prime Mover-level Data
2021 | NC | Watts Farm | 58317 | 1 | PV | OP | NA | SUN |  | 73607 |  |  | EIA Prime Mover-level Data
2021 | NC | Farrington Farm | 58318 | 1 | PV | OP | NA | SUN |  | 12975 |  |  | EIA Prime Mover-level Data
2021 | NV | Patua Acquisition Project, LLC | 58319 | 1 | BT | OP | NA | GEO |  | 321865 |  |  | EIA Prime Mover-level Data
2021 | NV | Patua Acquisition Project, LLC | 58319 | 3 | BT | OP | NA | GEO |  | 321865 |  |  | EIA Prime Mover-level Data
2021 | NV | Patua Acquisition Project, LLC | 58319 | 5 | BT | OP | NA | GEO |  | 321865 |  |  | EIA Prime Mover-level Data
2021 | NV | Patua Acquisition Project, LLC | 58319 | PV-01 | PV | OP | NA | SUN |  | 237701 |  |  | EIA Prime Mover-level Data
2021 | CA | G2 Energy Hay Rd | 58320 | 362 | IC | OP | NA | LFG |  | 134833 | 0.99102 | 0.0147 | EIA Prime Mover-level Data | Estimated using an emission factor
2021 | TX | Goldthwaite Wind Energy Facility | 58321 | 1 | WT | OP | NA | WND |  | 4345017 |  |  | EIA Prime Mover-level Data
2021 | NE | Prairie Breeze | 58322 | 1 | WT | OP | NA | WND |  | 6922974 |  |  | EIA Prime Mover-level Data
2021 | NC | Shannon Farm | 58323 | 1 | PV | OP | NA | SUN |  | 72450 |  |  | EIA Prime Mover-level Data
2021 | OR | Vansycle II Wind Energy Center | 58324 | SIE23 | WT | OP | NA | WND |  | 2685257 |  |  | EIA Prime Mover-level Data
2021 | OK | Charles D Lamb Energy Center | 58325 | 1 | GT | OP | CT | NG | 1514 | 1479696.819 | 5.931 | 0.0080165 | EPA/CAMD | NEI avg EF - PM, fuel type, firing type | 2015
2021 | PA | PWD Northeast WPCP Biogas Cogen Plant | 58326 | NBG1 | IC | OP | NA | OBG |  | 64355.5 | 0.47301 | 0.0147 | EIA Prime Mover-level Data | Estimated using an emission factor
2021 | PA | PWD Northeast WPCP Biogas Cogen Plant | 58326 | NBG2 | IC | OP | NA | OBG |  | 64355.5 | 0.47301 | 0.0147 | EIA Prime Mover-level Data | Estimated using an emission factor
2021 | PA | PWD Northeast WPCP Biogas Cogen Plant | 58326 | NBG3 | IC | OA | NA | OBG |  | 64355.5 | 0.47301 | 0.0147 | EIA Prime Mover-level Data | Estimated using an emission factor
2021 | PA | PWD Northeast WPCP Biogas Cogen Plant | 58326 | NBG4 | IC | OP | NA | OBG |  | 64355.5 | 0.47301 | 0.0147 | EIA Prime Mover-level Data | Estimated using an emission factor
2021 | CT | Bradley Energy Center | 58327 | UNIT1 | IC | OP | NA | NG |  | 55884.31 | 0.011792 | 0.000422 | EIA Prime Mover-level Data | Estimated using an emission factor
2021 | CT | Bradley Energy Center | 58327 | UNIT2 | IC | OP | NA | NG |  | 44707.448 | 0.0094333 | 0.000422 | EIA Prime Mover-level Data | Estimated using an emission factor
2021 | CT | Bradley Energy Center | 58327 | UNIT3 | IC | OP | NA | NG |  | 44707.448 | 0.0094333 | 0.000422 | EIA Prime Mover-level Data | Estimated using an emission factor
2021 | CT | Bradley Energy Center | 58327 | UNIT4 | IC | OP | NA | NG |  | 70786.793 | 0.014936 | 0.000422 | EIA Prime Mover-level Data | Estimated using an emission factor
2021 | IL | North Chicago Energy Center | 58328 | GT1 | GT | OP | NA | NG |  | 197109.355 | 0.79006 | 0.0080165 | EIA Prime Mover-level Data | NEI avg EF - PM, fuel type
2021 | IL | North Chicago Energy Center | 58328 | GT2 | GT | OP | NA | NG |  | 272920.645 | 1.0939 | 0.0080165 | EIA Prime Mover-level Data | NEI avg EF - PM, fuel type
2021 | MD | UMMS at Pocomoke | 58329 | PV1 | PV | OP | NA | SUN |  | 45727 |  |  | EIA Prime Mover-level Data
2021 | MI | The Andersons Albion Ethanol LLC | 58330 | 9611 | ST | OP | NA | NG |  | 960448 | 4.5668 | 0.0095098 | EIA Prime Mover-level Data | NEI avg EF - PM, fuel type
2021 | MI | The Andersons Albion Ethanol LLC | 58330 | CHP-1 | GT | OP | NA | NG |  | 680146 | 2.7262 | 0.0080165 | EIA Prime Mover-level Data | NEI avg EF - PM, fuel type
2021 | NC | Fuquay Farm | 58331 | FUQUA | PV | OP | NA | SUN
2021 | NC | Haynes Farm | 58332 | 1 | PV | OP | NA | SUN |  | 70434 |  |  | EIA Prime Mover-level Data
2021 | NC | Lenoir Farm | 58333 | 1 | PV | OP | NA | SUN |  | 74227 |  |  | EIA Prime Mover-level Data
2021 | NC | Lenoir Farm 2 | 58334 | 1 | PV | OP | NA | SUN |  | 71309 |  |  | EIA Prime Mover-level Data
2021 | NC | Marshville Farm | 58335 | 1 | PV | OP | NA | SUN |  | 74326 |  |  | EIA Prime Mover-level Data
2021 | NC | Mile Farm | 58336 | 1 | PV | OP | NA | SUN |  | 76185 |  |  | EIA Prime Mover-level Data
2021 | NC | Moore Solar Farm | 58337 | 1 | PV | OP | NA | SUN |  | 70098 |  |  | EIA Prime Mover-level Data
2021 | NC | Moorings Farm | 58338 | 1 | PV | OP | NA | SUN |  | 68243 |  |  | EIA Prime Mover-level Data
2021 | NC | New Bern Farm | 58339 | 1 | PV | OP | NA | SUN |  | 69735 |  |  | EIA Prime Mover-level Data
2021 | NC | Roxboro Farm | 58340 | 1 | PV | OP | NA | SUN |  | 61715 |  |  | EIA Prime Mover-level Data
2021 | NC | White Cross Farm | 58341 | 1 | PV | OP | NA | SUN |  | 71062 |  |  | EIA Prime Mover-level Data
2021 | NC | Wilson Farm 1 | 58342 | 1 | PV | OP | NA | SUN |  | 71523 |  |  | EIA Prime Mover-level Data
2021 | NC | Yanceyville Farm | 58343 | 1 | PV | OP | NA | SUN |  | 73919 |  |  | EIA Prime Mover-level Data
2021 | NC | AM Best Farm | 58344 | 1 | PV | OP | NA | SUN |  | 77394 |  |  | EIA Prime Mover-level Data
2021 | NC | Mt Olive Farm 2 | 58345 | 1 | PV | OP | NA | SUN |  | 82477 |  |  | EIA Prime Mover-level Data
2021 | NC | Dibrell Farm | 58346 | 1 | PV | OP | NA | SUN |  | 79479 |  |  | EIA Prime Mover-level Data
2021 | NC | Rock Farm | 58347 | 1 | PV | OP | NA | SUN |  | 77748 |  |  | EIA Prime Mover-level Data
2021 | NC | Two Lines Farm | 58348 | 1 | PV | OP | NA | SUN |  | 75017 |  |  | EIA Prime Mover-level Data
2021 | NC | Bolton Farm | 58349 | 1 | PV | OP | NA | SUN |  | 72177 |  |  | EIA Prime Mover-level Data
2021 | NC | McCallum Farm | 58350 | 1 | PV | OP | NA | SUN |  | 74927 |  |  | EIA Prime Mover-level Data
2021 | MI | Tuscola Bay Wind | 58351 | GE16 | WT | OP | NA | WND |  | 3073155 |  |  | EIA Prime Mover-level Data
2021 | CA | Radiance Solar 4 | 58354 | 1 | PV | OP | NA | SUN |  | 29146 |  |  | EIA Prime Mover-level Data
2021 | CA | Radiance Solar 5 | 58355 | 1 | PV | OP | NA | SUN |  | 28881 |  |  | EIA Prime Mover-level Data
2021 | NJ | The Lawrenceville School Solar Facility | 58356 | TLS | PV | OP | NA | SUN |  | 67082 |  |  | EIA Prime Mover-level Data
2021 | NJ | Amazon | 58357 | WR | PV | OP | NA | SUN |  | 12628 |  |  | EIA Prime Mover-level Data
2021 | NJ | North Jersey Media Group Solar Facility | 58358 | NJMG | PV | OP | NA | SUN |  | 46214 |  |  | EIA Prime Mover-level Data
2021 | NJ | Corning Pharmaceutical Glass | 58359 | GG | PV | OP | NA | SUN |  | 27980 |  |  | EIA Prime Mover-level Data
2021 | NJ | Atlantic Coast Freezers Solar Facility | 58360 | ACF | PV | OP | NA | SUN |  | 23187 |  |  | EIA Prime Mover-level Data
2021 | NJ | Williams-Sonoma Solar Facility | 58361 | WS | PV | OP | NA | SUN |  | 38299 |  |  | EIA Prime Mover-level Data
2021 | MA | Quittacas Pond Solar | 58362 | QPMA | PV | OP | NA | SUN |  | 48971 |  |  | EIA Prime Mover-level Data
2021 | TX | Majestic II Wind | 58363 | WND1 | WT | OP | NA | WND |  | 2888840 |  |  | EIA Prime Mover-level Data
2021 | NJ | Tissington Solar | 58364 | MC | PV | OP | NA | SUN |  | 35903 |  |  | EIA Prime Mover-level Data
2021 | CT | CJTS Energy Center | 58365 | UNIT7 | FC | OA | NA | NG
2021 | CA | Atwell Island | 58366 | 1 | PV | OP | NA | SUN |  | 314156 |  |  | EIA Prime Mover-level Data
2021 | CA | Gridley Main | 58370 | GEN1 | PV | OP | NA | SUN |  | 16148 |  |  | EIA Prime Mover-level Data
2021 | CA | Gridley Main Two | 58371 | GEN1 | PV | OP | NA | SUN |  | 37724 |  |  | EIA Prime Mover-level Data
2021 | TX | Blue Summit Wind LLC | 58372 | GEN1 | WT | OP | NA | WND |  | 3743100 |  |  | EIA Prime Mover-level Data
2021 | CA | White River Solar | 58373 | WRCA | PV | OP | NA | SUN |  | 426081 |  |  | EIA Prime Mover-level Data
2021 | CA | Corcoran Solar | 58374 | CSCA | PV | OP | NA | SUN |  | 429274 |  |  | EIA Prime Mover-level Data
2021 | IL | Triton East and West Cogen | 58375 | 1 | IC | OP | NA | NG |  | 64.222 | 1.3551e-05 | 0.000422 | EIA Prime Mover-level Data | Estimated using an emission factor
2021 | IL | Triton East and West Cogen | 58375 | 2 | IC | OP | NA | NG |  | 64.222 | 1.3551e-05 | 0.000422 | EIA Prime Mover-level Data | Estimated using an emission factor
2021 | IL | Triton East and West Cogen | 58375 | 3 | IC | OP | NA | NG |  | 64.222 | 1.3551e-05 | 0.000422 | EIA Prime Mover-level Data | Estimated using an emission factor
2021 | IL | Triton East and West Cogen | 58375 | 4 | IC | OP | NA | NG |  | 64.222 | 1.3551e-05 | 0.000422 | EIA Prime Mover-level Data | Estimated using an emission factor
2021 | IL | Triton East and West Cogen | 58375 | 5 | IC | OP | NA | NG |  | 32.111 | 6.7754e-06 | 0.000422 | EIA Prime Mover-level Data | Estimated using an emission factor
2021 | CA | Oakley Solar Project | 58376 | 1 | PV | OP | NA | SUN |  | 20028 |  |  | EIA Prime Mover-level Data
2021 | IL | Rochelle Energy Center | 58377 | REC1 | IC | OP | NA | LFG |  | 67373.667 | 0.4952 | 0.0147 | EIA Prime Mover-level Data | Estimated using an emission factor
2021 | IL | Rochelle Energy Center | 58377 | REC2 | IC | OS | NA | LFG |  | 67373.667 | 0.4952 | 0.0147 | EIA Prime Mover-level Data | Estimated using an emission factor
2021 | IL | Rochelle Energy Center | 58377 | REC3 | IC | OP | NA | LFG |  | 67373.667 | 0.4952 | 0.0147 | EIA Prime Mover-level Data | Estimated using an emission factor
2021 | TX | Carbon Capture Plant | 58378 | CTHRSG | GT | OP | CT | NG | 0 | [5 empty] | 2013
2021 | CA | Cold Canyon 1 | 58379 | W3998 | IC | OP | NA | LFG |  | 123160 | 0.90523 | 0.0147 | EIA Prime Mover-level Data | Estimated using an emission factor
2021 | AK | JBER Landfill Gas Power Plant | 58380 | 1 | IC | OP | NA | LFG |  | 79474.4 | 0.58414 | 0.0147 | EIA Prime Mover-level Data | Estimated using an emission factor
2021 | AK | JBER Landfill Gas Power Plant | 58380 | 2 | IC | OP | NA | LFG |  | 79474.4 | 0.58414 | 0.0147 | EIA Prime Mover-level Data | Estimated using an emission factor
2021 | AK | JBER Landfill Gas Power Plant | 58380 | 3 | IC | OP | NA | LFG |  | 79474.4 | 0.58414 | 0.0147 | EIA Prime Mover-level Data | Estimated using an emission factor
2021 | AK | JBER Landfill Gas Power Plant | 58380 | 4 | IC | OP | NA | LFG |  | 79474.4 | 0.58414 | 0.0147 | EIA Prime Mover-level Data | Estimated using an emission factor
2021 | AK | JBER Landfill Gas Power Plant | 58380 | 5 | IC | OP | NA | LFG |  | 79474.4 | 0.58414 | 0.0147 | EIA Prime Mover-level Data | Estimated using an emission factor
2021 | OH | Bryan Solar Field | 58381 | 1 | PV | OP | NA | SUN |  | 23302 |  |  | EIA Prime Mover-level Data
2021 | OR | Threemile Digester | 58382 | GEN1 | IC | OP | NA | NG |  | 119691 | 0.025255 | 0.000422 | EIA Prime Mover-level Data | Estimated using an emission factor
2021 | OR | Threemile Digester | 58382 | GEN2 | IC | OP | NA | NG |  | 119691 | 0.025255 | 0.000422 | EIA Prime Mover-level Data | Estimated using an emission factor
2021 | OR | Threemile Digester | 58382 | GEN3 | IC | OP | NA | NG |  | 119691 | 0.025255 | 0.000422 | EIA Prime Mover-level Data | Estimated using an emission factor
2021 | AZ | Hyder II Hybrid | 58383 | PV1 | PV | OP | NA | SUN |  | 336643 |  |  | EIA Prime Mover-level Data
2021 | ID | Fargo Drop | 58384 | GEN1 | HY | OP | NA | WAT |  | 26883 |  |  | EIA Prime Mover-level Data
2021 | MA | Northbridge Solar | 58385 | NSMA | PV | OP | NA | SUN |  | 28989 |  |  | EIA Prime Mover-level Data
2021 | OH | CU Solar Plant | 58386 | CU | PV | OP | NA | SUN |  | 21410 |  |  | EIA Prime Mover-level Data
2021 | MA | CES Sterling LLC | 58387 | 1 | PV | OP | NA | SUN |  | 23628 |  |  | EIA Prime Mover-level Data
2021 | CA | Solar Star 1 | 58388 | AVS1 | PV | OP | NA | SUN |  | 967773.594 |  |  | EIA Prime Mover-level Data
2021 | CA | Solar Star 1 | 58388 | SS11 | PV | OP | NA | SUN |  | 1339994.208 |  |  | EIA Prime Mover-level Data
2021 | CA | Solar Star 1 | 58388 | SS12 | PV | OP | NA | SUN |  | 1339994.208 |  |  | EIA Prime Mover-level Data
2021 | CA | Solar Star 1 | 58388 | SS13 | PV | OP | NA | SUN |  | 1451660.392 |  |  | EIA Prime Mover-level Data
2021 | CA | Solar Star 1 | 58388 | SS14 | PV | OP | NA | SUN |  | 818885.349 |  |  | EIA Prime Mover-level Data
2021 | CA | Solar Star 1 | 58388 | SS15 | PV | OP | NA | SUN |  | 372220.613 |  |  | EIA Prime Mover-level Data
2021 | CA | Solar Star 1 | 58388 | SS16 | PV | OP | NA | SUN |  | 1600548.637 |  |  | EIA Prime Mover-level Data
2021 | CA | Solar Star 2 | 58389 | AVS2 | PV | OP | NA | SUN |  | 488481.22 |  |  | EIA Prime Mover-level Data
2021 | CA | Solar Star 2 | 58389 | SS21 | PV | OP | NA | SUN |  | 1503019.14 |  |  | EIA Prime Mover-level Data
2021 | CA | Solar Star 2 | 58389 | SS22 | PV | OP | NA | SUN |  | 1390292.704 |  |  | EIA Prime Mover-level Data
2021 | CA | Solar Star 2 | 58389 | SS23 | PV | OP | NA | SUN |  | 1202415.312 |  |  | EIA Prime Mover-level Data
2021 | CA | Solar Star 2 | 58389 | SS24 | PV | OP | NA | SUN |  | 1089688.876 |  |  | EIA Prime Mover-level Data
2021 | CA | Solar Star 2 | 58389 | SS25 | PV | OP | NA | SUN |  | 1315141.747 |  |  | EIA Prime Mover-level Data
2021 | NC | Jordan Hydroelectric Project | 58390 | EMOD | HY | OP | NA | WAT |  | 41160 |  |  | EIA Prime Mover-level Data
2021 | NC | Jordan Hydroelectric Project | 58390 | WMOD | HY | OP | NA | WAT |  | 41160 |  |  | EIA Prime Mover-level Data
2021 | IN | IND Community Solar Farm 1st Phase | 58391 | 1 | PV | OP | NA | SUN |  | 130824 |  |  | EIA Prime Mover-level Data
2021 | MT | Flint Creek Hydroelectric LLC | 58392 | GEN1 | HY | OP | NA | WAT |  | 97051 |  |  | EIA Prime Mover-level Data
2021 | CA | Alta Wind X | 58394 | AW10 | WT | OP | NA | WND |  | 3496745 |  |  | EIA Prime Mover-level Data
2021 | CA | Alta Wind XI | 58395 | AW11 | WT | OP | NA | WND |  | 2441367 |  |  | EIA Prime Mover-level Data
2021 | CA | Ameresco Johnson Canyon | 58397 | ENG1 | IC | OP | NA | LFG |  | 100141 | 0.73604 | 0.0147 | EIA Prime Mover-level Data | Estimated using an emission factor
2021 | CA | Heber Solar | 58398 | 1 | PV | OP | NA | SUN |  | 226469 |  |  | EIA Prime Mover-level Data
2021 | NY | Synergy Biogas | 58399 | 1 | IC | OA | NA | OBG |  | 5041 | 0.037051 | 0.0147 | EIA Prime Mover-level Data | Estimated using an emission factor
2021 | SC | Central Energy Facility | 58400 | GT01 | GT | OP | NA | NG |  | 1301 | 0.0052147 | 0.0080165 | EIA Prime Mover-level Data | NEI avg EF - PM, fuel type
2021 | TN | Volkswagen Solar System | 58401 | 1 | PV | OP | NA | SUN |  | 103649 |  |  | EIA Prime Mover-level Data
2021 | NJ | Solar Star New Jersey NJ LLC | 58402 | 1 | PV | OP | NA | SUN |  | 14477 |  |  | EIA Prime Mover-level Data
2021 | MA | Bellingham PV | 58403 | SO032 | PV | OP | NA | SUN |  | 29661 |  |  | EIA Prime Mover-level Data
2021 | TX | Pantex | 58404 | 1 | WT | OP | NA | WND |  | 383716 |  |  | EIA Prime Mover-level Data
2021 | AK | ESS Battery Microgrid | 58405 | 1 | BA | OP | NA | MWH |  | 0 |  |  | EIA Prime Mover-level Data
2021 | IA | Luther College Wind Project | 58407 | WTG01 | WT | OP | NA | WND |  | 21498 |  |  | EIA Prime Mover-level Data
2021 | MD | Maryland Solar | 58408 | MSH1 | PV | OP | NA | SUN |  | 292878 |  |  | EIA Prime Mover-level Data
2021 | MA | Marshfield PV | 58410 | SO032 | PV | OP | NA | SUN |  | 45498 |  |  | EIA Prime Mover-level Data
2021 | MA | Orange PV | 58411 | SO023 | PV | OP | NA | SUN |  | 12229 |  |  | EIA Prime Mover-level Data
2021 | MA | Maynard PV | 58412 | SO026 | PV | OP | NA | SUN |  | 11628 |  |  | EIA Prime Mover-level Data
2021 | IA | NLMU Wind | 58414 | NLMU | WT | OP | NA | WND |  | 44895 |  |  | EIA Prime Mover-level Data
2021 | IN | Headwaters Wind Farm LLC | 58416 | 1 | WT | OP | NA | WND |  | 4791412 |  |  | EIA Prime Mover-level Data
2021 | CA | Lone Valley Solar Park I LLC | 58417 | CP1 | PV | OP | NA | SUN |  | 200224 |  |  | EIA Prime Mover-level Data
2021 | CA | Victor Dry Farm Ranch A | 58418 | 1 | PV | OP | NA | SUN |  | 88261 |  |  | EIA Prime Mover-level Data
2021 | CA | Victor Dry Farm Ranch B | 58419 | 1 | PV | OP | NA | SUN |  | 88556 |  |  | EIA Prime Mover-level Data
2021 | PA | Hamilton Liberty Generation Plant | 58420 | CT1 | CT | OP | CC | NG | 8441 | 21620482.975 | 27.64 | 0.0025568 | EPA/CAMD | EPA/NEI | 2016
2021 | PA | Hamilton Liberty Generation Plant | 58420 | CT2 | CT | OP | CC | NG | 7581 | 19295087.425 | 42.41 | 0.0043959 | EPA/CAMD | EPA/NEI | 2016
2021 | CA | CSU Northridge Plant | 58422 | B2PV | PV | OP | NA | SUN |  | 5890 |  |  | EIA Prime Mover-level Data
2021 | CA | CSU Northridge Plant | 58422 | E6PV | PV | OP | NA | SUN |  | 2945 |  |  | EIA Prime Mover-level Data
2021 | MA | Southbridge PV | 58423 | SO022 | PV | OP | NA | SUN |  | 29598 |  |  | EIA Prime Mover-level Data
2021 | AK | Fire Island Wind | 58425 | WT1 | WT | OP | NA | WND |  | 369274 |  |  | EIA Prime Mover-level Data
2021 | PA | Hamilton Patriot Generation Plant | 58426 | CT1 | CT | OP | CC | NG | 7581 | 19480292.971 | 40.4864 | 0.0041567 | EPA/CAMD | EPA/NEI | 2016
2021 | PA | Hamilton Patriot Generation Plant | 58426 | CT2 | CT | OP | CC | NG | 7677 | 19279631.291 | 43.7568 | 0.0045392 | EPA/CAMD | EPA/NEI | 2016
2021 | MI | Lansing BWL REO Town Plant | 58427 | 100 | CT | OP | CC | NG | 7773 | 2607355.789 | 7.256 | 0.0055658 | EPA/CAMD | EPA/NEI | 2013
2021 | MI | Lansing BWL REO Town Plant | 58427 | 200 | CT | OP | CC | NG | 7360 | 2409910.129 | 5.645 | 0.0046848 | EPA/CAMD | EPA/NEI | 2013
2021 | LA | LSU Cogen | 58428 | 1-02 | GT | OP | NA | NG |  | 1609052 | 6.4495 | 0.0080165 | EIA Prime Mover-level Data | NEI avg EF - PM, fuel type
2021 | CA | Sunshine Gas Producers | 58429 | 1 | GT | OP | NA | LFG |  | 360443.8 | 3.8928 | 0.0216 | EIA Prime Mover-level Data | Estimated using an emission factor
2021 | CA | Sunshine Gas Producers | 58429 | 2 | GT | OP | NA | LFG |  | 360443.8 | 3.8928 | 0.0216 | EIA Prime Mover-level Data | Estimated using an emission factor
2021 | CA | Sunshine Gas Producers | 58429 | 3 | GT | OP | NA | LFG |  | 360443.8 | 3.8928 | 0.0216 | EIA Prime Mover-level Data | Estimated using an emission factor
2021 | CA | Sunshine Gas Producers | 58429 | 4 | GT | OP | NA | LFG |  | 360443.8 | 3.8928 | 0.0216 | EIA Prime Mover-level Data | Estimated using an emission factor
2021 | CA | Sunshine Gas Producers | 58429 | 5 | GT | OP | NA | LFG |  | 360443.8 | 3.8928 | 0.0216 | EIA Prime Mover-level Data | Estimated using an emission factor
2021 | CA | Centinela Solar Energy | 58430 | CSE1 | PV | OP | NA | SUN |  | 867922.239 |  |  | EIA Prime Mover-level Data
2021 | CA | Centinela Solar Energy | 58430 | CSE2 | PV | OP | NA | SUN |  | 675050.63 |  |  | EIA Prime Mover-level Data
2021 | CA | Centinela Solar Energy | 58430 | CSE3 | PV | OP | NA | SUN |  | 867922.239 |  |  | EIA Prime Mover-level Data
2021 | CA | Centinela Solar Energy | 58430 | CSE4 | PV | OP | NA | SUN |  | 867922.239 |  |  | EIA Prime Mover-level Data
2021 | CA | Centinela Solar Energy | 58430 | CSE5 | PV | OP | NA | SUN |  | 482179.022 |  |  | EIA Prime Mover-level Data
2021 | CA | Centinela Solar Energy | 58430 | CSE6 | PV | OP | NA | SUN |  | 675050.63 |  |  | EIA Prime Mover-level Data
2021 | TN | West Tennessee Solar Farm | 58431 | SNVA | PV | OP | NA | SUN |  | 41995 |  |  | EIA Prime Mover-level Data
2021 | CA | Glass House Camarillo Cultivation | 58432 | COG1 | IC | OP | NA | NG |  | 184462 | 0.038921 | 0.000422 | EIA Prime Mover-level Data | Estimated using an emission factor
2021 | CA | Glass House Camarillo Cultivation | 58432 | COG2 | IC | OP | NA | NG |  | 184462 | 0.038921 | 0.000422 | EIA Prime Mover-level Data | Estimated using an emission factor
2021 | CA | Glass House Camarillo Cultivation | 58432 | COG3 | IC | OP | NA | NG |  | 184462 | 0.038921 | 0.000422 | EIA Prime Mover-level Data | Estimated using an emission factor
2021 | DE | Red Lion Energy Center | 58433 | RED1 | FC | OP | NA | NG |  | 318230.4 | 0 | 0 | EIA Prime Mover-level Data | Estimated using an emission factor
2021 | DE | Red Lion Energy Center | 58433 | RED2 | FC | OP | NA | NG |  | 281103.52 | 0 | 0 | EIA Prime Mover-level Data | Estimated using an emission factor
2021 | DE | Red Lion Energy Center | 58433 | RED3 | FC | OP | NA | NG |  | 185634.4 | 0 | 0 | EIA Prime Mover-level Data | Estimated using an emission factor
2021 | DE | Red Lion Energy Center | 58433 | RED4 | FC | OP | NA | NG |  | 190938.24 | 0 | 0 | EIA Prime Mover-level Data | Estimated using an emission factor
2021 | DE | Red Lion Energy Center | 58433 | RED5 | FC | OP | NA | NG |  | 180330.56 | 0 | 0 | EIA Prime Mover-level Data | Estimated using an emission factor
2021 | DE | Red Lion Energy Center | 58433 | RED6 | FC | OP | NA | NG |  | 169722.88 | 0 | 0 | EIA Prime Mover-level Data | Estimated using an emission factor
2021 | IA | Red Rock Hydro Plant | 58434 | 1 | HY | OP | NA | WAT |  | 149791.5 |  |  | EIA Prime Mover-level Data
2021 | IA | Red Rock Hydro Plant | 58434 | 2 | HY | OP | NA | WAT |  | 149791.5 |  |  | EIA Prime Mover-level Data
2021 | CA | Ameresco Vasco Road | 58435 | ENG1 | IC | OP | NA | LFG |  | 173603.5 | 1.276 | 0.0147 | EIA Prime Mover-level Data | Estimated using an emission factor
2021 | CA | Ameresco Vasco Road | 58435 | ENG2 | IC | OP | NA | LFG |  | 173603.5 | 1.276 | 0.0147 | EIA Prime Mover-level Data | Estimated using an emission factor
2021 | CA | Ameresco San Joaquin | 58436 | ENG1 | IC | OP | NA | LFG |  | 144933 | 1.0653 | 0.0147 | EIA Prime Mover-level Data | Estimated using an emission factor
2021 | CA | Ameresco San Joaquin | 58436 | ENG2 | IC | OP | NA | LFG |  | 144933 | 1.0653 | 0.0147 | EIA Prime Mover-level Data | Estimated using an emission factor
2021 | CA | Ameresco Forward | 58437 | ENG1 | IC | OP | NA | LFG |  | 167467 | 1.2309 | 0.0147 | EIA Prime Mover-level Data | Estimated using an emission factor
2021 | CA | Ameresco Forward | 58437 | ENG2 | IC | OP | NA | LFG |  | 167467 | 1.2309 | 0.0147 | EIA Prime Mover-level Data | Estimated using an emission factor
2021 | SD | Spearfish Hydro | 58438 | TURB1 | HY | OP | NA | WAT |  | 13932.5 |  |  | EIA Prime Mover-level Data
2021 | SD | Spearfish Hydro | 58438 | TURB2 | HY | OP | NA | WAT |  | 13932.5 |  |  | EIA Prime Mover-level Data
2021 | OH | Collinwood BioEnergy Facility | 58439 | CBE01 | IC | OP | NA | OBG |  | 45676 | 0.33572 | 0.0147 | EIA Prime Mover-level Data | Estimated using an emission factor
2021 | CA | CBS Studio Center | 58440 | 9560 | FC | OP | NA | NG |  | 9472.833 | 0 | 0 | EIA Prime Mover-level Data | Estimated using an emission factor
2021 | CA | CBS Studio Center | 58440 | 9580 | FC | OP | NA | NG |  | 9472.833 | 0 | 0 | EIA Prime Mover-level Data | Estimated using an emission factor
2021 | CA | CBS Studio Center | 58440 | 9581 | FC | OP | NA | NG |  | 9472.833 | 0 | 0 | EIA Prime Mover-level Data | Estimated using an emission factor
2021 | CA | CBS Studio Center | 58440 | 9583 | FC | OP | NA | NG |  | 9472.833 | 0 | 0 | EIA Prime Mover-level Data | Estimated using an emission factor
2021 | CA | CBS Studio Center | 58440 | 9585 | FC | OP | NA | NG |  | 9472.833 | 0 | 0 | EIA Prime Mover-level Data | Estimated using an emission factor
2021 | CA | CBS Studio Center | 58440 | 9587 | FC | OP | NA | NG |  | 9472.833 | 0 | 0 | EIA Prime Mover-level Data | Estimated using an emission factor
2021 | WA | Swauk Wind LLC | 58441 | SW | WT | OP | NA | WND |  | 104267 |  |  | EIA Prime Mover-level Data
2021 | PA | Martin Limestone Solar Array | 58443 | GEN1 | PV | OP | NA | SUN |  | 13582 |  |  | EIA Prime Mover-level Data
2021 | IA | Junction Hilltop Wind Farm | 58444 | JHW | WT | OP | NA | WND |  | 215132 |  |  | EIA Prime Mover-level Data
2021 | CA | Arrache 4006 | 58445 | 1 | PV | OP | NA | SUN |  | 9086 |  |  | EIA Prime Mover-level Data
2021 | CA | Arrache 4006 | 58445 | 2 | PV | OP | NA | SUN |  | 9086 |  |  | EIA Prime Mover-level Data
2021 | CA | Arrache 4013 | 58446 | 1 | PV | OP | NA | SUN |  | 18021 |  |  | EIA Prime Mover-level Data
2021 | CA | Arrache 8083 | 58447 | 1 | PV | OP | NA | SUN |  | 10876.5 |  |  | EIA Prime Mover-level Data
2021 | CA | Arrache 8083 | 58447 | 2 | PV | OP | NA | SUN |  | 10876.5 |  |  | EIA Prime Mover-level Data
2021 | CA | Arrache 8083 | 58447 | 3 | PV | OP | NA | SUN |  | 7251 |  |  | EIA Prime Mover-level Data
2021 | CA | Nunn | 58448 | 1 | PV | OP | NA | SUN |  | 18119 |  |  | EIA Prime Mover-level Data
2021 | CA | Rutan | 58449 | 1 | PV | OP | NA | SUN |  | 10236.375 |  |  | EIA Prime Mover-level Data
2021 | CA | Rutan | 58449 | 2 | PV | OP | NA | SUN |  | 10236.375 |  |  | EIA Prime Mover-level Data
2021 | CA | Rutan | 58449 | 3 | PV | OP | NA | SUN |  | 6824.25 |  |  | EIA Prime Mover-level Data
2021 | CA | Vinam | 58450 | 1 | PV | OP | NA | SUN |  | 20491 |  |  | EIA Prime Mover-level Data
2021 | CA | Ma | 58451 | 1 | PV | OP | NA | SUN |  | 18314 |  |  | EIA Prime Mover-level Data
2021 | CA | Horn | 58452 | 1 | PV | OP | NA | SUN |  | 20120 |  |  | EIA Prime Mover-level Data
2021 | NC | Dixon Dairy Road Solar | 58453 | 1 | PV | OP | NA | SUN |  | 59115 |  |  | EIA Prime Mover-level Data
2021 | CA | Watts 3115 | 58454 | 1 | PV | OP | NA | SUN |  | 20115.75 |  |  | EIA Prime Mover-level Data
2021 | CA | Watts 3115 | 58454 | 2 | PV | OP | NA | SUN |  | 6705.25 |  |  | EIA Prime Mover-level Data
2021 | OR | 45 Mile Hydroelectric Project | 58455 | 0001 | HY | OP | NA | WAT |  | 12345.333 |  |  | EIA Prime Mover-level Data
2021 | OR | 45 Mile Hydroelectric Project | 58455 | 0002 | HY | OP | NA | WAT |  | 12345.333 |  |  | EIA Prime Mover-level Data
2021 | OR | 45 Mile Hydroelectric Project | 58455 | 0003 | HY | OP | NA | WAT |  | 12345.333 |  |  | EIA Prime Mover-level Data
2021 | IA | Cumberland Rose | 58456 | 1 | WT | OP | NA | WND |  | 40193 |  |  | EIA Prime Mover-level Data
2021 | IA | Fontanelle | 58457 | 1 | WT | OP | NA | WND |  | 48920 |  |  | EIA Prime Mover-level Data
2021 | IA | Greenfield Wind | 58458 | 1 | WT | OP | NA | WND |  | 43720 |  |  | EIA Prime Mover-level Data
2021 | IA | Meadow Ridge | 58459 | 1 | WT | OP | NA | WND |  | 38548 |  |  | EIA Prime Mover-level Data
2021 | IA | Sky Volt | 58460 | 1 | WT | OP | NA | WND |  | 38166 |  |  | EIA Prime Mover-level Data
2021 | IA | Wiota | 58461 | 1 | WT | OP | NA | WND |  | 48390 |  |  | EIA Prime Mover-level Data
2021 | CA | McCoy Solar Energy Project Hybrid | 58462 | 1 | PV | OP | NA | SUN |  | 851988.964 |  |  | EIA Prime Mover-level Data
2021 | CA | McCoy Solar Energy Project Hybrid | 58462 | BLK2 | PV | OP | NA | SUN |  | 427011.175 |  |  | EIA Prime Mover-level Data
2021 | CA | McCoy Solar Energy Project Hybrid | 58462 | BLK3 | PV | OP | NA | SUN |  | 805221.073 |  |  | EIA Prime Mover-level Data
2021 | CA | McCoy Solar Energy Project Hybrid | 58462 | BLK4 | PV | OP | NA | SUN |  | 638483.376 |  |  | EIA Prime Mover-level Data
2021 | CA | McCoy Solar Energy Project Hybrid | 58462 | BLK5 | PV | OP | NA | SUN |  | 638483.376 |  |  | EIA Prime Mover-level Data
2021 | CA | McCoy Solar Energy Project Hybrid | 58462 | BLK6 | PV | OP | NA | SUN |  | 546980.982 |  |  | EIA Prime Mover-level Data
2021 | CA | McCoy Solar Energy Project Hybrid | 58462 | BLK7 | PV | OP | NA | SUN |  | 851988.964 |  |  | EIA Prime Mover-level Data
2021 | CA | McCoy Solar Energy Project Hybrid | 58462 | BLK8 | PV | OP | NA | SUN |  | 742186.09 |  |  | EIA Prime Mover-level Data
2021 | CA | McCoy Solar Energy Project Hybrid | 58462 | MCST1 | BA | OP | NA | MWH |  | 0 |  |  | EIA Prime Mover-level Data
2021 | MD | Herbert Farm Solar | 58463 | 1 | PV | OP | NA | SUN |  | 67366 |  |  | EIA Prime Mover-level Data
2021 | NM | Broadview Energy Prime LLC | 58464 | 0001 | WT | OP | NA | WND |  | 309362 |  |  | EIA Prime Mover-level Data
2021 | NM | Broadview Energy Prime 2 LLC | 58465 | 0002 | WT | OP | NA | WND |  | 321981 |  |  | EIA Prime Mover-level Data
2021 | CA | Campo Verde Solar | 58467 | CVS1 | PV | OP | NA | SUN |  | 3056380 |  |  | EIA Prime Mover-level Data
2021 | HI | HNL Emergency Power Facility | 58469 | AP1 | IC | OP | NA | OBL |  | 3950.75 | 0.34964 | 0.177 | EIA Prime Mover-level Data | Estimated using an emission factor
2021 | HI | HNL Emergency Power Facility | 58469 | AP2 | IC | OP | NA | OBL |  | 3950.75 | 0.34964 | 0.177 | EIA Prime Mover-level Data | Estimated using an emission factor
2021 | HI | HNL Emergency Power Facility | 58469 | AP3 | IC | OP | NA | OBL |  | 3950.75 | 0.34964 | 0.177 | EIA Prime Mover-level Data | Estimated using an emission factor
2021 | HI | HNL Emergency Power Facility | 58469 | AP4 | IC | OP | NA | OBL |  | 3950.75 | 0.34964 | 0.177 | EIA Prime Mover-level Data | Estimated using an emission factor
2021 | OR | C-Drop Hydro | 58470 | GEN1 | HY | OP | NA | WAT
2021 | TX | Ector County Energy Center | 58471 | CT-1 | GT | OP | CT | NG | 209 | 233655.584 | 0.35 | 0.0029959 | EPA/CAMD | EPA/NEI | 2015
2021 | TX | Ector County Energy Center | 58471 | CT-2 | GT | OP | CT | NG | 328 | 380380.947 | 0.38 | 0.001998 | EPA/CAMD | EPA/NEI | 2015
2021 | DE | Bruce A Henry Solar Farm | 58473 | BHSF | PV | OP | NA | SUN |  | 52589 |  |  | EIA Prime Mover-level Data
2021 | KS | Buffalo Dunes Wind Project | 58474 | GE1 | WT | OP | NA | WND |  | 8032371 |  |  | EIA Prime Mover-level Data
2021 | OH | Battery Utility of Ohio | 58475 | BOU | BA | OA | NA | MWH |  | 0 |  |  | EIA Prime Mover-level Data
2021 | PA | Dart Container Corp | 58476 | LFGT1 | GT | OP | NA | LFG |  | 309399.5 | 3.3415 | 0.0216 | EIA Prime Mover-level Data | Estimated using an emission factor
2021 | PA | Dart Container Corp | 58476 | LFGT2 | GT | OP | NA | LFG |  | 309399.5 | 3.3415 | 0.0216 | EIA Prime Mover-level Data | Estimated using an emission factor
2021 | NV | Las Vegas WPCF Solar Plant | 58477 | 1 | PV | OP | NA | SUN |  | 55951 |  |  | EIA Prime Mover-level Data
2021 | LA | LEPA Unit No. 1 | 58478 | CC01 | CT | OP | CC | NG | 6359 | 3028691.325 | 9.7902 | 0.006465 | EPA/CAMD | EPA/NEI | 2015
2021 | NM | SEV NM Phase 2 | 58479 | NMP2 | PV | OP | NA | SUN |  | 37955 |  |  | EIA Prime Mover-level Data
2021 | NC | Plymouth Solar LLC | 58480 | 1 | PV | OP | NA | SUN |  | 44558 |  |  | EIA Prime Mover-level Data
2021 | CO | CSU Pueblo | 58481 | CSU1 | PV | OP | NA | SUN |  | 18624 |  |  | EIA Prime Mover-level Data
2021 | GA | Azalea Solar, LLC | 58482 | 1 | PV | OP | NA | SUN |  | 99864 |  |  | EIA Prime Mover-level Data
2021 | NJ | Tinton Falls Solar Farm | 58483 | UNIT1 | PV | OP | NA | SUN |  | 205061 |  |  | EIA Prime Mover-level Data
2021 | GA | MAS ASB Cogen Plant | 58484 | 1 | IC | OP | NA | NG |  | 131727 | 0.027794 | 0.000422 | EIA Prime Mover-level Data | Estimated using an emission factor
2021 | GA | MAS ASB Cogen Plant | 58484 | 2 | IC | OP | NA | NG |  | 131727 | 0.027794 | 0.000422 | EIA Prime Mover-level Data | Estimated using an emission factor
2021 | GA | MAS ASB Cogen Plant | 58484 | 3 | IC | OP | NA | NG |  | 131727 | 0.027794 | 0.000422 | EIA Prime Mover-level Data | Estimated using an emission factor
2021 | GA | Upson Rocky Creek Solar Plant | 58485 | PV1 | PV | OP | NA | SUN |  | 10408 |  |  | EIA Prime Mover-level Data
2021 | AZ | Picture Rocks Solar, LLC | 58486 | 1 | PV | OP | NA | SUN |  | 452621 |  |  | EIA Prime Mover-level Data
2021 | NC | Granville Solar PV Power Project | 58487 | 1 | PV | OP | NA | SUN |  | 43155 |  |  | EIA Prime Mover-level Data
2021 | TX | Bryan Solar, LLC | 58488 | 1 | PV | OP | NA | SUN |  | 217389 |  |  | EIA Prime Mover-level Data
2021 | NV | Apex Solar PV Power Project | 58489 | 1 | PV | OP | NA | SUN |  | 447809 |  |  | EIA Prime Mover-level Data
2021 | NV | Spectrum Solar PV Power Project | 58490 | 1 | PV | OP | NA | SUN |  | 723172 |  |  | EIA Prime Mover-level Data
2021 | NC | Sandy Cross Solar, LLC | 58491 | SANDY | PV | OP | NA | SUN |  | 18016 |  |  | EIA Prime Mover-level Data
2021 | NC | Ararat Rock Solar, LLC | 58492 | ARARR | PV | OP | NA | SUN |  | 53430 |  |  | EIA Prime Mover-level Data
2021 | NC | Progress Solar 1, LLC | 58493 | PRO1 | PV | OP | NA | SUN |  | 55225 |  |  | EIA Prime Mover-level Data
2021 | NC | Progress Solar II, LLC | 58494 | PROG2 | PV | OP | NA | SUN |  | 48318 |  |  | EIA Prime Mover-level Data
2021 | NC | Progress Solar III, LLC | 58495 | PROG3 | PV | OP | NA | SUN |  | 52227 |  |  | EIA Prime Mover-level Data
2021 | IN | Lincoln Solar | 58496 | PV2 | PV | OP | NA | SUN |  | 18542 |  |  | EIA Prime Mover-level Data
2021 | PA | L&S Sweetners | 58497 | GEN1 | IC | OP | NA | LFG |  | 126434.5 | 0.92929 | 0.0147 | EIA Prime Mover-level Data | Estimated using an emission factor
2021 | PA | L&S Sweetners | 58497 | GEN2 | IC | OP | NA | LFG |  | 126434.5 | 0.92929 | 0.0147 | EIA Prime Mover-level Data | Estimated using an emission factor
2021 | CA | RE Rosamond One LLC | 58498 | RONE | PV | OP | NA | SUN |  | 525310 |  |  | EIA Prime Mover-level Data
2021 | CA | RE Rosamond Two LLC | 58499 | RTWO | PV | OP | NA | SUN |  | 393433 |  |  | EIA Prime Mover-level Data
2021 | CA | RE Rio Grande Solar LLC | 58500 | RIO | PV | OP | NA | SUN |  | 92363 |  |  | EIA Prime Mover-level Data
2021 | AZ | RE Gillespie 1 LLC | 58501 | GILL1 | PV | OP | NA | SUN |  | 353011 |  |  | EIA Prime Mover-level Data
2021 | CA | RE Columbia 3 LLC | 58502 | COL3 | PV | OP | NA | SUN |  | 201152 |  |  | EIA Prime Mover-level Data
2021 | OR | Carty Generating Station | 58503 | CTEU1 | CT | OP | CC | NG | 7515 | 21804519.623 | 54.8 | 0.0050265 | EPA/CAMD | EPA/NEI | 2016
2021 | NJ | Livingston Solar Farm | 58504 | LVSF | PV | OP | NA | SUN |  | 8826 |  |  | EIA Prime Mover-level Data
2021 | NJ | Livingston Solar Canopies | 58505 | LVSC | PV | OP | NA | SUN |  | 56374 |  |  | EIA Prime Mover-level Data
2021 | CA | Chuckawalla Solar | 58506 | 0937 | PV | OP | NA | SUN |  | 59629 |  |  | EIA Prime Mover-level Data
2021 | NY | Montefieor Medical Center Moses Division | 58507 | EMG01 | IC | SB | NA | DFO |  | 11719.685 | 1.8166 | 0.31 | EIA Prime Mover-level Data | Estimated using an emission factor
2021 | NY | Montefieor Medical Center Moses Division | 58507 | EMG02 | IC | SB | NA | DFO |  | 7031.811 | 1.0899 | 0.31 | EIA Prime Mover-level Data | Estimated using an emission factor
2021 | NY | Montefieor Medical Center Moses Division | 58507 | EMG03 | IC | SB | NA | DFO |  | 7031.811 | 1.0899 | 0.31 | EIA Prime Mover-level Data | Estimated using an emission factor
2021 | NY | Montefieor Medical Center Moses Division | 58507 | EMG04 | IC | SB | NA | DFO |  | 5859.843 | 0.90828 | 0.31 | EIA Prime Mover-level Data | Estimated using an emission factor
2021 | NY | Montefieor Medical Center Moses Division | 58507 | EMG05 | IC | SB | NA | DFO |  | 5859.843 | 0.90828 | 0.31 | EIA Prime Mover-level Data | Estimated using an emission factor
2021 | NY | Montefieor Medical Center Moses Division | 58507 | EMG06 | IC | SB | NA | DFO |  | 3515.906 | 0.54497 | 0.31 | EIA Prime Mover-level Data | Estimated using an emission factor
2021 | NY | Montefieor Medical Center Moses Division | 58507 | EMG07 | IC | SB | NA | DFO |  | 2343.937 | 0.36331 | 0.31 | EIA Prime Mover-level Data | Estimated using an emission factor
2021 | NY | Montefieor Medical Center Moses Division | 58507 | EMG08 | IC | SB | NA | DFO |  | 2343.937 | 0.36331 | 0.31 | EIA Prime Mover-level Data | Estimated using an emission factor
2021 | NY | Montefieor Medical Center Moses Division | 58507 | EMG09 | IC | SB | NA | DFO |  | 23439.37 | 3.6331 | 0.31 | EIA Prime Mover-level Data | Estimated using an emission factor
2021 | NY | Montefieor Medical Center Moses Division | 58507 | EMG10 | IC | SB | NA | DFO |  | 23439.37 | 3.6331 | 0.31 | EIA Prime Mover-level Data | Estimated using an emission factor
2021 | NY | Montefieor Medical Center Moses Division | 58507 | ES006 | GT | OP | NA | NG |  | 464246 | 1.8608 | 0.0080165 | EIA Prime Mover-level Data | NEI avg EF - PM, fuel type
2021 | NY | Montefieor Medical Center Moses Division | 58507 | S0001 | IC | OP | NA | NG |  | 18751.496 | 0.0039566 | 0.000422 | EIA Prime Mover-level Data | Estimated using an emission factor
2021 | NY | Montefieor Medical Center Moses Division | 58507 | S0002 | IC | OP | NA | NG |  | 18751.496 | 0.0039566 | 0.000422 | EIA Prime Mover-level Data | Estimated using an emission factor
2021 | NY | Montefieor Medical Center Moses Division | 58507 | S0003 | IC | OP | NA | NG |  | 18751.496 | 0.0039566 | 0.000422 | EIA Prime Mover-level Data | Estimated using an emission factor
2021 | CA | Bear Creek Solar | 58508 | PV3 | PV | OP | NA | SUN |  | 33815 |  |  | EIA Prime Mover-level Data
2021 | CA | Vintner Solar | 58509 | PV4 | PV | OP | NA | SUN |  | 39158 |  |  | EIA Prime Mover-level Data
2021 | CA | Kettleman Solar Project | 58510 | PV5 | PV | OP | NA | SUN |  | 23108 |  |  | EIA Prime Mover-level Data
2021 | AK | Delta Wind Farm | 58511 | EWT1 | WT | OP | NA | WND |  | 15306.632 |  |  | EIA Prime Mover-level Data
2021 | AK | Delta Wind Farm | 58511 | EWT2 | WT | OP | NA | WND |  | 15306.632 |  |  | EIA Prime Mover-level Data
2021 | AK | Delta Wind Farm | 58511 | NW1 | WT | OP | NA | WND |  | 1700.737 |  |  | EIA Prime Mover-level Data
2021 | NJ | Cornerstone Power Vineland I LLC | 58512 | PV1 | PV | OP | NA | SUN |  | 44658 |  |  | EIA Prime Mover-level Data
2021 | CA | Ironwood Solar LLC | 58513 | 0937 | PV | OP | NA | SUN |  | 62123 |  |  | EIA Prime Mover-level Data
2021 | CA | Desert Hot Springs Solar | 58514 | DHCA | PV | OP | NA | SUN |  | 50361 |  |  | EIA Prime Mover-level Data
2021 | TN | Chattanooga Metropolitan Airport Solar | 58515 | GEN1 | PV | OP | NA | SUN |  | 9805.556 |  |  | EIA Prime Mover-level Data
2021 | TN | Chattanooga Metropolitan Airport Solar | 58515 | GEN2 | PV | OP | NA | SUN |  | 10786.111 |  |  | EIA Prime Mover-level Data
2021 | TN | Chattanooga Metropolitan Airport Solar | 58515 | GEN3 | PV | OP | NA | SUN |  | 5883.333 |  |  | EIA Prime Mover-level Data
2021 | AZ | Union HS at Casa Grande | 58516 | PV1 | PV | OP | NA | SUN |  | 27732 |  |  | EIA Prime Mover-level Data
2021 | AZ | Vista Grande HS at Casa Grande | 58517 | PV1 | PV | OP | NA | SUN |  | 27052 |  |  | EIA Prime Mover-level Data
2021 | NJ | Alethea I | 58519 | 1 | PV | OP | NA | SUN |  | 29517 |  |  | EIA Prime Mover-level Data
2021 | NM | Otero Solar | 58520 | OTE1 | PV | OP | NA | SUN |  | 157060 |  |  | EIA Prime Mover-level Data
2021 | NM | Manzano Solar | 58521 | MAN1 | PV | OP | NA | SUN |  | 142815 |  |  | EIA Prime Mover-level Data
2021 | CA | Madera Community Hospital | 58522 | 1 | PV | OP | NA | SUN |  | 17456 |  |  | EIA Prime Mover-level Data
2021 | MT | Stoltze CoGen1 | 58523 | STL2 | ST | OP | NA | WDS |  | 562279 | 2.918 | 0.010379 | EIA Prime Mover-level Data | NEI avg EF - PM, fuel type
2021 | NC | Neuse River Solar Farm | 58524 | 1 | PV | OP | NA | SUN |  | 12380 |  |  | EIA Prime Mover-level Data
2021 | CA | City of Hayward WWTP | 58525 | 1 | PV | OP | NA | SUN |  | 30833 |  |  | EIA Prime Mover-level Data
2021 | CA | City of Hayward WWTP | 58525 | COGEN | IC | OP | NA | OBG |  | 76172 | 0.55986 | 0.0147 | EIA Prime Mover-level Data | Estimated using an emission factor
2021 | NC | Uwharrie Mountain Renewable | 58526 | 1 | IC | OP | NA | LFG |  | 91594.5 | 0.67322 | 0.0147 | EIA Prime Mover-level Data | Estimated using an emission factor
2021 | NC | Uwharrie Mountain Renewable | 58526 | 2 | IC | OP | NA | LFG |  | 91594.5 | 0.67322 | 0.0147 | EIA Prime Mover-level Data | Estimated using an emission factor
2021 | NC | Uwharrie Mountain Renewable | 58526 | 3 | IC | OP | NA | LFG |  | 91594.5 | 0.67322 | 0.0147 | EIA Prime Mover-level Data | Estimated using an emission factor
2021 | NC | Uwharrie Mountain Renewable | 58526 | 4 | IC | OP | NA | LFG |  | 91594.5 | 0.67322 | 0.0147 | EIA Prime Mover-level Data | Estimated using an emission factor
2021 | NC | Uwharrie Mountain Renewable | 58526 | 5 | IC | OP | NA | LFG |  | 91594.5 | 0.67322 | 0.0147 | EIA Prime Mover-level Data | Estimated using an emission factor
2021 | NC | Uwharrie Mountain Renewable | 58526 | 6 | IC | OP | NA | LFG |  | 91594.5 | 0.67322 | 0.0147 | EIA Prime Mover-level Data | Estimated using an emission factor
2021 | CA | Crown Cooling Facility | 58527 | 1 | PV | OP | NA | SUN |  | 7040 |  |  | EIA Prime Mover-level Data
2021 | CA | Garnet Solar Generation Station I LLC | 58528 | WDT44 | PV | OP | NA | SUN |  | 36981 |  |  | EIA Prime Mover-level Data
2021 | NC | Progress Manis I | 58529 | P11A | PV | OP | NA | SUN |  | 26317 |  |  | EIA Prime Mover-level Data
2021 | NC | North Carolina Solar Bethea I | 58531 | P22A | PV | OP | NA | SUN |  | 29598 |  |  | EIA Prime Mover-level Data
2021 | NV | Don A Campbell 1 Geothermal | 58533 | 1 | BT | OP | NA | GEO |  | 1135397 |  |  | EIA Prime Mover-level Data
2021 | MA | Westford Solar Park | 58534 | 1 | PV | OP | NA | SUN |  | 45047 |  |  | EIA Prime Mover-level Data
2021 | PA | Pickering Solar | 58535 | 1 | PV | OP | NA | SUN |  | 15705 |  |  | EIA Prime Mover-level Data
2021 | NJ | Cornerstone Power Holmdel LLC | 58536 | 1 | PV | OP | NA | SUN |  | 29076 |  |  | EIA Prime Mover-level Data
2021 | TX | OCI Alamo Solar I Hybrid | 58537 | 1 | PV | OP | NA | SUN |  | 741238 |  |  | EIA Prime Mover-level Data
2021 | TX | OCI Alamo Solar I Hybrid | 58537 | ASTRO | BA | OP | NA | MWH |  | 0 |  |  | EIA Prime Mover-level Data
2021 | NC | PCSP3 Airport | 58538 | 3 | PV | OP | NA | SUN |  | 34648 |  |  | EIA Prime Mover-level Data
2021 | AZ | Lake Pleasant WTP | 58539 | 1 | PV | OP | NA | SUN |  | 128064 |  |  | EIA Prime Mover-level Data
2021 | NM | Silver City WWTP PV Project | 58540 | PV-1 | PV | OP | NA | SUN |  | 14865 |  |  | EIA Prime Mover-level Data
2021 | VT | SunGen Sharon 1 LLC | 58541 | 1 | PV | OP | NA | SUN |  | 23238 |  |  | EIA Prime Mover-level Data
2021 | CA | Desert Sunlight 250, LLC | 58542 | DSL12 | PV | OP | NA | SUN |  | 814195.256 |  |  | EIA Prime Mover-level Data
2021 | CA | Desert Sunlight 250, LLC | 58542 | DSL13 | PV | OP | NA | SUN |  | 814195.256 |  |  | EIA Prime Mover-level Data
2021 | CA | Desert Sunlight 250, LLC | 58542 | DSL14 | PV | OP | NA | SUN |  | 551820.314 |  |  | EIA Prime Mover-level Data
2021 | CA | Desert Sunlight 250, LLC | 58542 | DSL15 | PV | OP | NA | SUN |  | 289445.372 |  |  | EIA Prime Mover-level Data
2021 | CA | Desert Sunlight 250, LLC | 58542 | DSL16 | PV | OP | NA | SUN |  | 472691.364 |  |  | EIA Prime Mover-level Data
2021 | CA | Desert Sunlight 250, LLC | 58542 | DSL17 | PV | OP | NA | SUN |  | 603878.835 |  |  | EIA Prime Mover-level Data
2021 | CA | Desert Sunlight 250, LLC | 58542 | DSL18 | PV | OP | NA | SUN |  | 603878.835 |  |  | EIA Prime Mover-level Data
2021 | CA | Desert Sunlight 250, LLC | 58542 | DSL19 | PV | OP | NA | SUN |  | 524749.884 |  |  | EIA Prime Mover-level Data
2021 | CA | Desert Sunlight 250, LLC | 58542 | DSL20 | PV | OP | NA | SUN |  | 524749.884 |  |  | EIA Prime Mover-level Data
2021 | AZ | Gilbert Solar Facility I, LLC | 58543 | 1 | PV | OP | NA | SUN |  | 32612 |  |  | EIA Prime Mover-level Data
2021 | NV | Mountain View Solar | 58544 | 1 | PV | OP | NA | SUN |  | 472250 |  |  | EIA Prime Mover-level Data
2021 | CA | Community Solar 1 | 58545 | 1 | PV | OP | NA | SUN |  | 120539 |  |  | EIA Prime Mover-level Data
2021 | MI | Watervliet | 58546 | GEN1 | IC | OP | NA | LFG |  | 121647.2 | 0.89411 | 0.0147 | EIA Prime Mover-level Data | Estimated using an emission factor
2021 | MI | Watervliet | 58546 | GEN2 | IC | OP | NA | LFG |  | 121647.2 | 0.89411 | 0.0147 | EIA Prime Mover-level Data | Estimated using an emission factor
2021 | MI | Watervliet | 58546 | GEN3 | IC | OP | NA | LFG |  | 60823.6 | 0.44705 | 0.0147 | EIA Prime Mover-level Data | Estimated using an emission factor
2021 | CO | SMPA Solar 1 Community Solar | 58547 | 1 | PV | OP | NA | SUN |  | 12532 |  |  | EIA Prime Mover-level Data
2021 | CO | Huerfano River Wind | 58548 | WTG1 | WT | OP | NA | WND |  | 27482 |  |  | EIA Prime Mover-level Data
2021 | CO | Huerfano River Wind | 58548 | WTG2 | WT | OP | NA | WND |  | 27482 |  |  | EIA Prime Mover-level Data
2021 | CO | Huerfano River Wind | 58548 | WTG3 | WT | OP | NA | WND |  | 27482 |  |  | EIA Prime Mover-level Data
2021 | CO | Huerfano River Wind | 58548 | WTG4 | WT | OP | NA | WND |  | 27482 |  |  | EIA Prime Mover-level Data
2021 | HI | Port Allen Solar | 58549 | 1 | PV | OP | NA | SUN |  | 109105 |  |  | EIA Prime Mover-level Data
2021 | NY | Owens Corning at Bethlehem | 58550 | PV1 | PV | OP | NA | SUN |  | 30110 |  |  | EIA Prime Mover-level Data
2021 | CT | Bridgeport Fuel Cell, LLC | 58551 | 1 | FC | OP | NA | NG |  | 892555 | 0 | 0 | EIA Prime Mover-level Data | Estimated using an emission factor
2021 | IN | Indy Solar I, LLC | 58552 | 1 | PV | OP | NA | SUN |  | 132963 |  |  | EIA Prime Mover-level Data
2021 | IN | Indy Solar III, LLC | 58553 | 1 | PV | OP | NA | SUN |  | 98433 |  |  | EIA Prime Mover-level Data
2021 | CT | Somers Solar Center, LLC | 58554 | 1 | PV | OP | NA | SUN |  | 72857 |  |  | EIA Prime Mover-level Data
2021 | IN | Indy Solar II, LLC | 58556 | 1 | PV | OP | NA | SUN |  | 128179 |  |  | EIA Prime Mover-level Data
2021 | NC | Onslow Power Producers | 58558 | GEN1 | IC | OP | NA | LFG |  | 95078 | 0.69882 | 0.0147 | EIA Prime Mover-level Data | Estimated using an emission factor
2021 | TN | Bi-County Gas Producers | 58559 | GEN1 | IC | OP | NA | LFG |  | 42463.667 | 0.31211 | 0.0147 | EIA Prime Mover-level Data | Estimated using an emission factor
2021 | TN | Bi-County Gas Producers | 58559 | GEN2 | IC | OP | NA | LFG |  | 84927.333 | 0.62422 | 0.0147 | EIA Prime Mover-level Data | Estimated using an emission factor
2021 | VA | Halifax County Biomass | 58560 | BLR1 | ST | OP | NA | WDS |  | 3656945.49 | 18.9784 | 0.010379 | EIA Unit-level Data | NEI avg EF - PM, fuel type
2021 | MA | Merrimac Solar | 58561 | MSMA | PV | OP | NA | SUN |  | 19994 |  |  | EIA Prime Mover-level Data
2021 | TX | Montana Power Station | 58562 | GT-1 | GT | OP | CT | NG | 4013 | 2416800.672 | 8.4474 | 0.0069906 | EPA/CAMD | EPA/NEI | 2015
2021 | TX | Montana Power Station | 58562 | GT-2 | GT | OP | CT | NG | 3113 | 1884959.374 | 6.588 | 0.0069901 | EPA/CAMD | EPA/NEI | 2015
2021 | TX | Montana Power Station | 58562 | GT-3 | GT | OP | CT | NG | 2482 | 1460165.596 | 5.1039 | 0.0069909 | EPA/CAMD | EPA/NEI | 2016
2021 | TX | Montana Power Station | 58562 | GT-4 | GT | OP | CT | NG | 3175 | 1866631.261 | 6.5403 | 0.0070076 | EPA/CAMD | EPA/NEI | 2016
2021 | MN | Hometown Bio Energy LLC | 58563 | HTBE | IC | OP | NA | OBG |  | 267129 | 1.9634 | 0.0147 | EIA Prime Mover-level Data | Estimated using an emission factor
2021 | NJ | Frenchtown III Solar | 58564 | F3NJ | PV | OP | NA | SUN |  | 111059 |  |  | EIA Prime Mover-level Data
2021 | PA | Gettysburg Energy & Nutrient Rec Facility | 58565 | GENRF | ST | OS | NA | OBS
2021 | MA | Cottage Street Solar Facility | 58568 | PV-3 | PV | OP | NA | SUN |  | 40386 |  |  | EIA Prime Mover-level Data
2021 | NJ | Paradise Solar Energy Center | 58569 | 1 | PV | OP | NA | SUN |  | 69743 |  |  | EIA Prime Mover-level Data
2021 | UT | Enel Cove Fort | 58570 | 1-G1A | BT | OP | NA | GEO |  | 663128 |  |  | EIA Prime Mover-level Data
2021 | UT | Enel Cove Fort | 58570 | 2-GIA | BT | OP | NA | GEO |  | 663128 |  |  | EIA Prime Mover-level Data
2021 | WA | Tucannon River Wind Farm | 58571 | 1 | WT | OP | NA | WND |  | 7658614 |  |  | EIA Prime Mover-level Data
2021 | GA | Lakeland Solar Energy LLC | 58572 | 1 | PV | OP | NA | SUN |  | 11863.5 |  |  | EIA Prime Mover-level Data
2021 | GA | Lakeland Solar Energy LLC | 58572 | 2 | PV | OP | NA | SUN |  | 11863.5 |  |  | EIA Prime Mover-level Data
2021 | CO | Eagle Valley Clean Energy LLC Biomass | 58574 | 01 | ST | OP | NA | WDS |  | 1282263.75 | 6.6545 | 0.010379 | EIA Unit-level Data | NEI avg EF - PM, fuel type
2021 | NC | Smithfield Packaged Meats Corp. | 58575 | 1 | IC | OP | NA | DFO |  | 4274.75 | 0.66259 | 0.31 | EIA Prime Mover-level Data | Estimated using an emission factor
2021 | NC | Smithfield Packaged Meats Corp. | 58575 | 2 | IC | OP | NA | DFO |  | 4274.75 | 0.66259 | 0.31 | EIA Prime Mover-level Data | Estimated using an emission factor
2021 | NC | Smithfield Packaged Meats Corp. | 58575 | 3 | IC | OP | NA | DFO |  | 4274.75 | 0.66259 | 0.31 | EIA Prime Mover-level Data | Estimated using an emission factor
2021 | NC | Smithfield Packaged Meats Corp. | 58575 | 4 | IC | OP | NA | DFO |  | 4274.75 | 0.66259 | 0.31 | EIA Prime Mover-level Data | Estimated using an emission factor
2021 | NM | GSE NM1 | 58576 | NMP1 | PV | OP | NA | SUN |  | 42784 |  |  | EIA Prime Mover-level Data
2021 | IN | Veolia ES Blackfoot Landfill Facility | 58577 | BLG1 | IC | OP | NA | LFG |  | 51485.5 | 0.37842 | 0.0147 | EIA Prime Mover-level Data | Estimated using an emission factor
2021 | IN | Veolia ES Blackfoot Landfill Facility | 58577 | BLG2 | IC | OP | NA | LFG |  | 51485.5 | 0.37842 | 0.0147 | EIA Prime Mover-level Data | Estimated using an emission factor
2021 | CA | Sonora 1 | 58578 | SON1 | PV | OP | NA | SUN |  | 32399 |  |  | EIA Prime Mover-level Data
2021 | MI | Pheasant Run Wind LLC | 58580 | 1 | WT | OP | NA | WND |  | 2098585 |  |  | EIA Prime Mover-level Data
2021 | CA | Oltmans SCE at Champagne | 58581 | 1 | PV | OP | NA | SUN |  | 12725 |  |  | EIA Prime Mover-level Data
2021 | CA | Oltmans SCE at Jurupa | 58582 | 1 | PV | OP | NA | SUN |  | 24717 |  |  | EIA Prime Mover-level Data
2021 | RI | Forbes Street Solar | 58583 | FSS1 | PV | OP | NA | SUN |  | 38147 |  |  | EIA Prime Mover-level Data
2021 | NJ | Princeton University Cogeneration | 58584 | GT1 | GT | OP | NA | NG |  | 512049 | 2.0524 | 0.0080165 | EIA Prime Mover-level Data | NEI avg EF - PM, fuel type
2021 | NJ | Princeton University Cogeneration | 58584 | PV1 | PV | OP | NA | SUN |  | 47745 |  |  | EIA Prime Mover-level Data
2021 | NJ | Princeton University Cogeneration | 58584 | PV2 | PV | OP | NA | SUN |  | 12732 |  |  | EIA Prime Mover-level Data
2021 | CA | Sierra Nevada Brewing Co Hybrid | 58585 | BESS | BA | OP | NA | MWH |  | 0 |  |  | EIA Prime Mover-level Data
2021 | CA | Sierra Nevada Brewing Co Hybrid | 58585 | COGN | GT | OP | NA | NG |  | 88528 | 0.35484 | 0.0080165 | EIA Prime Mover-level Data | NEI avg EF - PM, fuel type
2021 | CA | Sierra Nevada Brewing Co Hybrid | 58585 | SOLR | PV | OP | NA | SUN |  | 21392 |  |  | EIA Prime Mover-level Data
2021 | MA | Town of East Bridgewater CSG | 58586 | 1 | PV | OP | NA | SUN |  | 14069 |  |  | EIA Prime Mover-level Data
2021 | MI | Tuscola Wind II LLC | 58587 | 1 | WT | OP | NA | WND |  | 2464446 |  |  | EIA Prime Mover-level Data
2021 | NM | Sue Cleveland High School | 58588 | SCHS | PV | OP | NA | SUN
2021 | NM | Rio Rancho High School | 58589 | RRHS | PV | OP | NA | SUN |  | 33585 |  |  | EIA Prime Mover-level Data
2021 | CA | Cascade Solar | 58590 | 1 | PV | OP | NA | SUN |  | 456954 |  |  | EIA Prime Mover-level Data
2021 | OR | POTB Digester | 58591 | GEN1 | IC | OA | NA | OBG
2021 | CA | Solar Gen 2 Solar Facility | 58592 | ALHM | PV | OP | NA | SUN |  | 1134197.333 |  |  | EIA Prime Mover-level Data
2021 | CA | Solar Gen 2 Solar Facility | 58592 | ARK | PV | OP | NA | SUN |  | 1134197.333 |  |  | EIA Prime Mover-level Data
2021 | CA | Solar Gen 2 Solar Facility | 58592 | SONR | PV | OP | NA | SUN |  | 1134197.333 |  |  | EIA Prime Mover-level Data
2021 | CA | DGS Central Utility Plant | 58593 | BS1 | IC | SB | NA | DFO
2021 | CA | DGS Central Utility Plant | 58593 | EM1 | IC | SB | NA | DFO
2021 | CA | DGS Central Utility Plant | 58593 | STG | ST | SB | NA | NG
2021 | NE | Steele Flats Wind Project LLC | 58594 | 1 | WT | OP | NA | WND |  | 2696815 |  |  | EIA Prime Mover-level Data
2021 | NH | Indeck Energy-Alexandria | 58595 | B1 | ST | OS | NA | WDS |  | 0 | 0 |  | EIA Unit-level Data | NEI avg EF - PM, fuel type
2021 | TX | Grandview Wind Farm, LLC | 58596 | GRVWI | WT | OP | NA | WND |  | 7505646 |  |  | EIA Prime Mover-level Data
2021 | UT | HTW Plant 303 COGEN | 58597 | CGN1 | GT | OP | NA | NG |  | 414388 | 1.661 | 0.0080165 | EIA Prime Mover-level Data | NEI avg EF - PM, fuel type
2021 | UT | Beryl Solar Plant | 58598 | BSP1 | PV | OP | NA | SUN |  | 55810 |  |  | EIA Prime Mover-level Data
2021 | UT | Cedar Valley Solar Plant | 58599 | CVSP1 | PV | OP | NA | SUN |  | 52847 |  |  | EIA Prime Mover-level Data
2021 | UT | Buckhorn Solar Plant | 58600 | BSP1 | PV | OP | NA | SUN |  | 52448 |  |  | EIA Prime Mover-level Data
2021 | UT | Milford Flat Solar Plant | 58601 | MFSP1 | PV | OP | NA | SUN |  | 55190 |  |  | EIA Prime Mover-level Data
2021 | UT | Laho Solar Plant | 58602 | LSP1 | PV | OP | NA | SUN |  | 51068 |  |  | EIA Prime Mover-level Data
2021 | UT | Greenville Solar Plant | 58603 | GVSP1 | PV | OP | NA | SUN |  | 36159 |  |  | EIA Prime Mover-level Data
2021 | UT | Granite Peak Solar Plant | 58604 | GPSP1 | PV | OP | NA | SUN |  | 54899 |  |  | EIA Prime Mover-level Data
2021 | NC | Blueberry One | 58605 | PV1 | PV | OP | NA | SUN |  | 79464 |  |  | EIA Prime Mover-level Data
2021 | CA | One Market Plaza | 58607 | 1 | IC | OP | NA | NG |  | 9295.667 | 0.0019614 | 0.000422 | EIA Prime Mover-level Data | Estimated using an emission factor
2021 | CA | One Market Plaza | 58607 | 2 | IC | OP | NA | NG |  | 9295.667 | 0.0019614 | 0.000422 | EIA Prime Mover-level Data | Estimated using an emission factor
2021 | CA | One Market Plaza | 58607 | 3 | IC | OP | NA | NG |  | 9295.667 | 0.0019614 | 0.000422 | EIA Prime Mover-level Data | Estimated using an emission factor
2021 | ME | Saddleback Ridge Wind Farm | 58608 | SRW1 | WT | OP | NA | WND |  | 219830.629 |  |  | EIA Prime Mover-level Data
2021 | ME | Saddleback Ridge Wind Farm | 58608 | SRW2 | WT | OP | NA | WND |  | 664664.371 |  |  | EIA Prime Mover-level Data
2021 | CA | Industry Solar Power Generation Station 1 LLC | 58609 | ISP1 | PV | OP | NA | SUN |  | 36777 |  |  | EIA Prime Mover-level Data
2021 | CA | Navajo Solar Power Generation Station 1 LLC | 58610 | NSP1 | PV | OP | NA | SUN |  | 36310 |  |  | EIA Prime Mover-level Data
2021 | CA | Powhatan Solar Power Generation Station 1 LLC | 58611 | 1 | PV | OP | NA | SUN |  | 37133 |  |  | EIA Prime Mover-level Data
2021 | CA | Otoe Solar Power Generation Station 1 LLC | 58612 | 1 | PV | OP | NA | SUN |  | 22319 |  |  | EIA Prime Mover-level Data
2021 | TX | Patriot Wind Farm | 58614 | PAT1 | WT | OP | NA | WND |  | 4980874 |  |  | EIA Prime Mover-level Data
2021 | IN | Indianapolis Motor Speedway Solar PV | 58615 | IMS | PV | OP | NA | SUN |  | 108352 |  |  | EIA Prime Mover-level Data
2021 | CA | Westlands Solar PV Farm | 58616 | WSF1 | PV | OP | NA | SUN |  | 360034 |  |  | EIA Prime Mover-level Data
2021 | MN | Water Reclamation Plant | 58617 | GEN1 | IC | OP | NA | OBG |  | 19278.5 | 0.1417 | 0.0147 | EIA Prime Mover-level Data | Estimated using an emission factor
2021 | MN | Water Reclamation Plant | 58617 | GEN2 | IC | OP | NA | OBG |  | 19278.5 | 0.1417 | 0.0147 | EIA Prime Mover-level Data | Estimated using an emission factor
2021 | FL | Butler Plaza | 58618 | 1 | PV | OP | NA | SUN |  | 7897 |  |  | EIA Prime Mover-level Data
2021 | CA | Transamerica Pyramid | 58619 | 1 | IC | OP | NA | NG |  | 8375 | 0.0017671 | 0.000422 | EIA Prime Mover-level Data | Estimated using an emission factor
2021 | CA | Transamerica Pyramid | 58619 | 2 | IC | OP | NA | NG |  | 8375 | 0.0017671 | 0.000422 | EIA Prime Mover-level Data | Estimated using an emission factor
2021 | ME | Canton Mountain Wind | 58620 | 1 | WT | OP | NA | WND |  | 515388 |  |  | EIA Prime Mover-level Data
2021 | CA | Sol Orchard El Centro PV | 58621 | ECPV | PV | OP | NA | SUN |  | 348856 |  |  | EIA Prime Mover-level Data
2021 | CO | Carter Hydro | 58622 | 1 | HY | OP | NA | WAT |  | 41119 |  |  | EIA Prime Mover-level Data
2021 | CO | Carter Hydro | 58622 | 2 | HY | OP | NA | WAT |  | 41119 |  |  | EIA Prime Mover-level Data
2021 | NC | Holstein Plant | 58623 | PV1 | PV | OP | NA | SUN |  | 301264 |  |  | EIA Prime Mover-level Data
2021 | MA | Berkshire 1 | 58624 | BER1 | PV | OP | NA | SUN |  | 20649 |  |  | EIA Prime Mover-level Data
2021 | CA | Santa Rita Jail Hybrid | 58625 | SRFC2 | FC | OP | NA | NG |  | 67372 | 0 | 0 | EIA Prime Mover-level Data | Estimated using an emission factor
2021 | CA | Santa Rita Jail Hybrid | 58625 | SRJBA | BA | OS | NA | MWH
2021 | CA | Santa Rita Jail Hybrid | 58625 | SRPV2 | PV | OP | NA | SUN |  | 14148 |  |  | EIA Prime Mover-level Data
2021 | CA | Santa Rita Jail Hybrid | 58625 | SRPV3 | PV | OP | NA | SUN |  | 7074 |  |  | EIA Prime Mover-level Data
2021 | CA | Western Antelope Blue Sky Ranch A | 58626 | WABSA | PV | OP | NA | SUN |  | 440594 |  |  | EIA Prime Mover-level Data
2021 | CA | Western Antelope Dry Ranch | 58627 | WADR | PV | OP | NA | SUN |  | 229344 |  |  | EIA Prime Mover-level Data
2021 | GA | Simon Solar Farm LLC | 58628 | SRSSF | PV | OP | NA | SUN |  | 448622 |  |  | EIA Prime Mover-level Data
2021 | NM | Lightning Dock Geothermal HI-01, LLC | 58629 | GEN-5 | BT | OP | NA | GEO |  | 356573.792 |  |  | EIA Prime Mover-level Data
2021 | NM | Lightning Dock Geothermal HI-01, LLC | 58629 | PB01 | BT | OP | NA | GEO |  | 23458.802 |  |  | EIA Prime Mover-level Data
2021 | NM | Lightning Dock Geothermal HI-01, LLC | 58629 | PB02 | BT | OP | NA | GEO |  | 23458.802 |  |  | EIA Prime Mover-level Data
2021 | NM | Lightning Dock Geothermal HI-01, LLC | 58629 | PB03 | BT | OP | NA | GEO |  | 23458.802 |  |  | EIA Prime Mover-level Data
2021 | NM | Lightning Dock Geothermal HI-01, LLC | 58629 | PB04 | BT | OP | NA | GEO |  | 23458.802 |  |  | EIA Prime Mover-level Data
2021 | OH | RP Wind | 58630 | RPOH | WT | OP | NA | WND |  | 63094 |  |  | EIA Prime Mover-level Data
2021 | MD | Queen Anne's County | 58631 | 1 | PV | OP | NA | SUN |  | 23850 |  |  | EIA Prime Mover-level Data
2021 | AZ | Actus Lend Lease DMAFB | 58632 | 1 | PV | OP | NA | SUN |  | 35292 |  |  | EIA Prime Mover-level Data
2021 | CA | Monterey Regional Water Pollution Control Agency | 58633 | 1 | PV | OP | NA | SUN |  | 11664 |  |  | EIA Prime Mover-level Data
2021 | CA | Lancaster Baptist Church | 58634 | 1 | PV | OP | NA | SUN |  | 14645 |  |  | EIA Prime Mover-level Data
2021 | IL | Museum of Science and Industry | 58635 | COGEN | IC | OP | NA | NG
2021 | CA | Sacramento Fairbain Water Treatment Plant | 58636 | 1 | PV | OP | NA | SUN |  | 6986 |  |  | EIA Prime Mover-level Data
2021 | NC | Orbit Energy Charlotte | 58638 | 1 | IC | OP | NA | OBG |  | 122401 | 0.89965 | 0.0147 | EIA Prime Mover-level Data | Estimated using an emission factor
2021 | HI | KRS I Anahola Solar Hybrid | 58639 | ANAPV | PV | OP | NA | SUN |  | 192521 |  |  | EIA Prime Mover-level Data
2021 | HI | KRS I Anahola Solar Hybrid | 58639 | B5B6 | BA | OP | NA | MWH |  | 0 |  |  | EIA Prime Mover-level Data
2021 | HI | KRS II Koloa Solar | 58640 | KOLPV | PV | OP | NA | SUN |  | 181821 |  |  | EIA Prime Mover-level Data
2021 | CA | Tulare 1 and 2 | 58642 | 1 | PV | OP | NA | SUN |  | 19680.5 |  |  | EIA Prime Mover-level Data
2021 | CA | Tulare 1 and 2 | 58642 | 2 | PV | OP | NA | SUN |  | 19680.5 |  |  | EIA Prime Mover-level Data
2021 | IL | Rockford Solar Farm | 58643 | 1 | PV | OP | NA | SUN |  | 24053 |  |  | EIA Prime Mover-level Data
2021 | NV | Silver State Solar Power South | 58644 | BLK1 | PV | OP | NA | SUN |  | 603116.069 |  |  | EIA Prime Mover-level Data
2021 | NV | Silver State Solar Power South | 58644 | BLK2 | PV | OP | NA | SUN |  | 637384.028 |  |  | EIA Prime Mover-level Data
2021 | NV | Silver State Solar Power South | 58644 | BLK3 | PV | OP | NA | SUN |  | 849845.37 |  |  | EIA Prime Mover-level Data
2021 | NV | Silver State Solar Power South | 58644 | BLK4 | PV | OP | NA | SUN |  | 815577.412 |  |  | EIA Prime Mover-level Data
2021 | NV | Silver State Solar Power South | 58644 | BLK5 | PV | OP | NA | SUN |  | 799585.698 |  |  | EIA Prime Mover-level Data
2021 | NV | Silver State Solar Power South | 58644 | BLK6 | PV | OP | NA | SUN |  | 836138.187 |  |  | EIA Prime Mover-level Data
2021 | NV | Silver State Solar Power South | 58644 | BLK7 | PV | OP | NA | SUN |  | 799585.698 |  |  | EIA Prime Mover-level Data
2021 | NV | Silver State Solar Power South | 58644 | BLK8 | PV | OP | NA | SUN |  | 600831.539 |  |  | EIA Prime Mover-level Data
2021 | TX | RC Thomas Hydroelectric Project | 58645 | RCT1 | HY | OP | NA | WAT |  | 276942.333 |  |  | EIA Prime Mover-level Data
2021 | TX | RC Thomas Hydroelectric Project | 58645 | RCT2 | HY | OP | NA | WAT |  | 276942.333 |  |  | EIA Prime Mover-level Data
2021 | TX | RC Thomas Hydroelectric Project | 58645 | RCT3 | HY | OP | NA | WAT |  | 276942.333 |  |  | EIA Prime Mover-level Data
2021 | CA | Stateline Solar | 58646 | STL | PV | OP | NA | SUN |  | 1431698.532 |  |  | EIA Prime Mover-level Data
2021 | CA | Stateline Solar | 58646 | STL2 | PV | OP | NA | SUN |  | 643226.877 |  |  | EIA Prime Mover-level Data
2021 | CA | Stateline Solar | 58646 | STL3 | PV | OP | NA | SUN |  | 714906.118 |  |  | EIA Prime Mover-level Data
2021 | CA | Stateline Solar | 58646 | STL4 | PV | OP | NA | SUN |  | 714906.118 |  |  | EIA Prime Mover-level Data
2021 | CA | Stateline Solar | 58646 | STL5 | PV | OP | NA | SUN |  | 714906.118 |  |  | EIA Prime Mover-level Data
2021 | CA | Stateline Solar | 58646 | STL6 | PV | OP | NA | SUN |  | 714906.118 |  |  | EIA Prime Mover-level Data
2021 | CA | Stateline Solar | 58646 | STL7 | PV | OP | NA | SUN |  | 714906.118 |  |  | EIA Prime Mover-level Data
2021 | NY | Port Richmond WWT Solar | 58647 | 1 | PV | OP | NA | SUN |  | 13875 |  |  | EIA Prime Mover-level Data
2021 | NC | Montgomery Solar LLC | 58649 | 1 | PV | OP | NA | SUN |  | 341977 |  |  | EIA Prime Mover-level Data
2021 | MA | North Brookfield | 58650 | PV1 | PV | OP | NA | SUN |  | 36981 |  |  | EIA Prime Mover-level Data
2021 | HI | Kalaeloa Renewable Energy Park | 58651 | KREP | PV | OP | NA | SUN |  | 64722 |  |  | EIA Prime Mover-level Data
2021 | NJ | Jersey Gardens Phase 1 | 58653 | 1 | PV | OP | NA | SUN |  | 16729 |  |  | EIA Prime Mover-level Data
2021 | NJ | Jersey Gardens Phase 2 | 58654 | 1 | PV | OP | NA | SUN |  | 27952 |  |  | EIA Prime Mover-level Data
2021 | HI | Waihonu North Solar | 58655 | INV-1 | PV | OP | NA | SUN |  | 7314.1 |  |  | EIA Prime Mover-level Data
2021 | HI | Waihonu North Solar | 58655 | INV10 | PV | OP | NA | SUN |  | 7314.1 |  |  | EIA Prime Mover-level Data
2021 | HI | Waihonu North Solar | 58655 | INV-2 | PV | OP | NA | SUN |  | 7314.1 |  |  | EIA Prime Mover-level Data
2021 | HI | Waihonu North Solar | 58655 | INV-3 | PV | OP | NA | SUN |  | 7314.1 |  |  | EIA Prime Mover-level Data
2021 | HI | Waihonu North Solar | 58655 | INV-4 | PV | OP | NA | SUN |  | 7314.1 |  |  | EIA Prime Mover-level Data
2021 | HI | Waihonu North Solar | 58655 | INV-5 | PV | OP | NA | SUN |  | 7314.1 |  |  | EIA Prime Mover-level Data
2021 | HI | Waihonu North Solar | 58655 | INV-6 | PV | OP | NA | SUN |  | 7314.1 |  |  | EIA Prime Mover-level Data
2021 | HI | Waihonu North Solar | 58655 | INV-7 | PV | OP | NA | SUN |  | 7314.1 |  |  | EIA Prime Mover-level Data
2021 | HI | Waihonu North Solar | 58655 | INV-8 | PV | OP | NA | SUN |  | 7314.1 |  |  | EIA Prime Mover-level Data
2021 | HI | Waihonu North Solar | 58655 | INV-9 | PV | OP | NA | SUN |  | 7314.1 |  |  | EIA Prime Mover-level Data
2021 | HI | Waihonu South Solar | 58656 | INV-1 | PV | OP | NA | SUN |  | 8472 |  |  | EIA Prime Mover-level Data
2021 | HI | Waihonu South Solar | 58656 | INV-2 | PV | OP | NA | SUN |  | 8472 |  |  | EIA Prime Mover-level Data
2021 | HI | Waihonu South Solar | 58656 | INV-3 | PV | OP | NA | SUN |  | 8472 |  |  | EIA Prime Mover-level Data
2021 | MN | Odell Wind Farm | 58657 | 1 | WT | OP | NA | WND |  | 6370454 |  |  | EIA Prime Mover-level Data
2021 | ND | Courtenay Wind Farm | 58658 | 1 | WT | OP | NA | WND |  | 6577770 |  |  | EIA Prime Mover-level Data
2021 | HI | Aloha Solar Energy Fund 1 PK1 | 58659 | PK-1 | PV | OP | NA | SUN |  | 76827 |  |  | EIA Prime Mover-level Data
2021 | UT | Utah Red Hills Renewable Energy Park | 58660 | 1 | PV | OP | NA | SUN |  | 1848559 |  |  | EIA Prime Mover-level Data
2021 | MA | Cape Cod Air Force Station - 6 SWS | 58661 | GE-3 | WT | OP | NA | WND |  | 35319.5 |  |  | EIA Prime Mover-level Data
2021 | MA | Cape Cod Air Force Station - 6 SWS | 58661 | GE-4 | WT | OP | NA | WND |  | 35319.5 |  |  | EIA Prime Mover-level Data
2021 | HI | Mauka FIT One | 58662 | 3501 | PV | OP | NA | SUN |  | 15891 |  |  | EIA Prime Mover-level Data
2021 | CT | Frito Lay Incorporated | 58664 | COGEN | GT | OP | NA | NG |  | 389435 | 1.561 | 0.0080165 | EIA Prime Mover-level Data | NEI avg EF - PM, fuel type
2021 | OH | Celina Solar Project #1, LLC | 58665 | CSP1 | PV | OP | NA | SUN |  | 52032 |  |  | EIA Prime Mover-level Data
2021 | KS | Alexander Wind Farm LLC | 58666 | 1 | WT | OP | NA | WND |  | 1864334 |  |  | EIA Prime Mover-level Data
2021 | NC | Biscoe Solar LLC | 58667 | BISCO | PV | OP | NA | SUN |  | 78207 |  |  | EIA Prime Mover-level Data
2021 | NC | Rockwell Solar LLC | 58668 | ROCKW | PV | OP | NA | SUN |  | 48954 |  |  | EIA Prime Mover-level Data
2021 | NC | Selma Solar LLC | 58669 | SELMA | PV | OP | NA | SUN |  | 76741 |  |  | EIA Prime Mover-level Data
2021 | NC | Turkey Branch Solar LLC | 58670 | TURKY | PV | OP | NA | SUN |  | 74335 |  |  | EIA Prime Mover-level Data
2021 | NC | Gates Solar LLC | 58673 | GATES | PV | OP | NA | SUN |  | 84282 |  |  | EIA Prime Mover-level Data
2021 | NC | Cirrus Solar LLC | 58674 | CIRRU | PV | OP | NA | SUN |  | 75051 |  |  | EIA Prime Mover-level Data
2021 | NC | Chocowinity Solar LLC | 58675 | CHOCO | PV | OP | NA | SUN |  | 74343 |  |  | EIA Prime Mover-level Data
2021 | HI | Pearl City Peninsula Solar Park | 58676 | PCPPV | PV | OP | NA | SUN |  | 13786 |  |  | EIA Prime Mover-level Data
2021 | MI | Gratiot County Wind LLC | 58677 | 1 | WT | OP | NA | WND |  | 2238871 |  |  | EIA Prime Mover-level Data
2021 | NY | Oswegatchie | 58678 | 1 | HY | OP | NA | WAT |  | 28593.5 |  |  | EIA Prime Mover-level Data
2021 | NY | Oswegatchie | 58678 | 2 | HY | OP | NA | WAT |  | 28593.5 |  |  | EIA Prime Mover-level Data
2021 | NY | Upper Newton Falls | 58679 | 2 | HY | OP | NA | WAT |  | 16578.8 |  |  | EIA Prime Mover-level Data
2021 | NY | Upper Newton Falls | 58679 | 3 | HY | OP | NA | WAT |  | 16578.8 |  |  | EIA Prime Mover-level Data
2021 | NY | Upper Newton Falls | 58679 | 4 | HY | OP | NA | WAT |  | 8289.4 |  |  | EIA Prime Mover-level Data
2021 | MA | Braley Road 2 | 58680 | PV1 | PV | OP | NA | SUN |  | 38661 |  |  | EIA Prime Mover-level Data
2021 | TX | Route 66 Wind Plant | 58681 | RT661 | WT | OP | NA | WND |  | 4095796 |  |  | EIA Prime Mover-level Data
2021 | MA | Dartmouth | 58682 | PV1 | PV | OP | NA | SUN |  | 81514 |  |  | EIA Prime Mover-level Data
2021 | OK | Osage Wind, LLC | 58683 | 1 | WT | OP | NA | WND |  | 4973127 |  |  | EIA Prime Mover-level Data
2021 | HI | Kapolei Solar Energy Park | 58684 | KSEPV | PV | OP | NA | SUN |  | 14573 |  |  | EIA Prime Mover-level Data
2021 | PA | Mahoning Creek Hydroelectric Project | 58685 | 8107 | HY | OP | NA | WAT |  | 100632 |  |  | EIA Prime Mover-level Data
2021 | ME | Hancock Wind Plant | 58686 | HANC1 | WT | OP | NA | WND |  | 1075034 |  |  | EIA Prime Mover-level Data
2021 | OR | Finley Buttes Landfill Gas | 58687 | GEN1 | IC | OP | NA | LFG |  | 135264 | 0.99419 | 0.0147 | EIA Prime Mover-level Data | Estimated using an emission factor
2021 | OR | Finley Buttes Landfill Gas | 58687 | GEN2 | IC | OP | NA | LFG |  | 135264 | 0.99419 | 0.0147 | EIA Prime Mover-level Data | Estimated using an emission factor
2021 | OR | Finley Buttes Landfill Gas | 58687 | GEN3 | IC | OP | NA | LFG |  | 135264 | 0.99419 | 0.0147 | EIA Prime Mover-level Data | Estimated using an emission factor
2021 | WA | LRI LFGTE Facility | 58688 | A | IC | OP | NA | LFG |  | 101243 | 0.74414 | 0.0147 | EIA Prime Mover-level Data | Estimated using an emission factor
2021 | WA | LRI LFGTE Facility | 58688 | B | IC | OP | NA | LFG |  | 101243 | 0.74414 | 0.0147 | EIA Prime Mover-level Data | Estimated using an emission factor
2021 | WA | LRI LFGTE Facility | 58688 | C | IC | OP | NA | LFG |  | 101243 | 0.74414 | 0.0147 | EIA Prime Mover-level Data | Estimated using an emission factor
2021 | NM | Blue Sky One | 58689 | 1 | PV | OP | NA | SUN |  | 25910 |  |  | EIA Prime Mover-level Data
2021 | MI | Apple Blossom Wind Farm | 58690 | APLB1 | WT | OP | NA | WND |  | 2149883 |  |  | EIA Prime Mover-level Data
2021 | MN | South Fork Wind Farm | 58691 | STFK1 | WT | OP | NA | WND |  | 338068 |  |  | EIA Prime Mover-level Data
2021 | MN | Black Oak Wind Farm | 58692 | 1 | WT | OP | NA | WND |  | 2553549 |  |  | EIA Prime Mover-level Data
2021 | IL | Walnut Ridge Wind Farm | 58694 | 1 | WT | OP | NA | WND |  | 6837904 |  |  | EIA Prime Mover-level Data
2021 | NE | Grande Prairie Wind Farm | 58695 | 1 | WT | OP | NA | WND |  | 12863877 |  |  | EIA Prime Mover-level Data
2021 | WA | Nooksack Hydro | 58696 | GEN1 | HY | OP | NA | WAT |  | 200348 |  |  | EIA Prime Mover-level Data
2021 | CA | Mira Loma | 58698 | D960 | PV | OP | NA | SUN |  | 8239 |  |  | EIA Prime Mover-level Data
2021 | CA | Mira Loma | 58698 | D9611 | PV | OP | NA | SUN |  | 12358.5 |  |  | EIA Prime Mover-level Data
2021 | CA | Mira Loma | 58698 | D9612 | PV | OP | NA | SUN |  | 4119.5 |  |  | EIA Prime Mover-level Data
2021 | CA | ABEC Bidart-Old River LLC | 58699 | GEN 1 | IC | OP | NA | OBG |  | 95867.5 | 0.70463 | 0.0147 | EIA Prime Mover-level Data | Estimated using an emission factor
2021 | CA | ABEC Bidart-Old River LLC | 58699 | GEN 2 | IC | OP | NA | OBG |  | 95867.5 | 0.70463 | 0.0147 | EIA Prime Mover-level Data | Estimated using an emission factor
2021 | SC | Colleton Solar Farm | 58700 | CS300 | PV | OP | NA | SUN |  | 33178 |  |  | EIA Prime Mover-level Data
2021 | NC | Apple Data Center - PV2 | 58701 | PV2 | PV | OP | NA | SUN |  | 332507 |  |  | EIA Prime Mover-level Data
2021 | MA | Axio Green LLC | 58702 | 1 | PV | OP | NA | SUN |  | 23125 |  |  | EIA Prime Mover-level Data
2021 | IN | Lenape II | 58703 | 1 | PV | OP | NA | SUN |  | 37592 |  |  | EIA Prime Mover-level Data
2021 | MI | Zeeland Farm Services | 58704 | CAT-1 | IC | OP | NA | OBG |  | 58759.5 | 0.43188 | 0.0147 | EIA Prime Mover-level Data | Estimated using an emission factor
2021 | MI | Zeeland Farm Services | 58704 | CAT-2 | IC | OP | NA | OBG |  | 58759.5 | 0.43188 | 0.0147 | EIA Prime Mover-level Data | Estimated using an emission factor
2021 | SC | Allendale Biomass | 58706 | B001 | ST | OP | NA | WDS |  | 2568577.598 | 13.3301 | 0.010379 | EIA Unit-level Data | NEI avg EF - PM, fuel type
2021 | SC | Dorchester Biomass | 58707 | B001 | ST | OP | NA | WDS |  | 2413741.506 | 12.5265 | 0.010379 | EIA Unit-level Data | NEI avg EF - PM, fuel type
2021 | AZ | Phoenix Airport East Economy Lot | 58708 | PAEEL | PV | OP | NA | SUN |  | 13449 |  |  | EIA Prime Mover-level Data
2021 | AZ | Phoenix Airport Rental Car Center | 58709 | PARCC | PV | OP | NA | SUN |  | 51724 |  |  | EIA Prime Mover-level Data
2021 | TX | Barilla Solar | 58710 | BRLA | PV | OP | NA | SUN |  | 444678 |  |  | EIA Prime Mover-level Data
2021 | CA | Lost Hills/Blackwell | 58711 | BLKW | PV | OP | NA | SUN |  | 300016.875 |  |  | EIA Prime Mover-level Data
2021 | CA | Lost Hills/Blackwell | 58711 | LTHL | PV | OP | NA | SUN |  | 500028.125 |  |  | EIA Prime Mover-level Data
2021 | CA | North Star Solar | 58713 | NSTR | PV | OP | NA | SUN |  | 1161537 |  |  | EIA Prime Mover-level Data
2021 | PA | Oxbow Creek | 58714 | GEN1 | IC | OP | NA | NG |  | 74925.6 | 0.015809 | 0.000422 | EIA Prime Mover-level Data | Estimated using an emission factor
2021 | PA | Oxbow Creek | 58714 | GEN2 | IC | OP | NA | NG |  | 74925.6 | 0.015809 | 0.000422 | EIA Prime Mover-level Data | Estimated using an emission factor
2021 | PA | Oxbow Creek | 58714 | GEN3 | IC | OP | NA | NG |  | 74925.6 | 0.015809 | 0.000422 | EIA Prime Mover-level Data | Estimated using an emission factor
2021 | PA | Oxbow Creek | 58714 | GEN4 | IC | OP | NA | NG |  | 74925.6 | 0.015809 | 0.000422 | EIA Prime Mover-level Data | Estimated using an emission factor
2021 | PA | Oxbow Creek | 58714 | GEN5 | IC | OP | NA | NG |  | 74925.6 | 0.015809 | 0.000422 | EIA Prime Mover-level Data | Estimated using an emission factor
2021 | PA | Roundtop | 58715 | GEN1 | IC | OP | NA | NG |  | 73227.2 | 0.015451 | 0.000422 | EIA Prime Mover-level Data | Estimated using an emission factor
2021 | PA | Roundtop | 58715 | GEN2 | IC | OP | NA | NG |  | 73227.2 | 0.015451 | 0.000422 | EIA Prime Mover-level Data | Estimated using an emission factor
2021 | PA | Roundtop | 58715 | GEN3 | IC | OP | NA | NG |  | 73227.2 | 0.015451 | 0.000422 | EIA Prime Mover-level Data | Estimated using an emission factor
2021 | PA | Roundtop | 58715 | GEN4 | IC | OP | NA | NG |  | 73227.2 | 0.015451 | 0.000422 | EIA Prime Mover-level Data | Estimated using an emission factor
2021 | PA | Roundtop | 58715 | GEN5 | IC | OP | NA | NG |  | 73227.2 | 0.015451 | 0.000422 | EIA Prime Mover-level Data | Estimated using an emission factor
2021 | TX | OCI Alamo 2, LLC | 58716 | 1 | PV | OP | NA | SUN |  | 69922 |  |  | EIA Prime Mover-level Data
2021 | TX | OCI Alamo 4, LLC | 58717 | 1 | PV | OP | NA | SUN |  | 679222 |  |  | EIA Prime Mover-level Data
2021 | CA | Orion Solar I | 58718 | PV1 | PV | OP | NA | SUN |  | 672112 |  |  | EIA Prime Mover-level Data
2021 | MI | Brookfield | 58719 | WPH2 | WT | OP | NA | WND |  | 2078662 |  |  | EIA Prime Mover-level Data
2021 | TX | Pattern Panhandle Wind 2 LLC | 58720 | 1 | WT | OP | NA | WND |  | 5711340 |  |  | EIA Prime Mover-level Data
2021 | CA | Orion Solar II | 58721 | ORION | PV | OP | NA | SUN |  | 162959 |  |  | EIA Prime Mover-level Data
2021 | NC | Charlotte Solar | 58722 | PV1 | PV | OP | NA | SUN |  | 82080 |  |  | EIA Prime Mover-level Data
2021 | NC | Elliana Solar | 58725 | PV1 | PV | OP | NA | SUN |  | 80649 |  |  | EIA Prime Mover-level Data
2021 | NC | Flash Solar | 58726 | PV1 | PV | OP | NA | SUN |  | 73689 |  |  | EIA Prime Mover-level Data
2021 | NC | Amethyst Solar | 58730 | PV1 | PV | OP | NA | SUN |  | 51519 |  |  | EIA Prime Mover-level Data
2021 | NC | Angel Solar | 58731 | PV1 | PV | OP | NA | SUN |  | 74891 |  |  | EIA Prime Mover-level Data
2021 | NC | Audrey Solar | 58732 | PV1 | PV | OP | NA | SUN |  | 49600 |  |  | EIA Prime Mover-level Data
2021 | NC | Buddy Solar | 58735 | PV1 | PV | OP | NA | SUN |  | 54748 |  |  | EIA Prime Mover-level Data
2021 | NC | Milo Solar | 58739 | PV1 | PV | OP | NA | SUN |  | 49672 |  |  | EIA Prime Mover-level Data
2021 | NC | Minnie Solar | 58740 | PV1 | PV | OP | NA | SUN |  | 48237 |  |  | EIA Prime Mover-level Data
2021 | NC | Nick Solar | 58741 | NICK | PV | OP | NA | SUN |  | 77721 |  |  | EIA Prime Mover-level Data
2021 | NC | Owen Solar | 58742 | PV1 | PV | OP | NA | SUN |  | 79872 |  |  | EIA Prime Mover-level Data
2021 | NC | Sophie Solar | 58745 | PV1 | PV | OP | NA | SUN |  | 69347 |  |  | EIA Prime Mover-level Data
2021 | NC | Star Solar | 58746 | PV1 | PV | OP | NA | SUN |  | 83221 |  |  | EIA Prime Mover-level Data
2021 | WI | Viresco Turtle Lake | 58747 | GEN1 | IC | OP | NA | OBG |  | 51853.5 | 0.38112 | 0.0147 | EIA Prime Mover-level Data | Estimated using an emission factor
2021 | WI | Viresco Turtle Lake | 58747 | GEN2 | IC | OP | NA | OBG |  | 51853.5 | 0.38112 | 0.0147 | EIA Prime Mover-level Data | Estimated using an emission factor
2021 | CA | North Bay Solar 1 | 58748 | NBWT | PV | OP | NA | SUN |  | 18127 |  |  | EIA Prime Mover-level Data
2021 | MA | Tihonet Solar | 58749 | TSMA | PV | OP | NA | SUN |  | 15750 |  |  | EIA Prime Mover-level Data
2021 | CA | Lancaster Dry Farm Ranch B | 58750 | LDFRB | PV | OP | NA | SUN |  | 111899 |  |  | EIA Prime Mover-level Data
2021 | CA | Rodeo Solar C2 | 58751 | RSC2 | PV | OP | NA | SUN |  | 30854 |  |  | EIA Prime Mover-level Data
2021 | CA | Rodeo Solar D2 | 58752 | RSD2 | PV | OP | NA | SUN |  | 29546 |  |  | EIA Prime Mover-level Data
2021 | CA | Summer Solar A2 | 58753 | SSA2 | PV | OP | NA | SUN |  | 33638 |  |  | EIA Prime Mover-level Data
2021 | CA | Summer Solar B2 | 58754 | SSB2 | PV | OP | NA | SUN |  | 32754 |  |  | EIA Prime Mover-level Data
2021 | CA | Summer Solar C2 | 58755 | SSC2 | PV | OP | NA | SUN |  | 33691 |  |  | EIA Prime Mover-level Data
2021 | CA | Summer Solar D2 | 58756 | SSD2 | PV | OP | NA | SUN |  | 17376 |  |  | EIA Prime Mover-level Data
2021 | CA | Summer North Solar | 58757 | UE2 | PV | OP | NA | SUN |  | 29559.231 |  |  | EIA Prime Mover-level Data
2021 | CA | Summer North Solar | 58757 | UF2 | PV | OP | NA | SUN |  | 39412.308 |  |  | EIA Prime Mover-level Data
2021 | CA | Summer North Solar | 58757 | UG2 | PV | OP | NA | SUN |  | 29559.231 |  |  | EIA Prime Mover-level Data
2021 | CA | Summer North Solar | 58757 | UH2 | PV | OP | NA | SUN |  | 29559.231 |  |  | EIA Prime Mover-level Data
2021 | CA | Expressway Solar A | 58761 | EXSA | PV | OP | NA | SUN |  | 43563 |  |  | EIA Prime Mover-level Data
2021 | CA | Expressway Solar B | 58762 | EXSB | PV | OP | NA | SUN |  | 34266 |  |  | EIA Prime Mover-level Data
2021 | CA | Expressway Solar C2 | 58763 | EXSC2 | PV | OP | NA | SUN |  | 22355 |  |  | EIA Prime Mover-level Data
2021 | TX | Miami Wind Energy Center | 58765 | 1 | WT | OP | NA | WND |  | 9025042 |  |  | EIA Prime Mover-level Data
2021 | TX | Wake Wind Energy Center | 58766 | 1 | WT | OP | NA | WND |  | 9318273 |  |  | EIA Prime Mover-level Data
2021 | KS | Buckeye Wind Energy Center | 58767 | 1 | WT | OP | NA | WND |  | 6619932 |  |  | EIA Prime Mover-level Data
2021 | NY | Marsh Hill Wind Farm | 58768 | 1 | WT | OP | NA | WND |  | 431512 |  |  | EIA Prime Mover-level Data
2021 | CO | Spring Canyon Expansion Wind Energy Ctr | 58769 | 1 | WT | OP | NA | WND |  | 1022817.764 |  |  | EIA Prime Mover-level Data
2021 | CO | Spring Canyon Expansion Wind Energy Ctr | 58769 | SCIII | WT | OP | NA | WND |  | 860370.236 |  |  | EIA Prime Mover-level Data
2021 | IN | Maywood Photovoltaic Project | 58770 | 1 | PV | OP | NA | SUN |  | 85044 |  |  | EIA Prime Mover-level Data
2021 | NM | Roosevelt County | 58771 | GEN1 | WT | OP | NA | WND |  | 9366371 |  |  | EIA Prime Mover-level Data
2021 | TX | Longhorn Wind | 58772 | GEN1 | WT | OP | NA | WND |  | 6679711 |  |  | EIA Prime Mover-level Data
2021 | TX | TX Hereford Wind | 58773 | GEN1 | WT | OP | NA | WND |  | 5537019 |  |  | EIA Prime Mover-level Data
2021 | TX | Spinning Spur Wind II | 58774 | GEN1 | WT | OP | NA | WND |  | 4396785 |  |  | EIA Prime Mover-level Data
2021 | TX | Spinning Spur Wind III | 58775 | GEN1 | WT | OP | NA | WND |  | 7094500 |  |  | EIA Prime Mover-level Data
2021 | NY | Cassadaga Wind Farm | 58777 | 1 | WT | OP | NA | WND |  | 1002893 |  |  | EIA Prime Mover-level Data
2021 | OH | Scioto Ridge Wind Farm | 58780 | 1 | WT | OP | NA | WND |  | 2489536 |  |  | EIA Prime Mover-level Data
2021 | NC | Sonne One | 58782 | PV1 | PV | OP | NA | SUN |  | 82073 |  |  | EIA Prime Mover-level Data
2021 | CO | South Canal Hydro-1 | 58783 | SC-1 | HY | OP | NA | WAT |  | 156107 |  |  | EIA Prime Mover-level Data
2021 | CO | South Canal Hydro-3 | 58784 | SC-3 | HY | OP | NA | WAT |  | 118397 |  |  | EIA Prime Mover-level Data
2021 | NY | Brentwood Solar | 58785 | BRT1 | PV | OP | NA | SUN |  | 8037 |  |  | EIA Prime Mover-level Data
2021 | NY | Deer Park | 58786 | DRP1 | PV | OP | NA | SUN |  | 32312 |  |  | EIA Prime Mover-level Data
2021 | NY | Dennison | 58787 | DNN1 | PV | OP | NA | SUN |  | 21001 |  |  | EIA Prime Mover-level Data
2021 | NY | North County | 58788 | NRT1 | PV | OP | NA | SUN |  | 9878 |  |  | EIA Prime Mover-level Data
2021 | NY | Riverhead | 58789 | RVH1 | PV | OP | NA | SUN |  | 16404 |  |  | EIA Prime Mover-level Data
2021 | NY | Cohalan | 58790 | CLN1 | PV | OP | NA | SUN |  | 28009.375 |  |  | EIA Prime Mover-level Data
2021 | NY | Cohalan | 58790 | CLN2 | PV | OP | NA | SUN |  | 16805.625 |  |  | EIA Prime Mover-level Data
2021 | NC | Kirkwall Holdings | 58791 | PV1 | PV | OP | NA | SUN |  | 75802 |  |  | EIA Prime Mover-level Data
2021 | NC | Ayrshire | 58792 | PV1 | PV | OP | NA | SUN |  | 320576 |  |  | EIA Prime Mover-level Data
2021 | NJ | JMB Mcguire-Dix-Lakehurst Solar Project | 58793 | UCIV | PV | OP | NA | SUN |  | 119840 |  |  | EIA Prime Mover-level Data
2021 | NM | Storrie Lake Solar Project | 58794 | MSMPV | PV | OP | NA | SUN |  | 28900 |  |  | EIA Prime Mover-level Data
2021 | IN | Hobart Solar, LLC | 58795 | HS | PV | OP | NA | SUN |  | 11434 |  |  | EIA Prime Mover-level Data
2021 | IN | Waterloo Solar, LLC | 58796 | WS | PV | OP | NA | SUN |  | 12222 |  |  | EIA Prime Mover-level Data
2021 | IN | Valparaiso Solar, LLC | 58797 | VS | PV | OP | NA | SUN |  | 12168 |  |  | EIA Prime Mover-level Data
2021 | NJ | AC Criminal Courts Complex SPE2, LLC | 58798 | ACCCC | PV | OP | NA | SUN |  | 13601 |  |  | EIA Prime Mover-level Data
2021 | NC | Pamlico Partners Solar | 58799 | 1 | PV | OP | NA | SUN |  | 76041 |  |  | EIA Prime Mover-level Data
2021 | NC | Arba Solar, LLC | 58801 | INV1 | PV | OP | NA | SUN |  | 5296.75 |  |  | EIA Prime Mover-level Data
2021 | NC | Arba Solar, LLC | 58801 | INV2 | PV | OP | NA | SUN |  | 5296.75 |  |  | EIA Prime Mover-level Data
2021 | NC | Arba Solar, LLC | 58801 | INV3 | PV | OP | NA | SUN |  | 5296.75 |  |  | EIA Prime Mover-level Data
2021 | NC | Arba Solar, LLC | 58801 | INV4 | PV | OP | NA | SUN |  | 5296.75 |  |  | EIA Prime Mover-level Data
2021 | NC | Franklin Solar, LLC | 58802 | INV1 | PV | OP | NA | SUN |  | 2832.25 |  |  | EIA Prime Mover-level Data
2021 | NC | Franklin Solar, LLC | 58802 | INV2 | PV | OP | NA | SUN |  | 2832.25 |  |  | EIA Prime Mover-level Data
2021 | NC | Franklin Solar, LLC | 58802 | INV3 | PV | OP | NA | SUN |  | 2832.25 |  |  | EIA Prime Mover-level Data
2021 | NC | Franklin Solar, LLC | 58802 | INV4 | PV | OP | NA | SUN |  | 2832.25 |  |  | EIA Prime Mover-level Data
2021 | NC | Kenansville Solar 2, LLC | 58803 | INV1 | PV | OP | NA | SUN |  | 29545 |  |  | EIA Prime Mover-level Data
2021 | NC | Samarcand Solar Farm, LLC | 58805 | INV1 | PV | OP | NA | SUN |  | 7368 |  |  | EIA Prime Mover-level Data
2021 | NC | Samarcand Solar Farm, LLC | 58805 | INV10 | PV | OP | NA | SUN |  | 7368 |  |  | EIA Prime Mover-level Data
2021 | NC | Samarcand Solar Farm, LLC | 58805 | INV2 | PV | OP | NA | SUN |  | 7368 |  |  | EIA Prime Mover-level Data
2021 | NC | Samarcand Solar Farm, LLC | 58805 | INV3 | PV | OP | NA | SUN |  | 7368 |  |  | EIA Prime Mover-level Data
2021 | NC | Samarcand Solar Farm, LLC | 58805 | INV4 | PV | OP | NA | SUN |  | 7368 |  |  | EIA Prime Mover-level Data
2021 | NC | Samarcand Solar Farm, LLC | 58805 | INV5 | PV | OP | NA | SUN |  | 7368 |  |  | EIA Prime Mover-level Data
2021 | NC | Samarcand Solar Farm, LLC | 58805 | INV6 | PV | OP | NA | SUN |  | 7368 |  |  | EIA Prime Mover-level Data
2021 | NC | Samarcand Solar Farm, LLC | 58805 | INV7 | PV | OP | NA | SUN |  | 7368 |  |  | EIA Prime Mover-level Data
2021 | NC | Samarcand Solar Farm, LLC | 58805 | INV8 | PV | OP | NA | SUN |  | 7368 |  |  | EIA Prime Mover-level Data
2021 | NC | Samarcand Solar Farm, LLC | 58805 | INV9 | PV | OP | NA | SUN |  | 7368 |  |  | EIA Prime Mover-level Data
2021 | NC | Albemarle Solar Center LLC | 58806 | ASC1 | PV | OP | NA | SUN |  | 78214 |  |  | EIA Prime Mover-level Data
2021 | NC | Boseman Solar Center LLC | 58807 | BSC1 | PV | OP | NA | SUN |  | 81036 |  |  | EIA Prime Mover-level Data
2021 | NC | Flemming Solar Center LLC | 58808 | FSC1 | PV | OP | NA | SUN |  | 81550 |  |  | EIA Prime Mover-level Data
2021 | NC | Littlefield Solar Center LLC | 58809 | LSC1 | PV | OP | NA | SUN |  | 73938 |  |  | EIA Prime Mover-level Data
2021 | NC | Rams Horn Solar Center LLC | 58810 | RHSC1 | PV | OP | NA | SUN |  | 78826 |  |  | EIA Prime Mover-level Data
2021 | PA | Beaver Dam | 58811 | GEN1 | IC | OP | NA | NG |  | 65892.4 | 0.013903 | 0.000422 | EIA Prime Mover-level Data | Estimated using an emission factor
2021 | PA | Beaver Dam | 58811 | GEN2 | IC | OP | NA | NG |  | 65892.4 | 0.013903 | 0.000422 | EIA Prime Mover-level Data | Estimated using an emission factor
2021 | PA | Beaver Dam | 58811 | GEN3 | IC | OP | NA | NG |  | 65892.4 | 0.013903 | 0.000422 | EIA Prime Mover-level Data | Estimated using an emission factor
2021 | PA | Beaver Dam | 58811 | GEN4 | IC | OP | NA | NG |  | 65892.4 | 0.013903 | 0.000422 | EIA Prime Mover-level Data | Estimated using an emission factor
2021 | PA | Beaver Dam | 58811 | GEN5 | IC | OP | NA | NG |  | 65892.4 | 0.013903 | 0.000422 | EIA Prime Mover-level Data | Estimated using an emission factor
2021 | NC | Upchurch Solar Center LLC | 58812 | USC1 | PV | OP | NA | SUN |  | 73980 |  |  | EIA Prime Mover-level Data
2021 | PA | Alpaca | 58813 | 1 | IC | OP | NA | NG |  | 109059.667 | 0.023012 | 0.000422 | EIA Prime Mover-level Data | Estimated using an emission factor
2021 | PA | Alpaca | 58813 | 2 | IC | OP | NA | NG |  | 109059.667 | 0.023012 | 0.000422 | EIA Prime Mover-level Data | Estimated using an emission factor
2021 | PA | Alpaca | 58813 | 3 | IC | OP | NA | NG |  | 109059.667 | 0.023012 | 0.000422 | EIA Prime Mover-level Data | Estimated using an emission factor
2021 | CA | Shasta Solar Farm | 58814 | GENA | PV | OP | NA | SUN |  | 29995.5 |  |  | EIA Prime Mover-level Data
2021 | CA | Shasta Solar Farm | 58814 | GENB | PV | OP | NA | SUN |  | 29995.5 |  |  | EIA Prime Mover-level Data
2021 | NY | Hilton NY Co Gen Plant | 58815 | 1 | IC | OP | NA | NG
2021 | PA | Milan | 58818 | 1 | IC | OP | NA | NG |  | 114403.333 | 0.024139 | 0.000422 | EIA Prime Mover-level Data | Estimated using an emission factor
2021 | PA | Milan | 58818 | 2 | IC | OP | NA | NG |  | 114403.333 | 0.024139 | 0.000422 | EIA Prime Mover-level Data | Estimated using an emission factor
2021 | PA | Milan | 58818 | 3 | IC | OP | NA | NG |  | 114403.333 | 0.024139 | 0.000422 | EIA Prime Mover-level Data | Estimated using an emission factor
2021 | NJ | Millville City Sewer Auth WTP | 58822 | U1BB | PV | OP | NA | SUN |  | 9338.462 |  |  | EIA Prime Mover-level Data
2021 | NJ | Millville City Sewer Auth WTP | 58822 | U2DB | PV | OP | NA | SUN |  | 5836.538 |  |  | EIA Prime Mover-level Data
2021 | VT | Sheldon Solar | 58824 | I402 | PV | OP | NA | SUN |  | 5163 |  |  | EIA Prime Mover-level Data
2021 | IL | MTHS Co-Gen Buildings | 58825 | STH1 | IC | OP | NA | NG
2021 | IL | MTHS Co-Gen Buildings | 58825 | STH2 | IC | OP | NA | NG
2021 | NC | Apple One | 58828 | PV1 | PV | OP | NA | SUN |  | 81807 |  |  | EIA Prime Mover-level Data
2021 | NC | Sonne Two | 58829 | PV1 | PV | OP | NA | SUN |  | 81550 |  |  | EIA Prime Mover-level Data
2021 | MI | Cross Winds Energy Park | 58830 | CWEP | WT | OP | NA | WND |  | 2810630.567 |  |  | EIA Prime Mover-level Data
2021 | MI | Cross Winds Energy Park | 58830 | CWEP2 | WT | OP | NA | WND |  | 1114123.828 |  |  | EIA Prime Mover-level Data
2021 | MI | Cross Winds Energy Park | 58830 | CWEP3 | WT | OP | NA | WND |  | 1921863.604 |  |  | EIA Prime Mover-level Data
2021 | CA | Redcrest Solar Farm | 58831 | PV-1 | PV | OP | NA | SUN |  | 304359 |  |  | EIA Prime Mover-level Data
2021 | AZ | Cogenra - TEP | 58832 | CTEP | PV | OP | NA | SUN |  | 17987 |  |  | EIA Prime Mover-level Data
2021 | AZ | Red Horse 2 | 58833 | RH2S | PV | OP | NA | SUN |  | 1322170 |  |  | EIA Prime Mover-level Data
2021 | AZ | Red Horse 2 | 58833 | RH2W | WT | OP | NA | WND |  | 560813 |  |  | EIA Prime Mover-level Data
2021 | WI | Richland Center Renewable Energy LLC | 58834 | UNIT1 | IC | OP | NA | OBG |  | 52923.5 | 0.38899 | 0.0147 | EIA Prime Mover-level Data | Estimated using an emission factor
2021 | WI | Richland Center Renewable Energy LLC | 58834 | UNIT2 | IC | OP | NA | OBG |  | 52923.5 | 0.38899 | 0.0147 | EIA Prime Mover-level Data | Estimated using an emission factor
2021 | TX | Elk Station | 58835 | ELK1 | GT | OP | NA | NG |  | 1143863 | 4.5849 | 0.0080165 | EIA Prime Mover-level Data | NEI avg EF - PM, fuel type
2021 | TX | Elk Station | 58835 | ELK2 | GT | OP | NA | NG |  | 1143863 | 4.5849 | 0.0080165 | EIA Prime Mover-level Data | NEI avg EF - PM, fuel type
2021 | TX | Elk Station | 58835 | ELK3 | GT | OP | NA | NG |  | 1143863 | 4.5849 | 0.0080165 | EIA Prime Mover-level Data | NEI avg EF - PM, fuel type
2021 | MN | Lakeswind Power Partners | 58836 | LW1 | WT | OP | NA | WND |  | 1382868 |  |  | EIA Prime Mover-level Data
2021 | HI | Na Pua Makani Wind Project | 58837 | WT1 | WT | OP | NA | WND |  | 864870 |  |  | EIA Prime Mover-level Data
2021 | TX | Keechi Wind | 58838 | KW1 | WT | OP | NA | WND |  | 3593539 |  |  | EIA Prime Mover-level Data
2021 | MA | Sudbury Landfill | 58839 | INV1 | PV | OP | NA | SUN |  | 5972.692 |  |  | EIA Prime Mover-level Data
2021 | MA | Sudbury Landfill | 58839 | INV2 | PV | OP | NA | SUN |  | 3583.615 |  |  | EIA Prime Mover-level Data
2021 | MA | Sudbury Landfill | 58839 | INV3 | PV | OP | NA | SUN |  | 5972.692 |  |  | EIA Prime Mover-level Data
2021 | NC | Kenansville Solar Farm, LLC | 58840 | INV1 | PV | OP | NA | SUN |  | 7182.556 |  |  | EIA Prime Mover-level Data
2021 | NC | Kenansville Solar Farm, LLC | 58840 | INV2 | PV | OP | NA | SUN |  | 7182.556 |  |  | EIA Prime Mover-level Data
2021 | NC | Kenansville Solar Farm, LLC | 58840 | INV3 | PV | OP | NA | SUN |  | 7182.556 |  |  | EIA Prime Mover-level Data
2021 | NC | Kenansville Solar Farm, LLC | 58840 | INV4 | PV | OP | NA | SUN |  | 7182.556 |  |  | EIA Prime Mover-level Data
2021 | NC | Kenansville Solar Farm, LLC | 58840 | INV5 | PV | OP | NA | SUN |  | 7182.556 |  |  | EIA Prime Mover-level Data
2021 | NC | Kenansville Solar Farm, LLC | 58840 | INV6 | PV | OP | NA | SUN |  | 7182.556 |  |  | EIA Prime Mover-level Data
2021 | NC | Kenansville Solar Farm, LLC | 58840 | INV7 | PV | OP | NA | SUN |  | 7182.556 |  |  | EIA Prime Mover-level Data
2021 | NC | Kenansville Solar Farm, LLC | 58840 | INV8 | PV | OP | NA | SUN |  | 7182.556 |  |  | EIA Prime Mover-level Data
2021 | NC | Kenansville Solar Farm, LLC | 58840 | INV9 | PV | OP | NA | SUN |  | 7182.556 |  |  | EIA Prime Mover-level Data
2021 | AZ | Gato Montes Solar, LLC | 58842 | 1 | PV | OP | NA | SUN |  | 73741 |  |  | EIA Prime Mover-level Data
2021 | NC | Bethel Price Solar, LLC | 58843 | 1 | PV | OP | NA | SUN |  | 57587 |  |  | EIA Prime Mover-level Data
2021 | NC | Dogwood Solar, LLC | 58844 | 1 | PV | OP | NA | SUN |  | 333311 |  |  | EIA Prime Mover-level Data
2021 | NC | Washington Airport Solar LLC | 58845 | 1 | PV | OP | NA | SUN |  | 82664 |  |  | EIA Prime Mover-level Data
2021 | NC | Washington Millfield Solar, LLC | 58846 | 1 | PV | OP | NA | SUN |  | 79444 |  |  | EIA Prime Mover-level Data
2021 | NC | Windsor Cooper HIill Solar, LLC | 58847 | 1 | PV | OP | NA | SUN |  | 87201 |  |  | EIA Prime Mover-level Data
2021 | NC | Warsaw Farm | 58848 | 1 | PV | OP | NA | SUN |  | 1023294 |  |  | EIA Prime Mover-level Data
2021 | NC | Castalia Solar | 58849 | 1 | PV | OP | NA | SUN |  | 31834 |  |  | EIA Prime Mover-level Data
2021 | NC | Oakboro Farm | 58851 | 1 | PV | OP | NA | SUN |  | 74643 |  |  | EIA Prime Mover-level Data
2021 | NC | McKenzie Farm | 58853 | 1 | PV | OP | NA | SUN |  | 78403 |  |  | EIA Prime Mover-level Data
2021 | NC | Nash 58 Farm | 58854 | 1 | PV | OP | NA | SUN |  | 78313 |  |  | EIA Prime Mover-level Data
2021 | NC | Nash 64 Farm | 58855 | 1 | PV | OP | NA | SUN |  | 62750 |  |  | EIA Prime Mover-level Data
2021 | NC | Pate Farm | 58856 | 1 | PV | OP | NA | SUN |  | 75253 |  |  | EIA Prime Mover-level Data
2021 | NC | Erwin Farm | 58859 | 1 | PV | OP | NA | SUN |  | 60433 |  |  | EIA Prime Mover-level Data
2021 | NC | Sigmon Catawba Farm | 58861 | 1 | PV | OP | NA | SUN |  | 80357 |  |  | EIA Prime Mover-level Data
2021 | NC | Wagstaff Farm 1 | 58862 | 1 | PV | OP | NA | SUN |  | 77430 |  |  | EIA Prime Mover-level Data
2021 | NC | Waco Farm | 58863 | 1 | PV | OP | NA | SUN |  | 76695 |  |  | EIA Prime Mover-level Data
2021 | NC | Sunfish Farm | 58864 | 1 | PV | OP | NA | SUN |  | 74193 |  |  | EIA Prime Mover-level Data
2021 | NC | Reventure Park | 58865 | LFG | IC | OP | NA | LFG |  | 151089.086 | 1.1105 | 0.0147 | EIA Prime Mover-level Data | Estimated using an emission factor
2021 | NC | Reventure Park | 58865 | RNG | IC | OP | NA | LFG |  | 127232.914 | 0.93516 | 0.0147 | EIA Prime Mover-level Data | Estimated using an emission factor
2021 | NC | Garrell Solar Farm | 58866 | 1 | PV | OP | NA | SUN |  | 59797 |  |  | EIA Prime Mover-level Data
2021 | NC | Angier Farm | 58867 | 1 | PV | OP | NA | SUN |  | 66835 |  |  | EIA Prime Mover-level Data
2021 | NC | Bladenboro Farm | 58868 | 1 | PV | OP | NA | SUN |  | 74025 |  |  | EIA Prime Mover-level Data
2021 | TX | Rentech Nitrogen Pasadena Cogeneration | 58870 | MG202 | ST | OP | NA | WH |  | 467742 |  |  | EIA Prime Mover-level Data
2021 | MA | Berkley East Solar LLC | 58871 | 1 | PV | OP | NA | SUN |  | 23090 |  |  | EIA Prime Mover-level Data
2021 | ND | Bison 4 Wind Energy Center | 58872 | BISO4 | WT | OP | NA | WND |  | 6331340 |  |  | EIA Prime Mover-level Data
2021 | NY | Stuyvesant Falls | 58873 | UNIT1 | HY | OP | NA | WAT |  | 100802 |  |  | EIA Prime Mover-level Data
2021 | NY | Stuyvesant Falls | 58873 | UNIT2 | HY | OP | NA | WAT |  | 100802 |  |  | EIA Prime Mover-level Data
2021 | NC | Dement Farm LLC | 58874 | DF1 | PV | OP | NA | SUN |  | 78500 |  |  | EIA Prime Mover-level Data
2021 | CT | Fusion Solar Center LLC | 58876 | PV | PV | OP | NA | SUN |  | 344853 |  |  | EIA Prime Mover-level Data
2021 | NJ | Kinsley Landfill Solar | 58877 | KINS | PV | OP | NA | SUN |  | 117187 |  |  | EIA Prime Mover-level Data
2021 | NC | Duplin Solar LLC | 58879 | DF | PV | OP | NA | SUN |  | 77943 |  |  | EIA Prime Mover-level Data
2021 | NC | North Carolina Solar III LLC | 58880 | NCIII | PV | OP | NA | SUN |  | 74643 |  |  | EIA Prime Mover-level Data
2021 | NJ | County College of Morris | 58881 | PV01 | PV | OP | NA | SUN |  | 34267 |  |  | EIA Prime Mover-level Data
2021 | NJ | Mercer County Community College | 58882 | PV01 | PV | OP | NA | SUN |  | 87121 |  |  | EIA Prime Mover-level Data
2021 | IA | Highland Wind Project (IA) | 58883 | HLWF | WT | OP | NA | WND |  | 464303.406 |  |  | EIA Prime Mover-level Data
2021 | IA | Highland Wind Project (IA) | 58883 | HLWF2 | WT | OP | NA | WND |  | 2853767.273 |  |  | EIA Prime Mover-level Data
2021 | IA | Highland Wind Project (IA) | 58883 | HLWF3 | WT | OP | NA | WND |  | 2522526.429 |  |  | EIA Prime Mover-level Data
2021 | IA | Highland Wind Project (IA) | 58883 | HLWF4 | WT | OP | NA | WND |  | 2525357.547 |  |  | EIA Prime Mover-level Data
2021 | IA | Highland Wind Project (IA) | 58883 | HLWF5 | WT | OP | NA | WND |  | 3255786.076 |  |  | EIA Prime Mover-level Data
2021 | IA | Highland Wind Project (IA) | 58883 | HLWF6 | WT | OP | NA | WND |  | 2457410.708 |  |  | EIA Prime Mover-level Data
2021 | IA | Highland Wind Project (IA) | 58883 | HLWF7 | WT | OP | NA | WND |  | 133062.561 |  |  | EIA Prime Mover-level Data
2021 | IA | Lundgren Wind Project | 58884 | LGWF | WT | OP | NA | WND |  | 7290876 |  |  | EIA Prime Mover-level Data
2021 | IA | Macksburg Wind Project | 58885 | MBWF | WT | OP | NA | WND |  | 2706867 |  |  | EIA Prime Mover-level Data
2021 | IA | Wellsburg Wind Project | 58886 | WBWF | WT | OP | NA | WND |  | 4191431 |  |  | EIA Prime Mover-level Data
2021 | IL | Com Adam 1WF-1 | 58887 | ADAM | WT | OS | NA | WND |  | 33779 |  |  | EIA Prime Mover-level Data
2021 | IL | Com Adam 1WF-1 | 58887 | EVE | WT | OP | NA | WND |  | 33779 |  |  | EIA Prime Mover-level Data
2021 | CA | ASTI | 58889 | ASTI | PV | OP | NA | SUN |  | 13663 |  |  | EIA Prime Mover-level Data
2021 | CA | Beringer | 58890 | BERI | PV | OP | NA | SUN |  | 13876 |  |  | EIA Prime Mover-level Data
2021 | MI | Big Turtle Wind Farm, LLC | 58891 | BTWF1 | WT | OP | NA | WND |  | 507925 |  |  | EIA Prime Mover-level Data
2021 | GA | Camilla Solar Plant | 58892 | CMLA | PV | OP | NA | SUN |  | 230776 |  |  | EIA Prime Mover-level Data
2021 | GA | Camp Solar Plant | 58893 | CAMP | PV | OP | NA | SUN |  | 28005 |  |  | EIA Prime Mover-level Data
2021 | NJ | Patriots Stadium | 58896 | PV01 | PV | OP | NA | SUN |  | 7649 |  |  | EIA Prime Mover-level Data
2021 | PA | Temple SEGF | 58897 | 19G01 | IC | OP | NA | NG |  | 1364.9 | 0.00028799 | 0.000422 | EIA Prime Mover-level Data | Estimated using an emission factor
2021 | PA | Temple SEGF | 58897 | 19G02 | IC | OP | NA | NG |  | 1364.9 | 0.00028799 | 0.000422 | EIA Prime Mover-level Data | Estimated using an emission factor
2021 | PA | Temple SEGF | 58897 | 19G03 | IC | OP | NA | NG |  | 1364.9 | 0.00028799 | 0.000422 | EIA Prime Mover-level Data | Estimated using an emission factor
2021 | PA | Temple SEGF | 58897 | 19G04 | IC | OP | NA | NG |  | 1364.9 | 0.00028799 | 0.000422 | EIA Prime Mover-level Data | Estimated using an emission factor
2021 | PA | Temple SEGF | 58897 | 19G05 | IC | OP | NA | NG |  | 1364.9 | 0.00028799 | 0.000422 | EIA Prime Mover-level Data | Estimated using an emission factor
2021 | PA | Temple SEGF | 58897 | 19G06 | IC | OP | NA | NG |  | 1364.9 | 0.00028799 | 0.000422 | EIA Prime Mover-level Data | Estimated using an emission factor
2021 | PA | Temple SEGF | 58897 | 19G07 | IC | OP | NA | NG |  | 1364.9 | 0.00028799 | 0.000422 | EIA Prime Mover-level Data | Estimated using an emission factor
2021 | PA | Temple SEGF | 58897 | 19G08 | IC | OP | NA | NG |  | 1364.9 | 0.00028799 | 0.000422 | EIA Prime Mover-level Data | Estimated using an emission factor
2021 | PA | Temple SEGF | 58897 | 19G09 | IC | OP | NA | NG |  | 1364.9 | 0.00028799 | 0.000422 | EIA Prime Mover-level Data | Estimated using an emission factor
2021 | PA | Temple SEGF | 58897 | 19G10 | IC | OP | NA | NG |  | 1364.9 | 0.00028799 | 0.000422 | EIA Prime Mover-level Data | Estimated using an emission factor
2021 | IL | Pilot Hill Wind Farm | 58898 | K4-1 | WT | OP | NA | WND |  | 5353092 |  |  | EIA Prime Mover-level Data
2021 | NM | Prosperity Energy Storage Facility Hybrid | 58899 | GEN-1 | PV | OP | NA | SUN |  | 5191 |  |  | EIA Prime Mover-level Data
2021 | NM | Prosperity Energy Storage Facility Hybrid | 58899 | GEN-2 | BA | OP | NA | MWH
2021 | OK | Balko Wind LLC | 58900 | BAL1 | WT | OP | NA | WND |  | 9362093 |  |  | EIA Prime Mover-level Data
2021 | CO | Tri-County Water Hydropower Project | 58901 | TCWG1 | HY | OP | NA | WAT |  | 96403.5 |  |  | EIA Prime Mover-level Data
2021 | CO | Tri-County Water Hydropower Project | 58901 | TCWG2 | HY | OP | NA | WAT |  | 10711.5 |  |  | EIA Prime Mover-level Data
2021 | OK | Kingfisher Wind LLC | 58902 | KNG1 | WT | OP | NA | WND |  | 9404370 |  |  | EIA Prime Mover-level Data
2021 | MD | Fourmile Ridge | 58904 | 1 | WT | OP | NA | WND |  | 1090280 |  |  | EIA Prime Mover-level Data
2021 | CA | Valley Center 1 | 58906 | VC1 | PV | OP | NA | SUN |  | 50812 |  |  | EIA Prime Mover-level Data
2021 | CA | Valley Center 2 | 58907 | VC2 | PV | OP | NA | SUN |  | 106930 |  |  | EIA Prime Mover-level Data
2021 | MI | Beebe 1B | 58908 | 1 | WT | OP | NA | WND |  | 1123273 |  |  | EIA Prime Mover-level Data
2021 | CA | Ramona 1 | 58909 | RAM1 | PV | OP | NA | SUN |  | 40049 |  |  | EIA Prime Mover-level Data
2021 | CA | Ramona 2 | 58911 | RAM2 | PV | OP | NA | SUN |  | 104207 |  |  | EIA Prime Mover-level Data
2021 | CA | Santa Fe Springs Rooftop Solar BLDG M | 58912 | 1 | PV | OP | NA | SUN |  | 26769 |  |  | EIA Prime Mover-level Data
2021 | CA | Santa Fe Springs Rooftop Solar BLDG H | 58913 | 1 | PV | OP | NA | SUN |  | 22709 |  |  | EIA Prime Mover-level Data
2021 | CA | MCAGCC Cogen Plant | 58914 | CG1 | GT | OP | NA | NG |  | 417514.829 | 1.6735 | 0.0080165 | EIA Prime Mover-level Data | NEI avg EF - PM, fuel type
2021 | CA | MCAGCC Cogen Plant | 58914 | CG100 | GT | OP | NA | NG |  | 266745.585 | 1.0692 | 0.0080165 | EIA Prime Mover-level Data | NEI avg EF - PM, fuel type
2021 | CA | MCAGCC Cogen Plant | 58914 | CG200 | GT | OP | NA | NG |  | 266745.585 | 1.0692 | 0.0080165 | EIA Prime Mover-level Data | NEI avg EF - PM, fuel type
2021 | NV | Copper Mountain Solar 3 | 58915 | 1 | PV | OP | NA | SUN |  | 545704.416 |  |  | EIA Prime Mover-level Data
2021 | NV | Copper Mountain Solar 3 | 58915 | 10 | PV | OP | NA | SUN |  | 440761.259 |  |  | EIA Prime Mover-level Data
2021 | NV | Copper Mountain Solar 3 | 58915 | 2 | PV | OP | NA | SUN |  | 566693.047 |  |  | EIA Prime Mover-level Data
2021 | NV | Copper Mountain Solar 3 | 58915 | 3 | PV | OP | NA | SUN |  | 545704.416 |  |  | EIA Prime Mover-level Data
2021 | NV | Copper Mountain Solar 3 | 58915 | 4 | PV | OP | NA | SUN |  | 587681.678 |  |  | EIA Prime Mover-level Data
2021 | NV | Copper Mountain Solar 3 | 58915 | 5 | PV | OP | NA | SUN |  | 524715.784 |  |  | EIA Prime Mover-level Data
2021 | NV | Copper Mountain Solar 3 | 58915 | 6 | PV | OP | NA | SUN |  | 545704.416 |  |  | EIA Prime Mover-level Data
2021 | NV | Copper Mountain Solar 3 | 58915 | 7 | PV | OP | NA | SUN |  | 545704.416 |  |  | EIA Prime Mover-level Data
2021 | NV | Copper Mountain Solar 3 | 58915 | 8 | PV | OP | NA | SUN |  | 545704.416 |  |  | EIA Prime Mover-level Data
2021 | NV | Copper Mountain Solar 3 | 58915 | 9 | PV | OP | NA | SUN |  | 503727.153 |  |  | EIA Prime Mover-level Data
2021 | NJ | Tioga Solar Morris County 1 LLC | 58917 | MMIR | PV | OP | NA | SUN |  | 12353 |  |  | EIA Prime Mover-level Data
2021 | CA | 2081 Terzian Solar Project | 58918 | 2081 | PV | OP | NA | SUN |  | 25115 |  |  | EIA Prime Mover-level Data
2021 | CA | 2127 Harris Solar Project | 58919 | 2127 | PV | OP | NA | SUN |  | 21877 |  |  | EIA Prime Mover-level Data
2021 | CA | 2097 Helton Solar Project | 58920 | 2097 | PV | OP | NA | SUN |  | 33045 |  |  | EIA Prime Mover-level Data
2021 | OH | Napoleon Biogas | 58921 | GEN1 | IC | OA | NA | OBG
2021 | OH | Napoleon Biogas | 58921 | GEN2 | IC | OA | NA | OBG
2021 | IL | Sugar Creek Wind One LLC | 58924 | SUG1 | WT | OP | NA | WND |  | 3770204 |  |  | EIA Prime Mover-level Data
2021 | IL | Lincoln Land Wind | 58925 | SAN1 | WT | OP | NA | WND |  | 1875724 |  |  | EIA Prime Mover-level Data
2021 | IA | Story City Wind Project | 58927 | WT01 | WT | OP | NA | WND |  | 46294 |  |  | EIA Prime Mover-level Data
2021 | MN | Melrose 2 | 58929 | 12286 | IC | OP | NA | DFO |  | 118 | 0.01829 | 0.31 | EIA Prime Mover-level Data | Estimated using an emission factor
2021 | IA | Traer Wind Project | 58932 | WT01 | WT | OP | NA | WND |  | 48724 |  |  | EIA Prime Mover-level Data
2021 | PA | Shell Chemical Appalachia LLC | 58933 | 101 | CT | OP | CC | NG | 88 | 55836.6 | 3.3918 | 0.12149 | EPA/CAMD | EPA/NEI | 2021
2021 | PA | Shell Chemical Appalachia LLC | 58933 | 102 | CT | OP | CC | NG | 241 | 156841.1 | 5.0658 | 0.064598 | EPA/CAMD | EPA/NEI | 2021
2021 | PA | Shell Chemical Appalachia LLC | 58933 | 103 | CT | OP | CC | NG | 96 | 63304.3 | 4.8494 | 0.15321 | EPA/CAMD | EPA/NEI | 2021
2021 | MA | Integrys MA Solar, LLC - Ashburnham Site | 58934 | ASH10 | PV | OP | NA | SUN |  | 3538.448 |  |  | EIA Prime Mover-level Data
2021 | MA | Integrys MA Solar, LLC - Ashburnham Site | 58934 | ASH-R | PV | OP | NA | SUN |  | 30666.552 |  |  | EIA Prime Mover-level Data
2021 | VT | Open View Solar Farm | 58935 | PV | PV | OP | NA | SUN |  | 24503 |  |  | EIA Prime Mover-level Data
2021 | MA | Walpole Solar 2 | 58936 | WLPL1 | PV | OP | NA | SUN |  | 32082 |  |  | EIA Prime Mover-level Data
2021 | MA | Gardner Solar 1 | 58937 | GRDN1 | PV | OP | NA | SUN |  | 27724 |  |  | EIA Prime Mover-level Data
2021 | OK | Origin Wind | 58938 | WT | WT | OP | NA | WND |  | 4863173 |  |  | EIA Prime Mover-level Data
2021 | NM | Anderson Wind I | 58939 | AND1 | WT | OP | NA | WND |  | 148395 |  |  | EIA Prime Mover-level Data
2021 | NM | Anderson Wind II | 58940 | AND2 | WT | OP | NA | WND |  | 363322 |  |  | EIA Prime Mover-level Data
2021 | IN | Rockville Solar I LLC | 58942 | RVSI | PV | OP | NA | SUN |  | 32330 |  |  | EIA Prime Mover-level Data
2021 | NC | Halifax | 58943 | 1 | PV | OP | NA | SUN |  | 321673 |  |  | EIA Prime Mover-level Data
2021 | TX | Woodville Renewable Power Project | 58944 | 2771 | ST | OP | NA | WDS |  | 0 | 0 |  | EIA Unit-level Data | NEI avg EF - PM, fuel type
2021 | TX | Ameresco Dallas LLC | 58946 | ENG1 | IC | OP | NA | LFG |  | 95191 | 0.69965 | 0.0147 | EIA Prime Mover-level Data | Estimated using an emission factor
2021 | TX | Ameresco Dallas LLC | 58946 | ENG2 | IC | OP | NA | LFG |  | 95191 | 0.69965 | 0.0147 | EIA Prime Mover-level Data | Estimated using an emission factor
2021 | TX | Ameresco Dallas LLC | 58946 | ENG3 | IC | OP | NA | LFG |  | 95191 | 0.69965 | 0.0147 | EIA Prime Mover-level Data | Estimated using an emission factor
2021 | NJ | Bristol Myers Squibb Lawrenceville | 58947 | DG101 | IC | SB | NA | DFO |  | 129 | 0.019995 | 0.31 | EIA Prime Mover-level Data | Estimated using an emission factor
2021 | NJ | Bristol Myers Squibb Lawrenceville | 58947 | TG101 | GT | OP | NA | NG |  | 179856.838 | 0.72091 | 0.0080165 | EIA Prime Mover-level Data | NEI avg EF - PM, fuel type
2021 | NJ | Bristol Myers Squibb Lawrenceville | 58947 | TG102 | GT | OP | NA | NG |  | 234232.162 | 0.93886 | 0.0080165 | EIA Prime Mover-level Data | NEI avg EF - PM, fuel type
2021 | CA | Cloverdale Solar I | 58949 | TBD | PV | OP | NA | SUN |  | 6543 |  |  | EIA Prime Mover-level Data
2021 | NJ | Delilah Road Landfill | 58951 | DRLS | PV | OP | NA | SUN |  | 128240 |  |  | EIA Prime Mover-level Data
2021 | NC | Dessie Solar Center LLC | 58952 | DESS | PV | OP | NA | SUN |  | 77651 |  |  | EIA Prime Mover-level Data
2021 | IN | Rockville Solar II, LLC | 58953 | RVSII | PV | OP | NA | SUN |  | 29049 |  |  | EIA Prime Mover-level Data
2021 | CA | Intel Folsom Phase 2 | 58954 | PV | PV | OP | NA | SUN |  | 9859 |  |  | EIA Prime Mover-level Data
2021 | NC | BearPond Solar Center LLC | 58955 | BEAR | PV | OP | NA | SUN |  | 80481 |  |  | EIA Prime Mover-level Data
2021 | NC | Shankle Solar Center LLC | 58956 | SHAN | PV | OP | NA | SUN |  | 73653 |  |  | EIA Prime Mover-level Data
2021 | NC | Graham Solar Center LLC | 58957 | GRAH | PV | OP | NA | SUN |  | 78172 |  |  | EIA Prime Mover-level Data
2021 | MA | Camelot Wind LLC | 58958 | CMLTW | WT | OP | NA | WND |  | 21843 |  |  | EIA Prime Mover-level Data
2021 | MO | Butler Solar Power Project | 58959 | BSF1 | PV | OP | NA | SUN |  | 37106 |  |  | EIA Prime Mover-level Data
2021 | CA | Laguna Water Reclamation Facility | 58960 | S200 | IC | OP | NA | OBG |  | 39166 | 0.28787 | 0.0147 | EIA Prime Mover-level Data | Estimated using an emission factor
2021 | CA | Laguna Water Reclamation Facility | 58960 | S201 | IC | OP | NA | OBG |  | 39166 | 0.28787 | 0.0147 | EIA Prime Mover-level Data | Estimated using an emission factor
2021 | CA | Laguna Water Reclamation Facility | 58960 | S202 | IC | OP | NA | OBG |  | 39166 | 0.28787 | 0.0147 | EIA Prime Mover-level Data | Estimated using an emission factor
2021 | CA | Laguna Water Reclamation Facility | 58960 | S203 | IC | OP | NA | OBG |  | 39166 | 0.28787 | 0.0147 | EIA Prime Mover-level Data | Estimated using an emission factor
2021 | OR | Oregon University System OIT Klamath Falls | 58961 | PV | PV | OP | NA | SUN |  | 23947 |  |  | EIA Prime Mover-level Data
2021 | CA | Las Virgenes Municipal Water District | 58963 | PV | PV | OP | NA | SUN |  | 12514 |  |  | EIA Prime Mover-level Data
2021 | VT | Technology Drive Solar | 58964 | PV1 | PV | OP | NA | SUN |  | 24796 |  |  | EIA Prime Mover-level Data
2021 | ND | Thunder Spirit Wind, LLC | 58965 | 2 | WT | OP | NA | WND |  | 1517826.367 |  |  | EIA Prime Mover-level Data
2021 | ND | Thunder Spirit Wind, LLC | 58965 | THNDR | WT | OP | NA | WND |  | 3399298.633 |  |  | EIA Prime Mover-level Data
2021 | MT | Fairfield Wind | 58966 | T 1-6 | WT | OP | NA | WND |  | 243456 |  |  | EIA Prime Mover-level Data
2021 | AZ | Fort Huachuca Solar PV Project | 58972 | FHUA2 | PV | OP | NA | SUN |  | 82066.249 |  |  | EIA Prime Mover-level Data
2021 | AZ | Fort Huachuca Solar PV Project | 58972 | FHUAC | PV | OP | NA | SUN |  | 272219.751 |  |  | EIA Prime Mover-level Data
2021 | CA | White River Solar 2 | 58973 | W2CA | PV | OP | NA | SUN |  | 442423 |  |  | EIA Prime Mover-level Data
2021 | MA | Fairview Farms Solar | 58974 | PV1 | PV | OP | NA | SUN |  | 24972 |  |  | EIA Prime Mover-level Data
2021 | CA | Henrietta Solar Project | 58975 | PV1 | PV | OP | NA | SUN |  | 2124646 |  |  | EIA Prime Mover-level Data
2021 | AK | Whitman | 58977 | WPG-1 | HY | OP | NA | WAT |  | 77892.75 |  |  | EIA Prime Mover-level Data
2021 | AK | Whitman | 58977 | WPG-2 | HY | OP | NA | WAT |  | 17975.25 |  |  | EIA Prime Mover-level Data
2021 | CA | Central Valley Ag Power | 58978 | CVAP | IC | OP | NA | OBG
2021 | NY | Copenhagen Wind Farm | 58979 | CPHGN | WT | OP | NA | WND |  | 2123921 |  |  | EIA Prime Mover-level Data
2021 | OH | Akron WRF | 58980 | 2G-1 | IC | OP | NA | OBG |  | 30130.667 | 0.22146 | 0.0147 | EIA Prime Mover-level Data | Estimated using an emission factor
2021 | OH | Akron WRF | 58980 | 2G-2 | IC | OP | NA | OBG |  | 30130.667 | 0.22146 | 0.0147 | EIA Prime Mover-level Data | Estimated using an emission factor
2021 | OH | Akron WRF | 58980 | 2G-3 | IC | OP | NA | OBG |  | 30130.667 | 0.22146 | 0.0147 | EIA Prime Mover-level Data | Estimated using an emission factor
2021 | NE | Broken Bow Wind II, LLC | 58981 | BBII | WT | OP | NA | WND |  | 2568830 |  |  | EIA Prime Mover-level Data
2021 | AK | Allison Creek Hydro | 58982 | GEN1 | HY | OP | NA | WAT |  | 155201 |  |  | EIA Prime Mover-level Data
2021 | CA | RE Camelot LLC | 58983 | 1 | PV | OP | NA | SUN |  | 1025869 |  |  | EIA Prime Mover-level Data
2021 | CA | RE Adams East, LLC | 58984 | 1 | PV | OP | NA | SUN |  | 396113 |  |  | EIA Prime Mover-level Data
2021 | CA | RE Kansas Solar, LLC | 58985 | 1 | PV | OP | NA | SUN |  | 417018 |  |  | EIA Prime Mover-level Data
2021 | CA | RE Old River One, LLC | 58986 | 1 | PV | OP | NA | SUN |  | 398147 |  |  | EIA Prime Mover-level Data
2021 | AK | Eklutna Generation Station | 58989 | EGS01 | IC | OP | NA | NG |  | 587808.3 | 0.12403 | 0.000422 | EIA Prime Mover-level Data | Estimated using an emission factor
2021 | AK | Eklutna Generation Station | 58989 | EGS02 | IC | OP | NA | NG |  | 587808.3 | 0.12403 | 0.000422 | EIA Prime Mover-level Data | Estimated using an emission factor
2021 | AK | Eklutna Generation Station | 58989 | EGS03 | IC | OP | NA | NG |  | 587808.3 | 0.12403 | 0.000422 | EIA Prime Mover-level Data | Estimated using an emission factor
2021 | AK | Eklutna Generation Station | 58989 | EGS04 | IC | OP | NA | NG |  | 587808.3 | 0.12403 | 0.000422 | EIA Prime Mover-level Data | Estimated using an emission factor
2021 | AK | Eklutna Generation Station | 58989 | EGS05 | IC | OP | NA | NG |  | 587808.3 | 0.12403 | 0.000422 | EIA Prime Mover-level Data | Estimated using an emission factor
2021 | AK | Eklutna Generation Station | 58989 | EGS06 | IC | OP | NA | NG |  | 587808.3 | 0.12403 | 0.000422 | EIA Prime Mover-level Data | Estimated using an emission factor
2021 | AK | Eklutna Generation Station | 58989 | EGS07 | IC | OP | NA | NG |  | 587808.3 | 0.12403 | 0.000422 | EIA Prime Mover-level Data | Estimated using an emission factor
2021 | AK | Eklutna Generation Station | 58989 | EGS08 | IC | OP | NA | NG |  | 587808.3 | 0.12403 | 0.000422 | EIA Prime Mover-level Data | Estimated using an emission factor
2021 | AK | Eklutna Generation Station | 58989 | EGS09 | IC | OP | NA | NG |  | 587808.3 | 0.12403 | 0.000422 | EIA Prime Mover-level Data | Estimated using an emission factor
2021 | AK | Eklutna Generation Station | 58989 | EGS10 | IC | OP | NA | NG |  | 587808.3 | 0.12403 | 0.000422 | EIA Prime Mover-level Data | Estimated using an emission factor
2021 | CA | RE Columbia Two, LLC | 58990 | 1 | PV | OP | NA | SUN |  | 367092 |  |  | EIA Prime Mover-level Data
2021 | CA | RE Kent South, LLC | 58991 | 1 | PV | OP | NA | SUN |  | 431947 |  |  | EIA Prime Mover-level Data
2021 | MA | Dept of Corrections NCCI Wind | 58992 | WND-1 | WT | OP | NA | WND |  | 24407 |  |  | EIA Prime Mover-level Data
2021 | MA | Dept of Corrections NCCI Wind | 58992 | WND-2 | WT | OP | NA | WND |  | 24407 |  |  | EIA Prime Mover-level Data
2021 | ME | Pine Tree Landfill Gas to Energy | 58993 | 3202 | IC | RE | NA | LFG |  | 1750 | 0.012863 | 0.0147 | EIA Prime Mover-level Data | Estimated using an emission factor
2021 | ME | Pine Tree Landfill Gas to Energy | 58993 | 3203 | IC | RE | NA | LFG |  | 1750 | 0.012863 | 0.0147 | EIA Prime Mover-level Data | Estimated using an emission factor
2021 | OK | Breckinridge Wind Project LLC | 58994 | BWP | WT | OP | NA | WND |  | 3558185 |  |  | EIA Prime Mover-level Data
2021 | MN | St. Olaf Wind Turbine | 58995 | OLFWT | WT | OP | NA | WND |  | 21922 |  |  | EIA Prime Mover-level Data
2021 | MN | St. Olaf StandBy Generators | 58996 | SBIC1 | IC | SB | NA | DFO |  | 942.439 | 0.14608 | 0.31 | EIA Prime Mover-level Data | Estimated using an emission factor
2021 | MN | St. Olaf StandBy Generators | 58996 | SBIC2 | IC | SB | NA | DFO |  | 3392.78 | 0.52588 | 0.31 | EIA Prime Mover-level Data | Estimated using an emission factor
2021 | MN | St. Olaf StandBy Generators | 58996 | SBIC3 | IC | SB | NA | DFO |  | 3392.78 | 0.52588 | 0.31 | EIA Prime Mover-level Data | Estimated using an emission factor
2021 | OK | Goodwell Wind Project LLC | 58998 | GWWP | WT | OP | NA | WND |  | 7720143 |  |  | EIA Prime Mover-level Data
2021 | OK | Little Elk Wind Project LLC | 58999 | LEWP | WT | OP | NA | WND |  | 2983989 |  |  | EIA Prime Mover-level Data
2021 | NJ | Parkland Landfill Solar | 59001 | PARK | PV | OP | NA | SUN |  | 111085 |  |  | EIA Prime Mover-level Data
2021 | MT | Two Dot Wind Farm | 59003 | 1 | WT | OP | NA | WND |  | 297186 |  |  | EIA Prime Mover-level Data
2021 | VA | Potomac Energy Center, LLC | 59004 | CT1 | CT | OP | CC | NG | 7928 | 17775591.793 | 26.1 | 0.0029366 | EPA/CAMD | EPA/NEI | 2017
2021 | VA | Potomac Energy Center, LLC | 59004 | CT2 | CT | OP | CC | NG | 7819 | 17548104.496 | 25.84 | 0.002945 | EPA/CAMD | EPA/NEI | 2017
2021 | TX | Mariah del Norte | 59005 | MAR1 | WT | OP | NA | WND |  | 7515552 |  |  | EIA Prime Mover-level Data
2021 | CA | Woodmere Solar Farm | 59008 | PV1 | PV | OP | NA | SUN |  | 316252 |  |  | EIA Prime Mover-level Data
2021 | CA | Hayworth Solar | 59009 | PV1 | PV | OP | NA | SUN |  | 365607 |  |  | EIA Prime Mover-level Data
2021 | NM | Macho Springs | 59010 | MSS1 | PV | OP | NA | SUN |  | 1228831 |  |  | EIA Prime Mover-level Data
2021 | MA | Southbridge Landfill Gas-to-Energy | 59011 | CAT | IC | OP | NA | LFG |  | 128105 | 0.94157 | 0.0147 | EIA Prime Mover-level Data | Estimated using an emission factor
2021 | DC | DC Water CHP | 59012 | TURB1 | GT | OP | NA | OBG |  | 315975 | 3.4125 | 0.0216 | EIA Prime Mover-level Data | Estimated using an emission factor
2021 | DC | DC Water CHP | 59012 | TURB2 | GT | OP | NA | OBG |  | 315975 | 3.4125 | 0.0216 | EIA Prime Mover-level Data | Estimated using an emission factor
2021 | DC | DC Water CHP | 59012 | TURB3 | GT | OP | NA | OBG |  | 315975 | 3.4125 | 0.0216 | EIA Prime Mover-level Data | Estimated using an emission factor
2021 | MA | Scituate PV | 59013 | SCT | PV | OP | NA | SUN |  | 30800 |  |  | EIA Prime Mover-level Data
2021 | MA | Bolton PV | 59014 | BLT | PV | OP | NA | SUN |  | 61980 |  |  | EIA Prime Mover-level Data
2021 | MA | Stow PV | 59015 | STW | PV | OP | NA | SUN |  | 24069 |  |  | EIA Prime Mover-level Data
2021 | NC | Carol Jean Solar | 59017 | GEN 1 | PV | OP | NA | SUN |  | 62511 |  |  | EIA Prime Mover-level Data
2021 | IN | East Chicago | 59018 | 1 | PV | OP | NA | SUN |  | 28067 |  |  | EIA Prime Mover-level Data
2021 | IN | Griffith | 59019 | 1 | PV | OP | NA | SUN |  | 27271 |  |  | EIA Prime Mover-level Data
2021 | AZ | Gila Bend Hybrid | 59020 | PV1 | PV | OP | NA | SUN |  | 849306 |  |  | EIA Prime Mover-level Data
2021 | IL | Hoopeston Wind LLC | 59021 | HOO1 | WT | OP | NA | WND |  | 2876514 |  |  | EIA Prime Mover-level Data
2021 | MA | Kingston Wind Independence | 59022 | 1 | WT | OS | NA | WND
2021 | MA | Ipswich Wind Independence | 59023 | GEN 1 | WT | OS | NA | WND
2021 | OH | Euclid Farm, Stamco N-54 | 59024 | N-54 | WT | OP | NA | WND |  | 6899 |  |  | EIA Prime Mover-level Data
2021 | MD | Back River Waste Water Treatment | 59026 | CHP 1 | IC | OP | NA | OBG
2021 | MD | Back River Waste Water Treatment | 59026 | CHP 2 | IC | OP | NA | OBG
2021 | MD | Back River Waste Water Treatment | 59026 | SOLAR | PV | OP | NA | SUN |  | 7986 |  |  | EIA Prime Mover-level Data
2021 | MA | Agawam Solar | 59028 | 0028 | PV | OP | NA | SUN |  | 18844 |  |  | EIA Prime Mover-level Data
2021 | MA | Rehoboth Solar | 59029 | 0040 | PV | OP | NA | SUN |  | 26432 |  |  | EIA Prime Mover-level Data
2021 | MA | Chicopee Solar | 59030 | 0036 | PV | OP | NA | SUN |  | 41190 |  |  | EIA Prime Mover-level Data
2021 | MA | Route 57 Solar | 59031 | 0027 | PV | OP | NA | SUN |  | 19967 |  |  | EIA Prime Mover-level Data
2021 | MA | EBZ Solar | 59032 | 0031 | PV | OP | NA | SUN |  | 31967 |  |  | EIA Prime Mover-level Data
2021 | MA | Whately Solar | 59033 | 0024 | PV | OP | NA | SUN |  | 17244 |  |  | EIA Prime Mover-level Data
2021 | TX | Shannon Wind | 59034 | SHAN1 | WT | OP | NA | WND |  | 4736293 |  |  | EIA Prime Mover-level Data
2021 | HI | Biomass to Energy Facility, Kauai | 59035 | MKA1 | ST | OP | NA | AB |  | 721616 | 361.5296 | 1.002 | EIA Unit-level Data | Estimated using an emission factor
2021 | HI | Biomass to Energy Facility, Kauai | 59035 | XKA1 | IC | OP | NA | DFO |  | 1051 | 0.1629 | 0.31 | EIA Prime Mover-level Data | Estimated using an emission factor
2021 | HI | Biomass to Energy Facility, Kauai | 59035 | XKA2 | IC | OP | NA | DFO |  | 1051 | 0.1629 | 0.31 | EIA Prime Mover-level Data | Estimated using an emission factor
2021 | AK | Hiilangaay Hydro | 59037 | GEN 1 | HY | OP | NA | WAT |  | 14707 |  |  | EIA Prime Mover-level Data
2021 | NC | Battleground | 59038 | GEN1 | PV | OP | NA | SUN |  | 47328 |  |  | EIA Prime Mover-level Data
2021 | NC | Beulaville | 59039 | GEN 1 | PV | OP | NA | SUN |  | 28458 |  |  | EIA Prime Mover-level Data
2021 | VT | Ball Mountain Hydro | 59040 | GEN 1 | HY | OA | NA | WAT |  | 1677.333 |  |  | EIA Prime Mover-level Data
2021 | VT | Ball Mountain Hydro | 59040 | GEN 2 | HY | OA | NA | WAT |  | 1677.333 |  |  | EIA Prime Mover-level Data
2021 | VT | Ball Mountain Hydro | 59040 | GEN 3 | HY | OA | NA | WAT |  | 1677.333 |  |  | EIA Prime Mover-level Data
2021 | VT | Ball Mountain Hydro | 59040 | GEN 5 | HY | OA | NA | WAT |  | 1677.333 |  |  | EIA Prime Mover-level Data
2021 | VT | Ball Mountain Hydro | 59040 | GEN 6 | HY | OA | NA | WAT |  | 1677.333 |  |  | EIA Prime Mover-level Data
2021 | VT | Ball Mountain Hydro | 59040 | GEN 7 | HY | OP | NA | WAT |  | 1677.333 |  |  | EIA Prime Mover-level Data
2021 | VT | Ball Mountain Hydro | 59040 | GEN 8 | HY | OP | NA | WAT |  | 1677.333 |  |  | EIA Prime Mover-level Data
2021 | VT | Ball Mountain Hydro | 59040 | GEN 9 | HY | OP | NA | WAT |  | 1677.333 |  |  | EIA Prime Mover-level Data
2021 | VT | Ball Mountain Hydro | 59040 | GEN10 | HY | OP | NA | WAT |  | 1677.333 |  |  | EIA Prime Mover-level Data
2021 | VT | Ball Mountain Hydro | 59040 | GEN11 | HY | OP | NA | WAT |  | 1677.333 |  |  | EIA Prime Mover-level Data
2021 | VT | Ball Mountain Hydro | 59040 | GEN12 | HY | OP | NA | WAT |  | 1677.333 |  |  | EIA Prime Mover-level Data
2021 | VT | Ball Mountain Hydro | 59040 | GEN4 | HY | OA | NA | WAT |  | 1677.333 |  |  | EIA Prime Mover-level Data
2021 | NC | Ellerbe | 59042 | GEN 1 | PV | OP | NA | SUN |  | 28006 |  |  | EIA Prime Mover-level Data
2021 | RI | West Davisville Solar | 59043 | PV1 | PV | OP | NA | SUN |  | 23780 |  |  | EIA Prime Mover-level Data
2021 | AZ | Rio Rico Solar | 59044 | RRSF | PV | OP | NA | SUN |  | 86917 |  |  | EIA Prime Mover-level Data
2021 | KS | Jameson Energy Center | 59045 | JEC1 | IC | OP | NA | NG |  | 4025 | 0.00084928 | 0.000422 | EIA Prime Mover-level Data | Estimated using an emission factor
2021 | KS | Jameson Energy Center | 59045 | JEC2 | IC | OP | NA | NG |  | 4025 | 0.00084928 | 0.000422 | EIA Prime Mover-level Data | Estimated using an emission factor
2021 | KS | Jameson Energy Center | 59045 | JEC3 | IC | OP | NA | NG |  | 4025 | 0.00084928 | 0.000422 | EIA Prime Mover-level Data | Estimated using an emission factor
2021 | MA | 651 Chase Solar NG | 59046 | PV1 | PV | OP | NA | SUN |  | 34859 |  |  | EIA Prime Mover-level Data
2021 | VT | Whitcomb Solar Farm | 59049 | PS01 | PV | OP | NA | SUN |  | 29509 |  |  | EIA Prime Mover-level Data
2021 | NC | Wallace | 59050 | GEN 1 | PV | OP | NA | SUN |  | 29214 |  |  | EIA Prime Mover-level Data
2021 | NC | Kenansville | 59051 | GEN 1 | PV | OP | NA | SUN |  | 30375 |  |  | EIA Prime Mover-level Data
2021 | NC | Fairmont-FLS 100 | 59052 | GEN 1 | PV | OP | NA | SUN |  | 55031 |  |  | EIA Prime Mover-level Data
2021 | IA | Michelangelo Wind 3 LLC | 59053 | WT1 | WT | OP | NA | WND |  | 96273 |  |  | EIA Prime Mover-level Data
2021 | NJ | Rariton OMP | 59055 | CHP1 | IC | OP | NA | NG
2021 | NJ | Rariton OMP | 59055 | PV1 | PV | OP | NA | SUN |  | 2936 |  |  | EIA Prime Mover-level Data
2021 | PA | Spring House | 59056 | GEN 1 | IC | OP | NA | NG |  | 305675 | 0.064497 | 0.000422 | EIA Prime Mover-level Data | Estimated using an emission factor
2021 | NJ | Skillman | 59057 | GEN 1 | PV | OP | NA | SUN |  | 12311 |  |  | EIA Prime Mover-level Data
2021 | CA | Vacaville | 59058 | GEN 1 | PV | OP | NA | SUN |  | 16467 |  |  | EIA Prime Mover-level Data
2021 | NJ | Raritan ITS | 59059 | GEN 1 | PV | OP | NA | SUN |  | 17660 |  |  | EIA Prime Mover-level Data
2021 | MA | Waste Water Treatment Plant | 59060 | WWPV | PV | OP | NA | SUN |  | 13441 |  |  | EIA Prime Mover-level Data
2021 | IL | Radfords Run Wind Farm | 59061 | WT1 | WT | OP | NA | WND |  | 9506959 |  |  | EIA Prime Mover-level Data
2021 | TX | Stella Wind Farm | 59063 | WT1 | WT | OP | NA | WND |  | 4819764 |  |  | EIA Prime Mover-level Data
2021 | OK | Drift Sand Wind Project LLC | 59065 | WT1 | WT | OP | NA | WND |  | 3845034 |  |  | EIA Prime Mover-level Data
2021 | TX | Bruennings Breeze Wind Farm | 59066 | MVII | WT | OP | NA | WND |  | 4981856 |  |  | EIA Prime Mover-level Data
2021 | TX | Colbeck's Corner, LLC | 59068 | GVII | WT | OP | NA | WND |  | 7299190 |  |  | EIA Prime Mover-level Data
2021 | NH | Jericho Power | 59070 | WT 1 | WT | OP | NA | WND |  | 218741 |  |  | EIA Prime Mover-level Data
2021 | IA | Carroll Area Wind Farm | 59071 | WT 1 | WT | OP | NA | WND |  | 713832 |  |  | EIA Prime Mover-level Data
2021 | OH | Wooster Renewable Energy | 59072 | WRE 1 | IC | RE | NA | OBG
2021 | CA | SC 1 Data Center, Phase 2 | 59074 | 17A | IC | SB | NA | DFO |  | 52.997 | 0.0082145 | 0.31 | EIA Prime Mover-level Data | Estimated using an emission factor
2021 | CA | SC 1 Data Center, Phase 2 | 59074 | 17B | IC | SB | NA | DFO |  | 52.997 | 0.0082145 | 0.31 | EIA Prime Mover-level Data | Estimated using an emission factor
2021 | CA | SC 1 Data Center, Phase 2 | 59074 | 18A | IC | SB | NA | DFO |  | 52.997 | 0.0082145 | 0.31 | EIA Prime Mover-level Data | Estimated using an emission factor
2021 | CA | SC 1 Data Center, Phase 2 | 59074 | 18B | IC | SB | NA | DFO |  | 52.997 | 0.0082145 | 0.31 | EIA Prime Mover-level Data | Estimated using an emission factor
2021 | CA | SC 1 Data Center, Phase 2 | 59074 | 19A | IC | SB | NA | DFO |  | 52.997 | 0.0082145 | 0.31 | EIA Prime Mover-level Data | Estimated using an emission factor
2021 | CA | SC 1 Data Center, Phase 2 | 59074 | 19B | IC | SB | NA | DFO |  | 52.997 | 0.0082145 | 0.31 | EIA Prime Mover-level Data | Estimated using an emission factor
2021 | CA | SC 1 Data Center, Phase 2 | 59074 | 20A | IC | SB | NA | DFO |  | 52.997 | 0.0082145 | 0.31 | EIA Prime Mover-level Data | Estimated using an emission factor
2021 | CA | SC 1 Data Center, Phase 2 | 59074 | 20B | IC | SB | NA | DFO |  | 52.997 | 0.0082145 | 0.31 | EIA Prime Mover-level Data | Estimated using an emission factor
2021 | CA | SC 1 Data Center, Phase 2 | 59074 | 21A | IC | SB | NA | DFO |  | 52.997 | 0.0082145 | 0.31 | EIA Prime Mover-level Data | Estimated using an emission factor
2021 | CA | SC 1 Data Center, Phase 2 | 59074 | 21B | IC | SB | NA | DFO |  | 52.997 | 0.0082145 | 0.31 | EIA Prime Mover-level Data | Estimated using an emission factor
2021 | CA | SC 1 Data Center, Phase 2 | 59074 | 22A | IC | SB | NA | DFO |  | 52.997 | 0.0082145 | 0.31 | EIA Prime Mover-level Data | Estimated using an emission factor
2021 | CA | SC 1 Data Center, Phase 2 | 59074 | 22B | IC | SB | NA | DFO |  | 52.997 | 0.0082145 | 0.31 | EIA Prime Mover-level Data | Estimated using an emission factor
2021 | CA | SC 1 Data Center, Phase 2 | 59074 | EG10B | IC | SB | NA | DFO |  | 52.997 | 0.0082145 | 0.31 | EIA Prime Mover-level Data | Estimated using an emission factor
2021 | CA | SC 1 Data Center, Phase 2 | 59074 | EG11A | IC | SB | NA | DFO |  | 52.997 | 0.0082145 | 0.31 | EIA Prime Mover-level Data | Estimated using an emission factor
2021 | CA | SC 1 Data Center, Phase 2 | 59074 | EG11B | IC | SB | NA | DFO |  | 52.997 | 0.0082145 | 0.31 | EIA Prime Mover-level Data | Estimated using an emission factor
2021 | CA | SC 1 Data Center, Phase 2 | 59074 | EG12A | IC | SB | NA | DFO |  | 52.997 | 0.0082145 | 0.31 | EIA Prime Mover-level Data | Estimated using an emission factor
2021 | CA | SC 1 Data Center, Phase 2 | 59074 | EG12B | IC | SB | NA | DFO |  | 52.997 | 0.0082145 | 0.31 | EIA Prime Mover-level Data | Estimated using an emission factor
2021 | CA | SC 1 Data Center, Phase 2 | 59074 | EG13A | IC | SB | NA | DFO |  | 52.997 | 0.0082145 | 0.31 | EIA Prime Mover-level Data | Estimated using an emission factor
2021 | CA | SC 1 Data Center, Phase 2 | 59074 | EG14A | IC | SB | NA | DFO |  | 52.997 | 0.0082145 | 0.31 | EIA Prime Mover-level Data | Estimated using an emission factor
2021 | CA | SC 1 Data Center, Phase 2 | 59074 | EG15A | IC | SB | NA | DFO |  | 52.997 | 0.0082145 | 0.31 | EIA Prime Mover-level Data | Estimated using an emission factor
2021 | CA | SC 1 Data Center, Phase 2 | 59074 | EG15B | IC | SB | NA | DFO |  | 52.997 | 0.0082145 | 0.31 | EIA Prime Mover-level Data | Estimated using an emission factor
2021 | CA | SC 1 Data Center, Phase 2 | 59074 | EG16A | IC | SB | NA | DFO |  | 52.997 | 0.0082145 | 0.31 | EIA Prime Mover-level Data | Estimated using an emission factor
2021 | CA | SC 1 Data Center, Phase 2 | 59074 | EG16B | IC | SB | NA | DFO |  | 52.997 | 0.0082145 | 0.31 | EIA Prime Mover-level Data | Estimated using an emission factor
2021 | CA | SC 1 Data Center, Phase 2 | 59074 | EG1A | IC | SB | NA | DFO |  | 50.693 | 0.0078574 | 0.31 | EIA Prime Mover-level Data | Estimated using an emission factor
2021 | CA | SC 1 Data Center, Phase 2 | 59074 | EG1B | IC | SB | NA | DFO |  | 50.693 | 0.0078574 | 0.31 | EIA Prime Mover-level Data | Estimated using an emission factor
2021 | CA | SC 1 Data Center, Phase 2 | 59074 | EG2A | IC | SB | NA | DFO |  | 50.693 | 0.0078574 | 0.31 | EIA Prime Mover-level Data | Estimated using an emission factor
2021 | CA | SC 1 Data Center, Phase 2 | 59074 | EG2B | IC | SB | NA | DFO |  | 50.693 | 0.0078574 | 0.31 | EIA Prime Mover-level Data | Estimated using an emission factor
2021 | CA | SC 1 Data Center, Phase 2 | 59074 | EG3A | IC | SB | NA | DFO |  | 50.693 | 0.0078574 | 0.31 | EIA Prime Mover-level Data | Estimated using an emission factor
2021 | CA | SC 1 Data Center, Phase 2 | 59074 | EG3B | IC | SB | NA | DFO |  | 50.693 | 0.0078574 | 0.31 | EIA Prime Mover-level Data | Estimated using an emission factor
2021 | CA | SC 1 Data Center, Phase 2 | 59074 | EG4A | IC | SB | NA | DFO |  | 50.693 | 0.0078574 | 0.31 | EIA Prime Mover-level Data | Estimated using an emission factor
2021 | CA | SC 1 Data Center, Phase 2 | 59074 | EG4B | IC | SB | NA | DFO |  | 50.693 | 0.0078574 | 0.31 | EIA Prime Mover-level Data | Estimated using an emission factor
2021 | CA | SC 1 Data Center, Phase 2 | 59074 | EG5A | IC | SB | NA | DFO |  | 50.693 | 0.0078574 | 0.31 | EIA Prime Mover-level Data | Estimated using an emission factor
2021 | CA | SC 1 Data Center, Phase 2 | 59074 | EG5B | IC | SB | NA | DFO |  | 50.693 | 0.0078574 | 0.31 | EIA Prime Mover-level Data | Estimated using an emission factor
2021 | CA | SC 1 Data Center, Phase 2 | 59074 | EG6A | IC | SB | NA | DFO |  | 50.693 | 0.0078574 | 0.31 | EIA Prime Mover-level Data | Estimated using an emission factor
2021 | CA | SC 1 Data Center, Phase 2 | 59074 | EG6B | IC | SB | NA | DFO |  | 50.693 | 0.0078574 | 0.31 | EIA Prime Mover-level Data | Estimated using an emission factor
2021 | CA | SC 1 Data Center, Phase 2 | 59074 | EG7A | IC | SB | NA | DFO |  | 50.693 | 0.0078574 | 0.31 | EIA Prime Mover-level Data | Estimated using an emission factor
2021 | CA | SC 1 Data Center, Phase 2 | 59074 | EG7B | IC | SB | NA | DFO |  | 50.693 | 0.0078574 | 0.31 | EIA Prime Mover-level Data | Estimated using an emission factor
2021 | CA | SC 1 Data Center, Phase 2 | 59074 | EG8B | IC | SB | NA | DFO |  | 50.693 | 0.0078574 | 0.31 | EIA Prime Mover-level Data | Estimated using an emission factor
2021 | CA | SC 1 Data Center, Phase 2 | 59074 | EG9A | IC | SB | NA | DFO |  | 52.997 | 0.0082145 | 0.31 | EIA Prime Mover-level Data | Estimated using an emission factor
2021 | CA | SC 1 Data Center, Phase 2 | 59074 | EG9B | IC | SB | NA | DFO |  | 52.997 | 0.0082145 | 0.31 | EIA Prime Mover-level Data | Estimated using an emission factor
2021 | CA | SC 1 Data Center, Phase 2 | 59074 | GEN8A | IC | SB | NA | DFO |  | 50.693 | 0.0078574 | 0.31 | EIA Prime Mover-level Data | Estimated using an emission factor
2021 | MA | Brewster Landfill | 59075 | BRE1 | PV | OP | NA | SUN |  | 12759 |  |  | EIA Prime Mover-level Data
2021 | OR | Chopin Wind LLC | 59076 | WT1 | WT | OP | NA | WND |  | 280357 |  |  | EIA Prime Mover-level Data
2021 | MA | Chatham Landfill | 59077 | CHA | PV | OP | NA | SUN |  | 19508 |  |  | EIA Prime Mover-level Data
2021 | MA | Harwich Landfill | 59078 | HAR1 | PV | OP | NA | SUN |  | 47975 |  |  | EIA Prime Mover-level Data
2021 | MA | Katama Farm | 59079 | KAT1 | PV | OP | NA | SUN |  | 12601 |  |  | EIA Prime Mover-level Data
2021 | MA | Nunnepog | 59080 | NUN1 | PV | OP | NA | SUN |  | 14042 |  |  | EIA Prime Mover-level Data
2021 | MA | Barnstable Landfill | 59081 | HAR1 | PV | OP | NA | SUN |  | 44187 |  |  | EIA Prime Mover-level Data
2021 | MA | Dennis Landfill | 59082 | DEN1 | PV | OP | NA | SUN |  | 62476 |  |  | EIA Prime Mover-level Data
2021 | CO | Limon III Wind LLC | 59083 | WT1 | WT | OP | NA | WND |  | 7210575 |  |  | EIA Prime Mover-level Data
2021 | KS | Marshall Wind Farm | 59084 | RPMA | WT | OP | NA | WND |  | 2011924 |  |  | EIA Prime Mover-level Data
2021 | MA | Lepomis PV Energy LLC | 59085 | INV-1 | PV | OP | NA | SUN |  | 69338 |  |  | EIA Prime Mover-level Data
2021 | CA | Cottonwood Solar, LLC (Goose Lake) | 59086 | GEN1 | PV | OP | NA | SUN |  | 293872 |  |  | EIA Prime Mover-level Data
2021 | CA | Cottonwood Solar, LLC (City of Corcoran) | 59087 | GEN 1 | PV | OP | NA | SUN |  | 237029 |  |  | EIA Prime Mover-level Data
2021 | CA | Calipatria Solar Farm | 59088 | GEN 1 | PV | OP | NA | SUN |  | 372122 |  |  | EIA Prime Mover-level Data
2021 | MA | Rockland Solar CSG | 59090 | GEN1 | PV | OP | NA | SUN |  | 21816 |  |  | EIA Prime Mover-level Data
2021 | MI | Holland Energy Park | 59093 | 10 | CT | OP | CC | NG | 7307 | 3070330.652 | 3.07 | 0.0019998 | EPA/CAMD | EPA/NEI | 2017
2021 | MI | Holland Energy Park | 59093 | 11 | CT | OP | CC | NG | 7560 | 3207957.067 | 3.208 | 0.002 | EPA/CAMD | EPA/NEI | 2017
2021 | CA | Division 1 | 59094 | GEN 1 | PV | OP | NA | SUN |  | 16616 |  |  | EIA Prime Mover-level Data
2021 | CA | Division 2 | 59095 | GEN 1 | PV | OP | NA | SUN |  | 14141 |  |  | EIA Prime Mover-level Data
2021 | CA | Division 3 | 59096 | GEN1 | PV | OP | NA | SUN |  | 14141 |  |  | EIA Prime Mover-level Data
2021 | NJ | Berry Plastics Solar | 59097 | PV1 | PV | OP | NA | SUN |  | 96682 |  |  | EIA Prime Mover-level Data
2021 | CA | Kettering Solar 1 | 59098 | PV1 | PV | OP | NA | SUN |  | 14131 |  |  | EIA Prime Mover-level Data
2021 | CA | Kettering Solar 2 | 59099 | PV1 | PV | OP | NA | SUN |  | 12626 |  |  | EIA Prime Mover-level Data
2021 | NC | Chauncey Farm LLC | 59100 | 1 | PV | OP | NA | SUN |  | 76477 |  |  | EIA Prime Mover-level Data
2021 | NC | Dragstrip Farm | 59102 | 1 | PV | OP | NA | SUN |  | 80409 |  |  | EIA Prime Mover-level Data
2021 | NC | Fremont Farm LLC | 59103 | 1 | PV | OP | NA | SUN |  | 80464 |  |  | EIA Prime Mover-level Data
2021 | NC | Market Farm | 59105 | 1 | PV | OP | NA | SUN |  | 72812 |  |  | EIA Prime Mover-level Data
2021 | NC | Snow Hill Solar 2 LLC | 59106 | 1 | PV | OP | NA | SUN |  | 33075 |  |  | EIA Prime Mover-level Data
2021 | NC | Mount Olive Farm | 59107 | 1 | PV | OP | NA | SUN |  | 83256 |  |  | EIA Prime Mover-level Data
2021 | NC | Spicewood Solar Farm LLC | 59109 | 1 | PV | OP | NA | SUN |  | 78756 |  |  | EIA Prime Mover-level Data
2021 | MO | Springfield Solar 1 LLC | 59110 | 1 | PV | OP | NA | SUN |  | 68427 |  |  | EIA Prime Mover-level Data
2021 | NC | West Salisbury Farm LLC | 59111 | 1 | PV | OP | NA | SUN |  | 75979 |  |  | EIA Prime Mover-level Data
2021 | NC | West Siler | 59112 | 1 | PV | OP | NA | SUN |  | 84036 |  |  | EIA Prime Mover-level Data
2021 | NC | Yanceyville Farm 2 LLC | 59113 | 1 | PV | OP | NA | SUN |  | 80526 |  |  | EIA Prime Mover-level Data
2021 | NC | Redmon Solar Farm LLC | 59114 | 1 | PV | OP | NA | SUN |  | 35363 |  |  | EIA Prime Mover-level Data
2021 | NC | Anderson Farm LLC | 59115 | 1 | PV | OP | NA | SUN |  | 34691 |  |  | EIA Prime Mover-level Data
2021 | NJ | Woodbine Landfill Plant | 59116 | V1021 | IC | OP | NA | LFG |  | 59473 | 0.43713 | 0.0147 | EIA Prime Mover-level Data | Estimated using an emission factor
2021 | NC | DD Fayetteville Solar NC LLC | 59117 | PV1 | PV | OP | NA | SUN |  | 361810 |  |  | EIA Prime Mover-level Data
2021 | TX | Cameron Wind 1 LLC | 59118 | CAM1 | WT | OP | NA | WND |  | 3691484 |  |  | EIA Prime Mover-level Data
2021 | NC | Warsaw I | 59119 | PV1 | PV | OP | NA | SUN |  | 28130 |  |  | EIA Prime Mover-level Data
2021 | NC | Warsaw II | 59120 | PV1 | PV | OP | NA | SUN |  | 30536 |  |  | EIA Prime Mover-level Data
2021 | MA | Acushnet-Braley Road 1 | 59121 | 57449 | PV | OP | NA | SUN |  | 22258 |  |  | EIA Prime Mover-level Data
2021 | CA | Enerparc CA1 LLC | 59122 | ECA11 | PV | OP | NA | SUN |  | 28829 |  |  | EIA Prime Mover-level Data
2021 | NC | Moncure Farm LLC | 59123 | 1 | PV | OP | NA | SUN |  | 51563 |  |  | EIA Prime Mover-level Data
2021 | NC | Martin Creek Farm LLC | 59124 | 1 | PV | OP | NA | SUN |  | 48513 |  |  | EIA Prime Mover-level Data
2021 | NC | Kinston | 59125 | 1 | PV | OP | NA | SUN |  | 32728 |  |  | EIA Prime Mover-level Data
2021 | NC | Daniel Farm LLC | 59126 | 1 | PV | OP | NA | SUN |  | 80861 |  |  | EIA Prime Mover-level Data
2021 | NC | Bailey Farm LLC | 59127 | 1 | PV | OP | NA | SUN |  | 75237 |  |  | EIA Prime Mover-level Data
2021 | MA | Acushnet- High Hill | 59128 | 57449 | PV | OP | NA | SUN |  | 37442 |  |  | EIA Prime Mover-level Data
2021 | CA | CSD 2- Freedom High | 59129 | 57449 | PV | OP | NA | SUN |  | 11914 |  |  | EIA Prime Mover-level Data
2021 | CA | CSD 2 - Heritage High | 59130 | 57449 | PV | OP | NA | SUN |  | 16025 |  |  | EIA Prime Mover-level Data
2021 | MA | Dartmouth Landfill | 59131 | 57449 | PV | OP | NA | SUN |  | 14812 |  |  | EIA Prime Mover-level Data
2021 | CA | EAFB - North Base | 59132 | 57449 | PV | OP | NA | SUN |  | 20984 |  |  | EIA Prime Mover-level Data
2021 | CA | EAFB - South Base | 59133 | 57449 | PV | OP | NA | SUN |  | 19488 |  |  | EIA Prime Mover-level Data
2021 | MA | Easton Landfill | 59134 | 57449 | PV | OP | NA | SUN |  | 21568 |  |  | EIA Prime Mover-level Data
2021 | MA | Ludlow Landfill | 59135 | 57449 | PV | OP | NA | SUN |  | 26662 |  |  | EIA Prime Mover-level Data
2021 | MA | Methuen Landfill | 59136 | 57449 | PV | OP | NA | SUN |  | 13866 |  |  | EIA Prime Mover-level Data
2021 | MA | Plymouth Site 1 | 59137 | 57449 | PV | OP | NA | SUN |  | 52962 |  |  | EIA Prime Mover-level Data
2021 | CA | SDCCD - Miramar | 59138 | 57449 | PV | OP | NA | SUN |  | 14590 |  |  | EIA Prime Mover-level Data
2021 | CA | SDCWA - Twin Oaks | 59139 | 57449 | PV | OP | NA | SUN |  | 7119 |  |  | EIA Prime Mover-level Data
2021 | MA | EDF Lancaster | 59140 | INV-1 | PV | OP | NA | SUN |  | 56409 |  |  | EIA Prime Mover-level Data
2021 | FL | Manatee County LFGTE | 59142 | IC1 | IC | OS | NA | LFG
2021 | CO | Front Range Project | 59143 | FR-1 | IC | OP | NA | LFG |  | 213309 | 1.5678 | 0.0147 | EIA Prime Mover-level Data | Estimated using an emission factor
2021 | CO | Brighton PV Solar Plant | 59144 | 15755 | PV | OP | NA | SUN |  | 28989 |  |  | EIA Prime Mover-level Data
2021 | TX | Freeport LP Pretreatment Facility | 59145 | 65GTG | GT | OP | NA | NG |  | 8182569 | 32.7978 | 0.0080165 | EIA Prime Mover-level Data | NEI avg EF - PM, fuel type
2021 | NC | XPF Solar Field | 59146 | PV1 | PV | OA | NA | SUN |  | 13619 |  |  | EIA Prime Mover-level Data
2021 | MD | Fair Wind | 59147 | 1 | WT | OP | NA | WND |  | 835850 |  |  | EIA Prime Mover-level Data
2021 | NC | Green Farm | 59148 | GREEN | PV | OP | NA | SUN |  | 81516 |  |  | EIA Prime Mover-level Data
2021 | NC | Simons Farm | 59149 | SIMON | PV | OP | NA | SUN |  | 84547 |  |  | EIA Prime Mover-level Data
2021 | CA | RE Mustang LLC | 59150 | BESS1 | BA | OP | NA | MWH |  | 0 |  |  | EIA Prime Mover-level Data
2021 | CA | RE Mustang LLC | 59150 | PV1 | PV | OP | NA | SUN |  | 1824788 |  |  | EIA Prime Mover-level Data
2021 | NC | Thornton PV1 | 59152 | THOR1 | PV | OP | NA | SUN |  | 75695 |  |  | EIA Prime Mover-level Data
2021 | NC | Watson Seed Farm PV1 | 59153 | WAT1 | PV | OP | NA | SUN |  | 300741 |  |  | EIA Prime Mover-level Data
2021 | NC | Bradley PV1 | 59154 | BRAD1 | PV | OP | NA | SUN |  | 69453 |  |  | EIA Prime Mover-level Data
2021 | NC | Shawboro PV1 | 59155 | SHAW1 | PV | OP | NA | SUN |  | 346778 |  |  | EIA Prime Mover-level Data
2021 | NC | Carter PV1 | 59156 | CTR1 | PV | OP | NA | SUN |  | 83107 |  |  | EIA Prime Mover-level Data
2021 | NC | Pecan PV1 | 59157 | PEC1 | PV | OP | NA | SUN |  | 83398 |  |  | EIA Prime Mover-level Data
2021 | NC | Langley PV1 | 59158 | LNG1 | PV | OP | NA | SUN |  | 86414 |  |  | EIA Prime Mover-level Data
2021 | NC | Mariposa Solar Center LLC | 59162 | MSC 1 | PV | OP | NA | SUN |  | 78941 |  |  | EIA Prime Mover-level Data
2021 | NC | Highland Solar Center LLC | 59163 | HSC 1 | PV | OP | NA | SUN |  | 78172 |  |  | EIA Prime Mover-level Data
2021 | NC | Elm City Solar Facility | 59164 | NSC 1 | PV | OP | NA | SUN |  | 693601 |  |  | EIA Prime Mover-level Data
2021 | NJ | Bridgeport Disposal Solar Farm | 59166 | BRIDG | PV | OP | NA | SUN |  | 15258 |  |  | EIA Prime Mover-level Data
2021 | CA | Lancaster Solar 1 | 59167 | LS1 | PV | OP | NA | SUN |  | 29703 |  |  | EIA Prime Mover-level Data
2021 | AZ | Avalon Solar | 59168 | AS | PV | OP | NA | SUN |  | 636085 |  |  | EIA Prime Mover-level Data
2021 | CA | Lancaster Solar 2 | 59169 | LS2 | PV | OP | NA | SUN |  | 29270 |  |  | EIA Prime Mover-level Data
2021 | NC | Jakana Solar | 59170 | 5MWPV | PV | OP | NA | SUN |  | 83433 |  |  | EIA Prime Mover-level Data
2021 | NC | Windsor Solar | 59171 | 5MWPV | PV | OP | NA | SUN |  | 81207 |  |  | EIA Prime Mover-level Data
2021 | IN | Belmont | 59172 | PV1 | PV | OP | NA | SUN |  | 51732 |  |  | EIA Prime Mover-level Data
2021 | NC | Bethel Solar | 59173 | 5MWPV | PV | OP | NA | SUN |  | 69905 |  |  | EIA Prime Mover-level Data
2021 | NC | Lewiston Solar | 59174 | 5MWPV | PV | OP | NA | SUN |  | 78694 |  |  | EIA Prime Mover-level Data
2021 | NC | Woodland Solar | 59175 | 5MWPV | PV | OP | NA | SUN |  | 75952 |  |  | EIA Prime Mover-level Data
2021 | NC | Williamston Solar | 59176 | 5MWPV | PV | OP | NA | SUN |  | 79058 |  |  | EIA Prime Mover-level Data
2021 | NC | Winton Solar | 59177 | 5MWPV | PV | OP | NA | SUN |  | 84301 |  |  | EIA Prime Mover-level Data
2021 | MA | Franklin 1 | 59178 | KRS04 | PV | OP | NA | SUN |  | 36256 |  |  | EIA Prime Mover-level Data
2021 | MA | Franklin 2 | 59179 | KRS05 | PV | OP | NA | SUN |  | 43323 |  |  | EIA Prime Mover-level Data
2021 | IN | Marion Solar LNG | 59180 | PV1 | PV | OP | NA | SUN |  | 19693 |  |  | EIA Prime Mover-level Data
2021 | IA | AgriReNew | 59181 | 00001 | GT | OP | NA | OBG |  | 296069 | 3.1975 | 0.0216 | EIA Prime Mover-level Data | Estimated using an emission factor
2021 | CA | Hesperia | 59182 | 10-94 | PV | OP | NA | SUN |  | 24594 |  |  | EIA Prime Mover-level Data
2021 | CA | CID Solar, LLC | 59183 | PV1 | PV | OP | NA | SUN |  | 435235 |  |  | EIA Prime Mover-level Data
2021 | TN | Mulberry Farm LLC | 59184 | PV1 | PV | OP | NA | SUN |  | 225817 |  |  | EIA Prime Mover-level Data
2021 | NJ | Jacobstown | 59185 | PV1 | PV | OP | NA | SUN |  | 69044 |  |  | EIA Prime Mover-level Data
2021 | NJ | West Pemberton | 59186 | PV1 | PV | OP | NA | SUN |  | 102196 |  |  | EIA Prime Mover-level Data
2021 | SD | Beethoven Wind | 59187 | B&H80 | WT | OP | NA | WND |  | 2515170 |  |  | EIA Prime Mover-level Data
2021 | TN | Selmer Farm LLC | 59188 | PV1 | PV | OP | NA | SUN |  | 227885 |  |  | EIA Prime Mover-level Data
2021 | NC | East Wayne Solar LLC | 59189 | 1 | PV | OP | NA | SUN |  | 33285 |  |  | EIA Prime Mover-level Data
2021 | NC | Vickers | 59190 | 1 | PV | OP | NA | SUN |  | 32835 |  |  | EIA Prime Mover-level Data
2021 | NC | Soluga Farms 1 | 59191 | 1 | PV | OP | NA | SUN |  | 78881 |  |  | EIA Prime Mover-level Data
2021 | NC | Soluga Farms 2 LLC | 59192 | 1 | PV | OP | NA | SUN |  | 77218 |  |  | EIA Prime Mover-level Data
2021 | TX | Chapman Ranch Wind I | 59193 | CHA1 | WT | OP | NA | WND |  | 5494631 |  |  | EIA Prime Mover-level Data
2021 | ND | Portable Generator 2 | 59194 | IC1 | IC | SB | NA | DFO
2021 | ND | Portable Generator 3 | 59195 | IC2 | IC | SB | NA | DFO
2021 | MN | Univ Minnesota CHP Plant | 59197 | CTG-1 | GT | OP | NA | NG |  | 1952497 | 7.8261 | 0.0080165 | EIA Prime Mover-level Data | NEI avg EF - PM, fuel type
2021 | CO | Sterling PV 3 | 59198 | STER3 | PV | OP | NA | SUN |  | 32340 |  |  | EIA Prime Mover-level Data
2021 | CO | Mesa PV1 | 59199 | MESA1 | PV | OP | NA | SUN |  | 30280 |  |  | EIA Prime Mover-level Data
2021 | ND | Border Winds Wind Farm | 59200 | 1 | WT | OP | NA | WND |  | 5604402 |  |  | EIA Prime Mover-level Data
2021 | MN | Pleasant Valley Wind Farm | 59201 | 1 | WT | OP | NA | WND |  | 6259696 |  |  | EIA Prime Mover-level Data
2021 | CA | Farmersville | 59203 | PV1 | PV | OP | NA | SUN |  | 23097.667 |  |  | EIA Prime Mover-level Data
2021 | CA | Farmersville | 59203 | PV2 | PV | OP | NA | SUN |  | 23097.667 |  |  | EIA Prime Mover-level Data
2021 | CA | Farmersville | 59203 | PV3 | PV | OP | NA | SUN |  | 23097.667 |  |  | EIA Prime Mover-level Data
2021 | TX | OCI Alamo 3 LLC | 59204 | OCIA3 | PV | OP | NA | SUN |  | 94565 |  |  | EIA Prime Mover-level Data
2021 | TX | OCI Alamo 5 LLC | 59205 | OCIA5 | PV | OP | NA | SUN |  | 1786082 |  |  | EIA Prime Mover-level Data
2021 | TX | Alamo 6 | 59206 | OCIA6 | PV | OP | NA | SUN |  | 1898813 |  |  | EIA Prime Mover-level Data
2021 | TX | OCI Alamo 7 LLC | 59207 | OCIA7 | PV | OP | NA | SUN |  | 2216577 |  |  | EIA Prime Mover-level Data
2021 | NC | Clipperton Holdings LLC | 59213 | PV1 | PV | OP | NA | SUN |  | 85431 |  |  | EIA Prime Mover-level Data
2021 | NC | Tiburon Holdings | 59217 | PV1 | PV | OP | NA | SUN |  | 78632 |  |  | EIA Prime Mover-level Data
2021 | CA | Porterville 6 and 7 | 59219 | PV1 | PV | OP | NA | SUN |  | 23336.5 |  |  | EIA Prime Mover-level Data
2021 | CA | Porterville 6 and 7 | 59219 | PV2 | PV | OP | NA | SUN |  | 23336.5 |  |  | EIA Prime Mover-level Data
2021 | MD | Wildcat Point Generation Facility | 59220 | CT1 | CT | OP | CC | NG | 4664 | 12043460.203 | 121.309 | 0.020145 | EPA/CAMD | EPA/NEI | 2017
2021 | MD | Wildcat Point Generation Facility | 59220 | CT2 | CT | OP | CC | NG | 4604 | 11941891.139 | 104.518 | 0.017504 | EPA/CAMD | EPA/NEI | 2017
2021 | GA | Pecan Row Landfill To Electric Facility | 59221 | GEN1 | IC | OP | NA | LFG |  | 89823.25 | 0.6602 | 0.0147 | EIA Prime Mover-level Data | Estimated using an emission factor
2021 | GA | Pecan Row Landfill To Electric Facility | 59221 | GEN2 | IC | OP | NA | LFG |  | 89823.25 | 0.6602 | 0.0147 | EIA Prime Mover-level Data | Estimated using an emission factor
2021 | GA | Pecan Row Landfill To Electric Facility | 59221 | GEN3 | IC | OP | NA | LFG |  | 89823.25 | 0.6602 | 0.0147 | EIA Prime Mover-level Data | Estimated using an emission factor
2021 | GA | Pecan Row Landfill To Electric Facility | 59221 | GM04 | IC | OP | NA | LFG |  | 89823.25 | 0.6602 | 0.0147 | EIA Prime Mover-level Data | Estimated using an emission factor
2021 | ME | Passadumkeag Windpark LLC | 59222 | Q357 | WT | OP | NA | WND |  | 1212800 |  |  | EIA Prime Mover-level Data
2021 | IA | Optimum Wind 5 LLC | 59223 | WT1 | WT | OP | NA | WND |  | 88227 |  |  | EIA Prime Mover-level Data
2021 | IA | Optimum Wind 6 LLC | 59224 | WT1 | WT | OP | NA | WND |  | 91021 |  |  | EIA Prime Mover-level Data
2021 | IA | Optimum Wind 7 LLC | 59225 | WT1 | WT | OP | NA | WND |  | 95937 |  |  | EIA Prime Mover-level Data
2021 | IA | Optimum Wind 4 LLC | 59226 | WT1 | WT | OP | NA | WND |  | 95937 |  |  | EIA Prime Mover-level Data
2021 | IA | Optimum Wind 3 LLC | 59227 | WT1 | WT | OP | NA | WND |  | 80277 |  |  | EIA Prime Mover-level Data
2021 | IA | Leonardo Wind 1 LLC | 59228 | WT1 | WT | OP | NA | WND |  | 99811 |  |  | EIA Prime Mover-level Data
2021 | IA | Venus Wind 3 LLC | 59230 | WT1 | WT | OP | NA | WND |  | 95046 |  |  | EIA Prime Mover-level Data
2021 | IA | Michelangelo Wind 1 LLC | 59231 | WT1 | WT | OP | NA | WND |  | 96273 |  |  | EIA Prime Mover-level Data
2021 | IA | Michelangelo Wind 4 LLC | 59232 | WT1 | WT | OP | NA | WND |  | 95937 |  |  | EIA Prime Mover-level Data
2021 | AZ | Cogeneration 2 | 59233 | CT2 | CS | OP | NA | NG |  | 460601.016 | 0.097187 | 0.000422 | EIA Unit-level Data | Estimated using an emission factor
2021 | OK | Arbuckle Mountain Wind Farm LLC | 59234 | GEN1 | WT | OP | NA | WND |  | 3201104 |  |  | EIA Prime Mover-level Data
2021 | CA | Rising Tree Wind Farm II | 59235 | GEN1 | WT | OP | NA | WND |  | 505475 |  |  | EIA Prime Mover-level Data
2021 | CA | Rising Tree Wind Farm III | 59236 | GEN1 | WT | OP | NA | WND |  | 2446133 |  |  | EIA Prime Mover-level Data
2021 | CA | Lone Valley Solar Park II LLC | 59237 | CPII | PV | OP | NA | SUN |  | 429532 |  |  | EIA Prime Mover-level Data
2021 | TX | Windthorst-2 | 59238 | WND2 | WT | OP | NA | WND |  | 1890368 |  |  | EIA Prime Mover-level Data
2021 | CO | Eagle Springs Solar LLC | 59239 | ESS01 | PV | OP | NA | SUN |  | 15193 |  |  | EIA Prime Mover-level Data
2021 | FL | Port Charlotte Energy LLC | 59240 | G1 | IC | OP | NA | LFG |  | 31939 | 0.23475 | 0.0147 | EIA Prime Mover-level Data | Estimated using an emission factor
2021 | FL | Port Charlotte Energy LLC | 59240 | G2 | IC | OP | NA | LFG |  | 31939 | 0.23475 | 0.0147 | EIA Prime Mover-level Data | Estimated using an emission factor
2021 | MA | Brockelman | 59241 | BROCK | PV | OP | NA | SUN |  | 33035 |  |  | EIA Prime Mover-level Data
2021 | MA | Beverly | 59242 | BVRLY | PV | OP | NA | SUN |  | 27625 |  |  | EIA Prime Mover-level Data
2021 | TX | Lorenzo Wind | 59244 | FIBE1 | WT | OP | NA | WND |  | 2962318 |  |  | EIA Prime Mover-level Data
2021 | TX | Fluvanna | 59245 | FLUV1 | WT | OP | NA | WND |  | 5209969 |  |  | EIA Prime Mover-level Data
2021 | TX | Hale Community Wind Farm | 59247 | HALE1 | WT | OP | NA | WND |  | 18189369 |  |  | EIA Prime Mover-level Data
2021 | NJ | CCMUA | 59248 | CCMUA | PV | OP | NA | SUN
2021 | CA | Rio Bravo Solar 1 LLC | 59249 | PV1 | PV | OP | NA | SUN |  | 427107 |  |  | EIA Prime Mover-level Data
2021 | CA | Rio Bravo Solar II LLC | 59250 | PV1 | PV | OP | NA | SUN |  | 440417 |  |  | EIA Prime Mover-level Data
2021 | NM | Caprock Solar 1 LLC | 59251 | PV1 | PV | OP | NA | SUN |  | 458013 |  |  | EIA Prime Mover-level Data
2021 | CA | Wildwood Solar II | 59253 | PV1 | PV | OP | NA | SUN |  | 337438 |  |  | EIA Prime Mover-level Data
2021 | RI | Johnston LFG Turbine Plant | 59254 | GENT1 | CT | OP | NA | LFG |  | 492386.36 | 5.3178 | 0.0216 | EIA Unit-level Data | Estimated using an emission factor
2021 | RI | Johnston LFG Turbine Plant | 59254 | GENT2 | CT | OP | NA | LFG |  | 501882.15 | 5.4203 | 0.0216 | EIA Unit-level Data | Estimated using an emission factor
2021 | RI | Johnston LFG Turbine Plant | 59254 | GENT3 | CT | OP | NA | LFG |  | 520956.87 | 5.6263 | 0.0216 | EIA Unit-level Data | Estimated using an emission factor
2021 | RI | Johnston LFG Turbine Plant | 59254 | GENT4 | CT | OP | NA | LFG |  | 496364.36 | 5.3607 | 0.0216 | EIA Unit-level Data | Estimated using an emission factor
2021 | RI | Johnston LFG Turbine Plant | 59254 | HRSG1 | CA | OP | NA | LFG |  | 0 | 0 |  | EIA Unit-level Data | Estimated using an emission factor
2021 | IN | Osprey Point RES | 59255 | 1 | IC | OS | NA | OG
2021 | IN | Osprey Point RES | 59255 | 2 | IC | OS | NA | OG
2021 | IN | Osprey Point RES | 59255 | 3 | IC | OS | NA | OG
2021 | IN | Osprey Point RES | 59255 | 4 | IC | OS | NA | OG
2021 | CA | Vaca Dixon Battery Storage System | 59256 | BAT1 | BA | RE | NA | MWH |  | 0 |  |  | EIA Prime Mover-level Data
2021 | CA | Yerba Buena | 59257 | YB1 | BA | RE | NA | MWH |  | 0 |  |  | EIA Prime Mover-level Data
2021 | IN | Hidden View Dairy, LLC | 59260 | HV2-2 | IC | RE | NA | OBG |  | 28873 | 0.21222 | 0.0147 | EIA Prime Mover-level Data | Estimated using an emission factor
2021 | CA | Verizon-Torrance | 59261 | VZ300 | FC | OP | NA | NG |  | 36811 | 0 | 0 | EIA Prime Mover-level Data | Estimated using an emission factor
2021 | CA | Lancaster Little Rock | 59262 | LLRC | PV | OP | NA | SUN |  | 94106 |  |  | EIA Prime Mover-level Data
2021 | CA | Merced Solar LLC | 59265 | PV8 | PV | OP | NA | SUN |  | 36777 |  |  | EIA Prime Mover-level Data
2021 | CA | Mission Solar LLC | 59267 | PV9 | PV | OP | NA | SUN |  | 37245 |  |  | EIA Prime Mover-level Data
2021 | CA | Hollister Solar LLC | 59268 | PV10 | PV | OP | NA | SUN |  | 35302 |  |  | EIA Prime Mover-level Data
2021 | CA | Victor Mesa Linda B2 | 59269 | VMLB2 | PV | OP | NA | SUN |  | 32597 |  |  | EIA Prime Mover-level Data
2021 | CA | Victor Mesa Linda C2 | 59270 | VMLC2 | PV | OP | NA | SUN |  | 33426 |  |  | EIA Prime Mover-level Data
2021 | CA | Victor Mesa Linda D2 | 59271 | VMLD2 | PV | OP | NA | SUN |  | 33302 |  |  | EIA Prime Mover-level Data
2021 | CA | Victor Mesa Linda E2 | 59272 | VMLE2 | PV | OP | NA | SUN |  | 32984 |  |  | EIA Prime Mover-level Data
2021 | CA | SEPV Palmdale East | 59273 | PALME | PV | OP | NA | SUN |  | 228414 |  |  | EIA Prime Mover-level Data
2021 | NY | Sutter Greenworks LLC | 59274 | SUTTG | PV | OP | NA | SUN |  | 74943 |  |  | EIA Prime Mover-level Data
2021 | NY | Sterlington Greenworks LLC | 59275 | STERG | PV | OP | NA | SUN |  | 16280 |  |  | EIA Prime Mover-level Data
2021 | NY | Leavenworth Greenworks LLC | 59276 | LEAVG | PV | OP | NA | SUN |  | 151764 |  |  | EIA Prime Mover-level Data
2021 | NJ | Medford WWTP | 59277 | MED1 | PV | OP | NA | SUN |  | 17642 |  |  | EIA Prime Mover-level Data
2021 | NJ | Reeves South | 59278 | REEV1 | PV | OP | NA | SUN |  | 15732 |  |  | EIA Prime Mover-level Data
2021 | CA | Life Technologies - Pleasanton | 59279 | LFT01 | FC | OP | NA | NG |  | 59218 | 0 | 0 | EIA Prime Mover-level Data | Estimated using an emission factor
2021 | CA | Kellogg's - San Jose | 59280 | KLG00 | FC | OP | NA | NG |  | 49637 | 0 | 0 | EIA Prime Mover-level Data | Estimated using an emission factor
2021 | CA | California PV Energy at ISD WWTP | 59283 | W4236 | PV | OP | NA | SUN |  | 11478 |  |  | EIA Prime Mover-level Data
2021 | OK | Mammoth Plains | 59284 | GE1.7 | WT | OP | NA | WND |  | 7083012 |  |  | EIA Prime Mover-level Data
2021 | NE | Rattlesnake Creek Wind Project | 59292 | RCWP | WT | OP | NA | WND |  | 9933307 |  |  | EIA Prime Mover-level Data
2021 | RI | WED NK Green | 59295 | NKG1 | WT | OP | NA | WND |  | 22522 |  |  | EIA Prime Mover-level Data
2021 | OH | Northwest Ohio Wind | 59296 | NWO-B | BA | OP | NA | MWH
2021 | OH | Northwest Ohio Wind | 59296 | NWOH1 | WT | OP | NA | WND |  | 2302088 |  |  | EIA Prime Mover-level Data
2021 | OH | Northwest Ohio Wind | 59296 | NWO-S | PV | OP | NA | SUN
2021 | NJ | Carrier Clinic | 59297 | CARRI | PV | OP | NA | SUN |  | 16033 |  |  | EIA Prime Mover-level Data
2021 | CA | Waste Mangement Redwood LFGTE | 59299 | RED1 | IC | OP | NA | LFG |  | 137957.5 | 1.014 | 0.0147 | EIA Prime Mover-level Data | Estimated using an emission factor
2021 | CA | Waste Mangement Redwood LFGTE | 59299 | RED2 | IC | OP | NA | LFG |  | 137957.5 | 1.014 | 0.0147 | EIA Prime Mover-level Data | Estimated using an emission factor
2021 | CA | Hanford 1 and 2 | 59300 | HAN1 | PV | OP | NA | SUN |  | 25105 |  |  | EIA Prime Mover-level Data
2021 | CA | Hanford 1 and 2 | 59300 | HAN2 | PV | OP | NA | SUN |  | 25105 |  |  | EIA Prime Mover-level Data
2021 | RI | WED Coventry 1 | 59301 | WEDC1 | WT | OP | NA | WND |  | 21807 |  |  | EIA Prime Mover-level Data
2021 | RI | WED Coventry 2 | 59302 | COV2 | WT | OP | NA | WND |  | 27086 |  |  | EIA Prime Mover-level Data
2021 | RI | WED Coventry 2 | 59302 | COV2A | WT | OP | NA | WND |  | 27086 |  |  | EIA Prime Mover-level Data
2021 | RI | WED Coventry 2 | 59302 | COV2B | WT | OP | NA | WND |  | 27086 |  |  | EIA Prime Mover-level Data
2021 | RI | WED Coventry 3 | 59305 | WEDC3 | WT | OP | NA | WND |  | 27209 |  |  | EIA Prime Mover-level Data
2021 | RI | WED Coventry 4 | 59306 | WEDC4 | WT | OP | NA | WND |  | 21939 |  |  | EIA Prime Mover-level Data
2021 | CA | Beacon Solar Plant Site 5 | 59308 | BEAC5 | PV | OP | NA | SUN |  | 881638 |  |  | EIA Prime Mover-level Data
2021 | CA | Beacon Solar Plant Site 2 | 59309 | BEAC2 | PV | OP | NA | SUN |  | 1119525 |  |  | EIA Prime Mover-level Data
2021 | MO | Black Oak Power Producers | 59310 | GEN1 | IC | OP | NA | LFG |  | 57202.5 | 0.42044 | 0.0147 | EIA Prime Mover-level Data | Estimated using an emission factor
2021 | MO | Black Oak Power Producers | 59310 | GEN2 | IC | OP | NA | LFG |  | 57202.5 | 0.42044 | 0.0147 | EIA Prime Mover-level Data | Estimated using an emission factor
2021 | OK | Seiling Wind I | 59311 | SEIL1 | WT | OP | NA | WND |  | 6986014 |  |  | EIA Prime Mover-level Data
2021 | OK | Seiling Wind II | 59312 | SEIL2 | WT | OP | NA | WND |  | 3400557 |  |  | EIA Prime Mover-level Data
2021 | RI | WED Coventry 5 | 59313 | COV5 | WT | OP | NA | WND |  | 26254 |  |  | EIA Prime Mover-level Data
2021 | RI | WED Coventry 6 | 59314 | COV6 | WT | OP | NA | WND |  | 23994.333 |  |  | EIA Prime Mover-level Data
2021 | RI | WED Coventry 6 | 59314 | COV6A | WT | OP | NA | WND |  | 23994.333 |  |  | EIA Prime Mover-level Data
2021 | RI | WED Coventry 6 | 59314 | COV6B | WT | OP | NA | WND |  | 23994.333 |  |  | EIA Prime Mover-level Data
2021 | CA | Hecate Energy Beacon Solar 1 | 59315 | BEAC1 | PV | OP | NA | SUN |  | 1246149 |  |  | EIA Prime Mover-level Data
2021 | CA | Hecate Energy Beacon Solar 3 | 59316 | BEAC3 | PV | OP | NA | SUN |  | 1233440 |  |  | EIA Prime Mover-level Data
2021 | CA | Hecate Energy Beacon Solar 4 | 59317 | BEAC4 | PV | OP | NA | SUN |  | 1096787 |  |  | EIA Prime Mover-level Data
2021 | NJ | North Run | 59318 | NRUN1 | PV | OP | NA | SUN |  | 65757 |  |  | EIA Prime Mover-level Data
2021 | NJ | Rock Solid | 59319 | ROCK1 | PV | OP | NA | SUN |  | 113597 |  |  | EIA Prime Mover-level Data
2021 | TX | Los Vientos Windpower III | 59320 | GEN1 | WT | OP | NA | WND |  | 5402675 |  |  | EIA Prime Mover-level Data
2021 | TX | Los Vientos Windpower IV | 59321 | GEN1 | WT | OP | NA | WND |  | 5559628 |  |  | EIA Prime Mover-level Data
2021 | CA | Pumpjack Solar I | 59322 | GEN1 | PV | OP | NA | SUN |  | 435385 |  |  | EIA Prime Mover-level Data
2021 | CA | Sacramento (SMUD) | 59323 | SMUPV | PV | OP | NA | SUN
2021 | OH | MCCo Solar Generating Facility | 59324 | MCCO1 | PV | OP | NA | SUN |  | 4430 |  |  | EIA Prime Mover-level Data
2021 | NC | Kings Mountain Energy Center | 59325 | ES-1 | CT | OP | CC | NG | 7418 | 19478836.803 | 52.3353 | 0.0053736 | EPA/CAMD | NEI avg EF - PM, fuel type, firing type | 2018
2021 | OH | Middletown Energy Center | 59326 | 1 | CT | OP | CC | NG | 6703 | 18310239.25 | 14.379 | 0.0015706 | EPA/CAMD | EPA/NEI | 2018
2021 | PA | Marlboro Mushrooms Solar Field | 59327 | GEN1 | PV | OP | NA | SUN |  | 12071 |  |  | EIA Prime Mover-level Data
2021 | CA | Golden Acorn Casino | 59328 | GAC1 | WT | OP | NA | WND |  | 39140 |  |  | EIA Prime Mover-level Data
2021 | CA | City of Soledad Water Reclamation | 59329 | SOL1 | WT | OP | NA | WND |  | 36926 |  |  | EIA Prime Mover-level Data
2021 | CA | Taylor Farms | 59330 | TAY1 | WT | OP | NA | WND |  | 35813 |  |  | EIA Prime Mover-level Data
2021 | CA | Anheuser-Busch #2 | 59331 | ANB2 | WT | OP | NA | WND |  | 40138 |  |  | EIA Prime Mover-level Data
2021 | TX | Mesquite Creek Wind | 59332 | MSCRK | WT | OP | NA | WND |  | 5549742 |  |  | EIA Prime Mover-level Data
2021 | NC | Faison Solar | 59333 | FAIS1 | PV | OP | NA | SUN |  | 27828 |  |  | EIA Prime Mover-level Data
2021 | CA | Catalina Solar 2, LLC | 59334 | INV-1 | PV | OP | NA | SUN |  | 426277 |  |  | EIA Prime Mover-level Data
2021 | GA | MCLB Landfill Gas to Energy | 59335 | GEN1 | IC | OP | NA | LFG |  | 3933 | 0.028908 | 0.0147 | EIA Prime Mover-level Data | Estimated using an emission factor
2021 | GA | MCLB Landfill Gas to Energy | 59335 | GEN2 | IC | SB | NA | LFG |  | 4347 | 0.03195 | 0.0147 | EIA Prime Mover-level Data | Estimated using an emission factor
2021 | NC | Harrell's Hill Solar Center LLC | 59337 | HHS1 | PV | OP | NA | SUN |  | 78262 |  |  | EIA Prime Mover-level Data
2021 | CA | Quinto Solar PV Project | 59339 | SSC13 | PV | OP | NA | SUN |  | 2433761 |  |  | EIA Prime Mover-level Data
2021 | OR | Dorena Hydro-Electric Facility | 59357 | FRNCS | HY | OP | NA | WAT |  | 9017.68 |  |  | EIA Prime Mover-level Data
2021 | OR | Dorena Hydro-Electric Facility | 59357 | KAPLN | HY | OP | NA | WAT |  | 39291.32 |  |  | EIA Prime Mover-level Data
2021 | MA | Devens | 59358 | MA2 | PV | OP | NA | SUN |  | 43146 |  |  | EIA Prime Mover-level Data
2021 | CA | SCE-Snowline-Duncan Road (North) | 59359 | 10400 | PV | OP | NA | SUN |  | 23814 |  |  | EIA Prime Mover-level Data
2021 | CA | SCE-Snowline-Duncan Road (South) | 59360 | 11113 | PV | OP | NA | SUN |  | 16015 |  |  | EIA Prime Mover-level Data
2021 | MA | Browne Solar LLC | 59361 | PV1 | PV | OP | NA | SUN |  | 12929 |  |  | EIA Prime Mover-level Data
2021 | MA | Indian Hill Solar LLC | 59362 | PV1 | PV | OP | NA | SUN |  | 13838 |  |  | EIA Prime Mover-level Data
2021 | MA | State Street Solar LLC | 59363 | PV1 | PV | OP | NA | SUN |  | 10398 |  |  | EIA Prime Mover-level Data
2021 | NJ | Plainfield One Solar LLC | 59364 | PV1 | PV | OP | NA | SUN |  | 11708 |  |  | EIA Prime Mover-level Data
2021 | NJ | 24 Applegate Solar LLC | 59365 | PV1 | PV | OP | NA | SUN |  | 11329 |  |  | EIA Prime Mover-level Data
2021 | NJ | G&S Wantage Solar LLC | 59366 | PV1 | PV | OP | NA | SUN |  | 75979 |  |  | EIA Prime Mover-level Data
2021 | NJ | Engelhard Solar LLC | 59367 | PV1 | PV | OP | NA | SUN |  | 7666 |  |  | EIA Prime Mover-level Data
2021 | MA | Westborough Solar LLC | 59368 | PV1 | PV | OP | NA | SUN |  | 18041 |  |  | EIA Prime Mover-level Data
2021 | NJ | 4 Applegate Solar LLC | 59370 | PV1 | PV | OP | NA | SUN |  | 17598 |  |  | EIA Prime Mover-level Data
2021 | NJ | 12 Applegate Solar LLC | 59371 | PV1 | PV | OP | NA | SUN |  | 18766 |  |  | EIA Prime Mover-level Data
2021 | OH | Broshco Fabricated Products | 59373 | 1 | GT | OP | NA | NG |  | 5216.936 | 0.020911 | 0.0080165 | EIA Prime Mover-level Data | NEI avg EF - PM, fuel type
2021 | OH | Broshco Fabricated Products | 59373 | 2 | GT | OP | NA | NG |  | 5216.936 | 0.020911 | 0.0080165 | EIA Prime Mover-level Data | NEI avg EF - PM, fuel type
2021 | OH | Broshco Fabricated Products | 59373 | 3 | GT | OP | NA | NG |  | 5216.936 | 0.020911 | 0.0080165 | EIA Prime Mover-level Data | NEI avg EF - PM, fuel type
2021 | OH | Broshco Fabricated Products | 59373 | 4 | GT | OP | NA | NG |  | 4782.191 | 0.019168 | 0.0080165 | EIA Prime Mover-level Data | NEI avg EF - PM, fuel type
2021 | OR | Old Mill Solar | 59374 | OMSLR | PV | OP | NA | SUN |  | 92312 |  |  | EIA Prime Mover-level Data
2021 | NC | Rose Hill | 59375 | ROSE1 | PV | OP | NA | SUN |  | 29624 |  |  | EIA Prime Mover-level Data
2021 | NC | Dunn | 59376 | DUNN1 | PV | OP | NA | SUN |  | 30925 |  |  | EIA Prime Mover-level Data
2021 | NC | Town of Cary | 59377 | CARY1 | PV | OP | NA | SUN |  | 19686 |  |  | EIA Prime Mover-level Data
2021 | IA | Wapsie Valley Creamery Back Up Generator | 59379 | 1 | IC | OP | NA | DFO
2021 | CA | Wildwood Solar I, LLC | 59380 | WLD1 | PV | OP | NA | SUN |  | 414313 |  |  | EIA Prime Mover-level Data
2021 | TX | The Methodist Hospital, Gas Turbine | 59381 | GT-1 | GT | OP | NA | NG |  | 264249 | 1.0592 | 0.0080165 | EIA Prime Mover-level Data | NEI avg EF - PM, fuel type
2021 | OR | Paisley Geothermal Generating Plant | 59382 | SVEP1 | ST | OS | NA | GEO
2021 | KS | East Kansas Agri-Energy, LLC | 59383 | KATO | ST | OP | NA | WH |  | 44022 |  |  | EIA Prime Mover-level Data
2021 | TX | South Plains Wind Phase I | 59384 | 1 | WT | OP | NA | WND |  | 6673760 |  |  | EIA Prime Mover-level Data
2021 | UT | Enterprise Solar, LLC | 59386 | ENTS1 | PV | OP | NA | SUN |  | 1950199 |  |  | EIA Prime Mover-level Data
2021 | UT | Escalante Solar I, LLC | 59387 | ESCS1 | PV | OP | NA | SUN |  | 1832959 |  |  | EIA Prime Mover-level Data
2021 | UT | Escalante Solar II, LLC | 59388 | ESCS2 | PV | OP | NA | SUN |  | 1851522 |  |  | EIA Prime Mover-level Data
2021 | UT | Escalante Solar III, LLC | 59389 | ESCS3 | PV | OP | NA | SUN |  | 1727030 |  |  | EIA Prime Mover-level Data
2021 | MA | True North | 59390 | TNE1 | PV | OP | NA | SUN |  | 59283 |  |  | EIA Prime Mover-level Data
2021 | TX | Red Gate Power Plant | 59391 | ENG01 | IC | OP | NA | NG |  | 298406.333 | 0.062964 | 0.000422 | EIA Prime Mover-level Data | Estimated using an emission factor
2021 | TX | Red Gate Power Plant | 59391 | ENG02 | IC | OP | NA | NG |  | 298406.333 | 0.062964 | 0.000422 | EIA Prime Mover-level Data | Estimated using an emission factor
2021 | TX | Red Gate Power Plant | 59391 | ENG03 | IC | OP | NA | NG |  | 298406.333 | 0.062964 | 0.000422 | EIA Prime Mover-level Data | Estimated using an emission factor
2021 | TX | Red Gate Power Plant | 59391 | ENG04 | IC | OP | NA | NG |  | 298406.333 | 0.062964 | 0.000422 | EIA Prime Mover-level Data | Estimated using an emission factor
2021 | TX | Red Gate Power Plant | 59391 | ENG05 | IC | OP | NA | NG |  | 298406.333 | 0.062964 | 0.000422 | EIA Prime Mover-level Data | Estimated using an emission factor
2021 | TX | Red Gate Power Plant | 59391 | ENG06 | IC | OP | NA | NG |  | 298406.333 | 0.062964 | 0.000422 | EIA Prime Mover-level Data | Estimated using an emission factor
2021 | TX | Red Gate Power Plant | 59391 | ENG07 | IC | OP | NA | NG |  | 298406.333 | 0.062964 | 0.000422 | EIA Prime Mover-level Data | Estimated using an emission factor
2021 | TX | Red Gate Power Plant | 59391 | ENG08 | IC | OP | NA | NG |  | 298406.333 | 0.062964 | 0.000422 | EIA Prime Mover-level Data | Estimated using an emission factor
2021 | TX | Red Gate Power Plant | 59391 | ENG09 | IC | OP | NA | NG |  | 298406.333 | 0.062964 | 0.000422 | EIA Prime Mover-level Data | Estimated using an emission factor
2021 | TX | Red Gate Power Plant | 59391 | ENG10 | IC | OP | NA | NG |  | 298406.333 | 0.062964 | 0.000422 | EIA Prime Mover-level Data | Estimated using an emission factor
2021 | TX | Red Gate Power Plant | 59391 | ENG11 | IC | OP | NA | NG |  | 298406.333 | 0.062964 | 0.000422 | EIA Prime Mover-level Data | Estimated using an emission factor
2021 | TX | Red Gate Power Plant | 59391 | ENG12 | IC | OP | NA | NG |  | 298406.333 | 0.062964 | 0.000422 | EIA Prime Mover-level Data | Estimated using an emission factor
2021 | KY | Blue Ridge Generating | 59392 | GEN1 | IC | OP | NA | LFG |  | 53913 | 0.39626 | 0.0147 | EIA Prime Mover-level Data | Estimated using an emission factor
2021 | NM | Eubank Landfill Solar Array | 59393 | ESNM1 | PV | OP | NA | SUN
2021 | MA | Grafton Solar | 59394 | KRS03 | PV | OP | NA | SUN |  | 19137 |  |  | EIA Prime Mover-level Data
2021 | CA | City of Tulare Water Facility | 59395 | MM26 | FC | OP | NA | NG |  | 117628 | 0 | 0 | EIA Prime Mover-level Data | Estimated using an emission factor
2021 | CA | City of Tulare Water Facility | 59395 | MM27 | FC | OP | NA | OBG |  | 126030 | 0 | 0 | EIA Prime Mover-level Data | Estimated using an emission factor
2021 | CA | City of Tulare Water Facility | 59395 | SC500 | PV | OP | NA | SUN |  | 10492.647 |  |  | EIA Prime Mover-level Data
2021 | CA | City of Tulare Water Facility | 59395 | SOLAR | PV | OP | NA | SUN |  | 25182.353 |  |  | EIA Prime Mover-level Data
2021 | MA | Shaffer | 59396 | SHF01 | PV | OP | NA | SUN |  | 56090 |  |  | EIA Prime Mover-level Data
2021 | NV | Searchlight Solar | 59404 | 1 | PV | OP | NA | SUN |  | 420228 |  |  | EIA Prime Mover-level Data
2021 | CA | Diamond Valley Solar Project | 59405 | PV11 | PV | OP | NA | SUN |  | 22911 |  |  | EIA Prime Mover-level Data
2021 | NC | Facile Solar | 59406 | SYS1 | PV | OP | NA | SUN |  | 22152 |  |  | EIA Prime Mover-level Data
2021 | TX | Newman Solar | 59407 | NEW1 | PV | OP | NA | SUN |  | 230043 |  |  | EIA Prime Mover-level Data
2021 | CA | Shafter Solar LLC | 59408 | 1 | PV | OP | NA | SUN |  | 450966 |  |  | EIA Prime Mover-level Data
2021 | CA | Madelyn Solar, LLC | 59409 | SNL17 | PV | OP | NA | SUN |  | 25963 |  |  | EIA Prime Mover-level Data
2021 | CA | Rudy Solar, LLC | 59410 | SNL19 | PV | OP | NA | SUN |  | 22591 |  |  | EIA Prime Mover-level Data
2021 | CA | Mitchell Solar, LLC | 59411 | SNL18 | PV | OP | NA | SUN |  | 17031 |  |  | EIA Prime Mover-level Data
2021 | CA | Algonquin SKIC20 Solar LLC | 59412 | SKI20 | PV | OP | NA | SUN |  | 411394 |  |  | EIA Prime Mover-level Data
2021 | CA | Corcoran Solar 2 | 59413 | C2CA | PV | OP | NA | SUN |  | 441833 |  |  | EIA Prime Mover-level Data
2021 | CA | Atwell Island West Solar | 59414 | AWCA | PV | OP | NA | SUN |  | 327236 |  |  | EIA Prime Mover-level Data
2021 | CT | Backus Microgrid Project | 59415 | BMP1 | IC | OP | NA | DFO |  | 2397.75 | 0.37165 | 0.31 | EIA Prime Mover-level Data | Estimated using an emission factor
2021 | CT | Backus Microgrid Project | 59415 | BMP2 | IC | OP | NA | DFO |  | 2397.75 | 0.37165 | 0.31 | EIA Prime Mover-level Data | Estimated using an emission factor
2021 | CT | Backus Microgrid Project | 59415 | BMP3 | IC | OP | NA | DFO |  | 2397.75 | 0.37165 | 0.31 | EIA Prime Mover-level Data | Estimated using an emission factor
2021 | CT | Backus Microgrid Project | 59415 | BMP4 | IC | OP | NA | DFO |  | 2397.75 | 0.37165 | 0.31 | EIA Prime Mover-level Data | Estimated using an emission factor
2021 | CA | Anaheim Solar Energy Plant | 59416 | PV1 | PV | OP | NA | SUN |  | 28236 |  |  | EIA Prime Mover-level Data
2021 | TX | Pleasant Hill Wind Energy Project | 59417 | WT1 | WT | OP | NA | WND |  | 216069 |  |  | EIA Prime Mover-level Data
2021 | CA | SCE-Snowline-White Road (South) | 59421 | 11111 | PV | OP | NA | SUN |  | 29668 |  |  | EIA Prime Mover-level Data
2021 | CA | SCE-Snowline-White Road (North) | 59422 | 10401 | PV | OP | NA | SUN |  | 31181 |  |  | EIA Prime Mover-level Data
2021 | CA | SCE-Snowline-White Rd (Central) | 59423 | 10402 | PV | OP | NA | SUN |  | 27635 |  |  | EIA Prime Mover-level Data
2021 | IN | IND Solar Farm (Phase IIA) | 59424 | IND2A | PV | OP | NA | SUN
2021 | IN | Zimmerman Energy | 59425 | ZE-#1 | IC | OP | NA | LFG |  | 183550 | 1.3491 | 0.0147 | EIA Prime Mover-level Data | Estimated using an emission factor
2021 | IN | Zimmerman Energy | 59425 | ZE-#2 | IC | OP | NA | LFG |  | 183550 | 1.3491 | 0.0147 | EIA Prime Mover-level Data | Estimated using an emission factor
2021 | IN | Zimmerman Energy | 59425 | ZE-#3 | IC | OP | NA | LFG |  | 183550 | 1.3491 | 0.0147 | EIA Prime Mover-level Data | Estimated using an emission factor
2021 | IN | Zimmerman Energy | 59425 | ZE#4 | IC | OP | NA | LFG |  | 146840 | 1.0793 | 0.0147 | EIA Prime Mover-level Data | Estimated using an emission factor
2021 | NC | GKS Solar | 59426 | GKS1 | PV | OP | NA | SUN |  | 75989 |  |  | EIA Prime Mover-level Data
2021 | NC | Two Mile Solar | 59427 | TMS1 | PV | OP | NA | SUN |  | 77349 |  |  | EIA Prime Mover-level Data
2021 | CA | Baker Creek Hydroelectric | 59428 | GENE1 | HY | OP | NA | WAT |  | 15162.933 |  |  | EIA Prime Mover-level Data
2021 | CA | Baker Creek Hydroelectric | 59428 | GENE2 | HY | OP | NA | WAT |  | 1083.067 |  |  | EIA Prime Mover-level Data
2021 | NC | Downs Farm Solar | 59429 | DOWN1 | PV | OP | NA | SUN |  | 74917 |  |  | EIA Prime Mover-level Data
2021 | NV | Solar Las Vegas MB-1 | 59430 | MB-1 | PV | OP | NA | SUN |  | 71637 |  |  | EIA Prime Mover-level Data
2021 | CA | Sierra Solar Greenworks | 59431 | SSG1 | PV | OP | NA | SUN |  | 339793 |  |  | EIA Prime Mover-level Data
2021 | IN | Duke Building 87 | 59432 | DUK87 | PV | OP | NA | SUN |  | 23911 |  |  | EIA Prime Mover-level Data
2021 | IN | Duke Building 98 | 59433 | DUK98 | PV | OP | NA | SUN |  | 32676 |  |  | EIA Prime Mover-level Data
2021 | IN | Duke Building 129 | 59434 | DU129 | PV | OP | NA | SUN |  | 40306 |  |  | EIA Prime Mover-level Data
2021 | SD | Oak Tree Energy | 59435 | OTE14 | WT | OP | NA | WND |  | 635087 |  |  | EIA Prime Mover-level Data
2021 | MI | Lennon Generating | 59436 | 10 | IC | OP | NA | LFG |  | 36648.667 | 0.26937 | 0.0147 | EIA Prime Mover-level Data | Estimated using an emission factor
2021 | MI | Lennon Generating | 59436 | 3 | IC | OP | NA | LFG |  | 18324.333 | 0.13468 | 0.0147 | EIA Prime Mover-level Data | Estimated using an emission factor
2021 | MI | Lennon Generating | 59436 | 4 | IC | OP | NA | LFG |  | 18324.333 | 0.13468 | 0.0147 | EIA Prime Mover-level Data | Estimated using an emission factor
2021 | MI | Lennon Generating | 59436 | 5 | IC | OP | NA | LFG |  | 18324.333 | 0.13468 | 0.0147 | EIA Prime Mover-level Data | Estimated using an emission factor
2021 | MI | Lennon Generating | 59436 | 6 | IC | OP | NA | LFG |  | 18324.333 | 0.13468 | 0.0147 | EIA Prime Mover-level Data | Estimated using an emission factor
2021 | MI | Lennon Generating | 59436 | 7 | IC | OP | NA | LFG |  | 36648.667 | 0.26937 | 0.0147 | EIA Prime Mover-level Data | Estimated using an emission factor
2021 | MI | Lennon Generating | 59436 | 8 | IC | OP | NA | LFG |  | 36648.667 | 0.26937 | 0.0147 | EIA Prime Mover-level Data | Estimated using an emission factor
2021 | MI | Lennon Generating | 59436 | 9 | IC | OP | NA | LFG |  | 36648.667 | 0.26937 | 0.0147 | EIA Prime Mover-level Data | Estimated using an emission factor
2021 | ME | Stillwater B | 59437 | SWB-1 | HY | OP | NA | WAT |  | 35897 |  |  | EIA Prime Mover-level Data
2021 | ME | Stillwater B | 59437 | SWB-2 | HY | OP | NA | WAT |  | 35897 |  |  | EIA Prime Mover-level Data
2021 | ME | Stillwater B | 59437 | SWB-3 | HY | OP | NA | WAT |  | 35897 |  |  | EIA Prime Mover-level Data
2021 | ME | Orono B | 59438 | ORB-1 | HY | OP | NA | WAT |  | 46594 |  |  | EIA Prime Mover-level Data
2021 | ME | Orono B | 59438 | ORB-2 | HY | OP | NA | WAT |  | 46594 |  |  | EIA Prime Mover-level Data
2021 | ME | Orono B | 59438 | ORB-3 | HY | OP | NA | WAT |  | 46594 |  |  | EIA Prime Mover-level Data
2021 | NC | COC Surry LFG, LLC | 59439 | UNIT1 | IC | OP | NA | LFG |  | 71706 | 0.52704 | 0.0147 | EIA Prime Mover-level Data | Estimated using an emission factor
2021 | CA | Adelanto Solar II, LLC | 59440 | SAS | PV | OP | NA | SUN |  | 153117 |  |  | EIA Prime Mover-level Data
2021 | CA | Adelanto Solar, LLC | 59441 | SAS | PV | OP | NA | SUN |  | 497401 |  |  | EIA Prime Mover-level Data
2021 | TX | Logans Gap Wind LLC | 59442 | 1 | WT | OP | NA | WND |  | 5751320 |  |  | EIA Prime Mover-level Data
2021 | CA | TA-Acacia, LLC | 59443 | WAS1 | PV | OP | NA | SUN |  | 506482 |  |  | EIA Prime Mover-level Data
2021 | AZ | Desert Star Hybrid | 59444 | PV1 | PV | OP | NA | SUN |  | 279677 |  |  | EIA Prime Mover-level Data
2021 | VT | St. Albans SPEED Project | 59445 | PV1 | PV | OP | NA | SUN |  | 23637 |  |  | EIA Prime Mover-level Data
2021 | NJ | Cranbury | 59446 | CRANB | PV | OP | NA | SUN |  | 57931 |  |  | EIA Prime Mover-level Data
2021 | WI | Waxdale | 59448 | CGEN1 | GT | OP | NA | LFG |  | 234266.5 | 2.5301 | 0.0216 | EIA Prime Mover-level Data | Estimated using an emission factor
2021 | WI | Waxdale | 59448 | CGEN2 | GT | OP | NA | NG |  | 234266.5 | 0.939 | 0.0080165 | EIA Prime Mover-level Data | NEI avg EF - PM, fuel type
2021 | WI | Waxdale | 59448 | WEC01 | WT | OP | NA | WND |  | 30380 |  |  | EIA Prime Mover-level Data
2021 | WI | Waxdale | 59448 | WEC02 | WT | OP | NA | WND |  | 30380 |  |  | EIA Prime Mover-level Data
2021 | GA | Decatur County Solar Project | 59449 | DCSP1 | PV | OP | NA | SUN |  | 351436 |  |  | EIA Prime Mover-level Data
2021 | GA | Decatur Parkway Solar Project, LLC | 59450 | DPSP1 | PV | OP | NA | SUN |  | 1358346 |  |  | EIA Prime Mover-level Data
2021 | NC | CBC Solar Energy Gen Fac Phase 2 | 59451 | PV2 | PV | OP | NA | SUN |  | 36391 |  |  | EIA Prime Mover-level Data
2021 | MI | East. Michigan Univ. Heating Plant | 59452 | COGN2 | GT | OP | NA | NG |  | 492659 | 1.9747 | 0.0080165 | EIA Prime Mover-level Data | NEI avg EF - PM, fuel type
2021 | NY | Albany Medical Ctr Cogen Plant | 59453 | GTG1A | GT | OP | NA | NG |  | 555332 | 2.2259 | 0.0080165 | EIA Prime Mover-level Data | NEI avg EF - PM, fuel type
2021 | AZ | Valencia Solar | 59454 | VALEN | PV | OP | NA | SUN |  | 237612 |  |  | EIA Prime Mover-level Data
2021 | AZ | Tech Park Solar | 59455 | TECHP | PV | OP | NA | SUN |  | 122581 |  |  | EIA Prime Mover-level Data
2021 | CA | P Plant | 59456 | P-TG4 | GT | OP | NA | NG |  | 197172.5 | 0.79032 | 0.0080165 | EIA Prime Mover-level Data | NEI avg EF - PM, fuel type
2021 | CA | P Plant | 59456 | P-TG5 | GT | OP | NA | NG |  | 197172.5 | 0.79032 | 0.0080165 | EIA Prime Mover-level Data | NEI avg EF - PM, fuel type
2021 | CA | Q Plant | 59457 | Q-TG1 | GT | OP | NA | NG |  | 367548 | 1.4732 | 0.0080165 | EIA Prime Mover-level Data | NEI avg EF - PM, fuel type
2021 | CA | W Plant | 59458 | W-TG1 | GT | OP | NA | NG |  | 349992 | 1.4029 | 0.0080165 | EIA Prime Mover-level Data | NEI avg EF - PM, fuel type
2021 | GA | Hickory Ridge Landfill Solar Project | 59459 | 5088 | PV | OP | NA | SUN
2021 | OK | Kay Wind, LLC | 59460 | KNG1 | WT | OP | NA | WND |  | 8456677 |  |  | EIA Prime Mover-level Data
2021 | CA | Bowerman Power LFG, LLC | 59461 | GEN01 | IC | OP | NA | LFG |  | 227164.857 | 1.6697 | 0.0147 | EIA Prime Mover-level Data | Estimated using an emission factor
2021 | CA | Bowerman Power LFG, LLC | 59461 | GEN02 | IC | OP | NA | LFG |  | 227164.857 | 1.6697 | 0.0147 | EIA Prime Mover-level Data | Estimated using an emission factor
2021 | CA | Bowerman Power LFG, LLC | 59461 | GEN03 | IC | OP | NA | LFG |  | 227164.857 | 1.6697 | 0.0147 | EIA Prime Mover-level Data | Estimated using an emission factor
2021 | CA | Bowerman Power LFG, LLC | 59461 | GEN04 | IC | OP | NA | LFG |  | 227164.857 | 1.6697 | 0.0147 | EIA Prime Mover-level Data | Estimated using an emission factor
2021 | CA | Bowerman Power LFG, LLC | 59461 | GEN05 | IC | OP | NA | LFG |  | 227164.857 | 1.6697 | 0.0147 | EIA Prime Mover-level Data | Estimated using an emission factor
2021 | CA | Bowerman Power LFG, LLC | 59461 | GEN06 | IC | OP | NA | LFG |  | 227164.857 | 1.6697 | 0.0147 | EIA Prime Mover-level Data | Estimated using an emission factor
2021 | CA | Bowerman Power LFG, LLC | 59461 | GEN07 | IC | OP | NA | LFG |  | 227164.857 | 1.6697 | 0.0147 | EIA Prime Mover-level Data | Estimated using an emission factor
2021 | CO | Denver Intl Airport IV Solar | 59462 | DIA4 | PV | OP | NA | SUN |  | 26531 |  |  | EIA Prime Mover-level Data
2021 | MA | Ayers Village Solar | 59463 | 1 | PV | OP | NA | SUN |  | 23417 |  |  | EIA Prime Mover-level Data
2021 | MA | Monson Solar | 59464 | 2 | PV | OP | NA | SUN |  | 36399 |  |  | EIA Prime Mover-level Data
2021 | MA | Sullivan Solar | 59465 | 1 | PV | OP | NA | SUN |  | 20066 |  |  | EIA Prime Mover-level Data
2021 | MA | Winchendon Solar | 59466 | 3 | PV | OP | NA | SUN |  | 22914 |  |  | EIA Prime Mover-level Data
2021 | MI | Coldwater Peaking Plant | 59467 | GEN1 | IC | OP | NA | NG |  | 4945.333 | 0.0010435 | 0.000422 | EIA Prime Mover-level Data | Estimated using an emission factor
2021 | MI | Coldwater Peaking Plant | 59467 | GEN2 | IC | OP | NA | NG |  | 4945.333 | 0.0010435 | 0.000422 | EIA Prime Mover-level Data | Estimated using an emission factor
2021 | MI | Coldwater Peaking Plant | 59467 | GEN3 | IC | OP | NA | NG |  | 4945.333 | 0.0010435 | 0.000422 | EIA Prime Mover-level Data | Estimated using an emission factor
2021 | MA | KS Solar Six LLC | 59468 | HUBB | PV | OP | NA | SUN |  | 25423 |  |  | EIA Prime Mover-level Data
2021 | CA | Alamo Solar | 59469 | ALAMO | PV | OP | NA | SUN |  | 417875 |  |  | EIA Prime Mover-level Data
2021 | NY | Cornell Snyder Road Solar Array | 59470 | CSR1 | PV | OP | NA | SUN |  | 15219 |  |  | EIA Prime Mover-level Data
2021 | NV | Ft. Churchill PV | 59472 | NVC7 | PV | OP | NA | SUN |  | 269811 |  |  | EIA Prime Mover-level Data
2021 | CA | Apple Campus 2 PV | 59473 | AC2PV | PV | OP | NA | SUN |  | 136191 |  |  | EIA Prime Mover-level Data
2021 | NC | Apple Data Center PV3 | 59474 | DCPV3 | PV | OP | NA | SUN |  | 312407 |  |  | EIA Prime Mover-level Data
2021 | TX | Palo Duro Wind | 59475 | GE1.7 | WT | OP | NA | WND |  | 9097483 |  |  | EIA Prime Mover-level Data
2021 | VT | Clarendon Solar Farm | 59476 | VT001 | PV | OP | NA | SUN |  | 24316 |  |  | EIA Prime Mover-level Data
2021 | VT | Claire Solar Farm | 59477 | CSF1 | PV | OP | NA | SUN |  | 28395 |  |  | EIA Prime Mover-level Data
2021 | IN | IMPA Richmond Solar Park | 59478 | SRICH | PV | OP | NA | SUN |  | 12132 |  |  | EIA Prime Mover-level Data
2021 | IN | IMPA Frankton Solar Park | 59479 | SFRAN | PV | OP | NA | SUN |  | 11391 |  |  | EIA Prime Mover-level Data
2021 | IN | IMPA Rensselaer Solar Park | 59480 | SRENS | PV | OP | NA | SUN |  | 13097 |  |  | EIA Prime Mover-level Data
2021 | IN | IMPA Peru Solar Park | 59481 | SPERU | PV | OP | NA | SUN |  | 14580 |  |  | EIA Prime Mover-level Data
2021 | IN | IMPA Tell City Solar Park | 59482 | STELL | PV | OP | NA | SUN |  | 13911 |  |  | EIA Prime Mover-level Data
2021 | IN | IMPA Crawfordsville Solar Park | 59483 | SCRAW | PV | OP | NA | SUN |  | 13024 |  |  | EIA Prime Mover-level Data
2021 | MA | Hadley Solar NG, LLC | 59484 | PV1 | PV | OP | NA | SUN |  | 30950 |  |  | EIA Prime Mover-level Data
2021 | MA | 265 Pleasant Solar NG, LLC | 59485 | PV2 | PV | OP | NA | SUN |  | 11964 |  |  | EIA Prime Mover-level Data
2021 | NC | Lanier Solar | 59486 | LANIE | PV | OP | NA | SUN |  | 82204 |  |  | EIA Prime Mover-level Data
2021 | NC | Highwater Solar I | 59487 | HIGHW | PV | OP | NA | SUN |  | 82124 |  |  | EIA Prime Mover-level Data
2021 | NC | Bearford Solar II | 59488 | BEARF | PV | OP | NA | SUN |  | 83734 |  |  | EIA Prime Mover-level Data
2021 | OH | Anthony Wayne Solar #1 | 59489 | AWS1 | PV | OP | NA | SUN |  | 14903 |  |  | EIA Prime Mover-level Data
2021 | OR | Jett Creek Windfarm (Burnt River) | 59490 | JCW | WT | OP | NA | WND |  | 268226 |  |  | EIA Prime Mover-level Data
2021 | OR | Benson Creek Windfarm (Burnt River) | 59491 | BCW | WT | OP | NA | WND |  | 294100 |  |  | EIA Prime Mover-level Data
2021 | OR | Durbin Creek Windfarm (Burnt River) | 59492 | DCW | WT | OP | NA | WND |  | 258621 |  |  | EIA Prime Mover-level Data
2021 | OR | Prospector Windfarm (Burnt River) | 59493 | PW | WT | OP | NA | WND |  | 273523 |  |  | EIA Prime Mover-level Data
2021 | OR | Willow Spring Windfarm (Burnt River) | 59494 | WSW | WT | OP | NA | WND |  | 294913 |  |  | EIA Prime Mover-level Data
2021 | CT | Antares-GRE 314 East Lyme LLC | 59495 | GRE01 | PV | OP | NA | SUN |  | 53563 |  |  | EIA Prime Mover-level Data
2021 | ID | BYUI Central Energy Facility | 59496 | ST601 | GT | OP | NA | NG |  | 484129 | 1.9405 | 0.0080165 | EIA Prime Mover-level Data | NEI avg EF - PM, fuel type
2021 | NC | Andrew Solar | 59497 | PV1 | PV | OP | NA | SUN |  | 81116 |  |  | EIA Prime Mover-level Data
2021 | NC | Tracy Solar | 59498 | PV1 | PV | OP | NA | SUN |  | 157299 |  |  | EIA Prime Mover-level Data
2021 | NC | Candace Solar | 59499 | PV1 | PV | OP | NA | SUN |  | 78197 |  |  | EIA Prime Mover-level Data
2021 | NC | Sarah Solar | 59500 | SARAH | PV | OP | NA | SUN |  | 73167 |  |  | EIA Prime Mover-level Data
2021 | NC | Nitro Solar | 59501 | NITRO | PV | OP | NA | SUN |  | 66793 |  |  | EIA Prime Mover-level Data
2021 | NC | Melinda Solar | 59502 | PV1 | PV | OP | NA | SUN |  | 75059 |  |  | EIA Prime Mover-level Data
2021 | NC | Jacob Solar | 59503 | PV1 | PV | OP | NA | SUN |  | 79933 |  |  | EIA Prime Mover-level Data
2021 | NC | Porter Solar | 59504 | PV1 | PV | OP | NA | SUN |  | 65801 |  |  | EIA Prime Mover-level Data
2021 | NC | Sun Devil Solar | 59505 | PV1 | PV | OP | NA | SUN |  | 77394 |  |  | EIA Prime Mover-level Data
2021 | NC | Quincy Solar | 59506 | PV1 | PV | OP | NA | SUN |  | 60309 |  |  | EIA Prime Mover-level Data
2021 | NC | Kenneth Solar | 59507 | PV1 | PV | OP | NA | SUN |  | 41209 |  |  | EIA Prime Mover-level Data
2021 | NC | Chei Solar | 59508 | PV1 | PV | OP | NA | SUN |  | 72991 |  |  | EIA Prime Mover-level Data
2021 | NC | Murdock Solar | 59509 | PV1 | PV | OP | NA | SUN |  | 60381 |  |  | EIA Prime Mover-level Data
2021 | NC | Husky Solar | 59510 | PV1 | PV | OP | NA | SUN |  | 78507 |  |  | EIA Prime Mover-level Data
2021 | NC | Beetle Solar | 59511 | PV1 | PV | OP | NA | SUN |  | 57100 |  |  | EIA Prime Mover-level Data
2021 | NC | Happy Solar | 59512 | PV1 | PV | OP | NA | SUN |  | 63386 |  |  | EIA Prime Mover-level Data
2021 | NC | Meadows PV 1 | 59513 | MEAD1 | PV | OP | NA | SUN |  | 305117 |  |  | EIA Prime Mover-level Data
2021 | NC | Flat Meeks PV 1 | 59514 | FLAT1 | PV | OP | NA | SUN |  | 77057 |  |  | EIA Prime Mover-level Data
2021 | NC | Benthall Bridge PV 1 | 59515 | BENT1 | PV | OP | NA | SUN |  | 86855 |  |  | EIA Prime Mover-level Data
2021 | NC | American Legion PV 1 | 59516 | AMLEG | PV | OP | NA | SUN |  | 241582 |  |  | EIA Prime Mover-level Data
2021 | NC | Baker PV 1 | 59517 | BAKE1 | PV | OP | NA | SUN |  | 78948 |  |  | EIA Prime Mover-level Data
2021 | NC | Grandy PV 1 | 59518 | GRAND | PV | OP | NA | SUN |  | 255747 |  |  | EIA Prime Mover-level Data
2021 | NC | Old Catawba PV 1 | 59519 | OLDC | PV | OP | NA | SUN |  | 52192 |  |  | EIA Prime Mover-level Data
2021 | NC | Manning PV 1 | 59520 | MANN | PV | OP | NA | SUN |  | 84865 |  |  | EIA Prime Mover-level Data
2021 | NC | Little River PV 1 | 59521 | LTLRV | PV | OP | NA | SUN |  | 79506 |  |  | EIA Prime Mover-level Data
2021 | CA | Giffen Solar Park | 59522 | FRGSP | PV | OP | NA | SUN |  | 272000 |  |  | EIA Prime Mover-level Data
2021 | CA | Five Points Solar Park | 59523 | FRFSP | PV | OP | NA | SUN |  | 1254282 |  |  | EIA Prime Mover-level Data
2021 | CA | Blackwell Solar Park | 59524 | FRBSP | PV | OP | NA | SUN |  | 414656 |  |  | EIA Prime Mover-level Data
2021 | CA | Wright Solar Park | 59525 | FRWSP | PV | OP | NA | SUN |  | 4444767 |  |  | EIA Prime Mover-level Data
2021 | NC | Whitakers | 59526 | WHIT1 | PV | OP | NA | SUN |  | 233180 |  |  | EIA Prime Mover-level Data
2021 | NC | Kelford | 59527 | KELF1 | PV | OP | NA | SUN |  | 384148 |  |  | EIA Prime Mover-level Data
2021 | CA | Solar Oasis LLC | 59528 | OASIS | PV | OP | NA | SUN |  | 455239 |  |  | EIA Prime Mover-level Data
2021 | ID | Bannock County LFG to Energy | 59529 | GEN 2 | IC | OP | NA | LFG |  | 60824.5 | 0.44706 | 0.0147 | EIA Prime Mover-level Data | Estimated using an emission factor
2021 | ID | Bannock County LFG to Energy | 59529 | GEN1 | IC | OP | NA | LFG |  | 60824.5 | 0.44706 | 0.0147 | EIA Prime Mover-level Data | Estimated using an emission factor
2021 | NC | Pasquotank | 59530 | PASQ1 | PV | OP | NA | SUN |  | 377099 |  |  | EIA Prime Mover-level Data
2021 | CA | Borden Solar Farm | 59531 | BRDN | PV | OP | NA | SUN |  | 1064828 |  |  | EIA Prime Mover-level Data
2021 | CA | Springbok Solar Farm 1 | 59532 | SB1 | PV | OP | NA | SUN |  | 2615674 |  |  | EIA Prime Mover-level Data
2021 | NC | Princeton | 59533 | PRCTN | PV | OP | NA | SUN |  | 78234 |  |  | EIA Prime Mover-level Data
2021 | NC | 4Oaks | 59534 | 4OAKS | PV | OP | NA | SUN |  | 74263 |  |  | EIA Prime Mover-level Data
2021 | GA | SR Hazlehurst | 59535 | HAZLE | PV | OP | NA | SUN |  | 308991 |  |  | EIA Prime Mover-level Data
2021 | CA | Coronus Adelanto West 1 | 59536 | AWI | PV | OP | NA | SUN |  | 29367 |  |  | EIA Prime Mover-level Data
2021 | CA | Coronus Adelanto West 2 | 59537 | AW2 | PV | OP | NA | SUN |  | 28934 |  |  | EIA Prime Mover-level Data
2021 | CA | Park Meridian #1 | 59539 | 1 | PV | OP | NA | SUN |  | 24859 |  |  | EIA Prime Mover-level Data
2021 | CA | Rancho Cucamonga Dist #1 | 59540 | 2 | PV | OP | NA | SUN |  | 28139 |  |  | EIA Prime Mover-level Data
2021 | CA | Terra Francesco | 59541 | 3 | PV | OP | NA | SUN |  | 19764 |  |  | EIA Prime Mover-level Data
2021 | NC | Innovative Solar 6 | 59542 | IS6 | PV | OP | NA | SUN |  | 48397 |  |  | EIA Prime Mover-level Data
2021 | MA | Acton Solar Landfill | 59543 | ACTON | PV | OP | NA | SUN |  | 15990 |  |  | EIA Prime Mover-level Data
2021 | NJ | Parlin Solar LLC | 59544 | PV1 | PV | OP | NA | SUN |  | 8508 |  |  | EIA Prime Mover-level Data
2021 | OH | Springfield Solar LLC | 59545 | PV1 | PV | OP | NA | SUN |  | 8047 |  |  | EIA Prime Mover-level Data
2021 | PA | Beaver Solar LLC | 59546 | PV1 | PV | OP | NA | SUN |  | 11666 |  |  | EIA Prime Mover-level Data
2021 | IN | Fowler Ridge IV Wind Farm LLC | 59547 | 1 | WT | OP | NA | WND |  | 3501731 |  |  | EIA Prime Mover-level Data
2021 | NC | Creswell Alligood Solar, LLC | 59548 | CRES1 | PV | OP | NA | SUN |  | 244880 |  |  | EIA Prime Mover-level Data
2021 | NC | Everetts Wildcat Solar, LLC | 59549 | EVER1 | PV | OP | NA | SUN |  | 89358 |  |  | EIA Prime Mover-level Data
2021 | CA | Putah Creek Solar Farm | 59550 | PCSF | PV | OP | NA | SUN |  | 46055 |  |  | EIA Prime Mover-level Data
2021 | NC | FLS Solar 200, LLC | 59551 | FLS1 | PV | OP | NA | SUN |  | 52924 |  |  | EIA Prime Mover-level Data
2021 | NC | FLS Solar 170, LLC | 59552 | FLS1 | PV | OP | NA | SUN |  | 29916 |  |  | EIA Prime Mover-level Data
2021 | NC | Innovative Solar 14, LLC | 59553 | FLS1 | PV | OP | NA | SUN |  | 29041 |  |  | EIA Prime Mover-level Data
2021 | NC | Innovative Solar 15, LLC | 59554 | FLS1 | PV | OP | NA | SUN |  | 27812 |  |  | EIA Prime Mover-level Data
2021 | CA | Vega Solar | 59555 | VEGA1 | PV | OP | NA | SUN |  | 442060 |  |  | EIA Prime Mover-level Data
2021 | GA | Dalton 2 | 59556 | 1 | PV | OP | NA | SUN |  | 93275 |  |  | EIA Prime Mover-level Data
2021 | CA | Apple Campus 2 Fuel Cell | 59557 | AC2FC | FC | OP | NA | LFG |  | 196872 | 0 | 0 | EIA Prime Mover-level Data | Estimated using an emission factor
2021 | NM | Sandoval Solar Energy Center | 59558 | SSEC1 | PV | OP | NA | SUN |  | 126065 |  |  | EIA Prime Mover-level Data
2021 | NM | Springer Solar 1 | 59560 | SPRG1 | PV | OP | NA | SUN |  | 21506 |  |  | EIA Prime Mover-level Data
2021 | NC | Crockett Farm | 59561 | PV1 | PV | OP | NA | SUN |  | 80728 |  |  | EIA Prime Mover-level Data
2021 | NC | Eastover Farm | 59562 | PV1 | PV | OP | NA | SUN |  | 79649 |  |  | EIA Prime Mover-level Data
2021 | NC | Foxfire Solar Farm | 59563 | PV1 | PV | OP | NA | SUN |  | 84857 |  |  | EIA Prime Mover-level Data
2021 | NC | Hutchinson Farm | 59564 | PV1 | PV | OP | NA | SUN |  | 86397 |  |  | EIA Prime Mover-level Data
2021 | NC | Keen Farm | 59565 | PV1 | PV | OP | NA | SUN |  | 79002 |  |  | EIA Prime Mover-level Data
2021 | NC | Ashley Solar Farm | 59566 | PV1 | PV | OP | NA | SUN |  | 63113 |  |  | EIA Prime Mover-level Data
2021 | NC | Bearford Farm Solar Project | 59567 | PV1 | PV | OP | NA | SUN |  | 81560 |  |  | EIA Prime Mover-level Data
2021 | SC | Whitetail Solar | 59569 | PV1 | PV | OP | NA | SUN
2021 | NC | Mocksville Solar | 59570 | PV1 | PV | OP | NA | SUN |  | 240255 |  |  | EIA Prime Mover-level Data
2021 | MA | Tisbury Landfill Solar | 59573 | TIS1 | PV | OP | NA | SUN |  | 12776 |  |  | EIA Prime Mover-level Data
2021 | MI | Southeast Berrien Generating Facility | 59574 | SBL | IC | OP | NA | LFG |  | 270139 | 1.9855 | 0.0147 | EIA Prime Mover-level Data | Estimated using an emission factor
2021 | NC | Manway Solar Farm | 59575 | PV1 | PV | OP | NA | SUN |  | 83366 |  |  | EIA Prime Mover-level Data
2021 | NC | Millikan Farm | 59576 | GEN1 | PV | OP | NA | SUN |  | 83884 |  |  | EIA Prime Mover-level Data
2021 | NC | Misenheimer Farm | 59577 | PV1 | PV | OP | NA | SUN |  | 79774 |  |  | EIA Prime Mover-level Data
2021 | NC | Monroe Moore Farm | 59578 | PV1 | PV | OP | NA | SUN |  | 82080 |  |  | EIA Prime Mover-level Data
2021 | NC | Franklin Solar 2 | 59579 | PV1 | PV | OP | NA | SUN |  | 33030 |  |  | EIA Prime Mover-level Data
2021 | NC | Stout Farm | 59581 | PV1 | PV | OP | NA | SUN |  | 81231 |  |  | EIA Prime Mover-level Data
2021 | NC | Tart Farm | 59583 | PV1 | PV | OP | NA | SUN |  | 74989 |  |  | EIA Prime Mover-level Data
2021 | NC | Wellons Farm | 59584 | PV1 | PV | OP | NA | SUN |  | 94833 |  |  | EIA Prime Mover-level Data
2021 | NC | Woodland Church Farm | 59586 | PV1 | PV | OP | NA | SUN |  | 81877 |  |  | EIA Prime Mover-level Data
2021 | NC | Yadkin 601 Farm | 59587 | PV1 | PV | OP | NA | SUN |  | 51846 |  |  | EIA Prime Mover-level Data
2021 | NC | Rutherford Farm | 59589 | PV1 | PV | OP | NA | SUN |  | 1213835 |  |  | EIA Prime Mover-level Data
2021 | NC | Schell Solar Farm | 59591 | PV1 | PV | OP | NA | SUN |  | 77420 |  |  | EIA Prime Mover-level Data
2021 | NC | Sedberry Farm | 59592 | PV1 | PV | OP | NA | SUN |  | 76704 |  |  | EIA Prime Mover-level Data
2021 | NC | Spring Valley Farm 2, LLC | 59593 | PV1 | PV | OP | NA | SUN |  | 83814 |  |  | EIA Prime Mover-level Data
2021 | NC | Stikeleather Farm | 59595 | PV1 | PV | OP | NA | SUN |  | 84912 |  |  | EIA Prime Mover-level Data
2021 | CA | Colton Solar One, LLC | 59597 | CS001 | PV | OP | NA | SUN |  | 41979 |  |  | EIA Prime Mover-level Data
2021 | CA | Colton Solar Two, LLC | 59598 | CS002 | PV | OP | NA | SUN |  | 16085 |  |  | EIA Prime Mover-level Data
2021 | CA | Tropico Solar PV Plant | 59599 | GEN1 | PV | OP | NA | SUN |  | 239290 |  |  | EIA Prime Mover-level Data
2021 | CA | Nicolis Solar PV Plant | 59600 | GEN1 | PV | OP | NA | SUN |  | 355064 |  |  | EIA Prime Mover-level Data
2021 | NJ | L&D Landfill Solar | 59601 | L&D | PV | OP | NA | SUN |  | 149422 |  |  | EIA Prime Mover-level Data
2021 | NC | Walters Solar (FLS 260) | 59603 | FLS1 | PV | OP | NA | SUN |  | 72293 |  |  | EIA Prime Mover-level Data
2021 | NC | Stagecoach Solar | 59604 | FLS1 | PV | OP | NA | SUN |  | 77182 |  |  | EIA Prime Mover-level Data
2021 | NC | Vicksburg Solar | 59605 | FLS1 | PV | OP | NA | SUN |  | 78579 |  |  | EIA Prime Mover-level Data
2021 | NC | Soul City Solar | 59606 | FLS1 | PV | OP | NA | SUN |  | 46657 |  |  | EIA Prime Mover-level Data
2021 | CA | Maricopa West Solar PV, LLC | 59607 | MWS | PV | OP | NA | SUN |  | 326300 |  |  | EIA Prime Mover-level Data
2021 | CA | AP North Lake I, LP | 59610 | APNLI | PV | OP | NA | SUN |  | 285320 |  |  | EIA Prime Mover-level Data
2021 | FL | LKL BLBD, LLC | 59611 | LKLBB | PV | OP | NA | SUN |  | 79834 |  |  | EIA Prime Mover-level Data
2021 | NY | Town of Williamson Landfill PV | 59613 | TWLL | PV | OP | NA | SUN |  | 14377 |  |  | EIA Prime Mover-level Data
2021 | VA | Monterey Diesel Generation Facility | 59614 | MDG1 | IC | OP | NA | DFO |  | 185.5 | 0.028753 | 0.31 | EIA Prime Mover-level Data | Estimated using an emission factor
2021 | VA | Monterey Diesel Generation Facility | 59614 | MDG10 | IC | OP | NA | DFO |  | 185.5 | 0.028753 | 0.31 | EIA Prime Mover-level Data | Estimated using an emission factor
2021 | VA | Monterey Diesel Generation Facility | 59614 | MDG2 | IC | OP | NA | DFO |  | 185.5 | 0.028753 | 0.31 | EIA Prime Mover-level Data | Estimated using an emission factor
2021 | VA | Monterey Diesel Generation Facility | 59614 | MDG3 | IC | OP | NA | DFO |  | 185.5 | 0.028753 | 0.31 | EIA Prime Mover-level Data | Estimated using an emission factor
2021 | VA | Monterey Diesel Generation Facility | 59614 | MDG4 | IC | OP | NA | DFO |  | 185.5 | 0.028753 | 0.31 | EIA Prime Mover-level Data | Estimated using an emission factor
2021 | VA | Monterey Diesel Generation Facility | 59614 | MDG5 | IC | OP | NA | DFO |  | 185.5 | 0.028753 | 0.31 | EIA Prime Mover-level Data | Estimated using an emission factor
2021 | VA | Monterey Diesel Generation Facility | 59614 | MDG6 | IC | OP | NA | DFO |  | 185.5 | 0.028753 | 0.31 | EIA Prime Mover-level Data | Estimated using an emission factor
2021 | VA | Monterey Diesel Generation Facility | 59614 | MDG7 | IC | OP | NA | DFO |  | 185.5 | 0.028753 | 0.31 | EIA Prime Mover-level Data | Estimated using an emission factor
2021 | VA | Monterey Diesel Generation Facility | 59614 | MDG8 | IC | OP | NA | DFO |  | 185.5 | 0.028753 | 0.31 | EIA Prime Mover-level Data | Estimated using an emission factor
2021 | VA | Monterey Diesel Generation Facility | 59614 | MDG9 | IC | OP | NA | DFO |  | 185.5 | 0.028753 | 0.31 | EIA Prime Mover-level Data | Estimated using an emission factor
2021 | NM | Meadow Lake Solar Energy Center | 59618 | MLK | PV | OP | NA | SUN |  | 216742 |  |  | EIA Prime Mover-level Data
2021 | NM | Cibola | 59619 | CBLA | PV | OP | NA | SUN |  | 176544 |  |  | EIA Prime Mover-level Data
2021 | UT | South Milford Solar Plant | 59620 | SMS1 | PV | OP | NA | SUN |  | 50104 |  |  | EIA Prime Mover-level Data
2021 | TX | TX Jumbo Road Wind | 59621 | JRWND | WT | OP | NA | WND |  | 8733947 |  |  | EIA Prime Mover-level Data
2021 | MA | Future Generation Wind | 59622 | FGMA | WT | OP | NA | WND |  | 109786 |  |  | EIA Prime Mover-level Data
2021 | NY | Clarkson Solar | 59623 | CSPV | PV | OP | NA | SUN |  | 17943 |  |  | EIA Prime Mover-level Data
2021 | MA | Twiss Street Solar | 59624 | PV1 | PV | OP | NA | SUN |  | 19764 |  |  | EIA Prime Mover-level Data
2021 | MA | Chicopee River Solar | 59625 | PV1 | PV | OP | NA | SUN |  | 27351 |  |  | EIA Prime Mover-level Data
2021 | MA | Chicopee Granby Road Solar | 59626 | PV1 | PV | OP | NA | SUN |  | 20843 |  |  | EIA Prime Mover-level Data
2021 | NJ | Harmony | 59627 | HRMNY | PV | OP | NA | SUN |  | 37492 |  |  | EIA Prime Mover-level Data
2021 | NJ | Hanover | 59628 | HNOVR | PV | OP | NA | SUN |  | 66200 |  |  | EIA Prime Mover-level Data
2021 | NY | Jericho Rise Wind Farm LLC | 59629 | GEN1 | WT | OP | NA | WND |  | 1770059 |  |  | EIA Prime Mover-level Data
2021 | NJ | CentraState Medical Center PV Facility | 59630 | CS | PV | OP | NA | SUN |  | 63521 |  |  | EIA Prime Mover-level Data
2021 | NJ | Imclone Solar Electric Facility | 59631 | IM | PV | OP | NA | SUN |  | 98636 |  |  | EIA Prime Mover-level Data
2021 | KS | Midwest Energy Community Solar Array | 59632 | 1036 | PV | OP | NA | SUN |  | 9834 |  |  | EIA Prime Mover-level Data
2021 | CA | Kettleman Solar -Centaurus | 59633 | KS | PV | OP | NA | SUN |  | 472720 |  |  | EIA Prime Mover-level Data
2021 | AZ | Sandstone Solar | 59634 | SNDST | PV | OP | NA | SUN |  | 1054909 |  |  | EIA Prime Mover-level Data
2021 | IL | Clinton LFGTE | 59635 | 1 | IC | OP | NA | LFG |  | 90128.5 | 0.66244 | 0.0147 | EIA Prime Mover-level Data | Estimated using an emission factor
2021 | IL | Clinton LFGTE | 59635 | 2 | IC | OP | NA | LFG |  | 90128.5 | 0.66244 | 0.0147 | EIA Prime Mover-level Data | Estimated using an emission factor
2021 | MA | Charlton Solar I CSG | 59636 | 37021 | PV | OP | NA | SUN |  | 44471 |  |  | EIA Prime Mover-level Data
2021 | IA | Adams Wind | 59637 | ADWF | WT | OP | NA | WND |  | 105635.013 |  |  | EIA Prime Mover-level Data
2021 | IA | Adams Wind | 59637 | ADWF2 | WT | OP | NA | WND |  | 973190.651 |  |  | EIA Prime Mover-level Data
2021 | IA | Adams Wind | 59637 | ADWF3 | WT | OP | NA | WND |  | 1303581.011 |  |  | EIA Prime Mover-level Data
2021 | IA | Adams Wind | 59637 | ADWF4 | WT | OP | NA | WND |  | 1085568.325 |  |  | EIA Prime Mover-level Data
2021 | CA | Coronal Lost Hills | 59638 | CLH | PV | OP | NA | SUN |  | 453830 |  |  | EIA Prime Mover-level Data
2021 | MA | 631-56 Airport Owner, LLC | 59639 | LIGHT | WT | OA | NA | WND |  | 477 |  |  | EIA Prime Mover-level Data
2021 | NC | Garysburg Solar | 59641 | 5MWPV | PV | OP | NA | SUN |  | 81992 |  |  | EIA Prime Mover-level Data
2021 | NC | Gaston Solar | 59642 | 5MWPV | PV | OP | NA | SUN |  | 83585 |  |  | EIA Prime Mover-level Data
2021 | NC | Seaboard Solar LLC | 59643 | 5MWPV | PV | OP | NA | SUN |  | 77509 |  |  | EIA Prime Mover-level Data
2021 | NC | Mt Olive Solar 1 | 59645 | FLS1 | PV | OP | NA | SUN |  | 77128 |  |  | EIA Prime Mover-level Data
2021 | NC | FLS Solar 230 (Warren) | 59646 | FLS1 | PV | OP | NA | SUN |  | 75634 |  |  | EIA Prime Mover-level Data
2021 | OK | Stillwater Energy Center | 59647 | 1 | IC | OP | NA | NG |  | 237382.333 | 0.050088 | 0.000422 | EIA Prime Mover-level Data | Estimated using an emission factor
2021 | OK | Stillwater Energy Center | 59647 | 2 | IC | OP | NA | NG |  | 237382.333 | 0.050088 | 0.000422 | EIA Prime Mover-level Data | Estimated using an emission factor
2021 | OK | Stillwater Energy Center | 59647 | 3 | IC | OP | NA | NG |  | 237382.333 | 0.050088 | 0.000422 | EIA Prime Mover-level Data | Estimated using an emission factor
2021 | NC | Tarboro Solar | 59648 | 5MWPV | PV | OP | NA | SUN |  | 68022 |  |  | EIA Prime Mover-level Data
2021 | TX | Nelson Gardens Landfill Gas to Energy | 59649 | UNIT1 | IC | OP | NA | LFG |  | 39382.75 | 0.28946 | 0.0147 | EIA Prime Mover-level Data | Estimated using an emission factor
2021 | TX | Nelson Gardens Landfill Gas to Energy | 59649 | UNIT2 | IC | OP | NA | LFG |  | 39382.75 | 0.28946 | 0.0147 | EIA Prime Mover-level Data | Estimated using an emission factor
2021 | TX | Nelson Gardens Landfill Gas to Energy | 59649 | UNIT3 | IC | OP | NA | LFG |  | 39382.75 | 0.28946 | 0.0147 | EIA Prime Mover-level Data | Estimated using an emission factor
2021 | TX | Nelson Gardens Landfill Gas to Energy | 59649 | UNIT4 | IC | OP | NA | LFG |  | 39382.75 | 0.28946 | 0.0147 | EIA Prime Mover-level Data | Estimated using an emission factor
2021 | GA | CII Methane Management III LFG Plant | 59650 | GEN1 | IC | OP | NA | LFG |  | 88290 | 0.64893 | 0.0147 | EIA Prime Mover-level Data | Estimated using an emission factor
2021 | CA | Forever 21 Retail, Inc. | 59651 | W4161 | PV | OP | NA | SUN |  | 18278 |  |  | EIA Prime Mover-level Data
2021 | CA | Nordhoff Place | 59652 | W4162 | PV | OP | NA | SUN |  | 14042 |  |  | EIA Prime Mover-level Data
2021 | NM | City of Truth or Consequences PV | 59653 | COTC | PV | OP | NA | SUN |  | 31427 |  |  | EIA Prime Mover-level Data
2021 | TX | Sendero | 59654 | 1 | WT | OP | NA | WND |  | 2303698 |  |  | EIA Prime Mover-level Data
2021 | SD | Campbell County Wind Farm | 59655 | CCWF1 | WT | OP | NA | WND |  | 3336110 |  |  | EIA Prime Mover-level Data
2021 | CO | Comanche Solar | 59656 | COMCH | PV | OP | NA | SUN |  | 2200378 |  |  | EIA Prime Mover-level Data
2021 | CA | Imperial Valley Solar Co (IVSC) 2, LLC | 59657 | IVSC2 | PV | OP | NA | SUN |  | 405963 |  |  | EIA Prime Mover-level Data
2021 | CA | SPI Anderson 2 | 59658 | BLR1 | ST | OP | NA | WDS |  | 3034739 | 15.7493 | 0.010379 | EIA Unit-level Data | NEI avg EF - PM, fuel type
2021 | UT | Washington City Electric Generation | 59660 | 3 | IC | OP | NA | NG |  | 12737 | 0.0026875 | 0.000422 | EIA Prime Mover-level Data | Estimated using an emission factor
2021 | UT | Washington City Electric Generation | 59660 | 4 | IC | OP | NA | NG |  | 12737 | 0.0026875 | 0.000422 | EIA Prime Mover-level Data | Estimated using an emission factor
2021 | UT | Washington City Electric Generation | 59660 | 9 | IC | OP | NA | NG |  | 12737 | 0.0026875 | 0.000422 | EIA Prime Mover-level Data | Estimated using an emission factor
2021 | CA | Tehachapi Energy Storage Project | 59661 | TSP1 | BA | OS | NA | MWH
2021 | NC | Cornwall Solar Center, LLC | 59663 | CSC1 | PV | OP | NA | SUN |  | 81753 |  |  | EIA Prime Mover-level Data
2021 | MO | City of West Plains Power Station | 59664 | UNIT1 | GT | SB | NA | NG |  | 25917.03 | 0.10388 | 0.0080165 | EIA Prime Mover-level Data | NEI avg EF - PM, fuel type
2021 | MO | City of West Plains Power Station | 59664 | UNIT2 | GT | SB | NA | NG |  | 22069.97 | 0.088462 | 0.0080165 | EIA Prime Mover-level Data | NEI avg EF - PM, fuel type
2021 | NC | Innovative Solar 37 LLC | 59665 | IS037 | PV | OP | NA | SUN |  | 1279158 |  |  | EIA Prime Mover-level Data
2021 | NC | Innovative Solar 47 | 59666 | IS047 | PV | OP | NA | SUN |  | 616187 |  |  | EIA Prime Mover-level Data
2021 | NC | Innovative Solar 48 | 59667 | IS048 | PV | OP | NA | SUN |  | 73406 |  |  | EIA Prime Mover-level Data
2021 | NC | Innovative Solar 54 | 59669 | IS054 | PV | OP | NA | SUN |  | 891598 |  |  | EIA Prime Mover-level Data
2021 | NC | Innovative Solar 23 | 59670 | IS023 | PV | OP | NA | SUN |  | 31809 |  |  | EIA Prime Mover-level Data
2021 | NC | Innovative Solar 46 | 59671 | IS046 | PV | OP | NA | SUN |  | 1339291 |  |  | EIA Prime Mover-level Data
2021 | NC | Innovative Solar 44 | 59675 | IS044 | PV | OP | NA | SUN |  | 71027 |  |  | EIA Prime Mover-level Data
2021 | NC | Innovative Solar 55 | 59676 | IS044 | PV | OP | NA | SUN |  | 73289 |  |  | EIA Prime Mover-level Data
2021 | NC | Innovative Solar 64 | 59677 | IS064 | PV | OP | NA | SUN |  | 75546 |  |  | EIA Prime Mover-level Data
2021 | NC | Innovative Solar 67 | 59678 | IS067 | PV | OP | NA | SUN |  | 659202 |  |  | EIA Prime Mover-level Data
2021 | VT | Main Street Solar Project | 59682 | MS258 | PV | OP | NA | SUN |  | 18862 |  |  | EIA Prime Mover-level Data
2021 | OH | Lordstown Motor Corp | 59683 | 12345 | PV | OP | NA | SUN |  | 15601 |  |  | EIA Prime Mover-level Data
2021 | ND | Lindahl Wind Project, LLC | 59684 | LWP01 | WT | OP | NA | WND |  | 5193194 |  |  | EIA Prime Mover-level Data
2021 | VA | Remington Solar Facility | 59685 | 01 | PV | OP | NA | SUN |  | 315916 |  |  | EIA Prime Mover-level Data
2021 | FL | Sarasota County LFGTE Facility | 59686 | LESF1 | IC | OP | NA | LFG |  | 135306 | 0.9945 | 0.0147 | EIA Prime Mover-level Data | Estimated using an emission factor
2021 | FL | Sarasota County LFGTE Facility | 59686 | LESF2 | IC | OP | NA | LFG |  | 135306 | 0.9945 | 0.0147 | EIA Prime Mover-level Data | Estimated using an emission factor
2021 | FL | Sarasota County LFGTE Facility | 59686 | LESF3 | IC | OP | NA | LFG |  | 135306 | 0.9945 | 0.0147 | EIA Prime Mover-level Data | Estimated using an emission factor
2021 | FL | Sarasota County LFGTE Facility | 59686 | LESF4 | IC | OP | NA | LFG |  | 135306 | 0.9945 | 0.0147 | EIA Prime Mover-level Data | Estimated using an emission factor
2021 | CA | Sun Harvest Solar NDP1 | 59687 | NDP1 | PV | OP | NA | SUN |  | 27635 |  |  | EIA Prime Mover-level Data
2021 | NC | Wake County LFG Facility | 59688 | E1 | IC | OP | NA | LFG |  | 24692.8 | 0.18149 | 0.0147 | EIA Prime Mover-level Data | Estimated using an emission factor
2021 | NC | Wake County LFG Facility | 59688 | E10 | IC | OP | NA | LFG |  | 24692.8 | 0.18149 | 0.0147 | EIA Prime Mover-level Data | Estimated using an emission factor
2021 | NC | Wake County LFG Facility | 59688 | E11 | IC | OP | NA | LFG |  | 24692.8 | 0.18149 | 0.0147 | EIA Prime Mover-level Data | Estimated using an emission factor
2021 | NC | Wake County LFG Facility | 59688 | E12 | IC | OP | NA | LFG |  | 24692.8 | 0.18149 | 0.0147 | EIA Prime Mover-level Data | Estimated using an emission factor
2021 | NC | Wake County LFG Facility | 59688 | E13 | IC | OP | NA | LFG |  | 24692.8 | 0.18149 | 0.0147 | EIA Prime Mover-level Data | Estimated using an emission factor
2021 | NC | Wake County LFG Facility | 59688 | E14 | IC | OP | NA | LFG |  | 24692.8 | 0.18149 | 0.0147 | EIA Prime Mover-level Data | Estimated using an emission factor
2021 | NC | Wake County LFG Facility | 59688 | E15 | IC | OP | NA | LFG |  | 24692.8 | 0.18149 | 0.0147 | EIA Prime Mover-level Data | Estimated using an emission factor
2021 | NC | Wake County LFG Facility | 59688 | E16 | IC | OP | NA | LFG |  | 24692.8 | 0.18149 | 0.0147 | EIA Prime Mover-level Data | Estimated using an emission factor
2021 | NC | Wake County LFG Facility | 59688 | E17 | IC | OP | NA | LFG |  | 24692.8 | 0.18149 | 0.0147 | EIA Prime Mover-level Data | Estimated using an emission factor
2021 | NC | Wake County LFG Facility | 59688 | E18 | IC | OP | NA | LFG |  | 24692.8 | 0.18149 | 0.0147 | EIA Prime Mover-level Data | Estimated using an emission factor
2021 | NC | Wake County LFG Facility | 59688 | E19 | IC | OP | NA | LFG |  | 24692.8 | 0.18149 | 0.0147 | EIA Prime Mover-level Data | Estimated using an emission factor
2021 | NC | Wake County LFG Facility | 59688 | E2 | IC | OP | NA | LFG |  | 24692.8 | 0.18149 | 0.0147 | EIA Prime Mover-level Data | Estimated using an emission factor
2021 | NC | Wake County LFG Facility | 59688 | E20 | IC | OP | NA | LFG |  | 24692.8 | 0.18149 | 0.0147 | EIA Prime Mover-level Data | Estimated using an emission factor
2021 | NC | Wake County LFG Facility | 59688 | E21 | IC | OP | NA | LFG |  | 24692.8 | 0.18149 | 0.0147 | EIA Prime Mover-level Data | Estimated using an emission factor
2021 | NC | Wake County LFG Facility | 59688 | E22 | IC | OP | NA | LFG |  | 24692.8 | 0.18149 | 0.0147 | EIA Prime Mover-level Data | Estimated using an emission factor
2021 | NC | Wake County LFG Facility | 59688 | E23 | IC | OP | NA | LFG |  | 24692.8 | 0.18149 | 0.0147 | EIA Prime Mover-level Data | Estimated using an emission factor
2021 | NC | Wake County LFG Facility | 59688 | E24 | IC | OP | NA | LFG |  | 24692.8 | 0.18149 | 0.0147 | EIA Prime Mover-level Data | Estimated using an emission factor
2021 | NC | Wake County LFG Facility | 59688 | E25 | IC | OP | NA | LFG |  | 24692.8 | 0.18149 | 0.0147 | EIA Prime Mover-level Data | Estimated using an emission factor
2021 | NC | Wake County LFG Facility | 59688 | E26 | IC | OP | NA | LFG |  | 24692.8 | 0.18149 | 0.0147 | EIA Prime Mover-level Data | Estimated using an emission factor
2021 | NC | Wake County LFG Facility | 59688 | E27 | IC | OP | NA | LFG |  | 24692.8 | 0.18149 | 0.0147 | EIA Prime Mover-level Data | Estimated using an emission factor
2021 | NC | Wake County LFG Facility | 59688 | E28 | IC | OP | NA | LFG |  | 24692.8 | 0.18149 | 0.0147 | EIA Prime Mover-level Data | Estimated using an emission factor
2021 | NC | Wake County LFG Facility | 59688 | E29 | IC | OP | NA | LFG |  | 24692.8 | 0.18149 | 0.0147 | EIA Prime Mover-level Data | Estimated using an emission factor
2021 | NC | Wake County LFG Facility | 59688 | E3 | IC | OP | NA | LFG |  | 24692.8 | 0.18149 | 0.0147 | EIA Prime Mover-level Data | Estimated using an emission factor
2021 | NC | Wake County LFG Facility | 59688 | E30 | IC | OP | NA | LFG |  | 24692.8 | 0.18149 | 0.0147 | EIA Prime Mover-level Data | Estimated using an emission factor
2021 | NC | Wake County LFG Facility | 59688 | E4 | IC | OP | NA | LFG |  | 24692.8 | 0.18149 | 0.0147 | EIA Prime Mover-level Data | Estimated using an emission factor
2021 | NC | Wake County LFG Facility | 59688 | E5 | IC | OP | NA | LFG |  | 24692.8 | 0.18149 | 0.0147 | EIA Prime Mover-level Data | Estimated using an emission factor
2021 | NC | Wake County LFG Facility | 59688 | E6 | IC | OP | NA | LFG |  | 24692.8 | 0.18149 | 0.0147 | EIA Prime Mover-level Data | Estimated using an emission factor
2021 | NC | Wake County LFG Facility | 59688 | E7 | IC | OP | NA | LFG |  | 24692.8 | 0.18149 | 0.0147 | EIA Prime Mover-level Data | Estimated using an emission factor
2021 | NC | Wake County LFG Facility | 59688 | E8 | IC | OP | NA | LFG |  | 24692.8 | 0.18149 | 0.0147 | EIA Prime Mover-level Data | Estimated using an emission factor
2021 | NC | Wake County LFG Facility | 59688 | E9 | IC | OP | NA | LFG |  | 24692.8 | 0.18149 | 0.0147 | EIA Prime Mover-level Data | Estimated using an emission factor
2021 | FL | Gulf Coast Solar Center I | 59689 | GCSC1 | PV | OP | NA | SUN |  | 515387 |  |  | EIA Prime Mover-level Data
2021 | FL | Gulf Coast Solar Center II | 59690 | GCSC2 | PV | OP | NA | SUN |  | 693708 |  |  | EIA Prime Mover-level Data
2021 | FL | Gulf Coast Solar Center III | 59691 | GCSC3 | PV | OP | NA | SUN |  | 798550 |  |  | EIA Prime Mover-level Data
2021 | RI | NBC Field's Point Wind Farm | 59692 | FPWTG | WT | OP | NA | WND |  | 61071 |  |  | EIA Prime Mover-level Data
2021 | VA | Coastal Virginia Offshore Wind (CVOW) pilot project | 59693 | OSW1 | WS | OP | NA | WND |  | 438463 |  |  | EIA Prime Mover-level Data
2021 | NC | Aspen Solar, LLC | 59694 | GEN1 | PV | OP | NA | SUN |  | 79002 |  |  | EIA Prime Mover-level Data
2021 | ID | Mt. Home Solar 1, LLC | 59695 | MHPV1 | PV | OP | NA | SUN |  | 419575 |  |  | EIA Prime Mover-level Data
2021 | UT | Pavant Solar, LLC | 59702 | 1 | PV | OP | NA | SUN |  | 957503 |  |  | EIA Prime Mover-level Data
2021 | CA | Cottonwood Solar, LLC Cottonwood Carport | 59703 | 1 | PV | OP | NA | SUN |  | 13523 |  |  | EIA Prime Mover-level Data
2021 | OR | Shell New Energies, Junction City | 59704 | JCBIO | GT | OS | NA | OBG
2021 | NY | Steel Sun | 59705 | SSUN2 | PV | OP | NA | SUN |  | 41190 |  |  | EIA Prime Mover-level Data
2021 | NC | BRE | 59706 | NB005 | PV | OP | NA | SUN |  | 75989 |  |  | EIA Prime Mover-level Data
2021 | NC | Franklinton Solar | 59708 | 5MWPV | PV | OP | NA | SUN |  | 84752 |  |  | EIA Prime Mover-level Data
2021 | MN | St. Paul Intl Airport Red & Blue Parking | 59709 | PV1 | PV | OP | NA | SUN |  | 19657.812 |  |  | EIA Prime Mover-level Data
2021 | MN | St. Paul Intl Airport Red & Blue Parking | 59709 | PV2 | PV | OP | NA | SUN |  | 7692.188 |  |  | EIA Prime Mover-level Data
2021 | AL | Sand Valley Power Station | 59710 | GMA | IC | OP | NA | LFG |  | 136238.333 | 1.0014 | 0.0147 | EIA Prime Mover-level Data | Estimated using an emission factor
2021 | AL | Sand Valley Power Station | 59710 | GMB | IC | OP | NA | LFG |  | 136238.333 | 1.0014 | 0.0147 | EIA Prime Mover-level Data | Estimated using an emission factor
2021 | AL | Sand Valley Power Station | 59710 | GMC | IC | OP | NA | LFG |  | 136238.333 | 1.0014 | 0.0147 | EIA Prime Mover-level Data | Estimated using an emission factor
2021 | NC | CII Methane Management IV, LLC | 59711 | GEN1 | IC | OP | NA | LFG |  | 95170 | 0.6995 | 0.0147 | EIA Prime Mover-level Data | Estimated using an emission factor
2021 | TX | San Roman Wind I, LLC | 59712 | SRWI | WT | OP | NA | WND |  | 1771837 |  |  | EIA Prime Mover-level Data
2021 | NE | Holdrege Solar Center | 59713 | HDSC | PV | OP | NA | SUN |  | 56833 |  |  | EIA Prime Mover-level Data
2021 | MO | IKEA St. Louis 410 | 59714 | IK410 | PV | OP | NA | SUN |  | 3512 |  |  | EIA Prime Mover-level Data
2021 | DE | DD Hay Road Solar 23 LLC | 59715 | PV1 | PV | OP | NA | SUN |  | 4306 |  |  | EIA Prime Mover-level Data
2021 | MA | Framingham State University Plant | 59717 | ACPV | PV | OP | NA | SUN |  | 612.5 |  |  | EIA Prime Mover-level Data
2021 | MA | Framingham State University Plant | 59717 | CCPV | PV | OP | NA | SUN |  | 262.5 |  |  | EIA Prime Mover-level Data
2021 | MA | Framingham State University Plant | 59717 | HA | IC | SB | NA | DFO |  | 27.667 | 0.0042884 | 0.31 | EIA Prime Mover-level Data | Estimated using an emission factor
2021 | MA | Framingham State University Plant | 59717 | LIB | IC | SB | NA | DFO |  | 20.75 | 0.0032162 | 0.31 | EIA Prime Mover-level Data | Estimated using an emission factor
2021 | MA | Framingham State University Plant | 59717 | MSC2 | IC | SB | NA | DFO |  | 13.833 | 0.0021441 | 0.31 | EIA Prime Mover-level Data | Estimated using an emission factor
2021 | MA | Framingham State University Plant | 59717 | NORTH | IC | SB | NA | DFO |  | 13.833 | 0.0021441 | 0.31 | EIA Prime Mover-level Data | Estimated using an emission factor
2021 | MA | Framingham State University Plant | 59717 | OC | IC | SB | NA | DFO |  | 6.917 | 0.0010721 | 0.31 | EIA Prime Mover-level Data | Estimated using an emission factor
2021 | MA | Framingham State University Plant | 59717 | PP | IC | SB | NA | DFO |  | 27.667 | 0.0042884 | 0.31 | EIA Prime Mover-level Data | Estimated using an emission factor
2021 | MA | Framingham State University Plant | 59717 | TOW1 | IC | SB | NA | DFO |  | 13.833 | 0.0021441 | 0.31 | EIA Prime Mover-level Data | Estimated using an emission factor
2021 | MA | Framingham State University Plant | 59717 | TOW2 | IC | SB | NA | DFO |  | 27.667 | 0.0042884 | 0.31 | EIA Prime Mover-level Data | Estimated using an emission factor
2021 | MA | Framingham State University Plant | 59717 | WEST | IC | SB | NA | DFO |  | 13.833 | 0.0021441 | 0.31 | EIA Prime Mover-level Data | Estimated using an emission factor
2021 | VT | Charlotte Solar LLC VT | 59719 | CS001 | PV | OP | NA | SUN |  | 24707 |  |  | EIA Prime Mover-level Data
2021 | CA | Seville 1 | 59722 | SEV1 | PV | OP | NA | SUN |  | 477407 |  |  | EIA Prime Mover-level Data
2021 | CA | Seville 2 | 59723 | SEV2 | PV | OP | NA | SUN |  | 729257 |  |  | EIA Prime Mover-level Data
2021 | MA | Scituate Wind | 59724 | SCIWT | WT | OP | NA | WND |  | 25980 |  |  | EIA Prime Mover-level Data
2021 | MA | Fairhaven Wind | 59725 | FHWTG | WT | OP | NA | WND |  | 42128 |  |  | EIA Prime Mover-level Data
2021 | KS | CML&P Generating Facility No. 2 | 59726 | 10 | IC | OP | NA | NG |  | 186603 | 0.039373 | 0.000422 | EIA Prime Mover-level Data | Estimated using an emission factor
2021 | KS | CML&P Generating Facility No. 2 | 59726 | 8 | IC | OP | NA | NG |  | 186603 | 0.039373 | 0.000422 | EIA Prime Mover-level Data | Estimated using an emission factor
2021 | KS | CML&P Generating Facility No. 2 | 59726 | 9 | IC | OP | NA | NG |  | 186603 | 0.039373 | 0.000422 | EIA Prime Mover-level Data | Estimated using an emission factor
2021 | SC | Bull Street Plant | 59727 | GEN1 | GT | OP | NA | NG |  | 206 | 0.0008257 | 0.0080165 | EIA Prime Mover-level Data | NEI avg EF - PM, fuel type
2021 | SC | Substation 20 Plant | 59728 | GEN1 | GT | OP | NA | NG |  | 404 | 0.0016193 | 0.0080165 | EIA Prime Mover-level Data | NEI avg EF - PM, fuel type
2021 | MO | Macon Solar Power Project | 59729 | MSF1 | PV | OP | NA | SUN |  | 33904 |  |  | EIA Prime Mover-level Data
2021 | CA | SEPV 18 | 59730 | SPV18 | PV | OP | NA | SUN |  | 43863 |  |  | EIA Prime Mover-level Data
2021 | MA | Templeton | 59731 | TEMPL | PV | OP | NA | SUN |  | 36919 |  |  | EIA Prime Mover-level Data
2021 | TX | Green Pastures Wind I | 59732 | GPI | WT | OP | NA | WND |  | 3539348 |  |  | EIA Prime Mover-level Data
2021 | TX | Green Pastures Wind II | 59733 | GPII | WT | OP | NA | WND |  | 3804525 |  |  | EIA Prime Mover-level Data
2021 | TX | Briscoe Wind Farm | 59734 | BFW | WT | OP | NA | WND |  | 2579485 |  |  | EIA Prime Mover-level Data
2021 | IA | Kirkwood Wind Turbine | 59735 | KCC01 | WT | OP | NA | WND |  | 14008 |  |  | EIA Prime Mover-level Data
2021 | NE | Valentine Wind, LLC | 59736 | 7772 | WT | OP | NA | WND |  | 53022 |  |  | EIA Prime Mover-level Data
2021 | CA | Aspiration G | 59737 | ASPRG | PV | OP | NA | SUN |  | 197438 |  |  | EIA Prime Mover-level Data
2021 | CA | Citizen B | 59738 | CSB | PV | OP | NA | SUN |  | 44497 |  |  | EIA Prime Mover-level Data
2021 | CA | Lancaster WAD B | 59739 | LWADB | PV | OP | NA | SUN |  | 64368 |  |  | EIA Prime Mover-level Data
2021 | CA | SEPV Mojave West | 59740 | SPVMW | PV | OP | NA | SUN |  | 495153 |  |  | EIA Prime Mover-level Data
2021 | VT | Barton Solar Farm | 59741 | BARTN | PV | OP | NA | SUN |  | 22398 |  |  | EIA Prime Mover-level Data
2021 | CO | Sunnyside Ranch Community Solar Array | 59742 | HCE | PV | OP | NA | SUN |  | 25875 |  |  | EIA Prime Mover-level Data
2021 | MD | Chimes West Friendship (Nixon Farms) | 59743 | 1 | PV | OP | NA | SUN |  | 13953 |  |  | EIA Prime Mover-level Data
2021 | FL | Lakeland Electric Co. (FL)-Airport 1 | 59744 | 1 | PV | OP | NA | SUN |  | 19499 |  |  | EIA Prime Mover-level Data
2021 | MA | Leominster (MA)-South Street-R&D | 59745 | 1 | PV | OP | NA | SUN |  | 31543 |  |  | EIA Prime Mover-level Data
2021 | CA | DSH (CA) - Coalinga State Hospital | 59746 | 1 | PV | OP | NA | SUN |  | 21966 |  |  | EIA Prime Mover-level Data
2021 | NV | River Mountains Solar | 59747 | 1 | PV | OP | NA | SUN |  | 255226 |  |  | EIA Prime Mover-level Data
2021 | CA | CDCR (CA) - Pleasant Valley State Prison | 59748 | 1 | PV | OP | NA | SUN |  | 25617 |  |  | EIA Prime Mover-level Data
2021 | MD | UMES (MD) - Princess Anne | 59749 | 1 | PV | OP | NA | SUN |  | 18365 |  |  | EIA Prime Mover-level Data
2021 | MA | Bourne (MA) - Holliston I | 59750 | 1 | PV | OP | NA | SUN |  | 30931 |  |  | EIA Prime Mover-level Data
2021 | NJ | Wilzig Associates, LLC | 59751 | WILZG | PV | OP | NA | SUN |  | 15864 |  |  | EIA Prime Mover-level Data
2021 | MA | BlueWave Capital - Grafton (SREC II) | 59752 | 1 | PV | OP | NA | SUN |  | 13857 |  |  | EIA Prime Mover-level Data
2021 | FL | Lakeland Electric Co. (FL) - Airport II | 59754 | 1 | PV | OP | NA | SUN |  | 79834 |  |  | EIA Prime Mover-level Data
2021 | VT | Chester Power Partners | 59755 | PVS1 | PV | OP | NA | SUN |  | 21939 |  |  | EIA Prime Mover-level Data
2021 | MT | Pryor Mountain Wind | 59757 | 1 | WT | OP | NA | WND |  | 5969576 |  |  | EIA Prime Mover-level Data
2021 | PA | Glades Pike Generation Plant | 59759 | CAT1 | IC | OP | NA | LFG |  | 59082.5 | 0.43426 | 0.0147 | EIA Prime Mover-level Data | Estimated using an emission factor
2021 | PA | Glades Pike Generation Plant | 59759 | CAT2 | IC | OP | NA | LFG |  | 59082.5 | 0.43426 | 0.0147 | EIA Prime Mover-level Data | Estimated using an emission factor
2021 | PA | Glades Pike Generation Plant | 59759 | SOLAR | GT | RE | NA | LFG
2021 | NC | Red Hill Solar Center, LLC | 59760 | RHILL | PV | OP | NA | SUN |  | 72708 |  |  | EIA Prime Mover-level Data
2021 | NC | Van Slyke Solar Center, LLC | 59761 | VSLYK | PV | OP | NA | SUN |  | 80923 |  |  | EIA Prime Mover-level Data
2021 | NC | Broadway Solar Center, LLC | 59762 | BRDWY | PV | OP | NA | SUN |  | 73828 |  |  | EIA Prime Mover-level Data
2021 | NC | Robeson County LFG to Energy | 59763 | GEN01 | IC | OA | NA | LFG
2021 | NC | Robeson County LFG to Energy | 59763 | GEN02 | IC | OS | NA | LFG
2021 | OH | Oregon Clean Energy Center | 59764 | 01 | CT | OP | CC | NG | 7650 | 20390923.965 | 54.7859 | 0.0053736 | EPA/CAMD | NEI avg EF - PM, fuel type, firing type | 2017
2021 | OH | Oregon Clean Energy Center | 59764 | 02 | CT | OP | CC | NG | 7705 | 20424064.339 | 54.8749 | 0.0053736 | EPA/CAMD | NEI avg EF - PM, fuel type, firing type | 2017
2021 | MA | Stetson Road Solar - Barre I | 59765 | BI | PV | OP | NA | SUN |  | 25150 |  |  | EIA Prime Mover-level Data
2021 | MA | Barre II Solar Project | 59766 | BII | PV | OP | NA | SUN |  | 19349 |  |  | EIA Prime Mover-level Data
2021 | MA | Chester Solar Farm | 59767 | CHSTR | PV | OP | NA | SUN |  | 60486 |  |  | EIA Prime Mover-level Data
2021 | MA | Concord Solar Farm | 59768 | CMLP | PV | OP | NA | SUN |  | 17731 |  |  | EIA Prime Mover-level Data
2021 | FL | TIA Solar | 59769 | 1 | PV | OP | NA | SUN |  | 26654 |  |  | EIA Prime Mover-level Data
2021 | IN | IMPA Pendleton Solar Park | 59770 | SPEND | PV | OP | NA | SUN |  | 12459 |  |  | EIA Prime Mover-level Data
2021 | WI | Jefferson Solar Park | 59771 | JSP01 | PV | OP | NA | SUN |  | 9860 |  |  | EIA Prime Mover-level Data
2021 | MO | KCP&L SmartGrid Innovation Park | 59772 | 1 | BA | OA | NA | MWH
2021 | OH | Carroll County Energy | 59773 | 1 | CT | OP | CC | NG | 7683 | 17405702.738 | 59.46 | 0.0068322 | EPA/CAMD | EPA/NEI | 2017
2021 | OH | Carroll County Energy | 59773 | 2 | CT | OP | CC | NG | 7829 | 17822895.003 | 62.68 | 0.0070336 | EPA/CAMD | EPA/NEI | 2017
2021 | IN | BioTown Ag | 59774 | ENG1 | IC | OP | NA | OBG |  | 72624.5 | 0.53379 | 0.0147 | EIA Prime Mover-level Data | Estimated using an emission factor
2021 | IN | BioTown Ag | 59774 | ENG2 | IC | OP | NA | OBG |  | 72624.5 | 0.53379 | 0.0147 | EIA Prime Mover-level Data | Estimated using an emission factor
2021 | IN | BioTown Ag | 59774 | ENG3 | IC | OP | NA | OBG |  | 72624.5 | 0.53379 | 0.0147 | EIA Prime Mover-level Data | Estimated using an emission factor
2021 | IN | BioTown Ag | 59774 | ENG4 | IC | OP | NA | OBG |  | 72624.5 | 0.53379 | 0.0147 | EIA Prime Mover-level Data | Estimated using an emission factor
2021 | IN | BioTown Ag | 59774 | ENG5 | IC | OP | NA | OBG |  | 72624.5 | 0.53379 | 0.0147 | EIA Prime Mover-level Data | Estimated using an emission factor
2021 | IN | BioTown Ag | 59774 | ENG6 | IC | OP | NA | OBG |  | 72624.5 | 0.53379 | 0.0147 | EIA Prime Mover-level Data | Estimated using an emission factor
2021 | MA | Adams Farm Solar | 59775 | ADAMS | PV | OP | NA | SUN |  | 33143 |  |  | EIA Prime Mover-level Data
2021 | IL | Heartland Community College | 59776 | T01 | WT | OP | NA | WND |  | 41147 |  |  | EIA Prime Mover-level Data
2021 | MA | RGS-Rutland VNM SREC II Project (MA) | 59777 | 1 | PV | OP | NA | SUN |  | 10990 |  |  | EIA Prime Mover-level Data
2021 | NC | Eden Solar LLC | 59778 | EDENS | PV | OP | NA | SUN |  | 743262 |  |  | EIA Prime Mover-level Data
2021 | AZ | Davis Monthan AFB (AZ) West Airfield | 59779 | 1 | PV | OP | NA | SUN |  | 244570 |  |  | EIA Prime Mover-level Data
2021 | MA | New Bedford (MA) Plymouth | 59780 | 1 | PV | OP | NA | SUN |  | 48890 |  |  | EIA Prime Mover-level Data
2021 | MA | Upper Blackstone (MA) Treasure Valley | 59781 | 1 | PV | OP | NA | SUN |  | 62405 |  |  | EIA Prime Mover-level Data
2021 | OK | Waynoka Gas Processing Plant | 59782 | G1 | IC | OP | NA | NG |  | 57640.667 | 0.012162 | 0.000422 | EIA Prime Mover-level Data | Estimated using an emission factor
2021 | OK | Waynoka Gas Processing Plant | 59782 | G2 | IC | OP | NA | NG |  | 57640.667 | 0.012162 | 0.000422 | EIA Prime Mover-level Data | Estimated using an emission factor
2021 | OK | Waynoka Gas Processing Plant | 59782 | G3 | IC | OP | NA | NG |  | 57640.667 | 0.012162 | 0.000422 | EIA Prime Mover-level Data | Estimated using an emission factor
2021 | DE | Croda Atlas Point CHP | 59783 | 91197 | IC | OP | NA | LFG |  | 41368.905 | 0.30406 | 0.0147 | EIA Prime Mover-level Data | Estimated using an emission factor
2021 | DE | Croda Atlas Point CHP | 59783 | 91198 | IC | OP | NA | LFG |  | 41368.905 | 0.30406 | 0.0147 | EIA Prime Mover-level Data | Estimated using an emission factor
2021 | DE | Croda Atlas Point CHP | 59783 | 91199 | IC | OP | NA | LFG |  | 75216.19 | 0.55284 | 0.0147 | EIA Prime Mover-level Data | Estimated using an emission factor
2021 | MI | Fremont Community Digester, LLC | 59785 | 19001 | IC | OP | NA | OBG |  | 65392.5 | 0.48063 | 0.0147 | EIA Prime Mover-level Data | Estimated using an emission factor
2021 | MI | Fremont Community Digester, LLC | 59785 | 19002 | IC | OP | NA | OBG |  | 65392.5 | 0.48063 | 0.0147 | EIA Prime Mover-level Data | Estimated using an emission factor
2021 | UT | Fiddler's Canyon #2 | 59786 | FID2 | PV | OP | NA | SUN |  | 52456 |  |  | EIA Prime Mover-level Data
2021 | UT | Fiddler's Canyon #1 | 59787 | FID1 | PV | OP | NA | SUN |  | 54481 |  |  | EIA Prime Mover-level Data
2021 | CT | Advance Stores Company, Inc | 59788 | PV1 | PV | OP | NA | SUN |  | 10045 |  |  | EIA Prime Mover-level Data
2021 | NY | Millbrook School | 59789 | PV1 | PV | OP | NA | SUN |  | 17313 |  |  | EIA Prime Mover-level Data
2021 | OR | Oregon University System Rabbit Field | 59790 | PV1 | PV | OP | NA | SUN |  | 13956 |  |  | EIA Prime Mover-level Data
2021 | IL | Orchard Hills Renewable Energy Station | 59792 | 1 | IC | OP | NA | LFG |  | 137308.167 | 1.0092 | 0.0147 | EIA Prime Mover-level Data | Estimated using an emission factor
2021 | IL | Orchard Hills Renewable Energy Station | 59792 | 2 | IC | OP | NA | LFG |  | 137308.167 | 1.0092 | 0.0147 | EIA Prime Mover-level Data | Estimated using an emission factor
2021 | IL | Orchard Hills Renewable Energy Station | 59792 | 3 | IC | OP | NA | LFG |  | 137308.167 | 1.0092 | 0.0147 | EIA Prime Mover-level Data | Estimated using an emission factor
2021 | IL | Orchard Hills Renewable Energy Station | 59792 | 4 | IC | OP | NA | LFG |  | 137308.167 | 1.0092 | 0.0147 | EIA Prime Mover-level Data | Estimated using an emission factor
2021 | IL | Orchard Hills Renewable Energy Station | 59792 | 5 | IC | OP | NA | LFG |  | 137308.167 | 1.0092 | 0.0147 | EIA Prime Mover-level Data | Estimated using an emission factor
2021 | IL | Orchard Hills Renewable Energy Station | 59792 | 6 | IC | OP | NA | LFG |  | 137308.167 | 1.0092 | 0.0147 | EIA Prime Mover-level Data | Estimated using an emission factor
2021 | AK | Industrial Plant | 59793 | 15 | GT | OP | NA | DFO |  | 2358 | 0.019403 | 0.016457 | EIA Prime Mover-level Data | NEI avg EF - PM, fuel type, firing type
2021 | IL | Chicago West Side Energy Center | 59794 | GEN1 | GT | OA | NA | NG
2021 | NC | Ahoskie | 59795 | FLS1 | PV | OP | NA | SUN |  | 64668 |  |  | EIA Prime Mover-level Data
2021 | NC | Kelford | 59796 | FLS1 | PV | OP | NA | SUN |  | 74776 |  |  | EIA Prime Mover-level Data
2021 | NJ | Bayonne MUA- Leitner-Poma Wind Turbine | 59797 | WT1 | WT | OS | NA | WND
2021 | CA | Colon PV | 59798 | W4172 | PV | OP | NA | SUN |  | 17853 |  |  | EIA Prime Mover-level Data
2021 | CA | Amazon San Bernardino | 59800 | AMZ00 | FC | OP | NA | NG |  | 49062 | 0 | 0 | EIA Prime Mover-level Data | Estimated using an emission factor
2021 | CT | IBM Southbury | 59801 | IBM00 | FC | OP | NA | NG |  | 53561 | 0 | 0 | EIA Prime Mover-level Data | Estimated using an emission factor
2021 | CA | Maxim | 59802 | MXM00 | FC | OP | NA | NG |  | 55185 | 0 | 0 | EIA Prime Mover-level Data | Estimated using an emission factor
2021 | CA | Pixar - Emeryville | 59803 | PXR00 | FC | OP | NA | NG |  | 49059 | 0 | 0 | EIA Prime Mover-level Data | Estimated using an emission factor
2021 | CA | Starbucks - Evolution Fresh | 59804 | SBK00 | FC | OP | NA | NG |  | 50550 | 0 | 0 | EIA Prime Mover-level Data | Estimated using an emission factor
2021 | CA | Yahoo! - HQ | 59805 | YAH00 | FC | OP | NA | NG |  | 48673 | 0 | 0 | EIA Prime Mover-level Data | Estimated using an emission factor
2021 | CO | Airport 1 Solar (DIA) | 59807 | GBDIA | PV | OP | NA | SUN |  | 20339 |  |  | EIA Prime Mover-level Data
2021 | IN | Munster Landfill Gas-to-Energy | 59808 | GEN1 | IC | OP | NA | LFG |  | 58287 | 0.42841 | 0.0147 | EIA Prime Mover-level Data | Estimated using an emission factor
2021 | TN | Mountain Home Energy Center | 59809 | GEN1 | IC | OP | NA | NG |  | 78761.882 | 0.016619 | 0.000422 | EIA Prime Mover-level Data | Estimated using an emission factor
2021 | TN | Mountain Home Energy Center | 59809 | GEN2 | IC | SB | NA | DFO |  | 44303.559 | 6.8671 | 0.31 | EIA Prime Mover-level Data | Estimated using an emission factor
2021 | TN | Mountain Home Energy Center | 59809 | GEN3 | IC | SB | NA | DFO |  | 44303.559 | 6.8671 | 0.31 | EIA Prime Mover-level Data | Estimated using an emission factor
2021 | WI | Dairyland WTE Plant | 59810 | GEN1 | IC | OA | NA | OBG
2021 | WI | Dairyland WTE Plant | 59810 | GEN2 | IC | OA | NA | OBG
2021 | MD | Rockfish Solar LLC | 59811 | GEN1 | PV | OP | NA | SUN |  | 172705 |  |  | EIA Prime Mover-level Data
2021 | TX | Wolf Hollow II | 59812 | CGT4 | CT | OP | CC | NG | 6376 | 18416323.726 | 41.5957 | 0.0045173 | EPA/CAMD | EPA/NEI | 2017
2021 | TX | Wolf Hollow II | 59812 | CGT5 | CT | OP | CC | NG | 6206 | 17986739.308 | 35.7027 | 0.0039699 | EPA/CAMD | EPA/NEI | 2017
2021 | NV | Copper Mountain Solar 4, LLC | 59814 | PV01 | PV | OP | NA | SUN |  | 1199920.436 |  |  | EIA Prime Mover-level Data
2021 | NV | Copper Mountain Solar 4, LLC | 59814 | PV02 | PV | OP | NA | SUN |  | 968275.564 |  |  | EIA Prime Mover-level Data
2021 | MA | Granby LFG | 59815 | GLFG1 | IC | OP | NA | LFG |  | 106135 | 0.78009 | 0.0147 | EIA Prime Mover-level Data | Estimated using an emission factor
2021 | NY | Nanticoke LFG | 59816 | BR12 | IC | OP | NA | LFG |  | 240376 | 1.7668 | 0.0147 | EIA Prime Mover-level Data | Estimated using an emission factor
2021 | UT | Tooele Army Depot(CSG) | 59817 | GEN01 | WT | OP | NA | WND |  | 15983.906 |  |  | EIA Prime Mover-level Data
2021 | UT | Tooele Army Depot(CSG) | 59817 | GEN03 | WT | OP | NA | WND |  | 18115.094 |  |  | EIA Prime Mover-level Data
2021 | UT | Tooele Army Depot(CSG) | 59817 | PV1 | OT | OP | NA | SUN
2021 | NC | Concord Farm | 59818 | 1 | PV | OP | NA | SUN |  | 26228 |  |  | EIA Prime Mover-level Data
2021 | AZ | Mohave Electric at Fort Mohave | 59819 | PV1 | PV | OP | NA | SUN |  | 83947 |  |  | EIA Prime Mover-level Data
2021 | MA | Hunt Farm Solar | 59820 | HUNTF | PV | OP | NA | SUN |  | 31490 |  |  | EIA Prime Mover-level Data
2021 | MA | 205 Sturbridge A | 59821 | STURA | PV | OP | NA | SUN |  | 33771 |  |  | EIA Prime Mover-level Data
2021 | MA | 201 Sturbridge B | 59822 | STURB | PV | OP | NA | SUN |  | 23026 |  |  | EIA Prime Mover-level Data
2021 | IN | INDY III | 59823 | INDY3 | PV | OP | NA | SUN
2021 | NC | Sweetgum Solar | 59824 | 5732 | PV | OP | NA | SUN |  | 78181 |  |  | EIA Prime Mover-level Data
2021 | NC | South Louisburg Solar | 59825 | 5MWPV | PV | OP | NA | WND
2021 | NV | Sunshine Valley Solar | 59826 | GEN01 | PV | OP | NA | SUN |  | 1903925 |  |  | EIA Prime Mover-level Data
2021 | NV | Playa Solar 1, LLC | 59827 | GEN01 | PV | OP | NA | SUN |  | 1825214 |  |  | EIA Prime Mover-level Data
2021 | NC | Balsam | 59828 | 5375 | PV | OP | NA | SUN |  | 75732 |  |  | EIA Prime Mover-level Data
2021 | NC | Hickory | 59829 | 5515 | PV | OP | NA | SUN |  | 63749 |  |  | EIA Prime Mover-level Data
2021 | NC | Royal Solar | 59831 | FLS1 | PV | OP | NA | SUN |  | 81346 |  |  | EIA Prime Mover-level Data
2021 | NC | Kinston Solar | 59832 | FLS1 | PV | OP | NA | SUN |  | 79535 |  |  | EIA Prime Mover-level Data
2021 | NC | Laurinburg Solar | 59833 | FLS1 | PV | OP | NA | SUN |  | 78453 |  |  | EIA Prime Mover-level Data
2021 | IN | Indy Grocers | 59834 | INGRO | PV | OP | NA | SUN
2021 | NC | Newton Grove | 59835 | GEN1 | PV | OP | NA | SUN |  | 26990 |  |  | EIA Prime Mover-level Data
2021 | WI | Twin Falls (WI) | 59836 | 11 | HY | OP | NA | WAT |  | 167999 |  |  | EIA Prime Mover-level Data
2021 | WI | Twin Falls (WI) | 59836 | 12 | HY | OP | NA | WAT |  | 167999 |  |  | EIA Prime Mover-level Data
2021 | KS | Slate Creek Wind Project LLC | 59837 | GEN1 | WT | OP | NA | WND |  | 5435404 |  |  | EIA Prime Mover-level Data
2021 | NM | Milo Wind Project LLC | 59838 | GEN1 | WT | OP | NA | WND |  | 1708565 |  |  | EIA Prime Mover-level Data
2021 | MA | Spring Hill Road | 59839 | SHRD1 | PV | OP | NA | SUN |  | 24612 |  |  | EIA Prime Mover-level Data
2021 | CA | Springbok Solar Farm 2 | 59840 | SB2 | PV | OP | NA | SUN |  | 3674460 |  |  | EIA Prime Mover-level Data
2021 | MD | General Motors Corp at White Marsh MD | 59841 | PV1 | PV | OP | NA | SUN |  | 7038 |  |  | EIA Prime Mover-level Data
2021 | MD | CNE at Cambridge MD | 59842 | PV1 | PV | OP | NA | SUN |  | 51034 |  |  | EIA Prime Mover-level Data
2021 | GA | Georgia Power at Wadley GA | 59843 | PV1 | PV | OP | NA | SUN |  | 16520 |  |  | EIA Prime Mover-level Data
2021 | NJ | Munich Re Plaza | 59844 | PZ1 | PV | OP | NA | SUN |  | 10599.333 |  |  | EIA Prime Mover-level Data
2021 | NJ | Munich Re Plaza | 59844 | PZ2 | PV | OP | NA | SUN |  | 5299.667 |  |  | EIA Prime Mover-level Data
2021 | VA | New River | 59845 | E1 | IC | OP | NA | LFG |  | 11327.222 | 0.083255 | 0.0147 | EIA Prime Mover-level Data | Estimated using an emission factor
2021 | VA | New River | 59845 | E10 | IC | OP | NA | LFG |  | 11327.222 | 0.083255 | 0.0147 | EIA Prime Mover-level Data | Estimated using an emission factor
2021 | VA | New River | 59845 | E11 | IC | OP | NA | LFG |  | 11327.222 | 0.083255 | 0.0147 | EIA Prime Mover-level Data | Estimated using an emission factor
2021 | VA | New River | 59845 | E12 | IC | OP | NA | LFG |  | 11327.222 | 0.083255 | 0.0147 | EIA Prime Mover-level Data | Estimated using an emission factor
2021 | VA | New River | 59845 | E13 | IC | OP | NA | LFG |  | 11327.222 | 0.083255 | 0.0147 | EIA Prime Mover-level Data | Estimated using an emission factor
2021 | VA | New River | 59845 | E14 | IC | OP | NA | LFG |  | 11327.222 | 0.083255 | 0.0147 | EIA Prime Mover-level Data | Estimated using an emission factor
2021 | VA | New River | 59845 | E15 | IC | OP | NA | LFG |  | 11327.222 | 0.083255 | 0.0147 | EIA Prime Mover-level Data | Estimated using an emission factor
2021 | VA | New River | 59845 | E16 | IC | OP | NA | LFG |  | 11327.222 | 0.083255 | 0.0147 | EIA Prime Mover-level Data | Estimated using an emission factor
2021 | VA | New River | 59845 | E17 | IC | OP | NA | LFG |  | 11327.222 | 0.083255 | 0.0147 | EIA Prime Mover-level Data | Estimated using an emission factor
2021 | VA | New River | 59845 | E18 | IC | OP | NA | LFG |  | 11327.222 | 0.083255 | 0.0147 | EIA Prime Mover-level Data | Estimated using an emission factor
2021 | VA | New River | 59845 | E2 | IC | OP | NA | LFG |  | 11327.222 | 0.083255 | 0.0147 | EIA Prime Mover-level Data | Estimated using an emission factor
2021 | VA | New River | 59845 | E3 | IC | OP | NA | LFG |  | 11327.222 | 0.083255 | 0.0147 | EIA Prime Mover-level Data | Estimated using an emission factor
2021 | VA | New River | 59845 | E4 | IC | OP | NA | LFG |  | 11327.222 | 0.083255 | 0.0147 | EIA Prime Mover-level Data | Estimated using an emission factor
2021 | VA | New River | 59845 | E5 | IC | OP | NA | LFG |  | 11327.222 | 0.083255 | 0.0147 | EIA Prime Mover-level Data | Estimated using an emission factor
2021 | VA | New River | 59845 | E6 | IC | OP | NA | LFG |  | 11327.222 | 0.083255 | 0.0147 | EIA Prime Mover-level Data | Estimated using an emission factor
2021 | VA | New River | 59845 | E7 | IC | OP | NA | LFG |  | 11327.222 | 0.083255 | 0.0147 | EIA Prime Mover-level Data | Estimated using an emission factor
2021 | VA | New River | 59845 | E8 | IC | OP | NA | LFG |  | 11327.222 | 0.083255 | 0.0147 | EIA Prime Mover-level Data | Estimated using an emission factor
2021 | VA | New River | 59845 | E9 | IC | OP | NA | LFG |  | 11327.222 | 0.083255 | 0.0147 | EIA Prime Mover-level Data | Estimated using an emission factor
2021 | IL | Northwest Community Hospital | 59847 | 1 | IC | OP | NA | NG |  | 3879.25 | 0.00081852 | 0.000422 | EIA Prime Mover-level Data | Estimated using an emission factor
2021 | IL | Northwest Community Hospital | 59847 | 2 | IC | OP | NA | NG |  | 3879.25 | 0.00081852 | 0.000422 | EIA Prime Mover-level Data | Estimated using an emission factor
2021 | IL | Northwest Community Hospital | 59847 | 3 | IC | OP | NA | NG |  | 3879.25 | 0.00081852 | 0.000422 | EIA Prime Mover-level Data | Estimated using an emission factor
2021 | IL | Northwest Community Hospital | 59847 | 4 | IC | OP | NA | NG |  | 3879.25 | 0.00081852 | 0.000422 | EIA Prime Mover-level Data | Estimated using an emission factor
2021 | CO | Pikes Peak Solar Garden 1 LLC CSG | 59848 | PPSG1 | PV | OP | NA | SUN |  | 48222 |  |  | EIA Prime Mover-level Data
2021 | CO | Adams Community Solar Garden LLC | 59849 | 23377 | PV | OP | NA | SUN |  | 17642 |  |  | EIA Prime Mover-level Data
2021 | CO | Adams Community Solar Garden III LLC | 59850 | 23376 | PV | OP | NA | SUN |  | 11585 |  |  | EIA Prime Mover-level Data
2021 | MD | Great Bay Solar 1 | 59851 | GBS01 | PV | OP | NA | SUN |  | 1164147 |  |  | EIA Prime Mover-level Data
2021 | MN | North Star Solar Project | 59852 | NSSP1 | PV | OP | NA | SUN |  | 1808632 |  |  | EIA Prime Mover-level Data
2021 | MI | Watervliet PV | 59853 | WVPV1 | PV | OP | NA | SUN |  | 49671 |  |  | EIA Prime Mover-level Data
2021 | IN | OlivePV | 59854 | OLPV1 | PV | OP | NA | SUN |  | 73105 |  |  | EIA Prime Mover-level Data
2021 | IN | Deer Creek PV | 59855 | DCPV1 | PV | OP | NA | SUN |  | 30924 |  |  | EIA Prime Mover-level Data
2021 | NC | SoINCPower6, LLC | 59856 | SUN1 | PV | OP | NA | SUN |  | 78436 |  |  | EIA Prime Mover-level Data
2021 | NC | SoINCPower5, LLC | 59857 | BAT1 | PV | OP | NA | SUN |  | 95566 |  |  | EIA Prime Mover-level Data
2021 | RI | Johnston Solar | 59858 | JSI01 | PV | OP | NA | SUN |  | 14546 |  |  | EIA Prime Mover-level Data
2021 | VA | HP Hood CT | 59860 | HHOOD | GT | OP | NA | NG |  | 1014267 | 4.0654 | 0.0080165 | EIA Prime Mover-level Data | NEI avg EF - PM, fuel type
2021 | IN | Twin Branch PV | 59861 | TBPV1 | PV | OP | NA | SUN |  | 35044 |  |  | EIA Prime Mover-level Data
2021 | GA | Fort Benning Solar Facility | 59862 | 1 | PV | OP | NA | SUN |  | 425147 |  |  | EIA Prime Mover-level Data
2021 | GA | Fort Gordon Solar Facility | 59863 | 1 | PV | OP | NA | SUN |  | 498771 |  |  | EIA Prime Mover-level Data
2021 | GA | Kings Bay Solar Facility | 59864 | 1 | PV | OP | NA | SUN |  | 419601 |  |  | EIA Prime Mover-level Data
2021 | GA | Fort Stewart Solar Facility | 59865 | 1 | PV | OP | NA | SUN |  | 422024 |  |  | EIA Prime Mover-level Data
2021 | MA | Palmer Solar LLC | 59866 | 11111 | PV | OP | NA | SUN
2021 | FL | Lockheed Martin Solar System | 59867 | LMSOL | PV | OP | NA | SUN |  | 26890 |  |  | EIA Prime Mover-level Data
2021 | CA | Kingbird A Solar LLC | 59868 | GEN01 | PV | OP | NA | SUN |  | 523816 |  |  | EIA Prime Mover-level Data
2021 | CA | Little Bear Solar 1, LLC | 59870 | GEN01 | PV | OP | NA | SUN |  | 823574 |  |  | EIA Prime Mover-level Data
2021 | CA | UC Davis South Campus | 59872 | UCD1 | PV | OP | NA | SUN |  | 252441 |  |  | EIA Prime Mover-level Data
2021 | MA | Lowell Solar Landfill | 59873 | PV | PV | OP | NA | SUN |  | 11380 |  |  | EIA Prime Mover-level Data
2021 | GA | Richland Solar Center | 59874 | PV1 | PV | OP | NA | SUN |  | 341791 |  |  | EIA Prime Mover-level Data
2021 | MN | Marshall Solar Energy Project | 59875 | PV1 | PV | OP | NA | SUN |  | 860548 |  |  | EIA Prime Mover-level Data
2021 | GA | Marine Corps Logistics Base Solar | 59876 | 1 | PV | OP | NA | SUN |  | 490909 |  |  | EIA Prime Mover-level Data
2021 | CA | Riverside RWQCP Fuel Cell | 59877 | MB20 | FC | OP | NA | OBG |  | 77437 | 0 | 0 | EIA Prime Mover-level Data | Estimated using an emission factor
2021 | CA | Windhub Solar A LLC | 59878 | GEN01 | PV | OP | NA | SUN |  | 443140 |  |  | EIA Prime Mover-level Data
2021 | CA | North Rosamond Solar LLC | 59879 | GEN01 | PV | OP | NA | SUN |  | 3093840 |  |  | EIA Prime Mover-level Data
2021 | NY | Kings Park Solar I | 59880 | KIPS1 | PV | OP | NA | SUN |  | 33048 |  |  | EIA Prime Mover-level Data
2021 | NY | Kings Park Solar II | 59881 | KIPS2 | PV | OP | NA | SUN |  | 33048 |  |  | EIA Prime Mover-level Data
2021 | MA | Exelon West Medway II | 59882 | J4 | GT | OP | CT | NG | 1740 | 916783.853 | 6.6754 | 0.014563 | EPA/CAMD | EPA/NEI | 2019
2021 | MA | Exelon West Medway II | 59882 | J5 | GT | OP | CT | NG | 1667 | 881700.903 | 7.145 | 0.016207 | EPA/CAMD | EPA/NEI | 2019
2021 | NC | Beaufort Solar, LLC | 59887 | GEN | PV | OP | NA | SUN |  | 251565 |  |  | EIA Prime Mover-level Data
2021 | KS | Bloom Wind | 59888 | GEN | WT | OP | NA | WND |  | 5494634 |  |  | EIA Prime Mover-level Data
2021 | GA | Butler Solar Farm 20 | 59891 | 1 | PV | OP | NA | SUN |  | 348955 |  |  | EIA Prime Mover-level Data
2021 | GA | Pawpaw Solar Plant | 59894 | 1 | PV | OP | NA | SUN |  | 569640 |  |  | EIA Prime Mover-level Data
2021 | GA | Butler Solar Project 103 | 59896 | 1 | PV | OP | NA | SUN |  | 1893075 |  |  | EIA Prime Mover-level Data
2021 | GA | Taylor County Solar | 59897 | 1 | PV | OP | NA | SUN |  | 2378573 |  |  | EIA Prime Mover-level Data
2021 | NC | SunEnergy1-Scotland Neck, LLC | 59898 | SE1SN | PV | OP | NA | SUN |  | 51120 |  |  | EIA Prime Mover-level Data
2021 | NC | Choco Solar, LLC | 59899 | CHOCO | PV | OP | NA | SUN |  | 91277 |  |  | EIA Prime Mover-level Data
2021 | CA | Corcoran Solar 3 | 59900 | C3CA | PV | OP | NA | SUN |  | 444112 |  |  | EIA Prime Mover-level Data
2021 | NC | Albertson Solar LLC | 59901 | ALBRT | PV | OP | NA | SUN |  | 68498 |  |  | EIA Prime Mover-level Data
2021 | IL | Cardinal Point Wind | 59902 | GEN | WT | OP | NA | WND |  | 5135353 |  |  | EIA Prime Mover-level Data
2021 | ND | New Frontier Wind | 59903 | GEN | WT | OP | NA | WND |  | 3658190 |  |  | EIA Prime Mover-level Data
2021 | VA | Western Branch High School | 59904 | 1 | PV | OP | NA | SUN |  | 12416 |  |  | EIA Prime Mover-level Data
2021 | VA | Merck | 59905 | 1 | PV | OP | NA | SUN |  | 21948 |  |  | EIA Prime Mover-level Data
2021 | PA | Moxie Freedom Generation Plant | 59906 | 201 | CT | OP | CC | NG | 8044 | 26464350.204 | 46.4734 | 0.0035122 | EPA/CAMD | EPA/NEI | 2018
2021 | PA | Moxie Freedom Generation Plant | 59906 | 202 | CT | OP | CC | NG | 6707 | 21654578.485 | 38.6909 | 0.0035735 | EPA/CAMD | EPA/NEI | 2018
2021 | NC | Mount Olive Solar | 59908 | 2MWPV | PV | OP | NA | SUN |  | 29821 |  |  | EIA Prime Mover-level Data
2021 | NJ | KDC Solar PR1, LLC | 59910 | SF | PV | OP | NA | SUN |  | 255491 |  |  | EIA Prime Mover-level Data
2021 | VA | Philip Morris | 59911 | 1 | PV | OP | NA | SUN |  | 27308 |  |  | EIA Prime Mover-level Data
2021 | NC | Freemont Solar Center LLC | 59912 | FREE | PV | OP | NA | SUN |  | 74563 |  |  | EIA Prime Mover-level Data
2021 | VA | Greensville County Power Station | 59913 | 1A | CT | OP | CC | NG | 7844 | 25035236.012 | 39.6559 | 0.003168 | EPA/CAMD | EPA/NEI | 2018
2021 | VA | Greensville County Power Station | 59913 | 1B | CT | OP | CC | NG | 7831 | 25215677.813 | 39.9709 | 0.0031703 | EPA/CAMD | EPA/NEI | 2018
2021 | VA | Greensville County Power Station | 59913 | 1C | CT | OP | CC | NG | 7839 | 24798366.001 | 39.2842 | 0.0031683 | EPA/CAMD | EPA/NEI | 2018
2021 | NC | Crestwood Solar Center LLC | 59914 | CREST | PV | OP | NA | SUN |  | 68471 |  |  | EIA Prime Mover-level Data
2021 | CA | Oro Loma | 59915 | ORCA | PV | OP | NA | SUN |  | 448340 |  |  | EIA Prime Mover-level Data
2021 | CA | SunE- E Philadelphia Ontario | 59916 | 12307 | PV | OP | NA | SUN |  | 15501 |  |  | EIA Prime Mover-level Data
2021 | NC | Pollocksville Solar | 59917 | 5MWPV | PV | OP | NA | SUN |  | 75678 |  |  | EIA Prime Mover-level Data
2021 | NV | Nellis Solar PV II | 59919 | NSPV2 | PV | OP | NA | SUN |  | 321504 |  |  | EIA Prime Mover-level Data
2021 | NC | Lillington Solar | 59921 | 5MWPV | PV | OP | NA | SUN |  | 86573 |  |  | EIA Prime Mover-level Data
2021 | DE | South Campus Solar | 59922 | G1789 | PV | OP | NA | SUN |  | 10078.611 |  |  | EIA Prime Mover-level Data
2021 | DE | South Campus Solar | 59922 | GA500 | PV | OP | NA | SUN |  | 3876.389 |  |  | EIA Prime Mover-level Data
2021 | MI | Alpine Power Plant | 59926 | AL1 | GT | OP | CT | NG | 3125 | 5372408.4 | 7.74 | 0.0028814 | EPA/CAMD | EPA/NEI | 2016
2021 | MI | Alpine Power Plant | 59926 | AL2 | GT | OP | CT | NG | 2377 | 4148150.5 | 9.93 | 0.0047877 | EPA/CAMD | EPA/NEI | 2016
2021 | MA | Hunt Road Solar | 59927 | PV1 | PV | OP | NA | SUN |  | 65783 |  |  | EIA Prime Mover-level Data
2021 | NC | Vance Solar Farm, LLC | 59928 | NB007 | PV | OP | NA | SUN |  | 77810 |  |  | EIA Prime Mover-level Data
2021 | NC | Cline Solar Farm, LLC | 59929 | NB007 | PV | OP | NA | SUN |  | 73828 |  |  | EIA Prime Mover-level Data
2021 | NC | BG Stewart Solar Farm, LLC | 59930 | NB005 | PV | OP | NA | SUN |  | 76997 |  |  | EIA Prime Mover-level Data
2021 | WI | FCPC Renewable Generation | 59931 | GEN1 | IC | OP | NA | OBG |  | 19397.5 | 0.14257 | 0.0147 | EIA Prime Mover-level Data | Estimated using an emission factor
2021 | WI | FCPC Renewable Generation | 59931 | GEN2 | IC | OP | NA | OBG |  | 19397.5 | 0.14257 | 0.0147 | EIA Prime Mover-level Data | Estimated using an emission factor
2021 | UT | Fiddler's Canyon 3 | 59932 | FID3 | PV | OP | NA | SUN |  | 62811 |  |  | EIA Prime Mover-level Data
2021 | NC | Soluga Farms IV | 59934 | SFIV | PV | OP | NA | SUN |  | 57011 |  |  | EIA Prime Mover-level Data
2021 | NC | Meadowbrook Solar Farm | 59936 | NB008 | PV | OP | NA | SUN |  | 85388 |  |  | EIA Prime Mover-level Data
2021 | NC | Coats Solar Farm, LLC | 59937 | NB006 | PV | OP | NA | SUN |  | 83284 |  |  | EIA Prime Mover-level Data
2021 | TX | Sky Global Power One | 59938 | UNIT1 | IC | OP | NA | NG |  | 80400.5 | 0.016965 | 0.000422 | EIA Prime Mover-level Data | Estimated using an emission factor
2021 | TX | Sky Global Power One | 59938 | UNIT2 | IC | OP | NA | NG |  | 80400.5 | 0.016965 | 0.000422 | EIA Prime Mover-level Data | Estimated using an emission factor
2021 | TX | Sky Global Power One | 59938 | UNIT3 | IC | OP | NA | NG |  | 80400.5 | 0.016965 | 0.000422 | EIA Prime Mover-level Data | Estimated using an emission factor
2021 | TX | Sky Global Power One | 59938 | UNIT4 | IC | OP | NA | NG |  | 80400.5 | 0.016965 | 0.000422 | EIA Prime Mover-level Data | Estimated using an emission factor
2021 | TX | Sky Global Power One | 59938 | UNIT5 | IC | OP | NA | NG |  | 80400.5 | 0.016965 | 0.000422 | EIA Prime Mover-level Data | Estimated using an emission factor
2021 | TX | Sky Global Power One | 59938 | UNIT6 | IC | OP | NA | NG |  | 80400.5 | 0.016965 | 0.000422 | EIA Prime Mover-level Data | Estimated using an emission factor
2021 | CA | RE Tranquillity | 59939 | BESS1 | BA | OP | NA | MWH |  | 0 |  |  | EIA Prime Mover-level Data
2021 | CA | RE Tranquillity | 59939 | TQ | PV | OP | NA | SUN |  | 4307701 |  |  | EIA Prime Mover-level Data
2021 | CA | Great Valley Solar Portfolio Holdings, LLC | 59940 | GVS2 | PV | OP | NA | SUN |  | 1398129.481 |  |  | EIA Prime Mover-level Data
2021 | CA | Great Valley Solar Portfolio Holdings, LLC | 59940 | GVS3 | PV | OP | NA | SUN |  | 466043.16 |  |  | EIA Prime Mover-level Data
2021 | CA | Great Valley Solar Portfolio Holdings, LLC | 59940 | GVS4 | PV | OP | NA | SUN |  | 466043.16 |  |  | EIA Prime Mover-level Data
2021 | CA | Great Valley Solar Portfolio Holdings, LLC | 59940 | TQ8 | PV | OP | NA | SUN |  | 2388471.198 |  |  | EIA Prime Mover-level Data
2021 | UT | Iron Springs Solar, LLC | 59941 | ISS | PV | OP | NA | SUN |  | 1821632 |  |  | EIA Prime Mover-level Data
2021 | CA | Morgan Lancaster 1 | 59942 | ML1 | PV | OP | NA | SUN |  | 24441 |  |  | EIA Prime Mover-level Data
2021 | TX | Rattlesnake Den | 59943 | 1 | WT | OP | NA | WND |  | 6063954 |  |  | EIA Prime Mover-level Data
2021 | NC | Conetoe II Solar, LLC | 59944 | CONE1 | PV | OP | NA | SUN |  | 1352095 |  |  | EIA Prime Mover-level Data
2021 | UT | Granite Mountain Solar West, LLC | 59945 | GMSW | PV | OP | NA | SUN |  | 1106198 |  |  | EIA Prime Mover-level Data
2021 | UT | Granite Mountain Solar East, LLC | 59946 | GMSE | PV | OP | NA | SUN |  | 1844889 |  |  | EIA Prime Mover-level Data
2021 | AR | SR Camden | 59947 | AERO | PV | OP | NA | SUN |  | 206856 |  |  | EIA Prime Mover-level Data
2021 | CA | Bakersfield 111 | 59948 | BF111 | PV | OP | NA | SUN |  | 24345 |  |  | EIA Prime Mover-level Data
2021 | MD | AES Warrior Run Energy Storage Project | 59949 | BESS1 | BA | OP | NA | MWH |  | 0 |  |  | EIA Prime Mover-level Data
2021 | NC | Yadkinville Solar | 59950 | YAK | PV | OP | NA | SUN |  | 54958 |  |  | EIA Prime Mover-level Data
2021 | NC | Five Forks Solar | 59951 | 5FRK | PV | OP | NA | SUN |  | 366659 |  |  | EIA Prime Mover-level Data
2021 | CA | Potrero Hills Energy Producers | 59952 | 1 | IC | OP | NA | LFG |  | 112184.2 | 0.82455 | 0.0147 | EIA Prime Mover-level Data | Estimated using an emission factor
2021 | CA | Potrero Hills Energy Producers | 59952 | 2 | IC | OP | NA | LFG |  | 112184.2 | 0.82455 | 0.0147 | EIA Prime Mover-level Data | Estimated using an emission factor
2021 | CA | Potrero Hills Energy Producers | 59952 | 3 | IC | OP | NA | LFG |  | 112184.2 | 0.82455 | 0.0147 | EIA Prime Mover-level Data | Estimated using an emission factor
2021 | CA | Potrero Hills Energy Producers | 59952 | 4 | IC | OP | NA | LFG |  | 112184.2 | 0.82455 | 0.0147 | EIA Prime Mover-level Data | Estimated using an emission factor
2021 | CA | Potrero Hills Energy Producers | 59952 | 5 | IC | OP | NA | LFG |  | 112184.2 | 0.82455 | 0.0147 | EIA Prime Mover-level Data | Estimated using an emission factor
2021 | NH | Antrim Wind | 59953 | AWND1 | WT | OP | NA | WND |  | 690233 |  |  | EIA Prime Mover-level Data
2021 | FL | Osceola Solar Facility | 59954 | XXXXX | PV | OP | NA | SUN |  | 51485 |  |  | EIA Prime Mover-level Data
2021 | NC | ESA Smithfield | 59955 | GEN01 | PV | OP | NA | SUN |  | 25291 |  |  | EIA Prime Mover-level Data
2021 | NC | ESA Selma | 59956 | GEN02 | PV | OP | NA | SUN |  | 23931 |  |  | EIA Prime Mover-level Data
2021 | IL | Grand Ridge Battery Projects | 59957 | GIVB | BA | OP | NA | MWH |  | 0 |  |  | EIA Prime Mover-level Data
2021 | IL | Grand Ridge Battery Projects | 59957 | GRES | BA | OP | NA | MWH |  | 0 |  |  | EIA Prime Mover-level Data
2021 | UT | Milford 2 | 59958 | MIL2 | PV | OP | NA | SUN |  | 62069 |  |  | EIA Prime Mover-level Data
2021 | IL | Elwood Energy Storage Center | 59959 | WCBS | BA | OS | NA | MWH |  | 0 |  |  | EIA Prime Mover-level Data
2021 | IL | Jake Energy Storage Center | 59960 | JBS | BA | OS | NA | MWH |  | 0 |  |  | EIA Prime Mover-level Data
2021 | CA | Western Antelope Blue Sky B | 59961 | WABSB | PV | OP | NA | SUN |  | 483464 |  |  | EIA Prime Mover-level Data
2021 | CA | North Lancaster Ranch | 59962 | NLR | PV | OP | NA | SUN |  | 310913 |  |  | EIA Prime Mover-level Data
2021 | CA | Central Antelope Dry Ranch C | 59963 | CADRC | PV | OP | NA | SUN |  | 308753 |  |  | EIA Prime Mover-level Data
2021 | CA | Elevation Solar C | 59964 | ELVSC | PV | OP | NA | SUN |  | 966362 |  |  | EIA Prime Mover-level Data
2021 | UT | Latigo Wind Park | 59965 | LTIGO | WT | OP | NA | WND |  | 1421345 |  |  | EIA Prime Mover-level Data
2021 | NC | Camp Lejeune Solar | 59966 | PV1 | PV | OP | NA | SUN |  | 160879 |  |  | EIA Prime Mover-level Data
2021 | CT | Pepperidge Farm Bloomfield | 59967 | FCB | FC | OP | NA | NG
2021 | CT | Pepperidge Farm Bloomfield | 59967 | FCC | FC | OP | NA | NG
2021 | NC | Desert Wind Farm, LLC | 59968 | 1 | WT | OP | NA | WND |  | 4467165 |  |  | EIA Prime Mover-level Data
2021 | TX | Bearkat | 59972 | BRKAT | WT | OP | NA | WND |  | 5274849 |  |  | EIA Prime Mover-level Data
2021 | FL | Walt Disney World Solar Facility | 59973 | WDS1 | PV | OP | NA | SUN |  | 72088 |  |  | EIA Prime Mover-level Data
2021 | CO | Golden West Power Partners LLC | 59974 | GW1 | WT | OP | NA | WND |  | 7212332 |  |  | EIA Prime Mover-level Data
2021 | CO | Carousel Wind Farm LLC | 59975 | CW1 | WT | OP | NA | WND |  | 5359928 |  |  | EIA Prime Mover-level Data
2021 | CA | RE Astoria | 59976 | ASTR1 | PV | OP | NA | SUN |  | 2657569 |  |  | EIA Prime Mover-level Data
2021 | CA | RE Astoria 2 | 59977 | ASTR2 | PV | OP | NA | SUN |  | 2032060 |  |  | EIA Prime Mover-level Data
2021 | CA | Adapture CA2, LLC | 59978 | ECA22 | PV | OP | NA | SUN |  | 28499 |  |  | EIA Prime Mover-level Data
2021 | CA | Columbia Solar Energy, LLC | 59979 | GEN1 | PV | OP | NA | SUN |  | 287971 |  |  | EIA Prime Mover-level Data
2021 | MA | Mashpee Landfill Solar | 59980 | MASH | PV | OP | NA | SUN |  | 20480 |  |  | EIA Prime Mover-level Data
2021 | IN | New Castle Solar RES | 59981 | PV1 | PV | OP | NA | SUN |  | 12459 |  |  | EIA Prime Mover-level Data
2021 | IN | Scotland Solar RES | 59982 | PV1 | PV | OP | NA | SUN |  | 7498 |  |  | EIA Prime Mover-level Data
2021 | IN | New Haven Solar RES | 59983 | PV1 | PV | OP | NA | SUN |  | 16307 |  |  | EIA Prime Mover-level Data
2021 | IN | Lanesville Solar RES | 59984 | PV1 | PV | OP | NA | SUN |  | 8340 |  |  | EIA Prime Mover-level Data
2021 | IN | Ellettsville Solar RES | 59985 | PV1 | PV | OP | NA | SUN |  | 11611 |  |  | EIA Prime Mover-level Data
2021 | IN | Henryville Solar RES | 59986 | PV1 | PV | OP | NA | SUN |  | 15395 |  |  | EIA Prime Mover-level Data
2021 | IN | Spring Mill Solar RES | 59987 | PV1 | PV | OP | NA | SUN |  | 14334 |  |  | EIA Prime Mover-level Data
2021 | IN | Decatur Co. Solar RES (IN) | 59988 | PV1 | PV | OP | NA | SUN |  | 14485 |  |  | EIA Prime Mover-level Data
2021 | IN | Jackson Co. Solar RES | 59989 | PV1 | PV | OP | NA | SUN |  | 16016 |  |  | EIA Prime Mover-level Data
2021 | IN | Johnson Co. Solar RES | 59990 | PV1 | PV | OP | NA | SUN |  | 14935 |  |  | EIA Prime Mover-level Data
2021 | FL | Babcock Solar Energy Center Hybrid | 59993 | 1 | PV | OP | NA | SUN |  | 1396840 |  |  | EIA Prime Mover-level Data
2021 | FL | Babcock Solar Energy Center Hybrid | 59993 | BA | BA | OP | NA | MWH |  | 0 |  |  | EIA Prime Mover-level Data
2021 | TX | RE Roserock | 59994 | ROSEK | PV | OP | NA | SUN |  | 3074844 |  |  | EIA Prime Mover-level Data
2021 | WV | AEP Milton NaS | 59995 | 1 | BA | RE | NA | MWH
2021 | NC | Boykin PV1 | 59996 | BOYK1 | PV | OP | NA | SUN |  | 312751 |  |  | EIA Prime Mover-level Data
2021 | NC | Ouchchy PV1 | 59999 | OUCH1 | PV | OP | NA | SUN |  | 46312 |  |  | EIA Prime Mover-level Data
2021 | NC | Turkey Creek PV1 | 60000 | TRKCK | PV | OP | NA | SUN |  | 175948 |  |  | EIA Prime Mover-level Data
2021 | NC | Vaughn Creek PV1 | 60001 | VNCRK | PV | OP | NA | SUN |  | 379683 |  |  | EIA Prime Mover-level Data
2021 | NY | Clarkstown Landfill Solar Facility | 60004 | INV#1 | PV | OP | NA | SUN |  | 11990 |  |  | EIA Prime Mover-level Data
2021 | NY | Clarkstown Landfill Solar Facility | 60004 | INV#2 | PV | OP | NA | SUN |  | 11990 |  |  | EIA Prime Mover-level Data
2021 | FL | Daytona International Speedway Solar | 60005 | 1 | PV | OP | NA | SUN |  | 11736 |  |  | EIA Prime Mover-level Data
2021 | FL | FIU Solar | 60006 | 1 | PV | OP | NA | SUN |  | 5951 |  |  | EIA Prime Mover-level Data
2021 | CA | Morelos del Sol | 60007 | MORLS | PV | OP | NA | SUN |  | 312743 |  |  | EIA Prime Mover-level Data
2021 | CO | Hooper Solar | 60008 | SCCO3 | PV | OP | NA | SUN |  | 940497 |  |  | EIA Prime Mover-level Data
2021 | ID | Murphy Flat Solar | 60009 | IPMF | PV | OP | NA | SUN |  | 388180 |  |  | EIA Prime Mover-level Data
2021 | ID | Orchard Ranch Solar | 60010 | IPOR | PV | OP | NA | SUN |  | 409405 |  |  | EIA Prime Mover-level Data
2021 | ID | American Falls Solar | 60011 | IPAF | PV | OP | NA | SUN |  | 401401 |  |  | EIA Prime Mover-level Data
2021 | ID | American Falls Solar II | 60012 | IPAF2 | PV | OP | NA | SUN |  | 413729 |  |  | EIA Prime Mover-level Data
2021 | OK | Grant Wind, LLC | 60013 | GRANT | WT | OP | NA | WND |  | 4925587 |  |  | EIA Prime Mover-level Data
2021 | FL | Manatee Solar Energy Center | 60014 | 1 | PV | OP | NA | SUN |  | 1425049 |  |  | EIA Prime Mover-level Data
2021 | FL | Manatee Solar Energy Center | 60014 | BMS | BA | OP | NA | MWH
2021 | OH | Findlay Wind Farm | 60015 | WNDW1 | WT | OP | NA | WND |  | 65439 |  |  | EIA Prime Mover-level Data
2021 | WA | MESA 1 | 60016 | A | BA | OA | NA | MWH
2021 | WA | MESA 1 | 60016 | B | BA | OA | NA | MWH
2021 | MI | Domino Farms Solar | 60017 | 1 | PV | OP | NA | SUN |  | 12682 |  |  | EIA Prime Mover-level Data
2021 | MI | Ford World Headquarters | 60018 | 1 | PV | OP | NA | SUN |  | 6896 |  |  | EIA Prime Mover-level Data
2021 | MI | Greenwood Solar Farm | 60019 | 1 | PV | OP | NA | SUN |  | 19722 |  |  | EIA Prime Mover-level Data
2021 | MA | Oxford | 60022 | OXFRD | PV | OP | NA | SUN |  | 29881 |  |  | EIA Prime Mover-level Data
2021 | CO | SR Jenkins Ft Lupton | 60023 | FTLUP | PV | OP | NA | SUN |  | 286407 |  |  | EIA Prime Mover-level Data
2021 | HI | Waipio Solar | 60024 | WPO | PV | OP | NA | SUN |  | 702064 |  |  | EIA Prime Mover-level Data
2021 | FL | Eight Flags Energy | 60025 | 01 | GT | OP | NA | NG |  | 1679573 | 6.7321 | 0.0080165 | EIA Prime Mover-level Data | NEI avg EF - PM, fuel type
2021 | CA | Little Rock Pham Solar | 60026 | PV1 | PV | OP | NA | SUN |  | 69206 |  |  | EIA Prime Mover-level Data
2021 | CA | Adera Solar | 60027 | ADERA | PV | OP | NA | SUN |  | 239708 |  |  | EIA Prime Mover-level Data
2021 | MD | CES VMT Solar | 60029 | VMMD | PV | OP | NA | SUN |  | 13381 |  |  | EIA Prime Mover-level Data
2021 | NC | Pecan Solar | 60030 | PECAN | PV | OP | NA | SUN |  | 1444373 |  |  | EIA Prime Mover-level Data
2021 | CA | SunE Rochester | 60032 | RCHTR | PV | OP | NA | SUN |  | 10347 |  |  | EIA Prime Mover-level Data
2021 | CA | CA Flats Solar 130, LLC | 60033 | GEN01 | PV | OP | NA | SUN |  | 3041168 |  |  | EIA Prime Mover-level Data
2021 | CA | CA Flats Solar 150, LLC | 60034 | GEN01 | PV | OP | NA | SUN |  | 3374499 |  |  | EIA Prime Mover-level Data
2021 | CA | Tequesquite Landfill Solar PV Project | 60035 | RPU1 | PV | OP | NA | SUN |  | 72982 |  |  | EIA Prime Mover-level Data
2021 | MD | CCBC-Catonsville | 60036 | PV1 | PV | OP | NA | SUN |  | 24503 |  |  | EIA Prime Mover-level Data
2021 | OH | Owens Corning Headquarters | 60038 | PV1 | PV | OP | NA | SUN |  | 13654 |  |  | EIA Prime Mover-level Data
2021 | CA | Frontier Solar LLC | 60039 | FTRS | PV | OP | NA | SUN |  | 454742 |  |  | EIA Prime Mover-level Data
2021 | CT | UI RCP New Haven Fuel Cell | 60040 | NHFC | FC | OP | NA | NG |  | 157794 | 0 | 0 | EIA Prime Mover-level Data | Estimated using an emission factor
2021 | CA | Cuyama Solar, LLC | 60043 | GEN01 | PV | OP | NA | SUN |  | 686527 |  |  | EIA Prime Mover-level Data
2021 | TX | Buckthorn Westex | 60044 | BKTH1 | PV | OP | NA | SUN |  | 2955188 |  |  | EIA Prime Mover-level Data
2021 | NY | Shoreham Solar Commons | 60045 | GEN1 | PV | OP | NA | SUN |  | 446181 |  |  | EIA Prime Mover-level Data
2021 | IN | Portage Solar | 60046 | PV7 | PV | OP | NA | SUN |  | 20524 |  |  | EIA Prime Mover-level Data
2021 | IN | Middlebury Solar | 60047 | PV6 | PV | OP | NA | SUN |  | 18508 |  |  | EIA Prime Mover-level Data
2021 | NC | TWE Chocowinity Solar, LLC | 60048 | FLS1 | PV | OP | NA | SUN |  | 57373 |  |  | EIA Prime Mover-level Data
2021 | CA | Golden Hills Wind | 60049 | GE | WT | OP | NA | WND |  | 2459840 |  |  | EIA Prime Mover-level Data
2021 | NC | Innovative Solar 10 | 60050 | FLS1 | PV | OP | NA | SUN |  | 20198 |  |  | EIA Prime Mover-level Data
2021 | NC | Innovative Solar 18, LLC | 60051 | FLS1 | PV | OP | NA | SUN |  | 32116 |  |  | EIA Prime Mover-level Data
2021 | NC | Innovative Solar 26, LLC | 60052 | FLS1 | PV | OP | NA | SUN |  | 31906 |  |  | EIA Prime Mover-level Data
2021 | NC | Innovative Solar 63, LLC | 60053 | FLS1 | PV | OP | NA | SUN |  | 77554 |  |  | EIA Prime Mover-level Data
2021 | CT | UI RCP Bridgeport Seaside | 60054 | BPFC | FC | OP | NA | NG |  | 163852 | 0 | 0 | EIA Prime Mover-level Data | Estimated using an emission factor
2021 | CT | UI RCP Bridgeport Seaside | 60054 | BPPV | PV | OP | NA | SUN |  | 21250 |  |  | EIA Prime Mover-level Data
2021 | NC | Innovative Solar 16 | 60055 | FLS1 | PV | OP | NA | SUN |  | 30059 |  |  | EIA Prime Mover-level Data
2021 | MA | Syncarpha Palmer, LLC | 60056 | SYNPA | PV | OP | NA | SUN |  | 66226 |  |  | EIA Prime Mover-level Data
2021 | OR | Steel Bridge Solar, LLC | 60057 | STEEL | PV | OP | NA | SUN |  | 36654 |  |  | EIA Prime Mover-level Data
2021 | AL | River Bend Solar, LLC | 60058 | RVRBN | PV | OP | NA | SUN |  | 1329607 |  |  | EIA Prime Mover-level Data
2021 | TX | Los Vientos V Wind Power | 60059 | 1 | WT | OP | NA | WND |  | 2862399 |  |  | EIA Prime Mover-level Data
2021 | CA | Lindberg FIeld Solar | 60060 | SDIA2 | PV | OP | NA | SUN |  | 22030.759 |  |  | EIA Prime Mover-level Data
2021 | CA | Lindberg FIeld Solar | 60060 | SDIAA | PV | OP | NA | SUN |  | 7343.586 |  |  | EIA Prime Mover-level Data
2021 | CA | Lindberg FIeld Solar | 60060 | SDIAB | PV | OP | NA | SUN |  | 6119.655 |  |  | EIA Prime Mover-level Data
2021 | FL | Citrus Solar Energy Center Hybrid | 60061 | 1 | PV | OP | NA | SUN |  | 1411379 |  |  | EIA Prime Mover-level Data
2021 | FL | Citrus Solar Energy Center Hybrid | 60061 | BA | BA | OP | NA | MWH |  | 0 |  |  | EIA Prime Mover-level Data
2021 | AZ | Avalon Solar II | 60062 | ASII | PV | OP | NA | SUN |  | 385264 |  |  | EIA Prime Mover-level Data
2021 | GA | Live Oak Solar, LLC | 60063 | LVEOK | PV | OP | NA | SUN |  | 859356 |  |  | EIA Prime Mover-level Data
2021 | GA | White Pine Solar, LLC | 60064 | WHTPN | PV | OP | NA | SUN |  | 1715117 |  |  | EIA Prime Mover-level Data
2021 | MA | Federal Road Solar 1, LLC CSG | 60065 | FEDRD | PV | OP | NA | SUN |  | 63918 |  |  | EIA Prime Mover-level Data
2021 | MA | BWC Swan Pond River CSG | 60067 | SPRMA | PV | OP | NA | SUN |  | 19816 |  |  | EIA Prime Mover-level Data
2021 | ID | Grand View Solar Two | 60068 | GVS2 | PV | OP | NA | SUN |  | 1257873 |  |  | EIA Prime Mover-level Data
2021 | ID | Grand View Solar Two | 60068 | GVS5 | PV | OP | NA | SUN |  | 419291 |  |  | EIA Prime Mover-level Data
2021 | KS | Cedar Bluff Wind, LLC | 60069 | CBLF1 | WT | OP | NA | WND |  | 7253099 |  |  | EIA Prime Mover-level Data
2021 | FL | Perry Solar Facility | 60071 | XXXXX | PV | OP | NA | SUN |  | 56639 |  |  | EIA Prime Mover-level Data
2021 | NC | Neisler Street Solar | 60072 | NSS1 | PV | OP | NA | SUN |  | 30102 |  |  | EIA Prime Mover-level Data
2021 | MA | Leominster | 60073 | SNLEO | PV | OP | NA | SUN |  | 27069 |  |  | EIA Prime Mover-level Data
2021 | MA | North Adams Landfill | 60074 | SNNOA | PV | OP | NA | SUN |  | 29837 |  |  | EIA Prime Mover-level Data
2021 | MA | Fisher Road Solar | 60075 | SYFRS | PV | OP | NA | SUN |  | 69399 |  |  | EIA Prime Mover-level Data
2021 | MA | Palmer Landfill | 60076 | SYNPL | PV | OP | NA | SUN |  | 54020 |  |  | EIA Prime Mover-level Data
2021 | CA | CED Avenal | 60077 | AVCA | PV | OP | NA | SUN |  | 396874 |  |  | EIA Prime Mover-level Data
2021 | CA | CED Ducor 1 | 60078 | DU1CA | PV | OP | NA | SUN |  | 426977 |  |  | EIA Prime Mover-level Data
2021 | CA | CED Ducor 2 | 60079 | DU2CA | PV | OP | NA | SUN |  | 426188 |  |  | EIA Prime Mover-level Data
2021 | CA | CED Ducor 3 | 60080 | DU3CA | PV | OP | NA | SUN |  | 317774 |  |  | EIA Prime Mover-level Data
2021 | CA | CED Ducor 4 | 60081 | DU4CA | PV | OP | NA | SUN |  | 424145 |  |  | EIA Prime Mover-level Data
2021 | GA | White Oak Solar, LLC | 60082 | WHTOK | PV | OP | NA | SUN |  | 1274259 |  |  | EIA Prime Mover-level Data
2021 | CA | Fresno Solar | 60083 | PV-S | PV | OP | NA | SUN |  | 28473 |  |  | EIA Prime Mover-level Data
2021 | CA | Fresno Solar | 60083 | PV-W | PV | OP | NA | SUN |  | 28473 |  |  | EIA Prime Mover-level Data
2021 | GA | PCA-Valdosta Mill | 60084 | 1005 | ST | OP | NA | WDS |  | 2656506.88 | 13.7864 | 0.010379 | EIA Unit-level Data | NEI avg EF - PM, fuel type
2021 | GA | PCA-Valdosta Mill | 60084 | 1006 | ST | OP | NA | WDS |  | 1329303.685 | 6.8987 | 0.010379 | EIA Unit-level Data | NEI avg EF - PM, fuel type
2021 | GA | PCA-Valdosta Mill | 60084 | 7020A | ST | OP | NA | NG |  | 187637.525 | 0.8922 | 0.0095098 | EIA Unit-level Data | NEI avg EF - PM, fuel type
2021 | GA | PCA-Valdosta Mill | 60084 | 7040 | ST | OP | NA | BLQ |  | 6902505.6 | 31.2606 | 0.0090577 | EIA Unit-level Data | NEI avg EF - PM, fuel type
2021 | CA | AVS Lancaster 1 | 60085 | PV1 | PV | OP | NA | SUN |  | 74422 |  |  | EIA Prime Mover-level Data
2021 | CA | US-TOPCO (Soccer Center) | 60086 | PV1 | PV | OP | NA | SUN |  | 59557 |  |  | EIA Prime Mover-level Data
2021 | TX | South Plains II | 60087 | SPII | WT | OP | NA | WND |  | 8544637 |  |  | EIA Prime Mover-level Data
2021 | ND | Sunflower Wind Project | 60088 | SNFLR | WT | OP | NA | WND |  | 3554957 |  |  | EIA Prime Mover-level Data
2021 | MD | Elkton Solar | 60089 | ELKTN | PV | OP | NA | SUN |  | 20322 |  |  | EIA Prime Mover-level Data
2021 | CA | Kingbird B Solar, LLC | 60091 | GEN01 | PV | OP | NA | SUN |  | 517024 |  |  | EIA Prime Mover-level Data
2021 | CA | Blythe Solar II, LLC | 60092 | BLCK4 | PV | OP | NA | SUN |  | 700597.686 |  |  | EIA Prime Mover-level Data
2021 | CA | Blythe Solar II, LLC | 60092 | BLCK5 | PV | OP | NA | SUN |  | 715369.324 |  |  | EIA Prime Mover-level Data
2021 | CA | Blythe Solar II, LLC | 60092 | BLCK6 | PV | OP | NA | SUN |  | 675274.878 |  |  | EIA Prime Mover-level Data
2021 | CA | Blythe Solar II, LLC | 60092 | BLCK7 | PV | OP | NA | SUN |  | 677385.112 |  |  | EIA Prime Mover-level Data
2021 | CA | Blythe Solar II, LLC | 60092 | BLST2 | BA | OP | NA | MWH |  | 0 |  |  | EIA Prime Mover-level Data
2021 | CA | Blythe Solar 110, LLC | 60093 | BES1 | BA | OP | NA | MWH |  | 0 |  |  | EIA Prime Mover-level Data
2021 | CA | Blythe Solar 110, LLC | 60093 | BLCK1 | PV | OP | NA | SUN |  | 938458.082 |  |  | EIA Prime Mover-level Data
2021 | CA | Blythe Solar 110, LLC | 60093 | BLCK2 | PV | OP | NA | SUN |  | 880259.131 |  |  | EIA Prime Mover-level Data
2021 | CA | Blythe Solar 110, LLC | 60093 | BLCK3 | PV | OP | NA | SUN |  | 843884.787 |  |  | EIA Prime Mover-level Data
2021 | CA | Blythe Solar III, LLC Hybrid | 60094 | BLSL3 | PV | OP | NA | SUN |  | 2910108 |  |  | EIA Prime Mover-level Data
2021 | CA | Blythe Solar III, LLC Hybrid | 60094 | BLST3 | BA | OP | NA | MWH |  | 0 |  |  | EIA Prime Mover-level Data
2021 | CA | Blythe Solar IV, LLC | 60095 | BLS4A | PV | OP | NA | SUN |  | 1653959.5 |  |  | EIA Prime Mover-level Data
2021 | CA | Blythe Solar IV, LLC | 60095 | BLS4B | PV | OP | NA | SUN |  | 1653959.5 |  |  | EIA Prime Mover-level Data
2021 | MD | Town of Chestertown- Chestertown WWTP | 60096 | PV1 | PV | OP | NA | SUN |  | 16411 |  |  | EIA Prime Mover-level Data
2021 | NY | Onondaga County - Metro Water Board | 60097 | PV1 | PV | OP | NA | SUN |  | 10824 |  |  | EIA Prime Mover-level Data
2021 | NY | Onondaga County - Oak Orchard WWTP | 60098 | PV1 | PV | OP | NA | SUN |  | 17561 |  |  | EIA Prime Mover-level Data
2021 | MA | Hewlett-Packard (HP) - Andover, MA | 60099 | PV1 | PV | OP | NA | SUN |  | 20869 |  |  | EIA Prime Mover-level Data
2021 | CA | Dinuba Energy | 60100 | B-1 | ST | OP | NA | AB |  | 0 | 0 |  | EIA Unit-level Data | Estimated using an emission factor
2021 | NC | Shelby Randolph Road Solar 1, LLC | 60101 | SRR | PV | OP | NA | SUN |  | 29838 |  |  | EIA Prime Mover-level Data
2021 | MI | Lorin Industries | 60102 | 1 | IC | OP | NA | NG |  | 22905 | 0.004833 | 0.000422 | EIA Prime Mover-level Data | Estimated using an emission factor
2021 | MI | Lorin Industries | 60102 | 2 | IC | OP | NA | NG |  | 22905 | 0.004833 | 0.000422 | EIA Prime Mover-level Data | Estimated using an emission factor
2021 | MI | Lorin Industries | 60102 | 3 | IC | OP | NA | NG |  | 22905 | 0.004833 | 0.000422 | EIA Prime Mover-level Data | Estimated using an emission factor
2021 | MI | Lorin Industries | 60102 | 4 | IC | OP | NA | NG |  | 22905 | 0.004833 | 0.000422 | EIA Prime Mover-level Data | Estimated using an emission factor
2021 | TX | Javelina Wind Energy, LLC | 60104 | GEWTG | WT | OP | NA | WND |  | 8200177 |  |  | EIA Prime Mover-level Data
2021 | NC | Lafayette Solar I, LLC | 60105 | LAF | PV | OP | NA | SUN |  | 28164 |  |  | EIA Prime Mover-level Data
2021 | NC | Rockingham Solar, LLC | 60106 | ROCK | PV | OP | NA | SUN |  | 81931 |  |  | EIA Prime Mover-level Data
2021 | NC | York Road Solar I, LLC | 60107 | YORK | PV | OP | NA | SUN |  | 28881 |  |  | EIA Prime Mover-level Data
2021 | NC | SID Solar I, LLC | 60108 | SID | PV | OP | NA | SUN |  | 73014 |  |  | EIA Prime Mover-level Data
2021 | CT | UDR Glastonbury Fuel Cell | 60109 | UDRFC | FC | OP | NA | NG |  | 176732 | 0 | 0 | EIA Prime Mover-level Data | Estimated using an emission factor
2021 | MA | Town of Needham VNEM CSG | 60110 | PV1 | PV | OP | NA | SUN |  | 35310 |  |  | EIA Prime Mover-level Data
2021 | MA | Williamsburg Solar LLC VNEM CSG | 60111 | PV1 | PV | OP | NA | SUN |  | 27200 |  |  | EIA Prime Mover-level Data
2021 | OR | Oregon Convention Center | 60112 | PV1 | PV | OP | NA | SUN |  | 16361 |  |  | EIA Prime Mover-level Data
2021 | NJ | Jackson Board of Education-Liberty HS | 60113 | PV1 | PV | OP | NA | SUN |  | 15093 |  |  | EIA Prime Mover-level Data
2021 | NY | Oneida County- DPW | 60114 | PV1 | PV | OP | NA | SUN |  | 16103 |  |  | EIA Prime Mover-level Data
2021 | NY | Town of Halfmoon | 60115 | PV1 | PV | OP | NA | SUN |  | 13361 |  |  | EIA Prime Mover-level Data
2021 | MA | BJ's Wholesale Club, Inc- Uxbridge | 60116 | PV1 | PV | OP | NA | SUN |  | 8719 |  |  | EIA Prime Mover-level Data
2021 | MI | Western Michigan Solar Gardens | 60117 | 1 | PV | OP | NA | SUN |  | 13140 |  |  | EIA Prime Mover-level Data
2021 | MI | Grand Valley Solar Gardens | 60118 | 1 | PV | OP | NA | SUN |  | 35991 |  |  | EIA Prime Mover-level Data
2021 | CO | Granby Hydro | 60119 | GEN1 | HY | OP | NA | WAT |  | 41502 |  |  | EIA Prime Mover-level Data
2021 | CA | UCI Fuel Cell | 60120 | MB-16 | FC | OP | NA | NG |  | 97969 | 0 | 0 | EIA Prime Mover-level Data | Estimated using an emission factor
2021 | NC | HCE Johnston I, LLC | 60121 | HCEJI | PV | OP | NA | SUN |  | 29668 |  |  | EIA Prime Mover-level Data
2021 | TX | Colorado Bend II | 60122 | CT7 | CT | OP | CC | NG | 7096 | 20650343.301 | 45.0064 | 0.0043589 | EPA/CAMD | EPA/NEI | 2017
2021 | TX | Colorado Bend II | 60122 | CT8 | CT | OP | CC | NG | 6929 | 20712640.9 | 51.5754 | 0.0049801 | EPA/CAMD | EPA/NEI | 2017
2021 | TX | Castle Gap Solar Hybrid | 60123 | BAT1 | BA | OP | NA | MWH |  | 0 |  |  | EIA Prime Mover-level Data
2021 | TX | Castle Gap Solar Hybrid | 60123 | CGAP | PV | OP | NA | SUN |  | 3903283 |  |  | EIA Prime Mover-level Data
2021 | FL | Goldfinch | 60124 | GFNCH | PV | OP | NA | SUN |  | 50306 |  |  | EIA Prime Mover-level Data
2021 | HI | Kawailoa Solar | 60125 | KAWS | PV | OP | NA | SUN |  | 691469 |  |  | EIA Prime Mover-level Data
2021 | OH | Harpster Wind | 60126 | H1 | WT | OP | NA | WND |  | 28369 |  |  | EIA Prime Mover-level Data
2021 | VA | Eastern Shore Solar, LLC | 60127 | PV1 | PV | OP | NA | SUN |  | 1381524 |  |  | EIA Prime Mover-level Data
2021 | OH | Zephyr Wind | 60128 | Z1 | WT | OP | NA | WND |  | 30482 |  |  | EIA Prime Mover-level Data
2021 | OH | Zephyr Wind | 60128 | Z2 | WT | OP | NA | WND |  | 30482 |  |  | EIA Prime Mover-level Data
2021 | OH | Zephyr Wind | 60128 | Z3 | WT | OP | NA | WND |  | 30482 |  |  | EIA Prime Mover-level Data
2021 | NC | Red Toad 1425 A Powatan Road, LLC | 60129 | POW | PV | OP | NA | SUN |  | 34595 |  |  | EIA Prime Mover-level Data
2021 | WY | Big Sand Draw Plant | 60130 | 1 | IC | OP | NA | NG |  | 52523.4 | 0.011082 | 0.000422 | EIA Prime Mover-level Data | Estimated using an emission factor
2021 | WY | Big Sand Draw Plant | 60130 | 2 | IC | OP | NA | NG |  | 52523.4 | 0.011082 | 0.000422 | EIA Prime Mover-level Data | Estimated using an emission factor
2021 | WY | Big Sand Draw Plant | 60130 | 4 | IC | OP | NA | NG |  | 52523.4 | 0.011082 | 0.000422 | EIA Prime Mover-level Data | Estimated using an emission factor
2021 | WY | Big Sand Draw Plant | 60130 | 5 | IC | OP | NA | NG |  | 52523.4 | 0.011082 | 0.000422 | EIA Prime Mover-level Data | Estimated using an emission factor
2021 | WY | Big Sand Draw Plant | 60130 | 6 | IC | OP | NA | NG |  | 52523.4 | 0.011082 | 0.000422 | EIA Prime Mover-level Data | Estimated using an emission factor
2021 | NC | Durham Solar | 60131 | DURM | PV | OP | NA | SUN |  | 51280 |  |  | EIA Prime Mover-level Data
2021 | WV | New Creek Wind | 60132 | NCG01 | WT | OP | NA | WND |  | 2682478 |  |  | EIA Prime Mover-level Data
2021 | NC | Morgan Farm, LLC | 60133 | MOR | PV | OP | NA | SUN |  | 80365 |  |  | EIA Prime Mover-level Data
2021 | NC | Nashville Farms, LLC | 60134 | NASH | PV | OP | NA | SUN |  | 30756 |  |  | EIA Prime Mover-level Data
2021 | NC | Cedar Solar, LLC | 60135 | CED | PV | OP | NA | SUN |  | 80507 |  |  | EIA Prime Mover-level Data
2021 | NC | Elm Solar, LLC | 60136 | ELM | PV | OP | NA | SUN |  | 78313 |  |  | EIA Prime Mover-level Data
2021 | KY | Glasgow LFGTE | 60137 | 1 | IC | OP | NA | LFG |  | 70003 | 0.51452 | 0.0147 | EIA Prime Mover-level Data | Estimated using an emission factor
2021 | CA | Lemoore 1 | 60142 | LEPV1 | PV | OP | NA | SUN |  | 21100 |  |  | EIA Prime Mover-level Data
2021 | CO | Peak View Wind Farm | 60143 | WTG | WT | OP | NA | WND |  | 1802992 |  |  | EIA Prime Mover-level Data
2021 | NC | Baltimore Church Solar, LLC | 60144 | FLS1 | PV | OP | NA | SUN |  | 67472 |  |  | EIA Prime Mover-level Data
2021 | NM | Broadview Energy JN, LLC | 60145 | 1 | WT | OP | NA | WND |  | 6453063 |  |  | EIA Prime Mover-level Data
2021 | NC | Cohen Farm Solar, LLC | 60146 | FLS1 | PV | OP | NA | SUN |  | 84690 |  |  | EIA Prime Mover-level Data
2021 | NC | Floyd Solar, LLC | 60147 | FLS1 | PV | OP | NA | SUN |  | 79658 |  |  | EIA Prime Mover-level Data
2021 | NC | Innovative Solar 43, LLC | 60149 | FLS1 | PV | OP | NA | SUN |  | 602625 |  |  | EIA Prime Mover-level Data
2021 | NY | Cornell Geneva Solar Farm | 60150 | ARGOS | PV | OP | NA | SUN |  | 26618 |  |  | EIA Prime Mover-level Data
2021 | CA | Building F | 60151 | BLDGF | PV | OP | NA | SUN |  | 17323 |  |  | EIA Prime Mover-level Data
2021 | NM | Broadview Energy KW, LLC | 60152 | 1 | WT | OP | NA | WND |  | 5170546 |  |  | EIA Prime Mover-level Data
2021 | CA | Building G | 60153 | BLDGG | PV | OP | NA | SUN |  | 20621 |  |  | EIA Prime Mover-level Data
2021 | CA | Buidling L | 60154 | BLDG1 | PV | OP | NA | SUN |  | 13504 |  |  | EIA Prime Mover-level Data
2021 | NC | Shelter Solar | 60156 | PV1 | PV | OP | NA | SUN |  | 85397 |  |  | EIA Prime Mover-level Data
2021 | NC | Heedeh Solar | 60157 | PV1 | PV | OP | NA | SUN |  | 57303 |  |  | EIA Prime Mover-level Data
2021 | NC | Tate Solar | 60160 | PV1 | PV | OP | NA | SUN |  | 78207 |  |  | EIA Prime Mover-level Data
2021 | NC | Eagle Solar | 60161 | PV1 | PV | OP | NA | SUN |  | 66544 |  |  | EIA Prime Mover-level Data
2021 | NC | Robin Solar | 60165 | PV1 | PV | OP | NA | SUN |  | 62909 |  |  | EIA Prime Mover-level Data
2021 | NC | Cash Solar | 60178 | PV1 | PV | OP | NA | SUN |  | 97573 |  |  | EIA Prime Mover-level Data
2021 | NC | Daystar Solar | 60179 | PV1 | PV | OP | NA | SUN |  | 84453 |  |  | EIA Prime Mover-level Data
2021 | NC | Kathleen Solar | 60180 | PV1 | PV | OP | NA | SUN |  | 86662 |  |  | EIA Prime Mover-level Data
2021 | NC | Grove Solar | 60181 | PV1 | PV | OP | NA | SUN |  | 117048 |  |  | EIA Prime Mover-level Data
2021 | CA | Dulles | 60182 | DULLE | PV | OP | NA | SUN |  | 26024 |  |  | EIA Prime Mover-level Data
2021 | CA | Freeway Springs | 60183 | FSPRI | PV | OP | NA | SUN |  | 26671 |  |  | EIA Prime Mover-level Data
2021 | GA | ADS Renewable Energy-Wolf Creek LLC | 60184 | GEN1 | IC | OP | NA | LFG |  | 113762.5 | 0.83615 | 0.0147 | EIA Prime Mover-level Data | Estimated using an emission factor
2021 | GA | ADS Renewable Energy-Wolf Creek LLC | 60184 | GEN2 | IC | OP | NA | LFG |  | 113762.5 | 0.83615 | 0.0147 | EIA Prime Mover-level Data | Estimated using an emission factor
2021 | CA | Solverde 1 | 60185 | SOLV1 | PV | OP | NA | SUN |  | 1969210 |  |  | EIA Prime Mover-level Data
2021 | CA | Antelope DSR 1 | 60186 | DSR1 | PV | OP | NA | SUN |  | 1160292 |  |  | EIA Prime Mover-level Data
2021 | CA | Antelope DSR 2 | 60187 | DSR2 | PV | OP | NA | SUN |  | 125685 |  |  | EIA Prime Mover-level Data
2021 | NC | Conetoe Solar | 60188 | CON15 | PV | OP | NA | SUN |  | 75614 |  |  | EIA Prime Mover-level Data
2021 | NC | Sugar Run Solar | 60189 | SRS15 | PV | OP | NA | SUN |  | 84884 |  |  | EIA Prime Mover-level Data
2021 | OH | HMW Minster PV I | 60190 | MIN01 | PV | OP | NA | SUN |  | 74182 |  |  | EIA Prime Mover-level Data
2021 | NC | TWE New Bern Solar Project, LLC | 60191 | FLS1 | PV | OP | NA | SUN |  | 52590 |  |  | EIA Prime Mover-level Data
2021 | CA | Whitethorn Solar LLC | 60193 | GEN1 | PV | OP | NA | SUN |  | 54374 |  |  | EIA Prime Mover-level Data
2021 | NM | South Valley Solar Energy Center | 60195 | SVSEC | PV | OP | NA | SUN |  | 203963 |  |  | EIA Prime Mover-level Data
2021 | NM | Santa Fe Solar Energy Center | 60196 | SFSEC | PV | OP | NA | SUN |  | 200452 |  |  | EIA Prime Mover-level Data
2021 | NM | Santolina Solar Energy Center | 60197 | SANTO | PV | OP | NA | SUN |  | 229556 |  |  | EIA Prime Mover-level Data
2021 | NM | Rio Communities Solar Energy Center | 60198 | RCSEC | PV | OP | NA | SUN |  | 209110 |  |  | EIA Prime Mover-level Data
2021 | NC | County Home Solar Center, LLC | 60199 | CHSC1 | PV | OP | NA | SUN |  | 30826 |  |  | EIA Prime Mover-level Data
2021 | NC | Laurinburg Solar, LLC (Heelstone) | 60200 | LAUR | PV | OP | NA | SUN |  | 33629 |  |  | EIA Prime Mover-level Data
2021 | NJ | CES Cherry Hill Solar | 60201 | CHNJ | PV | OP | NA | SUN |  | 15345 |  |  | EIA Prime Mover-level Data
2021 | NC | Hemlock Solar | 60207 | HEMLK | PV | OP | NA | SUN |  | 84707 |  |  | EIA Prime Mover-level Data
2021 | NC | Long Farm 46 Solar, LLC | 60208 | PV1 | PV | OP | NA | SUN |  | 81950 |  |  | EIA Prime Mover-level Data
2021 | NC | HXNAir Solar One | 60209 | HXNAI | PV | OP | NA | SUN |  | 81781 |  |  | EIA Prime Mover-level Data
2021 | TX | Cotton Plains Wind Farm | 60210 | CPWF | WT | OP | NA | WND |  | 1727409 |  |  | EIA Prime Mover-level Data
2021 | TX | Rocksprings | 60217 | RKSP | WT | OP | NA | WND |  | 4172277 |  |  | EIA Prime Mover-level Data
2021 | OK | Frontier Windpower | 60218 | FC1 | WT | OP | NA | WND |  | 4668237 |  |  | EIA Prime Mover-level Data
2021 | CA | Strata Roof 1 | 60219 | UNIT1 | PV | OP | NA | SUN |  | 13989 |  |  | EIA Prime Mover-level Data
2021 | CA | Zero Waste Energy Development Co LLC | 60220 | ZWED1 | IC | OP | NA | OBG |  | 43546.5 | 0.32007 | 0.0147 | EIA Prime Mover-level Data | Estimated using an emission factor
2021 | CA | Zero Waste Energy Development Co LLC | 60220 | ZWED2 | IC | OP | NA | OBG |  | 43546.5 | 0.32007 | 0.0147 | EIA Prime Mover-level Data | Estimated using an emission factor
2021 | VA | Bristol Plant | 60222 | A1 | IC | OP | NA | LFG |  | 5486.833 | 0.040328 | 0.0147 | EIA Prime Mover-level Data | Estimated using an emission factor
2021 | VA | Bristol Plant | 60222 | A2 | IC | OP | NA | LFG |  | 5486.833 | 0.040328 | 0.0147 | EIA Prime Mover-level Data | Estimated using an emission factor
2021 | VA | Bristol Plant | 60222 | A3 | IC | OP | NA | LFG |  | 5486.833 | 0.040328 | 0.0147 | EIA Prime Mover-level Data | Estimated using an emission factor
2021 | VA | Bristol Plant | 60222 | A4 | IC | OP | NA | LFG |  | 5486.833 | 0.040328 | 0.0147 | EIA Prime Mover-level Data | Estimated using an emission factor
2021 | VA | Bristol Plant | 60222 | A5 | IC | OP | NA | LFG |  | 5486.833 | 0.040328 | 0.0147 | EIA Prime Mover-level Data | Estimated using an emission factor
2021 | VA | Bristol Plant | 60222 | A6 | IC | OP | NA | LFG |  | 5486.833 | 0.040328 | 0.0147 | EIA Prime Mover-level Data | Estimated using an emission factor
2021 | VA | Bristol Plant | 60222 | C1 | IC | OP | NA | LFG |  | 5486.833 | 0.040328 | 0.0147 | EIA Prime Mover-level Data | Estimated using an emission factor
2021 | VA | Bristol Plant | 60222 | C2 | IC | OP | NA | LFG |  | 5486.833 | 0.040328 | 0.0147 | EIA Prime Mover-level Data | Estimated using an emission factor
2021 | VA | Bristol Plant | 60222 | C3 | IC | OP | NA | LFG |  | 5486.833 | 0.040328 | 0.0147 | EIA Prime Mover-level Data | Estimated using an emission factor
2021 | VA | Bristol Plant | 60222 | C4 | IC | OP | NA | LFG |  | 5486.833 | 0.040328 | 0.0147 | EIA Prime Mover-level Data | Estimated using an emission factor
2021 | VA | Bristol Plant | 60222 | C5 | IC | OP | NA | LFG |  | 5486.833 | 0.040328 | 0.0147 | EIA Prime Mover-level Data | Estimated using an emission factor
2021 | VA | Bristol Plant | 60222 | C6 | IC | OP | NA | LFG |  | 5486.833 | 0.040328 | 0.0147 | EIA Prime Mover-level Data | Estimated using an emission factor
2021 | CA | Equinix San Jose | 60223 | EQXOO | FC | OP | NA | NG |  | 50274 | 0 | 0 | EIA Prime Mover-level Data | Estimated using an emission factor
2021 | CA | Intel Santa Clara | 60224 | NTL00 | FC | OP | NA | NG |  | 52276 | 0 | 0 | EIA Prime Mover-level Data | Estimated using an emission factor
2021 | CT | CMEEC - Bozrah | 60225 | PV1 | PV | OP | NA | SUN |  | 29314 |  |  | EIA Prime Mover-level Data
2021 | CA | Rancho Seco Solar, LLC | 60226 | GEN01 | PV | OP | NA | SUN |  | 197351 |  |  | EIA Prime Mover-level Data
2021 | NJ | BJ's Wholesale Club Inc Dist Center | 60227 | PV1 | PV | OP | NA | SUN |  | 19526 |  |  | EIA Prime Mover-level Data
2021 | CT | Conn Mun Electric Energy Coop | 60228 | PV1 | PV | OP | NA | SUN |  | 11450 |  |  | EIA Prime Mover-level Data
2021 | NY | Orange County Solar Farm (NY) | 60229 | PV1 | PV | OP | NA | SUN |  | 21070 |  |  | EIA Prime Mover-level Data
2021 | AZ | Estrella Mountain PV | 60230 | PV1 | PV | OP | NA | SUN |  | 35257 |  |  | EIA Prime Mover-level Data
2021 | CA | Genentech-Oceanside Hybrid | 60231 | BA1 | BA | OP | NA | MWH |  | 0 |  |  | EIA Prime Mover-level Data
2021 | CA | Genentech-Oceanside Hybrid | 60231 | PV1 | PV | OP | NA | SUN |  | 57116 |  |  | EIA Prime Mover-level Data
2021 | NY | Onondaga County- Jamesville | 60232 | PV1 | PV | OP | NA | SUN |  | 23947 |  |  | EIA Prime Mover-level Data
2021 | CA | RE Garland | 60233 | BESS1 | BA | OP | NA | MWH |  | 0 |  |  | EIA Prime Mover-level Data
2021 | CA | RE Garland | 60233 | BESS2 | BA | OP | NA | MWH |  | 0 |  |  | EIA Prime Mover-level Data
2021 | CA | RE Garland | 60233 | PV2 | PV | OP | NA | SUN |  | 4289413 |  |  | EIA Prime Mover-level Data
2021 | VA | Belle Haven Diesel Generation Facility | 60234 | BDG10 | IC | SB | NA | DFO |  | 2150 | 0.33325 | 0.31 | EIA Prime Mover-level Data | Estimated using an emission factor
2021 | VA | Belle Haven Diesel Generation Facility | 60234 | BDG9 | IC | SB | NA | DFO |  | 2150 | 0.33325 | 0.31 | EIA Prime Mover-level Data | Estimated using an emission factor
2021 | VA | Perdue Diesel Generation Facility | 60235 | PDG5 | IC | SB | NA | DFO |  | 2242 | 0.34751 | 0.31 | EIA Prime Mover-level Data | Estimated using an emission factor
2021 | VA | Perdue Diesel Generation Facility | 60235 | PDG6 | IC | SB | NA | DFO |  | 2242 | 0.34751 | 0.31 | EIA Prime Mover-level Data | Estimated using an emission factor
2021 | VA | Onancock Diesel Generation Facility | 60236 | ODG7 | IC | SB | NA | DFO |  | 2156 | 0.33418 | 0.31 | EIA Prime Mover-level Data | Estimated using an emission factor
2021 | VA | Onancock Diesel Generation Facility | 60236 | ODG8 | IC | SB | NA | DFO |  | 2156 | 0.33418 | 0.31 | EIA Prime Mover-level Data | Estimated using an emission factor
2021 | CA | Midway Solar Farm II | 60237 | MSF2 | PV | OP | NA | SUN |  | 649313 |  |  | EIA Prime Mover-level Data
2021 | IN | McDonald Solar Farm, LLC | 60238 | PV1 | PV | OP | NA | SUN |  | 76773 |  |  | EIA Prime Mover-level Data
2021 | IN | Pastime Farm, LLC | 60239 | PV1 | PV | OP | NA | SUN |  | 78898 |  |  | EIA Prime Mover-level Data
2021 | NC | Yanceyville Farm 3, LLC | 60240 | 1 | PV | OP | NA | SUN |  | 79491 |  |  | EIA Prime Mover-level Data
2021 | SC | Union Renewable Energy Facility | 60241 | 00611 | IC | OP | NA | LFG |  | 93820.5 | 0.68958 | 0.0147 | EIA Prime Mover-level Data | Estimated using an emission factor
2021 | SC | Union Renewable Energy Facility | 60241 | 00677 | IC | OP | NA | LFG |  | 93820.5 | 0.68958 | 0.0147 | EIA Prime Mover-level Data | Estimated using an emission factor
2021 | CA | Algonquin SKIC 10 Solar, LLC | 60242 | SKI10 | PV | OP | NA | SUN |  | 174941 |  |  | EIA Prime Mover-level Data
2021 | AK | Ambler | 60243 | 1A | IC | OP | NA | DFO |  | 4879.636 | 0.75634 | 0.31 | EIA Prime Mover-level Data | Estimated using an emission factor
2021 | AK | Ambler | 60243 | 2 | IC | OP | NA | DFO |  | 3659.727 | 0.56726 | 0.31 | EIA Prime Mover-level Data | Estimated using an emission factor
2021 | AK | Ambler | 60243 | 3 | IC | OP | NA | DFO |  | 4879.636 | 0.75634 | 0.31 | EIA Prime Mover-level Data | Estimated using an emission factor
2021 | AK | Marshall | 60244 | 1 | IC | OP | NA | DFO |  | 6594.545 | 1.0222 | 0.31 | EIA Prime Mover-level Data | Estimated using an emission factor
2021 | AK | Marshall | 60244 | 2 | IC | OP | NA | DFO |  | 5275.636 | 0.81772 | 0.31 | EIA Prime Mover-level Data | Estimated using an emission factor
2021 | AK | Marshall | 60244 | 3 | IC | OP | NA | DFO |  | 2637.818 | 0.40886 | 0.31 | EIA Prime Mover-level Data | Estimated using an emission factor
2021 | AK | New Stuyahok | 60245 | 1 | IC | OP | NA | DFO |  | 5550.286 | 0.86029 | 0.31 | EIA Prime Mover-level Data | Estimated using an emission factor
2021 | AK | New Stuyahok | 60245 | 2 | IC | OP | NA | DFO |  | 6937.857 | 1.0754 | 0.31 | EIA Prime Mover-level Data | Estimated using an emission factor
2021 | AK | New Stuyahok | 60245 | 3A | IC | OP | NA | DFO |  | 6937.857 | 1.0754 | 0.31 | EIA Prime Mover-level Data | Estimated using an emission factor
2021 | CO | Valley View Solar | 60247 | VVS | PV | OP | NA | SUN |  | 86441 |  |  | EIA Prime Mover-level Data
2021 | CO | Skylark | 60248 | CAREY | PV | OP | NA | SUN |  | 82064 |  |  | EIA Prime Mover-level Data
2021 | CA | Silicon Valley Clean Water | 60249 | BES | BA | OP | NA | MWH
2021 | CA | Silicon Valley Clean Water | 60249 | CGN | IC | OP | NA | OBG |  | 86371 | 0.63483 | 0.0147 | EIA Prime Mover-level Data | Estimated using an emission factor
2021 | AK | Swampy Acres Microgrid | 60250 | 13 | IC | OP | NA | DFO |  | 1703.952 | 0.26411 | 0.31 | EIA Prime Mover-level Data | Estimated using an emission factor
2021 | AK | Swampy Acres Microgrid | 60250 | 6A | IC | OP | NA | DFO |  | 774.524 | 0.12005 | 0.31 | EIA Prime Mover-level Data | Estimated using an emission factor
2021 | AK | Swampy Acres Microgrid | 60250 | 7A | IC | OP | NA | DFO |  | 774.524 | 0.12005 | 0.31 | EIA Prime Mover-level Data | Estimated using an emission factor
2021 | IN | IMPA Huntingburg Solar Park | 60251 | SHUNT | PV | OP | NA | SUN |  | 22744 |  |  | EIA Prime Mover-level Data
2021 | IN | IMPA Washington Solar Park | 60252 | SWASH | PV | OP | NA | SUN |  | 43083 |  |  | EIA Prime Mover-level Data
2021 | IN | IMPA Anderson Solar Park | 60253 | SANDE | PV | OP | NA | SUN |  | 45488 |  |  | EIA Prime Mover-level Data
2021 | MN | Owatonna Energy Station | 60254 | UNIT1 | IC | OP | NA | NG |  | 79770.75 | 0.016832 | 0.000422 | EIA Prime Mover-level Data | Estimated using an emission factor
2021 | MN | Owatonna Energy Station | 60254 | UNIT2 | IC | OP | NA | NG |  | 79770.75 | 0.016832 | 0.000422 | EIA Prime Mover-level Data | Estimated using an emission factor
2021 | MN | Owatonna Energy Station | 60254 | UNIT3 | IC | OP | NA | NG |  | 79770.75 | 0.016832 | 0.000422 | EIA Prime Mover-level Data | Estimated using an emission factor
2021 | MN | Owatonna Energy Station | 60254 | UNIT4 | IC | OP | NA | NG |  | 79770.75 | 0.016832 | 0.000422 | EIA Prime Mover-level Data | Estimated using an emission factor
2021 | CA | Weymouth Solar Plant | 60255 | 1 | PV | OP | NA | SUN |  | 31115.333 |  |  | EIA Prime Mover-level Data
2021 | CA | Weymouth Solar Plant | 60255 | 2 | PV | OP | NA | SUN |  | 15557.667 |  |  | EIA Prime Mover-level Data
2021 | OK | Bluestem | 60256 | 1 | WT | OP | NA | WND |  | 7159135 |  |  | EIA Prime Mover-level Data
2021 | NC | Stainback Solar Farm | 60257 | INV1 | PV | OP | NA | SUN |  | 85405 |  |  | EIA Prime Mover-level Data
2021 | NM | Alta Luna | 60258 | ALPV1 | PV | OP | NA | SUN |  | 630411 |  |  | EIA Prime Mover-level Data
2021 | WY | Pioneer Wind Park, LLC | 60259 | PWP1 | WT | OP | NA | WND |  | 2146566 |  |  | EIA Prime Mover-level Data
2021 | AK | Brevig Mission | 60260 | 1 | IC | OP | NA | DFO |  | 2436.6 | 0.37767 | 0.31 | EIA Prime Mover-level Data | Estimated using an emission factor
2021 | AK | Brevig Mission | 60260 | 2 | IC | OP | NA | DFO |  | 4873.2 | 0.75535 | 0.31 | EIA Prime Mover-level Data | Estimated using an emission factor
2021 | AK | Brevig Mission | 60260 | 3A | IC | OP | NA | DFO |  | 4873.2 | 0.75535 | 0.31 | EIA Prime Mover-level Data | Estimated using an emission factor
2021 | NV | Playa Solar 2 | 60261 | GEN1 | PV | OP | NA | SUN |  | 2518151 |  |  | EIA Prime Mover-level Data
2021 | NE | Prairie Breeze II | 60262 | GEN1 | WT | OP | NA | WND |  | 2540868 |  |  | EIA Prime Mover-level Data
2021 | OR | Durham AWTF | 60263 | GEN1 | IC | OP | NA | OBG |  | 61794 | 0.45419 | 0.0147 | EIA Prime Mover-level Data | Estimated using an emission factor
2021 | OR | Durham AWTF | 60263 | GEN2 | IC | OP | NA | OBG |  | 61794 | 0.45419 | 0.0147 | EIA Prime Mover-level Data | Estimated using an emission factor
2021 | TX | Bacliff Generating Station | 60264 | BCGT1 | GT | OP | CT | NG | 391 | 253208.6 | 0.6 | 0.0047392 | EPA/CAMD | EPA/NEI | 2016
2021 | TX | Bacliff Generating Station | 60264 | BCGT2 | GT | OP | CT | NG | 682 | 420222 | 1 | 0.0047594 | EPA/CAMD | EPA/NEI | 2016
2021 | TX | Bacliff Generating Station | 60264 | BCGT3 | GT | OP | CT | NG | 505 | 311269.9 | 0.74 | 0.0047547 | EPA/CAMD | EPA/NEI | 2017
2021 | TX | Bacliff Generating Station | 60264 | BCGT4 | GT | OP | CT | NG | 628 | 383144.8 | 0.91 | 0.0047502 | EPA/CAMD | EPA/NEI | 2017
2021 | TX | Bacliff Generating Station | 60264 | BCGT5 | GT | OP | CT | NG | 332 | 214209.2 | 0.51 | 0.0047617 | EPA/CAMD | EPA/NEI | 2017
2021 | TX | Bacliff Generating Station | 60264 | BCGT6 | GT | OP | CT | NG | 635 | 333837.5 | 0.8 | 0.0047928 | EPA/CAMD | EPA/NEI | 2017
2021 | NJ | Junction Road | 60265 | JUNCT | PV | OP | NA | SUN |  | 62150 |  |  | EIA Prime Mover-level Data
2021 | NJ | Cedar Branch | 60266 | CEDAR | PV | OP | NA | SUN |  | 88086 |  |  | EIA Prime Mover-level Data
2021 | NJ | Sharon Station | 60267 | SHRN1 | PV | OP | NA | SUN |  | 39925 |  |  | EIA Prime Mover-level Data
2021 | TX | Blue Cloud Wind Energy LLC | 60270 | WT1 | WT | OP | NA | WND |  | 4964522 |  |  | EIA Prime Mover-level Data
2021 | MA | CED Westfield Solar, LLC | 60274 | WFMA | PV | OP | NA | SUN |  | 28342 |  |  | EIA Prime Mover-level Data
2021 | CA | Westside Solar Power PV1 | 60275 | WSPV1 | PV | OP | NA | SUN |  | 44443 |  |  | EIA Prime Mover-level Data
2021 | MA | West Groton CHP | 60276 | G1 | GT | OP | NA | NG |  | 348286 | 1.396 | 0.0080165 | EIA Prime Mover-level Data | NEI avg EF - PM, fuel type
2021 | CA | Castor Solar | 60277 | CASTR | PV | OP | NA | SUN |  | 27599 |  |  | EIA Prime Mover-level Data
2021 | MA | Southbridge Solar | 60278 | SBRDG | PV | OP | NA | SUN |  | 26070 |  |  | EIA Prime Mover-level Data
2021 | CA | Antelope Big Sky Ranch | 60279 | ABSR | PV | OP | NA | SUN |  | 451365 |  |  | EIA Prime Mover-level Data
2021 | CA | Summer Solar LLC | 60280 | SUMSL | PV | OP | NA | SUN |  | 490673 |  |  | EIA Prime Mover-level Data
2021 | CA | Central Antelope Dry Ranch B LLC | 60281 | CADRB | PV | OP | NA | SUN |  | 74017 |  |  | EIA Prime Mover-level Data
2021 | CO | SR Mavericks | 60283 | MVRKS | PV | OP | NA | SUN |  | 132142 |  |  | EIA Prime Mover-level Data
2021 | NC | Organ Church Solar | 60284 | PV1 | PV | OP | NA | SUN |  | 88166 |  |  | EIA Prime Mover-level Data
2021 | AZ | Red Horse III | 60285 | RH3 | PV | OP | NA | SUN |  | 656529 |  |  | EIA Prime Mover-level Data
2021 | NC | Willard Solar | 60287 | PV1 | PV | OP | NA | SUN |  | 71647 |  |  | EIA Prime Mover-level Data
2021 | NC | Ajax Solar | 60288 | PV1 | PV | OP | NA | SUN |  | 34496 |  |  | EIA Prime Mover-level Data
2021 | NC | Jester Solar | 60290 | PV1 | PV | OP | NA | SUN |  | 84123 |  |  | EIA Prime Mover-level Data
2021 | NC | Trinity Solar | 60291 | PV1 | PV | OP | NA | SUN |  | 85505 |  |  | EIA Prime Mover-level Data
2021 | SC | St. Matthews Solar | 60293 | PV1 | PV | OP | NA | SUN |  | 173589 |  |  | EIA Prime Mover-level Data
2021 | OH | Clinton Battery | 60297 | 1 | BA | OP | NA | MWH |  | 0 |  |  | EIA Prime Mover-level Data
2021 | OH | HMV Minster Energy Storage System | 60299 | MIN02 | BA | OS | NA | MWH
2021 | TX | Montana Solar Facility | 60300 | IMPV1 | PV | OP | NA | SUN |  | 70020 |  |  | EIA Prime Mover-level Data
2021 | NM | Holloman Solar Facility | 60301 | HPV1 | PV | OP | NA | SUN |  | 80330 |  |  | EIA Prime Mover-level Data
2021 | MD | Keys Energy Center | 60302 | 11 | CT | OP | CC | NG | 8313 | 19000665.453 | 9.5772 | 0.0010081 | EPA/CAMD | EPA/NEI | 2018
2021 | MD | Keys Energy Center | 60302 | 12 | CT | OP | CC | NG | 7606 | 17065690.857 | 7.5231 | 0.00088166 | EPA/CAMD | EPA/NEI | 2018
2021 | MS | Sumrall II Solar Farm | 60303 | SUM2 | PV | OP | NA | SUN |  | 904259 |  |  | EIA Prime Mover-level Data
2021 | CO | San Isabel Solar, LLC | 60304 | SISPV | PV | OP | NA | SUN |  | 670282 |  |  | EIA Prime Mover-level Data
2021 | MS | Sumrall I Solar Farm | 60306 | SUM1 | PV | OP | NA | SUN |  | 922208 |  |  | EIA Prime Mover-level Data
2021 | AZ | Mesquite Solar 2, LLC | 60307 | 1 | PV | OP | NA | SUN |  | 2265675 |  |  | EIA Prime Mover-level Data
2021 | AZ | Mesquite Solar 3, LLC | 60308 | 1 | PV | OP | NA | SUN |  | 3829922 |  |  | EIA Prime Mover-level Data
2021 | CA | Portal Ridge Solar B, LLC | 60310 | GEN01 | PV | OP | NA | SUN |  | 410746 |  |  | EIA Prime Mover-level Data
2021 | CA | Portal Ridge Solar C, LLC | 60311 | GEN01 | PV | OP | NA | SUN |  | 268085 |  |  | EIA Prime Mover-level Data
2021 | NC | Howell Midland Farm, LLC | 60312 | 1 | PV | OP | NA | SUN |  | 81585 |  |  | EIA Prime Mover-level Data
2021 | NC | Augustus Farm, LLC | 60313 | 1 | PV | OP | NA | SUN |  | 83814 |  |  | EIA Prime Mover-level Data
2021 | NE | Prairie Breeze III | 60314 | GEN1 | WT | OP | NA | WND |  | 1131604 |  |  | EIA Prime Mover-level Data
2021 | CA | Midway Solar Farm III | 60315 | MSF3 | PV | OP | NA | SUN |  | 450966 |  |  | EIA Prime Mover-level Data
2021 | VA | Scott Solar Farm | 60316 | 1 | PV | OP | NA | SUN |  | 260701 |  |  | EIA Prime Mover-level Data
2021 | NM | Grady Wind Energy Center, LLC | 60317 | 1 | WT | OP | NA | WND |  | 8072801 |  |  | EIA Prime Mover-level Data
2021 | VA | Woodland Solar Farm | 60318 | 1 | PV | OP | NA | SUN |  | 326872 |  |  | EIA Prime Mover-level Data
2021 | VA | Whitehouse Solar Farm | 60319 | 1 | PV | OP | NA | SUN |  | 330020 |  |  | EIA Prime Mover-level Data
2021 | CO | Jeffco Community Solar Gardens LLC | 60320 | SSCO1 | PV | OP | NA | SUN |  | 18507 |  |  | EIA Prime Mover-level Data
2021 | CA | Willow Spring Solar, LLC | 60324 | GEN01 | PV | OP | NA | SUN |  | 2343165 |  |  | EIA Prime Mover-level Data
2021 | IA | O'Brien Wind | 60326 | OBWF | WT | OP | NA | WND |  | 1797625.213 |  |  | EIA Prime Mover-level Data
2021 | IA | O'Brien Wind | 60326 | OBWF2 | WT | OP | NA | WND |  | 3156734.421 |  |  | EIA Prime Mover-level Data
2021 | IA | O'Brien Wind | 60326 | OBWF3 | WT | OP | NA | WND |  | 2314551.365 |  |  | EIA Prime Mover-level Data
2021 | NJ | East Amwell | 60327 | AMWEL | PV | OP | NA | SUN |  | 23612 |  |  | EIA Prime Mover-level Data
2021 | HI | Schofield Generating Station | 60328 | S1 | IC | OP | NA | OBL |  | 34052.167 | 3.0136 | 0.177 | EIA Prime Mover-level Data | Estimated using an emission factor
2021 | HI | Schofield Generating Station | 60328 | S2 | IC | OP | NA | OBL |  | 34052.167 | 3.0136 | 0.177 | EIA Prime Mover-level Data | Estimated using an emission factor
2021 | HI | Schofield Generating Station | 60328 | S3 | IC | OP | NA | OBL |  | 34052.167 | 3.0136 | 0.177 | EIA Prime Mover-level Data | Estimated using an emission factor
2021 | HI | Schofield Generating Station | 60328 | S4 | IC | OP | NA | OBL |  | 34052.167 | 3.0136 | 0.177 | EIA Prime Mover-level Data | Estimated using an emission factor
2021 | HI | Schofield Generating Station | 60328 | S5 | IC | OP | NA | OBL |  | 34052.167 | 3.0136 | 0.177 | EIA Prime Mover-level Data | Estimated using an emission factor
2021 | HI | Schofield Generating Station | 60328 | S6 | IC | OP | NA | OBL |  | 34052.167 | 3.0136 | 0.177 | EIA Prime Mover-level Data | Estimated using an emission factor
2021 | PA | Ringer Hill Wind Farm, LLC | 60329 | RINGR | WT | OP | NA | WND |  | 932230 |  |  | EIA Prime Mover-level Data
2021 | OR | Grove Solar Center, LLC | 60330 | GSC1 | PV | OP | NA | SUN |  | 117036 |  |  | EIA Prime Mover-level Data
2021 | OR | Hyline Solar Center, LLC | 60331 | HSC1 | PV | OP | NA | SUN |  | 130698 |  |  | EIA Prime Mover-level Data
2021 | OR | Open Range Solar Center, LLC | 60332 | ORSC1 | PV | OP | NA | SUN |  | 202161 |  |  | EIA Prime Mover-level Data
2021 | OR | Railroad Solar Center, LLC | 60333 | RSC1 | PV | OP | NA | SUN |  | 91861 |  |  | EIA Prime Mover-level Data
2021 | OR | Thunderegg Solar Center, LLC | 60334 | TSC1 | PV | OP | NA | SUN |  | 199313 |  |  | EIA Prime Mover-level Data
2021 | OR | Vale Air Solar Center, LLC | 60335 | VASC1 | PV | OP | NA | SUN |  | 200215 |  |  | EIA Prime Mover-level Data
2021 | CA | Midway Solar Farm 1 | 60336 | MSF1 | PV | OP | NA | SUN |  | 1117673 |  |  | EIA Prime Mover-level Data
2021 | TN | Providence Solar | 60337 | PROV | PV | OP | NA | SUN |  | 268871 |  |  | EIA Prime Mover-level Data
2021 | TX | Electra Wind Farm | 60338 | EWF | WT | OP | NA | WND |  | 7883038 |  |  | EIA Prime Mover-level Data
2021 | TX | Horse Creek Wind Farm | 60339 | HCWF | WT | OP | NA | WND |  | 7305043 |  |  | EIA Prime Mover-level Data
2021 | GA | Albany Green Energy LLC | 60340 | B0004 | ST | OP | FLUIDIZED | WDS | 7767 | 6798684.22 | 32.97 | 0.0096989 | EPA/CAMD | EPA/NEI | 2017
2021 | NM | Wal-Mart Truth or Consequences PV | 60341 | WMTOC | PV | OP | NA | SUN |  | 8040 |  |  | EIA Prime Mover-level Data
2021 | IA | Ida Grove Wind | 60342 | IGWF | WT | OP | NA | WND |  | 2003477.32 |  |  | EIA Prime Mover-level Data
2021 | IA | Ida Grove Wind | 60342 | IGWF2 | WT | OP | NA | WND |  | 3921700.286 |  |  | EIA Prime Mover-level Data
2021 | IA | Ida Grove Wind | 60342 | IGWF3 | WT | OP | NA | WND |  | 3042924.636 |  |  | EIA Prime Mover-level Data
2021 | IA | Ida Grove Wind | 60342 | IGWF4 | WT | OP | NA | WND |  | 905007.758 |  |  | EIA Prime Mover-level Data
2021 | VT | Sudbury Solar | 60344 | SUD | PV | OP | NA | SUN |  | 26094 |  |  | EIA Prime Mover-level Data
2021 | FL | Okeechobee Clean Energy Center | 60345 | OCEC1A | CT | OP | CC | NG | 6689 | 20915445.862 | 43.4759 | 0.0041573 | EPA/CAMD | EPA/NEI | 2018
2021 | FL | Okeechobee Clean Energy Center | 60345 | OCEC1B | CT | OP | CC | NG | 5001 | 15415738.415 | 32.0424 | 0.0041571 | EPA/CAMD | EPA/NEI | 2018
2021 | FL | Okeechobee Clean Energy Center | 60345 | OCEC1C | CT | OP | CC | NG | 6209 | 18984254.208 | 39.4698 | 0.0041582 | EPA/CAMD | EPA/NEI | 2018
2021 | MI | Demille Solar Farm | 60346 | 1 | PV | OP | NA | SUN |  | 350918 |  |  | EIA Prime Mover-level Data
2021 | MI | Turrill Solar Farm | 60347 | 1 | PV | OP | NA | SUN |  | 236523 |  |  | EIA Prime Mover-level Data
2021 | MI | O'Shea Solar Farm | 60348 | 1 | PV | OP | NA | SUN |  | 27607 |  |  | EIA Prime Mover-level Data
2021 | UT | Hill AFB LFG Facility, Bldg #737 | 60349 | LFGG1 | IC | OP | NA | LFG |  | 54110.609 | 0.39771 | 0.0147 | EIA Prime Mover-level Data | Estimated using an emission factor
2021 | UT | Hill AFB LFG Facility, Bldg #737 | 60349 | LFGG2 | IC | OP | NA | LFG |  | 63129.043 | 0.464 | 0.0147 | EIA Prime Mover-level Data | Estimated using an emission factor
2021 | UT | Hill AFB LFG Facility, Bldg #737 | 60349 | LFGG3 | IC | OP | NA | LFG |  | 90184.348 | 0.66285 | 0.0147 | EIA Prime Mover-level Data | Estimated using an emission factor
2021 | NV | Solar Las Vegas MB 2, LLC | 60350 | LVMB2 | PV | OP | NA | SUN |  | 17218 |  |  | EIA Prime Mover-level Data
2021 | CO | Bison Solar LLC | 60351 | BSPV1 | PV | OP | NA | SUN |  | 549610 |  |  | EIA Prime Mover-level Data
2021 | NV | Boulder Solar Power, LLC | 60352 | BSP | PV | OP | NA | SUN |  | 2303565 |  |  | EIA Prime Mover-level Data
2021 | MD | Cecil County CCVT HS | 60353 | CCVT | PV | OP | NA | SUN |  | 24248 |  |  | EIA Prime Mover-level Data
2021 | ND | Brady II Wind Energy Center | 60354 | BWEC2 | WT | OP | NA | WND |  | 5592357 |  |  | EIA Prime Mover-level Data
2021 | ND | Brady Wind Energy Center | 60355 | BWEC1 | WT | OP | NA | WND |  | 5616208 |  |  | EIA Prime Mover-level Data
2021 | OH | South Field Energy, LLC | 60356 | 1 | CT | OP | CC | NG | 2944 | 9425105.279 | 21.38 | 0.0045368 | EPA/CAMD | EPA/NEI | 2021
2021 | OH | South Field Energy, LLC | 60356 | 2 | CT | OP | CC | NG | 1708 | 5107514.646 | 30.24 | 0.011841 | EPA/CAMD | EPA/NEI | 2021
2021 | PA | Lackawanna Energy Center | 60357 | 1 | CT | OP | CC | NG | 7290 | 21974737.611 | 26.8 | 0.0024392 | EPA/CAMD | EPA/NEI | 2018
2021 | PA | Lackawanna Energy Center | 60357 | 2 | CT | OP | CC | NG | 7051 | 21779123.669 | 29.4 | 0.0026998 | EPA/CAMD | EPA/NEI | 2018
2021 | PA | Lackawanna Energy Center | 60357 | 3 | CT | OP | CC | NG | 8364 | 25564453.027 | 22.4 | 0.0017524 | EPA/CAMD | EPA/NEI | 2018
2021 | NC | Gastonia Solar Center | 60359 | 60916 | PV | OP | NA | SUN |  | 73318 |  |  | EIA Prime Mover-level Data
2021 | NC | Wortham Solar Farm | 60361 | INV1 | PV | OP | NA | SUN |  | 78244 |  |  | EIA Prime Mover-level Data
2021 | NC | White Farm Solar, LLC | 60363 | WFSPV | PV | OP | NA | SUN |  | 86458 |  |  | EIA Prime Mover-level Data
2021 | NC | White Street Renewables | 60364 | WSLFG | IC | OP | NA | LFG |  | 174545 | 1.2829 | 0.0147 | EIA Prime Mover-level Data | Estimated using an emission factor
2021 | NC | White Street Renewables | 60364 | WSPV | PV | OP | NA | SUN |  | 60485 |  |  | EIA Prime Mover-level Data
2021 | NY | Vulcraft Solar | 60365 | VULC | PV | OP | NA | SUN |  | 16748 |  |  | EIA Prime Mover-level Data
2021 | TX | Old Settler Wind | 60366 | OSWF | WT | OP | NA | WND |  | 4165327 |  |  | EIA Prime Mover-level Data
2021 | NC | Snow Camp Solar, LLC | 60367 | SCSPV | PV | OP | NA | SUN |  | 92542 |  |  | EIA Prime Mover-level Data
2021 | PA | Hummel Station | 60368 | CT1 | CT | OP | CC | NG | 7837 | 17509444.821 | 25.4037 | 0.0029017 | EPA/CAMD | EPA/NEI | 2018
2021 | PA | Hummel Station | 60368 | CT2 | CT | OP | CC | NG | 7797 | 17530158.837 | 22.1228 | 0.002524 | EPA/CAMD | EPA/NEI | 2018
2021 | PA | Hummel Station | 60368 | CT3 | CT | OP | CC | NG | 7844 | 17341446.006 | 33.3129 | 0.003842 | EPA/CAMD | EPA/NEI | 2018
2021 | NC | Battleboro Farm | 60369 | BFPV | PV | OP | NA | SUN |  | 79429 |  |  | EIA Prime Mover-level Data
2021 | NC | Flint Hill Solar, LLC | 60370 | FHSPV | PV | OP | NA | SUN |  | 79109 |  |  | EIA Prime Mover-level Data
2021 | FL | Legoland Solar | 60371 | 1 | PV | OP | NA | SUN |  | 20039 |  |  | EIA Prime Mover-level Data
2021 | TX | Lamesa Solar | 60372 | LSPV1 | PV | OP | NA | SUN |  | 1879023 |  |  | EIA Prime Mover-level Data
2021 | NJ | ILR Landfill | 60375 | ILR1 | PV | OP | NA | SUN |  | 84999 |  |  | EIA Prime Mover-level Data
2021 | OH | Clean Energy Future - Lordstown, LLC | 60376 | 1 | CT | OP | CC | NG | 7639 | 20518419.289 | 59.18 | 0.0057685 | EPA/CAMD | EPA/NEI | 2018
2021 | OH | Clean Energy Future - Lordstown, LLC | 60376 | 2 | CT | OP | CC | NG | 7356 | 19701526.108 | 80.38 | 0.0081598 | EPA/CAMD | EPA/NEI | 2018
2021 | NJ | NHA at Mansfield NJ | 60378 | PV1 | PV | OP | NA | SUN |  | 58549 |  |  | EIA Prime Mover-level Data
2021 | NC | Shoe Creek Solar, LLC | 60380 | SCSPV | PV | OP | NA | SUN |  | 1283197 |  |  | EIA Prime Mover-level Data
2021 | AZ | Sulphur Springs | 60381 | SSSP | PV | OP | NA | SUN |  | 473287 |  |  | EIA Prime Mover-level Data
2021 | NC | Monroe Solar Facility | 60383 | MONPV | PV | OP | NA | SUN |  | 918336 |  |  | EIA Prime Mover-level Data
2021 | NC | Hertford Solar Farm | 60384 | HERT | PV | OP | NA | SUN |  | 79031 |  |  | EIA Prime Mover-level Data
2021 | CA | Santa Rita Jail Fuel Cell | 60385 | MB-18 | FC | OP | NA | NG |  | 84744 | 0 | 0 | EIA Prime Mover-level Data | Estimated using an emission factor
2021 | CA | RE Garland A | 60386 | PV1 | PV | OP | NA | SUN |  | 490726 |  |  | EIA Prime Mover-level Data
2021 | PA | Morgantown | 60388 | GEMT | IC | OP | NA | LFG |  | 53659 | 0.39439 | 0.0147 | EIA Prime Mover-level Data | Estimated using an emission factor
2021 | CA | RE Barren Ridge 1 | 60389 | REBR1 | PV | OP | NA | SUN |  | 1514672 |  |  | EIA Prime Mover-level Data
2021 | WV | Beech Ridge Energy Storage | 60390 | BRES | BA | OP | NA | MWH |  | 0 |  |  | EIA Prime Mover-level Data
2021 | MA | SJA Solar LLC-Solterra Monastery CSG | 60391 | SJAPV | PV | OP | NA | SUN |  | 232775 |  |  | EIA Prime Mover-level Data
2021 | CT | Pfizer Groton Fuel Cell | 60392 | MM-24 | FC | OP | NA | NG |  | 252834 | 0 | 0 | EIA Prime Mover-level Data | Estimated using an emission factor
2021 | CT | Pfizer Groton Fuel Cell | 60392 | MM-25 | FC | OP | NA | NG |  | 252834 | 0 | 0 | EIA Prime Mover-level Data | Estimated using an emission factor
2021 | NC | Warbler Holdings | 60393 | PV1 | PV | OP | NA | SUN |  | 18376 |  |  | EIA Prime Mover-level Data
2021 | NC | Tamworth Holdings | 60394 | PV1 | PV | OP | NA | SUN |  | 96017 |  |  | EIA Prime Mover-level Data
2021 | NC | MC1 Solar | 60395 | MC1PV | PV | OP | NA | SUN |  | 78473 |  |  | EIA Prime Mover-level Data
2021 | NC | St. Pauls Solar 1, LLC | 60396 | FLS1 | PV | OP | NA | SUN |  | 79836 |  |  | EIA Prime Mover-level Data
2021 | NC | Kennedy Solar, LLC | 60397 | FLS1 | PV | OP | NA | SUN |  | 72664 |  |  | EIA Prime Mover-level Data
2021 | NC | Innovative Solar 65 | 60398 | FLS1 | PV | OP | NA | SUN |  | 77467 |  |  | EIA Prime Mover-level Data
2021 | NC | Lincoln Solar, LLC (NC) | 60399 | FLS1 | PV | OP | NA | SUN |  | 79951 |  |  | EIA Prime Mover-level Data
2021 | NC | Exum Farm Solar, LLC | 60400 | FLS1 | PV | OP | NA | SUN |  | 73185 |  |  | EIA Prime Mover-level Data
2021 | NC | Bizzell Church Solar 1, LLC | 60401 | BCSPV | PV | OP | NA | SUN |  | 83000 |  |  | EIA Prime Mover-level Data
2021 | NC | CB Bladen Solar, LLC | 60402 | CBPV | PV | OP | NA | SUN |  | 84912 |  |  | EIA Prime Mover-level Data
2021 | NC | Currin Solar, LLC | 60403 | CSPV | PV | OP | NA | SUN |  | 68418 |  |  | EIA Prime Mover-level Data
2021 | ME | Pisgah Mountain Wind | 60404 | PISGA | WT | OP | NA | WND |  | 261416 |  |  | EIA Prime Mover-level Data
2021 | NM | Chaves Solar, LLC | 60405 | CSPV | PV | OP | NA | SUN |  | 1442293 |  |  | EIA Prime Mover-level Data
2021 | NM | Roswell Solar, LLC | 60406 | RSPV | PV | OP | NA | SUN |  | 1421300 |  |  | EIA Prime Mover-level Data
2021 | NC | Nash 97 Solar, LLC | 60408 | 97PV | PV | OP | NA | SUN |  | 82736 |  |  | EIA Prime Mover-level Data
2021 | NC | South Winston Farm, LLC | 60409 | SWFPV | PV | OP | NA | SUN |  | 77791 |  |  | EIA Prime Mover-level Data
2021 | IN | Sullivan Solar, LLC | 60410 | SULPV | PV | OP | NA | SUN |  | 79446 |  |  | EIA Prime Mover-level Data
2021 | VT | Coventry Photovoltaic, LLC | 60411 | COVEN | PV | OP | NA | SUN |  | 23187 |  |  | EIA Prime Mover-level Data
2021 | CA | Munro Valley Solar | 60412 | MUN | PV | OP | NA | SUN |  | 82946 |  |  | EIA Prime Mover-level Data
2021 | AZ | Bonnybrooke PV | 60413 | AZPV1 | PV | OP | NA | SUN |  | 1193470 |  |  | EIA Prime Mover-level Data
2021 | TX | Bethel Wind Farm LLC | 60414 | GEN1 | WT | OP | NA | WND |  | 10160396 |  |  | EIA Prime Mover-level Data
2021 | NC | Hardison Farm Solar, LLC | 60415 | HFSPV | PV | OP | NA | SUN |  | 86884 |  |  | EIA Prime Mover-level Data
2021 | NC | Maxton Solar, LLC | 60416 | MSPV | PV | OP | NA | SUN |  | 82708 |  |  | EIA Prime Mover-level Data
2021 | NC | Modlin Solar Farm | 60417 | MSFPV | PV | OP | NA | SUN |  | 83291 |  |  | EIA Prime Mover-level Data
2021 | WA | Calligan Creek Hydroelectric Project | 60418 | CC6MW | HY | OP | NA | WAT |  | 172269 |  |  | EIA Prime Mover-level Data
2021 | NV | Don A Campbell 2 Geothermal | 60419 | DAC2G | BT | OP | NA | GEO |  | 1003902 |  |  | EIA Prime Mover-level Data
2021 | UT | Veyo Heat Recovery Project | 60421 | WHR1 | ST | OP | NA | WH |  | 280454 |  |  | EIA Prime Mover-level Data
2021 | NC | Morgan's Corner | 60422 | 1 | PV | OP | NA | SUN |  | 273143 |  |  | EIA Prime Mover-level Data
2021 | MA | Fairhaven C CSG | 60423 | FCPV | PV | OP | NA | SUN |  | 22929 |  |  | EIA Prime Mover-level Data
2021 | MA | West Bridgewater AB CSG | 60424 | WBAB | PV | OP | NA | SUN |  | 23743 |  |  | EIA Prime Mover-level Data
2021 | NY | Skidmore College | 60425 | SO049 | PV | OP | NA | SUN |  | 20757 |  |  | EIA Prime Mover-level Data
2021 | CA | RCWD PV Project | 60426 | RCWD | PV | OP | NA | SUN |  | 74521 |  |  | EIA Prime Mover-level Data
2021 | TX | CoServ Community Solar Station | 60427 | CSS1 | PV | OP | NA | SUN |  | 26476 |  |  | EIA Prime Mover-level Data
2021 | CA | CA Dept of Public Health at Richmond | 60428 | PV1 | PV | OP | NA | SUN |  | 38202 |  |  | EIA Prime Mover-level Data
2021 | NC | Tides Lane Farm | 60429 | PV1 | PV | OP | NA | SUN |  | 53396 |  |  | EIA Prime Mover-level Data
2021 | NY | Tompkins Cortland Community College | 60431 | TC3 | PV | OP | NA | SUN |  | 17305 |  |  | EIA Prime Mover-level Data
2021 | UT | Three Peaks Power | 60432 | TPP | PV | OP | NA | SUN |  | 1986731 |  |  | EIA Prime Mover-level Data
2021 | IN | Crane Solar Facility | 60435 | XXXXX | PV | OP | NA | SUN |  | 195810 |  |  | EIA Prime Mover-level Data
2021 | TX | East Pecos Solar | 60436 | 1 | PV | OP | NA | SUN |  | 2524269 |  |  | EIA Prime Mover-level Data
2021 | NJ | Bernards Solar | 60437 | BERNS | PV | OP | NA | SUN |  | 39429 |  |  | EIA Prime Mover-level Data
2021 | NC | Whitakers Farm (Fisher Rd) | 60438 | 1 | PV | OP | NA | SUN |  | 56277 |  |  | EIA Prime Mover-level Data
2021 | NC | McGrigor Farm Solar | 60440 | PV1 | PV | OP | NA | SUN |  | 87785 |  |  | EIA Prime Mover-level Data
2021 | OR | Salem Smart Power Center | 60441 | SSPC | BA | SB | NA | MWH |  | 0 |  |  | EIA Prime Mover-level Data
2021 | MA | Carver MA 1 Community Solar | 60442 | CMA1 | PV | OP | NA | SUN |  | 26114 |  |  | EIA Prime Mover-level Data
2021 | MA | Wareham MA 1 Community Solar | 60443 | WMA1 | PV | OP | NA | SUN |  | 28007 |  |  | EIA Prime Mover-level Data
2021 | WA | Glacier Battery Storage | 60444 | GLA | BA | OP | NA | MWH |  | 0 |  |  | EIA Prime Mover-level Data
2021 | ID | ID Solar | 60445 | INV1 | PV | OP | NA | SUN |  | 834912 |  |  | EIA Prime Mover-level Data
2021 | CA | E&B Resources | 60446 | PVEB | PV | OP | NA | SUN
2021 | MD | Presbyterian Senior Living Service | 60447 | PSLS | PV | OP | NA | SUN |  | 12362 |  |  | EIA Prime Mover-level Data
2021 | GA | Valdosta | 60448 | VALD | PV | OP | NA | SUN |  | 9605 |  |  | EIA Prime Mover-level Data
2021 | UT | Pavant Solar II LLC | 60449 | PSII | PV | OP | NA | SUN |  | 1045049 |  |  | EIA Prime Mover-level Data
2021 | CA | Corcoran | 60450 | PVCR | PV | OP | NA | SUN |  | 18084 |  |  | EIA Prime Mover-level Data
2021 | RI | Brookside | 60451 | PVBR | PV | OP | NA | SUN |  | 12920 |  |  | EIA Prime Mover-level Data
2021 | NY | Calverton | 60452 | CALV | PV | OP | NA | SUN
2021 | NY | Cummins, Inc | 60453 | CUMM | PV | OP | NA | SUN
2021 | NY | Houghton | 60454 | HOUGH | PV | OP | NA | SUN
2021 | NY | Oneida - South | 60455 | ONS | PV | OP | NA | SUN |  | 23158 |  |  | EIA Prime Mover-level Data
2021 | NY | Oneida - West | 60456 | ONW | PV | OP | NA | SUN |  | 23158 |  |  | EIA Prime Mover-level Data
2021 | ME | Athens Energy | 60457 | 1 | OT | OP | NA | WDS |  | 971340 | 85.9636 | 0.177 | EIA Prime Mover-level Data | Estimated using an emission factor
2021 | MA | Hardwick-Athol & Eagle Hill | 60458 | HAEH | PV | OP | NA | SUN |  | 35134 |  |  | EIA Prime Mover-level Data
2021 | TX | Port Comfort Peaking Facility | 60459 | CT1 | GT | OP | CT | NG | 1233 | 359076.216 | 1.4393 | 0.0080165 | EPA/CAMD | NEI avg EF - PM, fuel type, firing type | 2017
2021 | TX | Port Comfort Peaking Facility | 60459 | CT2 | GT | OP | CT | NG | 1095 | 295087.381 | 1.1828 | 0.0080165 | EPA/CAMD | NEI avg EF - PM, fuel type, firing type | 2017
2021 | TX | Chamon Power, LLC | 60460 | CT1 | GT | OP | CT | NG | 1307 | 385178.558 | 1.5439 | 0.0080165 | EPA/CAMD | NEI avg EF - PM, fuel type, firing type | 2017
2021 | TX | Chamon Power, LLC | 60460 | CT2 | GT | OP | CT | NG | 1086 | 306519.657 | 1.2286 | 0.0080165 | EPA/CAMD | NEI avg EF - PM, fuel type, firing type | 2017
2021 | MD | The Clorox Company | 60461 | PV1 | PV | OP | NA | SUN |  | 23106 |  |  | EIA Prime Mover-level Data
2021 | NY | Onondaga County- Clearwater | 60462 | PV1 | PV | OP | NA | SUN |  | 26458 |  |  | EIA Prime Mover-level Data
2021 | NY | Greene County Meter #1 | 60463 | PV1 | PV | OP | NA | SUN |  | 17456 |  |  | EIA Prime Mover-level Data
2021 | PA | Tenaska Westmoreland Generating Station | 60464 | 101 | CT | OP | CC | NG | 8019 | 24647485.196 | 44 | 0.0035703 | EPA/CAMD | EPA/NEI | 2018
2021 | PA | Tenaska Westmoreland Generating Station | 60464 | 102 | CT | OP | CC | NG | 8056 | 24813051.887 | 23.1 | 0.0018619 | EPA/CAMD | EPA/NEI | 2018
2021 | MD | Chesapeake College | 60465 | PV1 | PV | OP | NA | SUN |  | 22178 |  |  | EIA Prime Mover-level Data
2021 | AZ | Red Rock | 60467 | PV1 | PV | OP | NA | SUN |  | 1046895 |  |  | EIA Prime Mover-level Data
2021 | TX | Tejas Power Generation Unit 1 | 60468 | CT-1 | GT | OP | CT | NG | 734 | 682930.32 | 2.25 | 0.0065893 | EPA/CAMD | EPA/NEI | 2018
2021 | GA | Solar Glynn | 60469 | INV1 | PV | OP | NA | SUN |  | 248692 |  |  | EIA Prime Mover-level Data
2021 | OH | Paulding Wind Farm III | 60470 | 1 | WT | OP | NA | WND |  | 2732488 |  |  | EIA Prime Mover-level Data
2021 | IL | Green River Wind Farm | 60471 | GRNRV | WT | OP | NA | WND |  | 4809134 |  |  | EIA Prime Mover-level Data
2021 | TX | CPS 1 Community Solar | 60472 | CPS1 | PV | OP | NA | SUN |  | 15795 |  |  | EIA Prime Mover-level Data
2021 | MA | Westport MA 1 Community Solar | 60473 | WPMA1 | PV | OP | NA | SUN |  | 18065 |  |  | EIA Prime Mover-level Data
2021 | CA | Bayshore Solar B, LLC | 60474 | BSHRB | PV | OP | NA | SUN |  | 477762 |  |  | EIA Prime Mover-level Data
2021 | CA | Bayshore Solar C, LLC | 60475 | BSHRC | PV | OP | NA | SUN |  | 472695 |  |  | EIA Prime Mover-level Data
2021 | MA | Westport MA 2 Community Solar | 60476 | WPMA2 | PV | OP | NA | SUN |  | 15979 |  |  | EIA Prime Mover-level Data
2021 | NY | Bethlehem - East | 60477 | BE | PV | OP | NA | SUN |  | 18562 |  |  | EIA Prime Mover-level Data
2021 | NY | Bethlehem - West | 60478 | BW | PV | OP | NA | SUN |  | 18562 |  |  | EIA Prime Mover-level Data
2021 | NC | Germantown Solar, LLC | 60480 | PV1 | PV | OP | NA | SUN |  | 25962 |  |  | EIA Prime Mover-level Data
2021 | CA | Bayshore Solar A, LLC | 60481 | BSHRA | PV | OP | NA | SUN |  | 490830 |  |  | EIA Prime Mover-level Data
2021 | NC | Williamston West Farm, LLC | 60484 | 1 | PV | OP | NA | SUN |  | 76668 |  |  | EIA Prime Mover-level Data
2021 | CA | Longboat Solar, LLC | 60485 | PV1 | PV | OP | NA | SUN |  | 455061 |  |  | EIA Prime Mover-level Data
2021 | MT | Greenfield Wind - MT | 60486 | 1 | WT | OP | NA | WND |  | 754610 |  |  | EIA Prime Mover-level Data
2021 | NC | River Road Solar, LLC | 60487 | PV1 | PV | OP | NA | SUN |  | 76650 |  |  | EIA Prime Mover-level Data
2021 | NJ | Hamilton Solar-Crosswicks | 60489 | PV1 | PV | OP | NA | SUN |  | 37834.067 |  |  | EIA Prime Mover-level Data
2021 | NJ | Hamilton Solar-Crosswicks | 60489 | PV2 | PV | OP | NA | SUN |  | 43238.933 |  |  | EIA Prime Mover-level Data
2021 | CA | Redwood 4 Solar Farm | 60490 | RW4SF | PV | OP | NA | SUN |  | 426064 |  |  | EIA Prime Mover-level Data
2021 | CA | Springbok 3 Solar Farm Hybrid | 60491 | SB3BS | BA | OP | NA | MWH |  | 0 |  |  | EIA Prime Mover-level Data
2021 | CA | Springbok 3 Solar Farm Hybrid | 60491 | SB3SF | PV | OP | NA | SUN |  | 2111151 |  |  | EIA Prime Mover-level Data
2021 | MA | Rail Trail | 60492 | PV1 | PV | OP | NA | SUN |  | 28404 |  |  | EIA Prime Mover-level Data
2021 | MA | Rising Paper | 60493 | 1 | PV | OP | NA | SUN |  | 29829 |  |  | EIA Prime Mover-level Data
2021 | MA | Hampden | 60494 | 1 | PV | OP | NA | SUN |  | 42720 |  |  | EIA Prime Mover-level Data
2021 | RI | Little Bay | 60495 | 1 | PV | OP | NA | SUN |  | 14801 |  |  | EIA Prime Mover-level Data
2021 | MD | MEBA | 60496 | 1 | PV | OP | NA | SUN |  | 21488 |  |  | EIA Prime Mover-level Data
2021 | CO | SR Skylark B | 60497 | SKY B | PV | OP | NA | SUN |  | 38874 |  |  | EIA Prime Mover-level Data
2021 | MA | Shirley Water | 60498 | 1 | PV | OP | NA | SUN |  | 26628 |  |  | EIA Prime Mover-level Data
2021 | NJ | Jefferson Avenue | 60499 | 1 | PV | OP | NA | SUN |  | 18252 |  |  | EIA Prime Mover-level Data
2021 | NJ | Westside Avenue | 60500 | 1 | PV | OP | NA | SUN |  | 3784 |  |  | EIA Prime Mover-level Data
2021 | NJ | Hartz Way | 60501 | 1 | PV | OP | NA | SUN |  | 10374 |  |  | EIA Prime Mover-level Data
2021 | TX | Tyler Bluff Wind Project, LLC | 60502 | GEN1 | WT | OP | NA | WND |  | 3135409 |  |  | EIA Prime Mover-level Data
2021 | SD | Crowned Ridge Wind Energy Center | 60503 | CTTL1 | WT | OP | NA | WND |  | 6342492 |  |  | EIA Prime Mover-level Data
2021 | MN | Blazing Star Wind Farm 1 | 60504 | BLZG1 | WT | OP | NA | WND |  | 7124239 |  |  | EIA Prime Mover-level Data
2021 | SD | Crocker Wind Farm | 60505 | CRCKR | WT | OP | NA | WND |  | 7269946 |  |  | EIA Prime Mover-level Data
2021 | TX | ETT Presidio NaS Battery | 60506 | BOB | BA | OP | NA | MWH |  | 0 |  |  | EIA Prime Mover-level Data
2021 | NY | Broome County | 60507 | NORTH | PV | OP | NA | SUN |  | 25525 |  |  | EIA Prime Mover-level Data
2021 | NY | Broome County | 60507 | SOUTH | PV | OP | NA | SUN |  | 25525 |  |  | EIA Prime Mover-level Data
2021 | CA | Valley Center | 60509 | PV1 | PV | OP | NA | SUN |  | 51323 |  |  | EIA Prime Mover-level Data
2021 | NC | Two Mile Desert Project | 60510 | PV1 | PV | OP | NA | SUN |  | 251470 |  |  | EIA Prime Mover-level Data
2021 | CO | Clear Spring Ranch PV Project | 60511 | PV1 | PV | OP | NA | SUN |  | 197234 |  |  | EIA Prime Mover-level Data
2021 | GA | Greenville | 60512 | SO073 | PV | OP | NA | SUN |  | 18191 |  |  | EIA Prime Mover-level Data
2021 | GA | Richland | 60513 | SO076 | PV | OP | NA | SUN |  | 14893 |  |  | EIA Prime Mover-level Data
2021 | GA | Seminole | 60514 | PV1 | PV | OP | NA | SUN |  | 11522 |  |  | EIA Prime Mover-level Data
2021 | GA | Vidalia Water Treatment Plant | 60515 | SO048 | PV | OP | NA | SUN |  | 19747 |  |  | EIA Prime Mover-level Data
2021 | CA | NLP Granger | 60516 | PV1 | PV | OP | NA | SUN |  | 64042 |  |  | EIA Prime Mover-level Data
2021 | WA | Hancock Creek Hydroelectric Project | 60517 | HY1 | HY | OP | NA | WAT |  | 174314 |  |  | EIA Prime Mover-level Data
2021 | VT | Stafford Hill Solar Hybrid | 60518 | BA1 | BA | OP | NA | MWH |  | 0 |  |  | EIA Prime Mover-level Data
2021 | VT | Stafford Hill Solar Hybrid | 60518 | PV1 | PV | OP | NA | SUN |  | 14211 |  |  | EIA Prime Mover-level Data
2021 | MN | Albany Solar | 60519 | PV1 | PV | OP | NA | SUN |  | 185932 |  |  | EIA Prime Mover-level Data
2021 | MN | Annandale Solar | 60520 | PV1 | PV | OP | NA | SUN |  | 99978 |  |  | EIA Prime Mover-level Data
2021 | MN | Atwater Solar | 60521 | PV1 | PV | OP | NA | SUN |  | 70407 |  |  | EIA Prime Mover-level Data
2021 | MN | Chisago Solar | 60522 | PV1 | PV | OP | NA | SUN |  | 99058 |  |  | EIA Prime Mover-level Data
2021 | MN | Dodge Center Solar | 60523 | PV1 | PV | OP | NA | SUN |  | 114429 |  |  | EIA Prime Mover-level Data
2021 | MN | Eastwood Solar | 60524 | PV1 | PV | OP | NA | SUN |  | 93522 |  |  | EIA Prime Mover-level Data
2021 | MN | Hastings Solar | 60525 | PV1 | PV | OP | NA | SUN |  | 67977 |  |  | EIA Prime Mover-level Data
2021 | MN | Lake Emily Solar | 60526 | PV1 | PV | OP | NA | SUN |  | 76077 |  |  | EIA Prime Mover-level Data
2021 | MN | Lake Pulaski Solar | 60527 | PV1 | PV | OP | NA | SUN |  | 112898 |  |  | EIA Prime Mover-level Data
2021 | MN | Lawrence Creek Solar | 60528 | PV1 | PV | OP | NA | SUN |  | 54376 |  |  | EIA Prime Mover-level Data
2021 | MN | Montrose Solar | 60529 | PV1 | PV | OP | NA | SUN |  | 57523 |  |  | EIA Prime Mover-level Data
2021 | MN | Paynesville Solar | 60530 | PV1 | PV | OP | NA | SUN |  | 187773 |  |  | EIA Prime Mover-level Data
2021 | MN | Pine Island Solar | 60531 | PV1 | PV | OP | NA | SUN |  | 70035 |  |  | EIA Prime Mover-level Data
2021 | MN | Waseca Solar | 60532 | PV1 | PV | OP | NA | SUN |  | 141064 |  |  | EIA Prime Mover-level Data
2021 | MN | West Faribault Solar | 60533 | PV1 | PV | OP | NA | SUN |  | 86821 |  |  | EIA Prime Mover-level Data
2021 | MN | West Waconia Solar | 60534 | PV1 | PV | OP | NA | SUN |  | 128621 |  |  | EIA Prime Mover-level Data
2021 | SC | Saluda Solar, LLC | 60535 | PV1 | PV | OP | NA | SUN |  | 117371 |  |  | EIA Prime Mover-level Data
2021 | AR | UA Central Utility Plant | 60536 | TRBN1 | GT | OP | NA | NG |  | 535623 | 2.1469 | 0.0080165 | EIA Prime Mover-level Data | NEI avg EF - PM, fuel type
2021 | VT | Limerick Road Solar Farm | 60537 | 8027 | PV | OP | NA | SUN |  | 28679 |  |  | EIA Prime Mover-level Data
2021 | NC | Langdon Solar Farm, LLC | 60538 | 1 | PV | OP | NA | SUN |  | 73581 |  |  | EIA Prime Mover-level Data
2021 | NC | Innovative Solar 42 | 60539 | IS042 | PV | OP | NA | SUN |  | 1241486 |  |  | EIA Prime Mover-level Data
2021 | NC | Innovative Solar 31 | 60540 | IS031 | PV | OP | NA | SUN |  | 570496 |  |  | EIA Prime Mover-level Data
2021 | IA | Wind GEM | 60541 | WT1 | WT | OP | NA | WND |  | 40536 |  |  | EIA Prime Mover-level Data
2021 | VT | 158th Fighter Wing Solar Farm | 60542 | 900 | PV | OP | NA | SUN |  | 7799 |  |  | EIA Prime Mover-level Data
2021 | GA | Tri-County Solar Facility | 60544 | PV1 | PV | OP | NA | SUN |  | 15343 |  |  | EIA Prime Mover-level Data
2021 | OK | Grant Plains Wind, LLC | 60545 | WT | WT | OP | NA | WND |  | 4729033 |  |  | EIA Prime Mover-level Data
2021 | HI | KIUC Kapaia PV and BA Storage Project Hybrid | 60546 | BA1 | BA | OP | NA | MWH |  | 0 |  |  | EIA Prime Mover-level Data
2021 | HI | KIUC Kapaia PV and BA Storage Project Hybrid | 60546 | PV1 | PV | OP | NA | SUN |  | 211995 |  |  | EIA Prime Mover-level Data
2021 | VT | GMP Solar - Richmond | 60547 | PV1 | PV | OP | NA | SUN |  | 24938 |  |  | EIA Prime Mover-level Data
2021 | OR | NorWest Energy 2, LLC | 60548 | PV1 | PV | OP | NA | SUN |  | 196775 |  |  | EIA Prime Mover-level Data
2021 | NC | ZV Solar 3, LLC | 60549 | ZV3 | PV | OP | NA | SUN |  | 80435 |  |  | EIA Prime Mover-level Data
2021 | GA | GRP Franklin Renewable Energy Facility | 60550 | GEN | ST | OP | NA | WDS |  | 6083701 | 31.5725 | 0.010379 | EIA Prime Mover-level Data | NEI avg EF - PM, fuel type
2021 | PA | Big Level Wind | 60551 | BLW01 | WT | OP | NA | WND |  | 2256044 |  |  | EIA Prime Mover-level Data
2021 | MS | Hattiesburg Solar Farm | 60552 | HATTI | PV | OP | NA | SUN |  | 782295 |  |  | EIA Prime Mover-level Data
2021 | NC | Southerland Farm Solar | 60553 | 1 | PV | OP | NA | SUN |  | 85554 |  |  | EIA Prime Mover-level Data
2021 | GA | Hazlehurst II | 60554 | STHLV | PV | OP | NA | SUN |  | 1017229 |  |  | EIA Prime Mover-level Data
2021 | TN | Selmer I | 60555 | SELMI | PV | OP | NA | SUN |  | 271746 |  |  | EIA Prime Mover-level Data
2021 | TN | Selmer II | 60556 | SELM2 | PV | OP | NA | SUN |  | 132768 |  |  | EIA Prime Mover-level Data
2021 | CA | Solar Blythe 2 | 60558 | PV1 | PV | OP | NA | SUN |  | 409245 |  |  | EIA Prime Mover-level Data
2021 | MI | Marquette Energy Center | 60559 | MEC1 | IC | OP | NA | NG |  | 482335.667 | 0.10177 | 0.000422 | EIA Prime Mover-level Data | Estimated using an emission factor
2021 | MI | Marquette Energy Center | 60559 | MEC2 | IC | OP | NA | NG |  | 482335.667 | 0.10177 | 0.000422 | EIA Prime Mover-level Data | Estimated using an emission factor
2021 | MI | Marquette Energy Center | 60559 | MEC3 | IC | OP | NA | NG |  | 482335.667 | 0.10177 | 0.000422 | EIA Prime Mover-level Data | Estimated using an emission factor
2021 | TN | Millington Solar Farm | 60560 | MILL | PV | OP | NA | SUN |  | 957573 |  |  | EIA Prime Mover-level Data
2021 | GA | Cedartown Battery Energy Storage Project | 60561 | 1 | BA | OP | NA | MWH
2021 | VT | GMP Solar - Panton Hybrid | 60562 | GMPBP | BA | OP | NA | MWH |  | 0 |  |  | EIA Prime Mover-level Data
2021 | VT | GMP Solar - Panton Hybrid | 60562 | GMPSP | PV | OP | NA | SUN |  | 69541 |  |  | EIA Prime Mover-level Data
2021 | AK | Flywheel Energy Storage System Microgrid | 60563 | FESS | FW | OP | NA | MWH |  | 0 |  |  | EIA Prime Mover-level Data
2021 | MN | Westside Energy Station | 60564 | WES1 | IC | OP | NA | NG |  | 95080 | 0.020062 | 0.000422 | EIA Prime Mover-level Data | Estimated using an emission factor
2021 | MN | Westside Energy Station | 60564 | WES2 | IC | OP | NA | NG |  | 95080 | 0.020062 | 0.000422 | EIA Prime Mover-level Data | Estimated using an emission factor
2021 | MN | Westside Energy Station | 60564 | WES3 | IC | OP | NA | NG |  | 95080 | 0.020062 | 0.000422 | EIA Prime Mover-level Data | Estimated using an emission factor
2021 | MN | Westside Energy Station | 60564 | WES4 | IC | OP | NA | NG |  | 95080 | 0.020062 | 0.000422 | EIA Prime Mover-level Data | Estimated using an emission factor
2021 | MN | Westside Energy Station | 60564 | WES5 | IC | OP | NA | NG |  | 95080 | 0.020062 | 0.000422 | EIA Prime Mover-level Data | Estimated using an emission factor
2021 | CA | Borrego Springs Energy Storage | 60565 | SES1 | BA | OA | NA | MWH |  | 0 |  |  | EIA Prime Mover-level Data
2021 | CA | Borrego Springs Energy Storage | 60565 | SES2 | BA | OP | NA | MWH |  | 0 |  |  | EIA Prime Mover-level Data
2021 | CA | Pala Energy Storage Yard | 60566 | SES1 | BA | OP | NA | MWH
2021 | CA | Pala Energy Storage Yard | 60566 | SES2 | BA | OS | NA | MWH
2021 | CA | Ortega Highway Energy Storage | 60567 | SES1 | BA | OP | NA | MWH
2021 | CA | Ortega Highway Energy Storage | 60567 | SES2 | BA | OA | NA | MWH
2021 | CA | Canyon Crest Academy | 60568 | SES | BA | OP | NA | MWH |  | 0 |  |  | EIA Prime Mover-level Data
2021 | CA | El Cajon Energy Storage | 60569 | SES | BA | OP | NA | MWH |  | 0 |  |  | EIA Prime Mover-level Data
2021 | CA | Escondido Energy Storage | 60570 | SES | BA | OP | NA | MWH |  | 0 |  |  | EIA Prime Mover-level Data
2021 | CA | North City - Landfill Gas Engine North | 60571 | NCEP | IC | OP | NA | LFG |  | 106742 | 0.78455 | 0.0147 | EIA Prime Mover-level Data | Estimated using an emission factor
2021 | WI | HQC Rock River Solar Power Gen Station | 60573 | PV1 | PV | OP | NA | SUN |  | 26450 |  |  | EIA Prime Mover-level Data
2021 | OK | Great Western Wind Energy, LLC | 60574 | GEN1 | WT | OP | NA | WND |  | 8180112 |  |  | EIA Prime Mover-level Data
2021 | NC | Wadesboro Farm 2 | 60575 | 1 | PV | OP | NA | SUN |  | 82460 |  |  | EIA Prime Mover-level Data
2021 | NC | Wadesboro Farm 3 | 60576 | 1 | PV | OP | NA | SUN |  | 84130 |  |  | EIA Prime Mover-level Data
2021 | NC | Hector Farm | 60577 | 1 | PV | OP | NA | SUN |  | 84169 |  |  | EIA Prime Mover-level Data
2021 | NC | Kojak Farm | 60578 | 1 | PV | OP | NA | SUN |  | 79596 |  |  | EIA Prime Mover-level Data
2021 | NC | Meriwether Farm | 60579 | 1 | PV | OP | NA | SUN |  | 81885 |  |  | EIA Prime Mover-level Data
2021 | NC | Soluga Farms III | 60580 | 1 | PV | OP | NA | SUN |  | 82823 |  |  | EIA Prime Mover-level Data
2021 | TX | Upton County Solar | 60581 | UCTX | PV | OP | NA | SUN |  | 3144411 |  |  | EIA Prime Mover-level Data
2021 | FL | CoTAL Solar Farm | 60582 | PV1 | PV | OP | NA | SUN |  | 330137 |  |  | EIA Prime Mover-level Data
2021 | AL | LaFayette Solar Farm | 60583 | PV1 | PV | OP | NA | SUN |  | 1395866 |  |  | EIA Prime Mover-level Data
2021 | VA | Oceana Solar | 60584 | 01 | PV | OP | NA | SUN |  | 298018 |  |  | EIA Prime Mover-level Data
2021 | GA | Mount Vernon Solar | 60585 | MV01 | PV | OP | NA | SUN |  | 16476 |  |  | EIA Prime Mover-level Data
2021 | GA | Pleasant Valley Solar | 60586 | PV01 | PV | OP | NA | SUN |  | 38946 |  |  | EIA Prime Mover-level Data
2021 | IL | Kelly Creek Wind Project | 60587 | WND1 | WT | OP | NA | WND |  | 5484422 |  |  | EIA Prime Mover-level Data
2021 | PA | CPV Fairview, LLC | 60589 | CT-1 | CT | OP | CC | NG | 8090 | 25543082.477 | 19 | 0.0014877 | EPA/CAMD | EPA/NEI | 2019
2021 | PA | CPV Fairview, LLC | 60589 | CT-2 | CT | OP | CC | NG | 8004 | 25249687.319 | 25.6 | 0.0020277 | EPA/CAMD | EPA/NEI | 2019
2021 | CA | Golden Fields Solar I, LLC | 60590 | RS1 | PV | OP | NA | SUN |  | 1084302 |  |  | EIA Prime Mover-level Data
2021 | CA | Solar Star California, XLI, LLC | 60591 | RS1 | PV | OP | NA | SUN |  | 977072 |  |  | EIA Prime Mover-level Data
2021 | OK | Rush Springs Wind | 60592 | WT1 | WT | OP | NA | WND |  | 8505347 |  |  | EIA Prime Mover-level Data
2021 | CT | UI RCP Woodbridge FC | 60593 | WBFC | FC | OP | NA | NG |  | 172021 | 0 | 0 | EIA Prime Mover-level Data | Estimated using an emission factor
2021 | CA | Voyager Wind I | 60594 | VYGR1 | WT | OP | NA | WND |  | 3661646 |  |  | EIA Prime Mover-level Data
2021 | NC | Wayne Solar III LLC | 60597 | WYN3 | PV | OP | NA | SUN |  | 72195 |  |  | EIA Prime Mover-level Data
2021 | NC | Wayne Solar II LLC | 60598 | WYN2 | PV | OP | NA | SUN |  | 73318 |  |  | EIA Prime Mover-level Data
2021 | NC | Duplin Solar I LLC (160 Houston Lane) | 60599 | DPLN | PV | OP | NA | SUN |  | 72282 |  |  | EIA Prime Mover-level Data
2021 | NC | Old Pageland Monroe Road Solar Farm | 60600 | PV1 | PV | OP | NA | SUN |  | 79745 |  |  | EIA Prime Mover-level Data
2021 | NC | Bay Branch Solar | 60601 | BBSOL | PV | OP | NA | SUN |  | 94284 |  |  | EIA Prime Mover-level Data
2021 | NC | Wayne Solar I LLC | 60602 | WYN1 | PV | OP | NA | SUN |  | 70399 |  |  | EIA Prime Mover-level Data
2021 | AZ | Jacobson 5 MW Solar | 60603 | PV1 | PV | OP | NA | SUN |  | 82887 |  |  | EIA Prime Mover-level Data
2021 | MD | Wye Mills VNEM CSG | 60604 | PV1 | PV | OP | NA | SUN |  | 168202 |  |  | EIA Prime Mover-level Data
2021 | CT | CMEEC - Rogers Rd Solar | 60605 | PV1 | PV | OP | NA | SUN |  | 15900 |  |  | EIA Prime Mover-level Data
2021 | CT | CMEEC - Polaris Park Solar Hybrid | 60607 | BA1 | BA | OP | NA | MWH |  | 0 |  |  | EIA Prime Mover-level Data
2021 | CT | CMEEC - Polaris Park Solar Hybrid | 60607 | PV1 | PV | OP | NA | SUN |  | 36096 |  |  | EIA Prime Mover-level Data
2021 | CT | CMEEC - Navy NE Trident | 60608 | PV1 | PV | OP | NA | SUN |  | 12063 |  |  | EIA Prime Mover-level Data
2021 | CT | CMEEC - Norwich Stott St Solar Hybrid | 60609 | BA1 | BA | OP | NA | MWH |  | 0 |  |  | EIA Prime Mover-level Data
2021 | CT | CMEEC - Norwich Stott St Solar Hybrid | 60609 | PV1 | PV | OP | NA | SUN |  | 65889 |  |  | EIA Prime Mover-level Data
2021 | LA | St. Mary Clean Energy Center | 60610 | 1 | ST | OP | NA | WH
2021 | NC | Summit Farms Solar | 60611 | PV1 | PV | OP | NA | SUN |  | 982369 |  |  | EIA Prime Mover-level Data
2021 | MA | Morin Solar 2013 LLC | 60612 | MORIN | PV | OP | NA | SUN |  | 56285 |  |  | EIA Prime Mover-level Data
2021 | MA | Brookfield Solar 2013 LLC | 60613 | NBKFD | PV | OP | NA | SUN |  | 27492 |  |  | EIA Prime Mover-level Data
2021 | MA | WYM 1250 Palmer LLC | 60614 | PALMR | PV | OP | NA | SUN |  | 13104 |  |  | EIA Prime Mover-level Data
2021 | MA | Southern Sky Renew Energy Berkley LLC | 60615 | BRKLY | PV | OP | NA | SUN |  | 37238 |  |  | EIA Prime Mover-level Data
2021 | OR | BC Solar | 60616 | BCSLR | PV | OP | NA | SUN |  | 158079 |  |  | EIA Prime Mover-level Data
2021 | IN | AEP Churubusco NaS | 60617 | 1 | BA | RE | NA | MWH
2021 | OH | AEP Bluffton NaS | 60618 | 1 | BA | RE | NA | MWH |  | 0 |  |  | EIA Prime Mover-level Data
2021 | CO | Rush Creek Wind | 60619 | GEN1 | WT | OP | NA | WND |  | 18820858 |  |  | EIA Prime Mover-level Data
2021 | KS | Ninnescah Wind Energy, LLC | 60620 | NSW | WT | OP | NA | WND |  | 7354857 |  |  | EIA Prime Mover-level Data
2021 | MA | Worcester Landfill | 60621 | WL | PV | OP | NA | SUN |  | 55162 |  |  | EIA Prime Mover-level Data
2021 | OH | DG AMP Solar Bowling Green | 60622 | AMPBG | PV | OP | NA | SUN |  | 354419 |  |  | EIA Prime Mover-level Data
2021 | NC | Brantley Solar | 60623 | PV1 | PV | OP | NA | SUN |  | 920947 |  |  | EIA Prime Mover-level Data
2021 | NC | Fox Creek Solar | 60624 | PV1 | PV | OP | NA | SUN |  | 837503 |  |  | EIA Prime Mover-level Data
2021 | MA | Renew Canal 1 CSG LLC | 60625 | CANAL | PV | OP | NA | SUN |  | 19464 |  |  | EIA Prime Mover-level Data
2021 | NC | BRE NC Solar 3 | 60627 | BEAM3 | PV | OP | NA | SUN
2021 | NC | Perkins Solar, LLC | 60629 | PV1 | PV | OP | NA | SUN |  | 33019 |  |  | EIA Prime Mover-level Data
2021 | MN | Empire Solar | 60631 | PV1 | PV | OP | NA | SUN |  | 75076 |  |  | EIA Prime Mover-level Data
2021 | MN | Blue Lake Solar | 60632 | PV1 | PV | OP | NA | SUN |  | 40439 |  |  | EIA Prime Mover-level Data
2021 | NC | Gainey Solar, LLC | 60633 | PV1 | PV | OP | NA | SUN |  | 34001 |  |  | EIA Prime Mover-level Data
2021 | NC | Auten Road Farm, LLC | 60634 | PV1 | PV | OP | NA | SUN |  | 83366 |  |  | EIA Prime Mover-level Data
2021 | NC | Creech Solar 2, LLC | 60635 | PV1 | PV | OP | NA | SUN |  | 80790 |  |  | EIA Prime Mover-level Data
2021 | NC | Bunn Level Farm, LLC | 60636 | 1 | PV | OP | NA | SUN |  | 83373 |  |  | EIA Prime Mover-level Data
2021 | NC | Cork Oak Solar | 60637 | NC160 | PV | OP | NA | SUN |  | 318349 |  |  | EIA Prime Mover-level Data
2021 | NC | Sunflower Solar | 60638 | NC160 | PV | OP | NA | SUN |  | 286841 |  |  | EIA Prime Mover-level Data
2021 | KS | Kingman Wind | 60639 | KMW1 | WT | OP | NA | WND |  | 3720790 |  |  | EIA Prime Mover-level Data
2021 | KS | Kingman Wind | 60639 | KMW2 | WT | OP | NA | WND |  | 3720790 |  |  | EIA Prime Mover-level Data
2021 | ME | Solar Mule, LLC | 60640 | COLBY | PV | OP | NA | SUN |  | 19667 |  |  | EIA Prime Mover-level Data
2021 | CA | Henrietta D Energy Storage LLC | 60641 | HDES1 | BA | OP | NA | MWH
2021 | MA | West Brookfield Solar, LLC | 60644 | WBRK | PV | OP | NA | SUN |  | 16740 |  |  | EIA Prime Mover-level Data
2021 | TX | Javelina Wind Energy II, LLC | 60645 | WJ21 | WT | OP | NA | WND |  | 6764523 |  |  | EIA Prime Mover-level Data
2021 | MN | Shakopee Energy Park | 60647 | SQA01 | IC | OP | NA | NG |  | 78062.8 | 0.016471 | 0.000422 | EIA Prime Mover-level Data | Estimated using an emission factor
2021 | MN | Shakopee Energy Park | 60647 | SQA02 | IC | OP | NA | NG |  | 78062.8 | 0.016471 | 0.000422 | EIA Prime Mover-level Data | Estimated using an emission factor
2021 | MN | Shakopee Energy Park | 60647 | SQA03 | IC | OP | NA | NG |  | 78062.8 | 0.016471 | 0.000422 | EIA Prime Mover-level Data | Estimated using an emission factor
2021 | MN | Shakopee Energy Park | 60647 | SQA04 | IC | OP | NA | NG |  | 78062.8 | 0.016471 | 0.000422 | EIA Prime Mover-level Data | Estimated using an emission factor
2021 | MN | Shakopee Energy Park | 60647 | SQA05 | IC | OP | NA | NG |  | 78062.8 | 0.016471 | 0.000422 | EIA Prime Mover-level Data | Estimated using an emission factor
2021 | TX | Rabbit Hill Energy Storage Project | 60649 | 1 | BA | OP | NA | MWH |  | 0 |  |  | EIA Prime Mover-level Data
2021 | NC | North Nash Farm, LLC | 60651 | 1 | PV | OP | NA | SUN |  | 83237 |  |  | EIA Prime Mover-level Data
2021 | MN | Dickinson Solar Array | 60652 | PV1 | PV | OP | NA | SUN |  | 26618 |  |  | EIA Prime Mover-level Data
2021 | MA | Belchertown | 60653 | PV1 | PV | OP | NA | SUN |  | 12920 |  |  | EIA Prime Mover-level Data
2021 | NV | Townsite Solar Project Hybrid | 60654 | GEN01 | PV | OP | NA | SUN |  | 166178 |  |  | EIA Prime Mover-level Data
2021 | NV | Townsite Solar Project Hybrid | 60654 | GEN02 | BA | OP | NA | MWH
2021 | MO | Rock Creek Wind Project | 60655 | WT1 | WT | OP | NA | WND |  | 9484885 |  |  | EIA Prime Mover-level Data
2021 | IL | McHenry Battery Storage | 60656 | MCH1 | BA | OP | NA | MWH
2021 | TX | Salt Fork Wind Project, LLC | 60657 | GEN1 | WT | OP | NA | WND |  | 6127163 |  |  | EIA Prime Mover-level Data
2021 | SC | Moffett Solar Project | 60658 | PV1 | PV | OP | NA | SUN |  | 1140277 |  |  | EIA Prime Mover-level Data
2021 | SC | Ridgeland Solar Project | 60659 | PV1 | PV | OP | NA | SUN |  | 156972 |  |  | EIA Prime Mover-level Data
2021 | OH | Willey Battery Utility | 60660 | WBU | BA | OP | NA | MWH |  | 0 |  |  | EIA Prime Mover-level Data
2021 | CA | Mira Loma Energy Storage Facility | 60661 | 013A | BA | OP | NA | MWH
2021 | CA | Mira Loma Energy Storage Facility | 60661 | 013B | BA | OP | NA | MWH
2021 | MD | Archdiocese of Baltimore J | 60662 | PV1 | PV | OP | NA | SUN |  | 30693 |  |  | EIA Prime Mover-level Data
2021 | MD | Archdiocese of Baltimore L | 60663 | PV1 | PV | OP | NA | SUN |  | 30949 |  |  | EIA Prime Mover-level Data
2021 | MD | Baltimore City B | 60664 | PV1 | PV | OP | NA | SUN |  | 29074 |  |  | EIA Prime Mover-level Data
2021 | MD | Baltimore City D | 60665 | PV1 | PV | OP | NA | SUN |  | 28405 |  |  | EIA Prime Mover-level Data
2021 | MD | Baltimore City F | 60666 | PV1 | PV | OP | NA | SUN |  | 28192 |  |  | EIA Prime Mover-level Data
2021 | MD | Baltimore City G | 60667 | PV1 | PV | OP | NA | SUN |  | 28519 |  |  | EIA Prime Mover-level Data
2021 | MD | City of Havre De Grace C | 60668 | PV1 | PV | OP | NA | SUN |  | 26847 |  |  | EIA Prime Mover-level Data
2021 | MD | Sod Run WTP A | 60669 | PV1 | PV | OP | NA | SUN |  | 30492 |  |  | EIA Prime Mover-level Data
2021 | MO | Osborn Wind Energy | 60672 | GEN1 | WT | OP | NA | WND |  | 6368543 |  |  | EIA Prime Mover-level Data
2021 | MO | Nixa Solar, LLC | 60673 | NIXA | PV | OP | NA | SUN |  | 127507 |  |  | EIA Prime Mover-level Data
2021 | NY | Tannery Road Landfill | 60677 | TRSP | PV | OP | NA | SUN |  | 25256 |  |  | EIA Prime Mover-level Data
2021 | CA | San Joaquin Solar | 60678 | SJ1A | PV | OP | NA | SUN |  | 232435.268 |  |  | EIA Prime Mover-level Data
2021 | CA | San Joaquin Solar | 60678 | SJ1B | PV | OP | NA | SUN |  | 17608.732 |  |  | EIA Prime Mover-level Data
2021 | AL | Fort Rucker Solar Array | 60679 | 1 | PV | OP | NA | SUN |  | 113207 |  |  | EIA Prime Mover-level Data
2021 | AL | ANAD Solar Array | 60680 | 1 | PV | OP | NA | SUN |  | 101615 |  |  | EIA Prime Mover-level Data
2021 | MD | Annapolis Solar Park, LLC | 60681 | ASP12 | PV | OP | NA | SUN |  | 203035 |  |  | EIA Prime Mover-level Data
2021 | TX | Pearl Solar | 60682 | PEARL | PV | OP | NA | SUN |  | 746206 |  |  | EIA Prime Mover-level Data
2021 | CT | TRS Fuel Cell | 60683 | MMH1 | FC | OP | NA | NG
2021 | AZ | Amphitheater High School Solar | 60684 | AHS1 | PV | OP | NA | SUN |  | 19392 |  |  | EIA Prime Mover-level Data
2021 | AZ | Canyon Del Oro High School Solar | 60685 | CDO1 | PV | OP | NA | SUN |  | 7371.955 |  |  | EIA Prime Mover-level Data
2021 | AZ | Canyon Del Oro High School Solar | 60685 | CDO2 | PV | OP | NA | SUN |  | 7371.955 |  |  | EIA Prime Mover-level Data
2021 | AZ | Canyon Del Oro High School Solar | 60685 | CDO3 | PV | OP | NA | SUN |  | 7371.955 |  |  | EIA Prime Mover-level Data
2021 | AZ | Canyon Del Oro High School Solar | 60685 | CDO4 | PV | OP | NA | SUN |  | 1053.136 |  |  | EIA Prime Mover-level Data
2021 | SD | Pierre Solar | 60686 | PIERS | PV | OP | NA | SUN |  | 17747 |  |  | EIA Prime Mover-level Data
2021 | KS | Cimarron Bend Wind Project I, LLC | 60687 | 1 | WT | OP | NA | WND |  | 7093819 |  |  | EIA Prime Mover-level Data
2021 | KS | Cimarron Bend Wind Project II, LLC | 60688 | 1 | WT | OP | NA | WND |  | 7122683 |  |  | EIA Prime Mover-level Data
2021 | KS | Western Plains Wind Farm | 60689 | 1 | WT | OP | NA | WND |  | 9726158 |  |  | EIA Prime Mover-level Data
2021 | TX | Blue Summit Storage, LLC | 60690 | WBSS | BA | OP | NA | MWH |  | 0 |  |  | EIA Prime Mover-level Data
2021 | NC | Tanager Holdings | 60691 | PV1 | PV | OP | NA | SUN |  | 74387 |  |  | EIA Prime Mover-level Data
2021 | MN | WakeSun LLC | 60694 | MLC27 | PV | OP | NA | SUN |  | 15734.667 |  |  | EIA Prime Mover-level Data
2021 | MN | WakeSun LLC | 60694 | MLC28 | PV | OP | NA | SUN |  | 15734.667 |  |  | EIA Prime Mover-level Data
2021 | MN | WakeSun LLC | 60694 | MLC29 | PV | OP | NA | SUN |  | 15734.667 |  |  | EIA Prime Mover-level Data
2021 | MN | BentonSun LLC | 60695 | MLC17 | PV | OP | NA | SUN |  | 15738.6 |  |  | EIA Prime Mover-level Data
2021 | MN | BentonSun LLC | 60695 | MLC18 | PV | OP | NA | SUN |  | 15738.6 |  |  | EIA Prime Mover-level Data
2021 | MN | BentonSun LLC | 60695 | MLC19 | PV | OP | NA | SUN |  | 15738.6 |  |  | EIA Prime Mover-level Data
2021 | MN | BentonSun LLC | 60695 | MLC20 | PV | OP | NA | SUN |  | 15738.6 |  |  | EIA Prime Mover-level Data
2021 | MN | BentonSun LLC | 60695 | MLC21 | PV | OP | NA | SUN |  | 15738.6 |  |  | EIA Prime Mover-level Data
2021 | NM | Four Peaks Camino Real | 60696 | 1 | IC | OP | NA | LFG |  | 105669 | 0.77667 | 0.0147 | EIA Prime Mover-level Data | Estimated using an emission factor
2021 | NM | Four Peaks Camino Real | 60696 | 2 | IC | OP | NA | LFG |  | 105669 | 0.77667 | 0.0147 | EIA Prime Mover-level Data | Estimated using an emission factor
2021 | CA | Stanton Energy Reliability Center | 60698 | D1 | GT | OP | CT | NG | 126 | 17813.595 | 0.071401 | 0.0080165 | EPA/CAMD | NEI avg EF - PM, fuel type, firing type | 2020
2021 | CA | Stanton Energy Reliability Center | 60698 | D7 | GT | OP | CT | NG | 160 | 30447.061 | 0.12204 | 0.0080165 | EPA/CAMD | NEI avg EF - PM, fuel type, firing type | 2020
2021 | CT | Wind Colebrook South | 60700 | WCS | WT | OP | NA | WND |  | 112818 |  |  | EIA Prime Mover-level Data
2021 | FL | JED Solid Waste Mgmt Renewable Energy | 60701 | 00603 | IC | OP | NA | LFG |  | 105208.333 | 0.77328 | 0.0147 | EIA Prime Mover-level Data | Estimated using an emission factor
2021 | FL | JED Solid Waste Mgmt Renewable Energy | 60701 | 00696 | IC | OP | NA | LFG |  | 105208.333 | 0.77328 | 0.0147 | EIA Prime Mover-level Data | Estimated using an emission factor
2021 | FL | JED Solid Waste Mgmt Renewable Energy | 60701 | 00697 | IC | OP | NA | LFG |  | 105208.333 | 0.77328 | 0.0147 | EIA Prime Mover-level Data | Estimated using an emission factor
2021 | FL | JED Solid Waste Mgmt Renewable Energy | 60701 | 00698 | IC | OP | NA | LFG |  | 105208.333 | 0.77328 | 0.0147 | EIA Prime Mover-level Data | Estimated using an emission factor
2021 | FL | JED Solid Waste Mgmt Renewable Energy | 60701 | 00699 | IC | OP | NA | LFG |  | 105208.333 | 0.77328 | 0.0147 | EIA Prime Mover-level Data | Estimated using an emission factor
2021 | FL | JED Solid Waste Mgmt Renewable Energy | 60701 | 00700 | IC | OP | NA | LFG |  | 105208.333 | 0.77328 | 0.0147 | EIA Prime Mover-level Data | Estimated using an emission factor
2021 | GA | Rincon Solar I | 60702 | PV1 | PV | OP | NA | SUN |  | 270294 |  |  | EIA Prime Mover-level Data
2021 | KY | Green City Recovery, LLC | 60703 | 1 | IC | OP | NA | LFG |  | 25557.5 | 0.18785 | 0.0147 | EIA Prime Mover-level Data | Estimated using an emission factor
2021 | KY | Green City Recovery, LLC | 60703 | 2 | IC | OP | NA | LFG |  | 25557.5 | 0.18785 | 0.0147 | EIA Prime Mover-level Data | Estimated using an emission factor
2021 | MO | Trenton Solar Farm (MO) | 60704 | TSF1 | PV | OP | NA | SUN |  | 37228 |  |  | EIA Prime Mover-level Data
2021 | MO | Rolla Solar Farm (MO) | 60705 | RSF1 | PV | OP | NA | SUN |  | 36539 |  |  | EIA Prime Mover-level Data
2021 | MO | Waynesville Solar Farm (MO) | 60706 | WSF1 | PV | OP | NA | SUN |  | 36831 |  |  | EIA Prime Mover-level Data
2021 | MO | Marshall Solar Farm (MO) | 60707 | MMSF1 | PV | OP | NA | SUN |  | 35954 |  |  | EIA Prime Mover-level Data
2021 | MD | Havre de Grace II - E at Perryman | 60708 | PV1 | PV | OP | NA | SUN |  | 17923 |  |  | EIA Prime Mover-level Data
2021 | NJ | IFF Hazlet | 60709 | GRND | PV | OP | NA | SUN |  | 42729 |  |  | EIA Prime Mover-level Data
2021 | MA | Stone Hill Solar CSG | 60710 | PV1 | PV | OP | NA | SUN |  | 28209 |  |  | EIA Prime Mover-level Data
2021 | MN | Chisago Community Solar | 60711 | CCS1 | PV | OP | NA | SUN |  | 14186.5 |  |  | EIA Prime Mover-level Data
2021 | MN | Chisago Community Solar | 60711 | CCS2 | PV | OP | NA | SUN |  | 14186.5 |  |  | EIA Prime Mover-level Data
2021 | MN | Chisago Community Solar | 60711 | CCS3 | PV | OP | NA | SUN |  | 14186.5 |  |  | EIA Prime Mover-level Data
2021 | MN | Chisago Community Solar | 60711 | CCS4 | PV | OP | NA | SUN |  | 14186.5 |  |  | EIA Prime Mover-level Data
2021 | MN | Ursa Community Solar | 60712 | UCS1 | PV | OP | NA | SUN |  | 14821.2 |  |  | EIA Prime Mover-level Data
2021 | MN | Ursa Community Solar | 60712 | UCS2 | PV | OP | NA | SUN |  | 14821.2 |  |  | EIA Prime Mover-level Data
2021 | MN | Ursa Community Solar | 60712 | UCS3 | PV | OP | NA | SUN |  | 14821.2 |  |  | EIA Prime Mover-level Data
2021 | MN | Ursa Community Solar | 60712 | UCS4 | PV | OP | NA | SUN |  | 14821.2 |  |  | EIA Prime Mover-level Data
2021 | MN | Ursa Community Solar | 60712 | UCS5 | PV | OP | NA | SUN |  | 14821.2 |  |  | EIA Prime Mover-level Data
2021 | MN | Sunrise Community Solar | 60713 | SCS1 | PV | OP | NA | SUN |  | 14360.8 |  |  | EIA Prime Mover-level Data
2021 | MN | Sunrise Community Solar | 60713 | SCS2 | PV | OP | NA | SUN |  | 14360.8 |  |  | EIA Prime Mover-level Data
2021 | MN | Sunrise Community Solar | 60713 | SCS3 | PV | OP | NA | SUN |  | 14360.8 |  |  | EIA Prime Mover-level Data
2021 | MN | Sunrise Community Solar | 60713 | SCS4 | PV | OP | NA | SUN |  | 14360.8 |  |  | EIA Prime Mover-level Data
2021 | MN | Sunrise Community Solar | 60713 | SCS5 | PV | OP | NA | SUN |  | 14360.8 |  |  | EIA Prime Mover-level Data
2021 | MN | Rosemount Community Solar | 60714 | RCS1 | PV | OP | NA | SUN |  | 14896.8 |  |  | EIA Prime Mover-level Data
2021 | MN | Rosemount Community Solar | 60714 | RCS2 | PV | OP | NA | SUN |  | 14896.8 |  |  | EIA Prime Mover-level Data
2021 | MN | Rosemount Community Solar | 60714 | RCS3 | PV | OP | NA | SUN |  | 14896.8 |  |  | EIA Prime Mover-level Data
2021 | MN | Rosemount Community Solar | 60714 | RCS4 | PV | OP | NA | SUN |  | 14896.8 |  |  | EIA Prime Mover-level Data
2021 | MN | Rosemount Community Solar | 60714 | RCS5 | PV | OP | NA | SUN |  | 14896.8 |  |  | EIA Prime Mover-level Data
2021 | MN | Paynesville Community Solar | 60715 | PCS1 | PV | OP | NA | SUN |  | 15123.4 |  |  | EIA Prime Mover-level Data
2021 | MN | Paynesville Community Solar | 60715 | PCS2 | PV | OP | NA | SUN |  | 15123.4 |  |  | EIA Prime Mover-level Data
2021 | MN | Paynesville Community Solar | 60715 | PCS3 | PV | OP | NA | SUN |  | 15123.4 |  |  | EIA Prime Mover-level Data
2021 | MN | Paynesville Community Solar | 60715 | PCS4 | PV | OP | NA | SUN |  | 15123.4 |  |  | EIA Prime Mover-level Data
2021 | MN | Paynesville Community Solar | 60715 | PCS5 | PV | OP | NA | SUN |  | 15123.4 |  |  | EIA Prime Mover-level Data
2021 | MN | Orion Community Solar | 60716 | OCS1 | PV | OP | NA | SUN |  | 11911.667 |  |  | EIA Prime Mover-level Data
2021 | MN | Orion Community Solar | 60716 | OCS2 | PV | OP | NA | SUN |  | 11911.667 |  |  | EIA Prime Mover-level Data
2021 | MN | Orion Community Solar | 60716 | OCS3 | PV | OP | NA | SUN |  | 11911.667 |  |  | EIA Prime Mover-level Data
2021 | MN | Northfield Community Solar | 60717 | NCS1 | PV | OP | NA | SUN |  | 14159.6 |  |  | EIA Prime Mover-level Data
2021 | MN | Northfield Community Solar | 60717 | NCS2 | PV | OP | NA | SUN |  | 14159.6 |  |  | EIA Prime Mover-level Data
2021 | MN | Northfield Community Solar | 60717 | NCS3 | PV | OP | NA | SUN |  | 14159.6 |  |  | EIA Prime Mover-level Data
2021 | MN | Northfield Community Solar | 60717 | NCS4 | PV | OP | NA | SUN |  | 14159.6 |  |  | EIA Prime Mover-level Data
2021 | MN | Northfield Community Solar | 60717 | NCS5 | PV | OP | NA | SUN |  | 14159.6 |  |  | EIA Prime Mover-level Data
2021 | CO | Weld 1 Community Solar Array | 60720 | WELD1 | PV | OP | NA | SUN |  | 29941 |  |  | EIA Prime Mover-level Data
2021 | IN | Green Cow Power | 60721 | ENG1 | IC | OP | NA | OBG |  | 66121.163 | 0.48599 | 0.0147 | EIA Prime Mover-level Data | Estimated using an emission factor
2021 | IN | Green Cow Power | 60721 | ENG2 | IC | OP | NA | OBG |  | 66121.163 | 0.48599 | 0.0147 | EIA Prime Mover-level Data | Estimated using an emission factor
2021 | IN | Green Cow Power | 60721 | ENG3 | IC | OP | NA | OBG |  | 66121.163 | 0.48599 | 0.0147 | EIA Prime Mover-level Data | Estimated using an emission factor
2021 | IN | Green Cow Power | 60721 | ENG4 | IC | OP | NA | OBG |  | 85957.512 | 0.63179 | 0.0147 | EIA Prime Mover-level Data | Estimated using an emission factor
2021 | CO | Logan 1 Community Solar Array | 60722 | LOGA1 | PV | OP | NA | SUN |  | 30394 |  |  | EIA Prime Mover-level Data
2021 | CO | Conejos 1 Community Solar Array | 60723 | CONEJ | PV | OP | NA | SUN |  | 37086 |  |  | EIA Prime Mover-level Data
2021 | CO | Arapahoe 3 Community Solar Array | 60724 | ARAP3 | PV | OP | NA | SUN |  | 32543 |  |  | EIA Prime Mover-level Data
2021 | CO | Xcel Adams 2 Community Solar Array | 60725 | ADCO2 | PV | OP | NA | SUN |  | 32624 |  |  | EIA Prime Mover-level Data
2021 | CO | Xcel Adams 1 Community Solar Array | 60726 | ADCO1 | PV | OP | NA | SUN |  | 31903 |  |  | EIA Prime Mover-level Data
2021 | NJ | East Orange Solar | 60727 | PV1 | PV | OP | NA | SUN |  | 54031 |  |  | EIA Prime Mover-level Data
2021 | NJ | Howell Solar | 60728 | PV1 | PV | OP | NA | SUN |  | 103948 |  |  | EIA Prime Mover-level Data
2021 | NJ | Raritan Solar | 60729 | PV1 | PV | OP | NA | SUN |  | 107299 |  |  | EIA Prime Mover-level Data
2021 | MA | Bridgewater Solar CSG | 60730 | PV1 | PV | OP | NA | SUN |  | 20791.522 |  |  | EIA Prime Mover-level Data
2021 | MA | Bridgewater Solar CSG | 60730 | PV2 | PV | OP | NA | SUN |  | 15993.478 |  |  | EIA Prime Mover-level Data
2021 | MA | Holliston Solar CSG | 60731 | PV1 | PV | OP | NA | SUN |  | 13786 |  |  | EIA Prime Mover-level Data
2021 | NJ | Frankford Solar | 60732 | PV1 | PV | OP | NA | SUN |  | 89763 |  |  | EIA Prime Mover-level Data
2021 | NJ | Brickyard Solar | 60733 | PV1 | PV | OP | NA | SUN |  | 16316 |  |  | EIA Prime Mover-level Data
2021 | NJ | Bordentown Solar | 60734 | PV1 | PV | OP | NA | SUN |  | 87440 |  |  | EIA Prime Mover-level Data
2021 | MD | Longview Solar | 60735 | PV1 | PV | OP | NA | SUN |  | 225214 |  |  | EIA Prime Mover-level Data
2021 | MA | Wilmington Solar | 60736 | PV1 | PV | OP | NA | SUN |  | 25468 |  |  | EIA Prime Mover-level Data
2021 | MD | Church Hill | 60737 | PV1 | PV | OP | NA | SUN |  | 84556 |  |  | EIA Prime Mover-level Data
2021 | MA | Fall River Solar CSG | 60738 | PV1 | PV | OP | NA | SUN |  | 23806 |  |  | EIA Prime Mover-level Data
2021 | NJ | DSM Solar | 60739 | PV1 | PV | OP | NA | SUN |  | 50671 |  |  | EIA Prime Mover-level Data
2021 | NJ | Pittsgrove Solar | 60740 | PV1 | PV | OP | NA | SUN |  | 26379 |  |  | EIA Prime Mover-level Data
2021 | GA | Old Midville Solar | 60741 | OMD | PV | OP | NA | SUN |  | 346584 |  |  | EIA Prime Mover-level Data
2021 | IL | Argonne National Laboratory CHP | 60742 | CHP | GT | OP | NA | NG |  | 375951 | 1.5069 | 0.0080165 | EIA Prime Mover-level Data | NEI avg EF - PM, fuel type
2021 | TX | Rattlesnake Power, LLC | 60743 | WT1 | WT | OP | NA | WND |  | 4852243 |  |  | EIA Prime Mover-level Data
2021 | CA | SEPV Imperial Dixieland West | 60744 | SESI2 | PV | OP | NA | SUN |  | 69850 |  |  | EIA Prime Mover-level Data
2021 | CA | SEPV Imperial Dixieland East | 60745 | SESI1 | PV | OP | NA | SUN |  | 49274 |  |  | EIA Prime Mover-level Data
2021 | NJ | Silvi Gibraltar Rock | 60746 | 08502 | PV | OP | NA | SUN |  | 32850 |  |  | EIA Prime Mover-level Data
2021 | NJ | Seabrook Village | 60747 | 07724 | PV | OP | NA | SUN |  | 35425 |  |  | EIA Prime Mover-level Data
2021 | ID | Simcoe Solar | 60748 | IDSS | PV | OP | NA | SUN |  | 427779 |  |  | EIA Prime Mover-level Data
2021 | KS | Osawatomie Power Plant South Sub | 60750 | CAT4 | IC | OP | NA | DFO |  | 72.667 | 0.011263 | 0.31 | EIA Prime Mover-level Data | Estimated using an emission factor
2021 | KS | Osawatomie Power Plant South Sub | 60750 | CAT5 | IC | OP | NA | DFO |  | 72.667 | 0.011263 | 0.31 | EIA Prime Mover-level Data | Estimated using an emission factor
2021 | KS | Osawatomie Power Plant South Sub | 60750 | CAT6 | IC | OP | NA | DFO |  | 72.667 | 0.011263 | 0.31 | EIA Prime Mover-level Data | Estimated using an emission factor
2021 | KS | Osawatomie Power Plant North Sub | 60751 | CAT1 | IC | OP | NA | DFO |  | 485.667 | 0.075278 | 0.31 | EIA Prime Mover-level Data | Estimated using an emission factor
2021 | KS | Osawatomie Power Plant North Sub | 60751 | CAT2 | IC | OP | NA | DFO |  | 485.667 | 0.075278 | 0.31 | EIA Prime Mover-level Data | Estimated using an emission factor
2021 | KS | Osawatomie Power Plant North Sub | 60751 | CAT3 | IC | OP | NA | DFO |  | 485.667 | 0.075278 | 0.31 | EIA Prime Mover-level Data | Estimated using an emission factor
2021 | NJ | Gloucester Community College Solar | 60752 | PV1 | PV | OP | NA | SUN |  | 32393 |  |  | EIA Prime Mover-level Data
2021 | MA | Shirley Landfill | 60753 | PV1 | PV | OP | NA | SUN |  | 13503 |  |  | EIA Prime Mover-level Data
2021 | MA | DDR Shoppers World | 60754 | PV1 | PV | OP | NA | SUN |  | 16863 |  |  | EIA Prime Mover-level Data
2021 | NJ | Spartan | 60755 | PV1 | PV | OP | NA | SUN |  | 123802 |  |  | EIA Prime Mover-level Data
2021 | MA | Meadow Solar | 60756 | PV1 | PV | OP | NA | SUN |  | 37901 |  |  | EIA Prime Mover-level Data
2021 | MA | Cedarville CSG | 60757 | PV1 | PV | OP | NA | SUN |  | 7679.6 |  |  | EIA Prime Mover-level Data
2021 | MA | Cedarville CSG | 60757 | PV2 | PV | OP | NA | SUN |  | 15359.2 |  |  | EIA Prime Mover-level Data
2021 | MA | Cedarville CSG | 60757 | PV3 | PV | OP | NA | SUN |  | 15359.2 |  |  | EIA Prime Mover-level Data
2021 | NJ | Freeze Solar | 60759 | PV1 | PV | OP | NA | SUN |  | 18127 |  |  | EIA Prime Mover-level Data
2021 | CA | Millikan BESS | 60760 | PE101 | BA | OP | NA | MWH |  | 0 |  |  | EIA Prime Mover-level Data
2021 | NC | Roper Farm, LLC | 60761 | 1 | PV | OP | NA | SUN |  | 86015 |  |  | EIA Prime Mover-level Data
2021 | NJ | Pfizer Peapack Solar | 60762 | 07934 | PV | OP | NA | SUN |  | 73504 |  |  | EIA Prime Mover-level Data
2021 | NJ | Holland Solar | 60763 | PV1 | PV | OP | NA | SUN |  | 28432 |  |  | EIA Prime Mover-level Data
2021 | CO | Victory Solar LLC | 60764 | PV1 | PV | OP | NA | SUN |  | 256686 |  |  | EIA Prime Mover-level Data
2021 | NJ | L'Oreal Franklin | 60765 | PV1 | PV | OP | NA | SUN |  | 14503 |  |  | EIA Prime Mover-level Data
2021 | NJ | L'Oreal Monmouth | 60766 | PV1 | PV | OP | NA | SUN |  | 22179 |  |  | EIA Prime Mover-level Data
2021 | AZ | Gila River Power Block 2 | 60768 | 2 A | CA | OP | DUCTBURNER | NG |  | 445892.49 | 0.094083 | 0.000422 | EIA Unit-level Data | Estimated using an emission factor
2021 | AZ | Gila River Power Block 2 | 60768 | 2 B | CA | OP | DUCTBURNER | NG |  | 403921.17 | 0.085227 | 0.000422 | EIA Unit-level Data | Estimated using an emission factor
2021 | AZ | Gila River Power Block 2 | 60768 | CTG3 | CT | OP | NA | NG |  | 10629101.205 | 28.558 | 0.0053736 | EIA Unit-level Data | NEI avg EF - PM, fuel type
2021 | AZ | Gila River Power Block 2 | 60768 | CTG4 | CT | OP | NA | NG |  | 10826208.675 | 29.0876 | 0.0053736 | EIA Unit-level Data | NEI avg EF - PM, fuel type
2021 | NJ | Lower Cape May HS | 60769 | PV1 | PV | OP | NA | SUN |  | 21028 |  |  | EIA Prime Mover-level Data
2021 | NJ | Timber Creek HS | 60771 | PV1 | PV | OP | NA | SUN |  | 10613 |  |  | EIA Prime Mover-level Data
2021 | NJ | Adams Ave MS and HS | 60772 | PVHS | PV | OP | NA | SUN |  | 20558.903 |  |  | EIA Prime Mover-level Data
2021 | NJ | Adams Ave MS and HS | 60772 | PVMS | PV | OP | NA | SUN |  | 14848.097 |  |  | EIA Prime Mover-level Data
2021 | TX | Phantom Solar | 60774 | GEN1 | PV | OP | NA | SUN |  | 210658 |  |  | EIA Prime Mover-level Data
2021 | MA | Deerfield CSG Solar | 60775 | PV1 | PV | OP | NA | SUN |  | 55039 |  |  | EIA Prime Mover-level Data
2021 | NJ | Community Foodbank of NJ | 60776 | FDBNK | PV | OP | NA | SUN |  | 6985 |  |  | EIA Prime Mover-level Data
2021 | CA | American Kings Solar, LLC | 60777 | GEN01 | PV | OP | NA | SUN |  | 2744239 |  |  | EIA Prime Mover-level Data
2021 | NC | Hew Fulton Farm, LLC | 60778 | 1 | PV | OP | NA | SUN |  | 80824 |  |  | EIA Prime Mover-level Data
2021 | NC | McGoogan Farm, LLC | 60779 | 1 | PV | OP | NA | SUN |  | 79129 |  |  | EIA Prime Mover-level Data
2021 | NJ | Royal Wine Corp Solar Power Plant | 60781 | PV1 | PV | OP | NA | SUN |  | 10319 |  |  | EIA Prime Mover-level Data
2021 | NC | Barnhill Road Solar, LLC | 60782 | 1 | PV | OP | NA | SUN |  | 45417 |  |  | EIA Prime Mover-level Data
2021 | NC | Leggett Solar, LLC | 60783 | 1 | PV | OP | NA | SUN |  | 80603 |  |  | EIA Prime Mover-level Data
2021 | NC | Jersey Holdings | 60784 | PV1 | PV | OP | NA | SUN |  | 82443 |  |  | EIA Prime Mover-level Data
2021 | NV | Tungsten Mountain | 60785 | TMSOL | PV | OP | NA | SUN |  | 145440 |  |  | EIA Prime Mover-level Data
2021 | NV | Tungsten Mountain | 60785 | UNIT1 | BT | OP | NA | GEO |  | 2116422 |  |  | EIA Prime Mover-level Data
2021 | NC | Williamston Speight Solar, LLC | 60787 | SPGHT | PV | OP | NA | SUN |  | 250611 |  |  | EIA Prime Mover-level Data
2021 | FL | Suwannee Solar Facility | 60788 | XXXXX | PV | OP | NA | SUN |  | 149784 |  |  | EIA Prime Mover-level Data
2021 | TX | Bluebell Solar | 60789 | UNIT1 | PV | OP | NA | SUN |  | 617577 |  |  | EIA Prime Mover-level Data
2021 | CA | PVN Milliken, LLC | 60790 | PV | PV | OP | NA | SUN |  | 43639 |  |  | EIA Prime Mover-level Data
2021 | CA | SunAnza | 60791 | ANZA1 | PV | OP | NA | SUN |  | 44372.353 |  |  | EIA Prime Mover-level Data
2021 | CA | SunAnza | 60791 | ANZA2 | PV | OP | NA | SUN |  | 31060.647 |  |  | EIA Prime Mover-level Data
2021 | NV | Republic Services Renewable Energy, LLC | 60792 | GT1 | GT | OP | NA | LFG |  | 233695 | 2.5239 | 0.0216 | EIA Prime Mover-level Data | Estimated using an emission factor
2021 | NV | Republic Services Renewable Energy, LLC | 60792 | GT2 | GT | OP | NA | LFG |  | 233695 | 2.5239 | 0.0216 | EIA Prime Mover-level Data | Estimated using an emission factor
2021 | MN | Eichtens Community Solar | 60795 | SO228 | PV | OP | NA | SUN |  | 64721 |  |  | EIA Prime Mover-level Data
2021 | MN | Red Wing Community Solar | 60796 | SO234 | PV | OP | NA | SUN |  | 76925 |  |  | EIA Prime Mover-level Data
2021 | IL | Lake Forest Hospital Central Energy Plant | 60797 | GEN1 | IC | OP | NA | NG |  | 1036 | 0.0002186 | 0.000422 | EIA Prime Mover-level Data | Estimated using an emission factor
2021 | IL | Lake Forest Hospital Central Energy Plant | 60797 | GEN2 | IC | OP | NA | NG |  | 1036 | 0.0002186 | 0.000422 | EIA Prime Mover-level Data | Estimated using an emission factor
2021 | IL | Lake Forest Hospital Central Energy Plant | 60797 | GEN3 | IC | OP | NA | NG |  | 1036 | 0.0002186 | 0.000422 | EIA Prime Mover-level Data | Estimated using an emission factor
2021 | IL | Lake Forest Hospital Central Energy Plant | 60797 | GEN4 | IC | OP | NA | NG |  | 1036 | 0.0002186 | 0.000422 | EIA Prime Mover-level Data | Estimated using an emission factor
2021 | NC | South Atlantic Services Solar Farm I | 60798 | PV1 | PV | OP | NA | SUN |  | 25530 |  |  | EIA Prime Mover-level Data
2021 | MA | Iron Horse Solar 4, LLC | 60799 | PV1 | PV | OP | NA | SUN |  | 62386 |  |  | EIA Prime Mover-level Data
2021 | NC | Catawba Solar LLC | 60800 | PV1 | PV | OP | NA | SUN |  | 31100 |  |  | EIA Prime Mover-level Data
2021 | CO | CEC Solar #1117, LLC | 60801 | PUEB2 | PV | OP | NA | SUN |  | 45444 |  |  | EIA Prime Mover-level Data
2021 | NJ | ACCC Mays Landing | 60802 | PV1 | PV | OP | NA | SUN |  | 17846 |  |  | EIA Prime Mover-level Data
2021 | NJ | Deutsche Bank- Piscataway Solar | 60803 | DBPIS | PV | OP | NA | SUN |  | 8667 |  |  | EIA Prime Mover-level Data
2021 | NJ | Gemini Technologies Services, Inc. Solar | 60804 | DBGAT | PV | OP | NA | SUN |  | 12989 |  |  | EIA Prime Mover-level Data
2021 | NJ | Beaver Run | 60805 | BRUN1 | PV | OP | NA | SUN |  | 79002 |  |  | EIA Prime Mover-level Data
2021 | NJ | North Bergen Solar | 60806 | PV1 | PV | OP | NA | SUN |  | 19083 |  |  | EIA Prime Mover-level Data
2021 | NJ | US Foods Solar | 60808 | USFDS | PV | OP | NA | SUN
2021 | NJ | Summit Water Nexus Mt. Holly, LLC Solar | 60809 | MHWWT | PV | OP | NA | SUN |  | 13715 |  |  | EIA Prime Mover-level Data
2021 | NJ | Sabert Solar | 60810 | SABER | PV | OP | NA | SUN |  | 14651 |  |  | EIA Prime Mover-level Data
2021 | CA | Cloverdale Solar Center | 60813 | ECA02 | PV | OP | NA | SUN |  | 20569 |  |  | EIA Prime Mover-level Data
2021 | MA | Hampshire College Hybrid | 60815 | BA1 | BA | OP | NA | MWH |  | 0 |  |  | EIA Prime Mover-level Data
2021 | MA | Hampshire College Hybrid | 60815 | BA2 | BA | OP | NA | MWH |  | 0 |  |  | EIA Prime Mover-level Data
2021 | MA | Hampshire College Hybrid | 60815 | PV1 | PV | OP | NA | SUN |  | 24012.5 |  |  | EIA Prime Mover-level Data
2021 | MA | Hampshire College Hybrid | 60815 | PV2 | PV | OP | NA | SUN |  | 24012.5 |  |  | EIA Prime Mover-level Data
2021 | MA | Town of Lexington Solar | 60816 | PV1 | PV | OP | NA | SUN |  | 22232 |  |  | EIA Prime Mover-level Data
2021 | NY | Sullivan County - Adult Care Solar | 60817 | PV1 | PV | OP | NA | SUN |  | 21648 |  |  | EIA Prime Mover-level Data
2021 | NY | Oswego County - Fulton Solar | 60818 | PV1 | PV | OP | NA | SUN |  | 18296 |  |  | EIA Prime Mover-level Data
2021 | NY | Jefferson-Lewis BOCES Solar | 60819 | PV1 | PV | OP | NA | SUN |  | 24901 |  |  | EIA Prime Mover-level Data
2021 | MD | Montgomery County Correctional Facility | 60820 | PV1 | PV | OP | NA | SUN |  | 21126 |  |  | EIA Prime Mover-level Data
2021 | UT | Weber State University - Davis Campus PV | 60821 | PV1 | PV | OP | NA | SUN |  | 22718 |  |  | EIA Prime Mover-level Data
2021 | AZ | Intel - Ocotillo Campus Solar | 60822 | PV1 | PV | OP | NA | SUN |  | 54224.667 |  |  | EIA Prime Mover-level Data
2021 | AZ | Intel - Ocotillo Campus Solar | 60822 | PV2 | PV | OP | NA | SUN |  | 27112.333 |  |  | EIA Prime Mover-level Data
2021 | NE | South Sioux City Solar | 60823 | PV1 | PV | OP | NA | SUN |  | 37688 |  |  | EIA Prime Mover-level Data
2021 | CA | Valley Sanitary District WTP Solar | 60824 | PV1 | PV | OP | NA | SUN |  | 14326 |  |  | EIA Prime Mover-level Data
2021 | CA | Colgreen North Shore Solar Farm | 60825 | CNS1 | PV | OP | NA | SUN |  | 1612442 |  |  | EIA Prime Mover-level Data
2021 | AZ | Sun Streams, LLC | 60827 | GEN01 | PV | OP | NA | SUN |  | 3627878 |  |  | EIA Prime Mover-level Data
2021 | MN | Webster Holdco Solar CSG | 60830 | WEBST | PV | OP | NA | SUN |  | 77006 |  |  | EIA Prime Mover-level Data
2021 | RI | Orbit Energy RI | 60831 | 1 | IC | OP | NA | OBG |  | 41818 | 0.30736 | 0.0147 | EIA Prime Mover-level Data | Estimated using an emission factor
2021 | MN | Farmington Holdco Solar | 60832 | FARMI | PV | OP | NA | SUN |  | 73777 |  |  | EIA Prime Mover-level Data
2021 | MN | Dodge Holdco Solar CSG | 60833 | DODGE | PV | OP | NA | SUN |  | 68072 |  |  | EIA Prime Mover-level Data
2021 | MN | Hwy 14 Holdco Solar CSG | 60834 | HWY14 | PV | OP | NA | SUN |  | 74035 |  |  | EIA Prime Mover-level Data
2021 | MN | Pine Island Solar CSG | 60835 | PINEI | PV | OP | NA | SUN |  | 54996 |  |  | EIA Prime Mover-level Data
2021 | MN | Big Lake Holdco Solar CSG | 60836 | BLAKE | PV | OP | NA | SUN |  | 44223 |  |  | EIA Prime Mover-level Data
2021 | MN | Forest Lake Solar CSG | 60837 | FORES | PV | OP | NA | SUN |  | 70691 |  |  | EIA Prime Mover-level Data
2021 | MN | Wabasha Holdco Solar CSG | 60838 | WABAS | PV | OP | NA | SUN |  | 43660 |  |  | EIA Prime Mover-level Data
2021 | NJ | Goya Foods, Inc- Jersey City Solar | 60839 | PV1 | PV | OP | NA | SUN |  | 34100 |  |  | EIA Prime Mover-level Data
2021 | NJ | Goya Foods, Inc- Secaucus Solar | 60840 | PV1 | PV | OP | NA | SUN |  | 21709 |  |  | EIA Prime Mover-level Data
2021 | NJ | Prudential 55 Livingston Roseland Solar | 60841 | PV1 | PV | OP | NA | SUN |  | 3098 |  |  | EIA Prime Mover-level Data
2021 | NJ | Prudential 80 Livingston Roseland Solar | 60842 | PV1 | PV | OP | NA | SUN |  | 4762 |  |  | EIA Prime Mover-level Data
2021 | NJ | River Terminal Development Solar | 60843 | RTD1 | PV | OP | NA | SUN |  | 4912.586 |  |  | EIA Prime Mover-level Data
2021 | NJ | River Terminal Development Solar | 60843 | RTD2 | PV | OP | NA | SUN |  | 5895.103 |  |  | EIA Prime Mover-level Data
2021 | NJ | River Terminal Development Solar | 60843 | RTD3 | PV | OP | NA | SUN |  | 1965.034 |  |  | EIA Prime Mover-level Data
2021 | NJ | River Terminal Development Solar | 60843 | RTD4 | PV | OP | NA | SUN |  | 9825.172 |  |  | EIA Prime Mover-level Data
2021 | NJ | River Terminal Development Solar | 60843 | RTD5 | PV | OP | NA | SUN |  | 3930.069 |  |  | EIA Prime Mover-level Data
2021 | NJ | River Terminal Development Solar | 60843 | RTD6 | PV | OP | NA | SUN |  | 1965.034 |  |  | EIA Prime Mover-level Data
2021 | CA | Genentech Vacaville Meter #1 | 60844 | PV1 | PV | OP | NA | SUN |  | 67339.115 |  |  | EIA Prime Mover-level Data
2021 | CA | Genentech Vacaville Meter #1 | 60844 | PV2 | PV | OP | NA | SUN |  | 40757.885 |  |  | EIA Prime Mover-level Data
2021 | CA | US GSA - Sacramento | 60846 | PV1 | PV | OP | NA | SUN |  | 15300 |  |  | EIA Prime Mover-level Data
2021 | MD | Garrett County - DPU Treatment Plant | 60847 | PV1 | PV | OP | NA | SUN |  | 15344 |  |  | EIA Prime Mover-level Data
2021 | PA | Temple Solar Arrays | 60848 | 51599 | PV | OP | NA | SUN |  | 22390 |  |  | EIA Prime Mover-level Data
2021 | MD | Emmitsburg Solar Arrays | 60849 | 87353 | PV | OP | NA | SUN |  | 25043 |  |  | EIA Prime Mover-level Data
2021 | MA | Curtis Hill Solar CSG | 60851 | PV1 | PV | OP | NA | SUN |  | 29516 |  |  | EIA Prime Mover-level Data
2021 | MA | Depot Hill Solar CSG | 60852 | PV1 | PV | OP | NA | SUN |  | 30668 |  |  | EIA Prime Mover-level Data
2021 | MS | SR Houston | 60853 | HOUST | PV | OP | NA | SUN |  | 31047 |  |  | EIA Prime Mover-level Data
2021 | MA | Bird Machine Solar Farm | 60854 | BRDMA | PV | OP | NA | SUN |  | 50705 |  |  | EIA Prime Mover-level Data
2021 | MA | Iron Horse Solar I CSG | 60855 | DOW | PV | OP | NA | SUN |  | 37548 |  |  | EIA Prime Mover-level Data
2021 | TX | Astra Wind Farm | 60856 | ASTRA | WT | OP | NA | WND |  | 3856325 |  |  | EIA Prime Mover-level Data
2021 | NJ | NES Rutgers Solar | 60857 | LKWD1 | PV | OP | NA | SUN |  | 10284 |  |  | EIA Prime Mover-level Data
2021 | MA | 126 Grove Solar LLC | 60858 | PV1 | PV | OP | NA | SUN |  | 19479 |  |  | EIA Prime Mover-level Data
2021 | VT | VEC Alburgh Array | 60860 | PV1 | PV | OP | NA | SUN |  | 12638 |  |  | EIA Prime Mover-level Data
2021 | CA | Dept of General Services -FTB | 60861 | PV1 | PV | OP | NA | SUN |  | 45081 |  |  | EIA Prime Mover-level Data
2021 | KY | Cooperative Solar One | 60863 | PV1 | PV | OP | NA | SUN |  | 116763 |  |  | EIA Prime Mover-level Data
2021 | IN | Kokomo Solar 1, LLC | 60864 | PV1 | PV | OP | NA | SUN |  | 68940 |  |  | EIA Prime Mover-level Data
2021 | MA | Equity Industrial Turbines | 60865 | WT1 | WT | OP | NA | WND |  | 58099 |  |  | EIA Prime Mover-level Data
2021 | MA | Bashaw Solar CSG 1, LLC | 60866 | 4MID | PV | OP | NA | SUN |  | 54606 |  |  | EIA Prime Mover-level Data
2021 | MA | Kearsarge Southwick LLC | 60867 | SOU | PV | OP | NA | SUN |  | 51513 |  |  | EIA Prime Mover-level Data
2021 | OR | Timothy Lake Powerhouse | 60868 | 1 | HY | OP | NA | WAT
2021 | CA | Solar Star California, XLIV, LLC | 60869 | PB1 | PV | OP | NA | SUN |  | 231441 |  |  | EIA Prime Mover-level Data
2021 | IA | Prairie Wind Farm | 60873 | PWE | WT | OP | NA | WND |  | 5238300 |  |  | EIA Prime Mover-level Data
2021 | VT | GMP Solar - Hartford | 60874 | GMPSH | PV | OP | NA | SUN |  | 64243 |  |  | EIA Prime Mover-level Data
2021 | VT | GMP Solar - Williston | 60875 | GMPSW | PV | OP | NA | SUN |  | 60398 |  |  | EIA Prime Mover-level Data
2021 | IA | Eastern Iowa Solar | 60876 | EIS1 | PV | OP | NA | SUN |  | 26176 |  |  | EIA Prime Mover-level Data
2021 | VT | GMP Solar - Williamstown | 60877 | GMPSN | PV | OP | NA | SUN |  | 61238 |  |  | EIA Prime Mover-level Data
2021 | MA | Sutton Solar CSG | 60878 | 54508 | PV | OP | NA | SUN |  | 27784 |  |  | EIA Prime Mover-level Data
2021 | MA | Nexamp Peak CSG | 60879 | 02731 | PV | OP | NA | SUN |  | 16676 |  |  | EIA Prime Mover-level Data
2021 | CT | Stafford MS Ground Mount Community Solar | 60880 | MS1 | PV | OP | NA | SUN |  | 13499.5 |  |  | EIA Prime Mover-level Data
2021 | CT | Stafford MS Ground Mount Community Solar | 60880 | MS2 | PV | OP | NA | SUN |  | 13499.5 |  |  | EIA Prime Mover-level Data
2021 | NC | Bernhardt Furniture Solar Farm | 60881 | BERN4 | PV | OP | NA | SUN |  | 14988 |  |  | EIA Prime Mover-level Data
2021 | NC | Carl Friedrich Gauss Solar | 60882 | GAUSS | PV | OP | NA | SUN |  | 80357 |  |  | EIA Prime Mover-level Data
2021 | MI | Deerfield Wind Energy, LLC | 60883 | WT1 | WT | OP | NA | WND |  | 1274613.67 |  |  | EIA Prime Mover-level Data
2021 | MI | Deerfield Wind Energy, LLC | 60883 | WT2 | WT | OP | NA | WND |  | 2282661.5 |  |  | EIA Prime Mover-level Data
2021 | MI | Deerfield Wind Energy, LLC | 60883 | WT3 | WT | OP | NA | WND |  | 1008047.83 |  |  | EIA Prime Mover-level Data
2021 | NV | Boulder Solar II, LLC | 60885 | BSII | PV | OP | NA | SUN |  | 1143664 |  |  | EIA Prime Mover-level Data
2021 | UT | Pavant Solar III | 60886 | PSIII | PV | OP | NA | SUN |  | 427046 |  |  | EIA Prime Mover-level Data
2021 | WI | Sauk DPC Solar | 60887 | PV1 | PV | OP | NA | SUN |  | 13151 |  |  | EIA Prime Mover-level Data
2021 | WI | Lafayette DPC Solar | 60888 | PV1 | PV | OP | NA | SUN |  | 14750 |  |  | EIA Prime Mover-level Data
2021 | WI | Conrath DPC Solar | 60889 | PV1 | PV | OP | NA | SUN |  | 13690 |  |  | EIA Prime Mover-level Data
2021 | WI | Warren DPC Solar | 60890 | PV1 | PV | OP | NA | SUN |  | 34975 |  |  | EIA Prime Mover-level Data
2021 | WI | Liberty Pole DPC Solar | 60891 | PV1 | PV | OP | NA | SUN |  | 18952 |  |  | EIA Prime Mover-level Data
2021 | WI | Downsville DPC Solar | 60892 | PV1 | PV | OP | NA | SUN |  | 15777 |  |  | EIA Prime Mover-level Data
2021 | WI | Mt. Hope DPC Solar | 60893 | PV1 | PV | OP | NA | SUN |  | 16830 |  |  | EIA Prime Mover-level Data
2021 | WI | Medford DPC Solar | 60894 | PV1 | PV | OP | NA | SUN |  | 25989 |  |  | EIA Prime Mover-level Data
2021 | WI | Whistling Winds DPC Solar | 60895 | PV1 | PV | OP | NA | SUN |  | 25185 |  |  | EIA Prime Mover-level Data
2021 | TX | Willow Springs Wind Farm | 60901 | WSPWF | WT | OP | NA | WND |  | 8158631 |  |  | EIA Prime Mover-level Data
2021 | TX | Dermott Wind | 60902 | DERM | WT | OP | NA | WND |  | 8253101 |  |  | EIA Prime Mover-level Data
2021 | MA | Salem Harbor Station NGCC | 60903 | 1 | CT | OP | CC | NG | 2124 | 3237343.424 | 2.8302 | 0.0017485 | EPA/CAMD | EPA/NEI | 2017
2021 | MA | Salem Harbor Station NGCC | 60903 | 2 | CT | OP | CC | NG | 1449 | 2182883.882 | 2.2193 | 0.0020334 | EPA/CAMD | EPA/NEI | 2018
2021 | NY | Time Warner Cable - Knowles | 60904 | PV1 | PV | OP | NA | SUN |  | 25725 |  |  | EIA Prime Mover-level Data
2021 | ND | Oliver Wind III, LLC | 60905 | WT1 | WT | OP | NA | WND |  | 3575868 |  |  | EIA Prime Mover-level Data
2021 | MA | Mt. Tom Solar Project Hybrid | 60906 | BA1 | BA | OP | NA | MWH |  | 0 |  |  | EIA Prime Mover-level Data
2021 | MA | Mt. Tom Solar Project Hybrid | 60906 | PV1 | PV | OP | NA | SUN |  | 56154 |  |  | EIA Prime Mover-level Data
2021 | MA | Northampton Landfill Solar PV | 60908 | 62380 | PV | OP | NA | SUN |  | 32641 |  |  | EIA Prime Mover-level Data
2021 | CT | Hartford Landfill Solar EGF | 60909 | PV1 | PV | OP | NA | SUN |  | 13168 |  |  | EIA Prime Mover-level Data
2021 | TX | NET Power La Porte Station | 60910 | 1GT | GT | OP | CT | NG | 77 | 5380 | 0.021564 | 0.0080165 | EPA/CAMD | NEI avg EF - PM, fuel type, firing type | 2021
2021 | IA | Green Energy Machine | 60911 | GRN | WT | OP | NA | WND |  | 60618 |  |  | EIA Prime Mover-level Data
2021 | VT | Cold River Road Solar | 60912 | PV1 | PV | OP | NA | SUN |  | 29101 |  |  | EIA Prime Mover-level Data
2021 | OH | Ohio Northern University Solar Site | 60913 | PV1 | PV | OP | NA | SUN |  | 27054 |  |  | EIA Prime Mover-level Data
2021 | OH | Ohio Northern University Solar Site | 60913 | PV2 | PV | OP | NA | SUN |  | 13527 |  |  | EIA Prime Mover-level Data
2021 | CA | Westmont 300B | 60914 | W5328 | PV | OP | NA | SUN |  | 50122 |  |  | EIA Prime Mover-level Data
2021 | VA | Correctional Solar LLC | 60915 | PV1 | PV | OP | NA | SUN |  | 300379 |  |  | EIA Prime Mover-level Data
2021 | VA | Sussex Drive, LLC | 60916 | PV1 | PV | OP | NA | SUN |  | 339924 |  |  | EIA Prime Mover-level Data
2021 | VA | Buckingham Solar LLC | 60917 | PV1 | PV | OP | NA | SUN |  | 302775 |  |  | EIA Prime Mover-level Data
2021 | CA | Verwey-Hanford Dairy Digester #1 | 60918 | 00003 | IC | OP | NA | OBG |  | 747 | 0.0054905 | 0.0147 | EIA Prime Mover-level Data | Estimated using an emission factor
2021 | MN | Shakopee Met Council WTP | 60919 | SHAK | PV | OP | NA | SUN |  | 14407 |  |  | EIA Prime Mover-level Data
2021 | NC | Viper Solar | 60920 | PV1 | PV | OP | NA | SUN |  | 34637 |  |  | EIA Prime Mover-level Data
2021 | NC | Scarlet Solar | 60921 | PV1 | PV | OP | NA | SUN |  | 34833 |  |  | EIA Prime Mover-level Data
2021 | NC | Ruskin Solar | 60922 | PV1 | PV | OP | NA | SUN |  | 33772 |  |  | EIA Prime Mover-level Data
2021 | OH | Clyde Solar Array | 60923 | PV1 | PV | OP | NA | SUN |  | 33957 |  |  | EIA Prime Mover-level Data
2021 | AR | Ozarks Natural Energy Community Solar | 60924 | GEN1 | PV | OP | NA | SUN |  | 13415 |  |  | EIA Prime Mover-level Data
2021 | TX | Montgomery County Power Station | 60925 | CT1 | CT | OP | CC | NG | 7109 | 18501868.219 | 17.11 | 0.0018495 | EPA/CAMD | EPA/NEI | 2020
2021 | TX | Montgomery County Power Station | 60925 | CT2 | CT | OP | CC | NG | 7066 | 18282159.285 | 18.37 | 0.0020096 | EPA/CAMD | EPA/NEI | 2020
2021 | LA | St. Charles Power Station | 60926 | 1A | CT | OP | CC | NG | 6130 | 17193616.477 | 40.95 | 0.0047634 | EPA/CAMD | EPA/NEI | 2019
2021 | LA | St. Charles Power Station | 60926 | 1B | CT | OP | CC | NG | 6424 | 18271396.095 | 40.95 | 0.0044824 | EPA/CAMD | EPA/NEI | 2019
2021 | LA | Lake Charles Power Station | 60927 | 1A | CT | OP | CC | NG | 6877 | 19404366.705 | 55.64 | 0.0057348 | EPA/CAMD | EPA/NEI | 2020
2021 | LA | Lake Charles Power Station | 60927 | 1B | CT | OP | CC | NG | 6761 | 18085495.166 | 55.64 | 0.006153 | EPA/CAMD | EPA/NEI | 2020
2021 | LA | New Orleans Power | 60928 | 1 | GT | OP | NA | NG |  | 1950531 | 7.8182 | 0.0080165 | EIA Prime Mover-level Data | NEI avg EF - PM, fuel type
2021 | NC | Red Oak Solar Farm, LLC | 60929 | RDOAK | PV | OP | NA | SUN |  | 84963 |  |  | EIA Prime Mover-level Data
2021 | GA | Dublin Solar I | 60930 | DUBL1 | PV | OP | NA | SUN |  | 55277 |  |  | EIA Prime Mover-level Data
2021 | NE | CCC Hastings Wind Turbine | 60931 | WT1 | WT | OP | NA | WND |  | 62846 |  |  | EIA Prime Mover-level Data
2021 | NE | Creston Ridge Wind Farm | 60932 | WT1 | WT | OP | NA | WND |  | 235994 |  |  | EIA Prime Mover-level Data
2021 | NJ | Hopewell Cogeneration NJ | 60933 | GEN1 | IC | OP | NA | NG |  | 8368.5 | 0.0017658 | 0.000422 | EIA Prime Mover-level Data | Estimated using an emission factor
2021 | NJ | Hopewell Cogeneration NJ | 60933 | GEN2 | IC | OP | NA | NG |  | 8368.5 | 0.0017658 | 0.000422 | EIA Prime Mover-level Data | Estimated using an emission factor
2021 | MN | GRE Marshan Solar | 60935 | PV1 | PV | OP | NA | SUN |  | 13813 |  |  | EIA Prime Mover-level Data
2021 | WI | New Auburn DPC Solar | 60936 | PV1 | PV | OP | NA | SUN |  | 43737 |  |  | EIA Prime Mover-level Data
2021 | MN | Antlia Community Solar | 60937 | IACS1 | PV | OP | NA | SUN |  | 16050.5 |  |  | EIA Prime Mover-level Data
2021 | MN | Antlia Community Solar | 60937 | IACS2 | PV | OP | NA | SUN |  | 16050.5 |  |  | EIA Prime Mover-level Data
2021 | MN | Aries Community Solar | 60938 | AACS1 | PV | OP | NA | SUN |  | 14891.5 |  |  | EIA Prime Mover-level Data
2021 | MN | Aries Community Solar | 60938 | AACS2 | PV | OP | NA | SUN |  | 14891.5 |  |  | EIA Prime Mover-level Data
2021 | MN | Aries Community Solar | 60938 | AACS3 | PV | OP | NA | SUN |  | 14891.5 |  |  | EIA Prime Mover-level Data
2021 | MN | Aries Community Solar | 60938 | AACS4 | PV | OP | NA | SUN |  | 14891.5 |  |  | EIA Prime Mover-level Data
2021 | MN | Centaurus Community Solar | 60939 | KCCS1 | PV | OP | NA | SUN |  | 15913.5 |  |  | EIA Prime Mover-level Data
2021 | MN | Centaurus Community Solar | 60939 | KCCS2 | PV | OP | NA | SUN |  | 15913.5 |  |  | EIA Prime Mover-level Data
2021 | MN | Gemini Community Solar | 60940 | LGCS1 | PV | OP | NA | SUN |  | 14626 |  |  | EIA Prime Mover-level Data
2021 | MN | Gemini Community Solar | 60940 | LGCS2 | PV | OP | NA | SUN |  | 14626 |  |  | EIA Prime Mover-level Data
2021 | MN | Gemini Community Solar | 60940 | LGCS3 | PV | OP | NA | SUN |  | 14626 |  |  | EIA Prime Mover-level Data
2021 | MN | Mapleton Community Solar | 60941 | DMCS1 | PV | OP | NA | SUN |  | 12303.667 |  |  | EIA Prime Mover-level Data
2021 | MN | Mapleton Community Solar | 60941 | DMCS2 | PV | OP | NA | SUN |  | 12303.667 |  |  | EIA Prime Mover-level Data
2021 | MN | Mapleton Community Solar | 60941 | DMCS3 | PV | OP | NA | SUN |  | 12303.667 |  |  | EIA Prime Mover-level Data
2021 | MN | Morgan Community Solar | 60942 | BMCS1 | PV | OP | NA | SUN |  | 14611.333 |  |  | EIA Prime Mover-level Data
2021 | MN | Morgan Community Solar | 60942 | BMCS2 | PV | OP | NA | SUN |  | 14611.333 |  |  | EIA Prime Mover-level Data
2021 | MN | Morgan Community Solar | 60942 | BMCS3 | PV | OP | NA | SUN |  | 14611.333 |  |  | EIA Prime Mover-level Data
2021 | MN | Spica Community Solar | 60943 | MSCS1 | PV | OP | NA | SUN |  | 15585 |  |  | EIA Prime Mover-level Data
2021 | MN | Spica Community Solar | 60943 | MSCS2 | PV | OP | NA | SUN |  | 15585 |  |  | EIA Prime Mover-level Data
2021 | MN | Vega Community Solar | 60944 | NVCS1 | PV | OP | NA | SUN |  | 16018.4 |  |  | EIA Prime Mover-level Data
2021 | MN | Vega Community Solar | 60944 | NVCS2 | PV | OP | NA | SUN |  | 16018.4 |  |  | EIA Prime Mover-level Data
2021 | MN | Vega Community Solar | 60944 | NVCS3 | PV | OP | NA | SUN |  | 16018.4 |  |  | EIA Prime Mover-level Data
2021 | MN | Vega Community Solar | 60944 | NVCS4 | PV | OP | NA | SUN |  | 16018.4 |  |  | EIA Prime Mover-level Data
2021 | MN | Vega Community Solar | 60944 | NVCS5 | PV | OP | NA | SUN |  | 16018.4 |  |  | EIA Prime Mover-level Data
2021 | MI | Spartan PV 1, LLC | 60945 | PV1 | PV | OP | NA | SUN |  | 120114 |  |  | EIA Prime Mover-level Data
2021 | CA | Jacumba Solar Farm | 60947 | Q644A | PV | OP | NA | SUN |  | 383159 |  |  | EIA Prime Mover-level Data
2021 | IA | West Dubuque Solar | 60951 | PV1 | PV | OP | NA | SUN |  | 45984 |  |  | EIA Prime Mover-level Data
2021 | CA | Owens Valley Solar Project 11 | 60953 | W5381 | PV | OP | NA | SUN |  | 25521 |  |  | EIA Prime Mover-level Data
2021 | VT | VEC Magee Hill Solar | 60954 | PV1 | PV | OP | NA | SUN |  | 14316 |  |  | EIA Prime Mover-level Data
2021 | IA | Strawberry Point DPC Solar | 60955 | PV1 | PV | OP | NA | SUN |  | 18951 |  |  | EIA Prime Mover-level Data
2021 | KS | Westar Cities Solar | 60956 | PV1 | PV | OP | NA | SUN |  | 19587 |  |  | EIA Prime Mover-level Data
2021 | WI | Sand Lake DPC Solar | 60957 | PV1 | PV | OP | NA | SUN |  | 21071 |  |  | EIA Prime Mover-level Data
2021 | MN | Nesvold Watertown Solar | 60958 | PV1 | PV | OP | NA | SUN |  | 15920.8 |  |  | EIA Prime Mover-level Data
2021 | MN | Nesvold Watertown Solar | 60958 | PV2 | PV | OP | NA | SUN |  | 15920.8 |  |  | EIA Prime Mover-level Data
2021 | MN | Nesvold Watertown Solar | 60958 | PV3 | PV | OP | NA | SUN |  | 15920.8 |  |  | EIA Prime Mover-level Data
2021 | MN | Nesvold Watertown Solar | 60958 | PV4 | PV | OP | NA | SUN |  | 15920.8 |  |  | EIA Prime Mover-level Data
2021 | MN | Nesvold Watertown Solar | 60958 | PV5 | PV | OP | NA | SUN |  | 15920.8 |  |  | EIA Prime Mover-level Data
2021 | MA | Chocksett Rd Energy Storage Project | 60959 | BA1 | BA | OP | NA | MWH |  | 0 |  |  | EIA Prime Mover-level Data
2021 | CA | Hyperion Treatment Plant CHP Plant | 60960 | CTG1 | GT | OP | NA | OBG |  | 495041.333 | 5.3464 | 0.0216 | EIA Prime Mover-level Data | Estimated using an emission factor
2021 | CA | Hyperion Treatment Plant CHP Plant | 60960 | CTG2 | GT | OP | NA | OBG |  | 495041.333 | 5.3464 | 0.0216 | EIA Prime Mover-level Data | Estimated using an emission factor
2021 | CA | Hyperion Treatment Plant CHP Plant | 60960 | STG1 | GT | OP | NA | OBG |  | 495041.333 | 5.3464 | 0.0216 | EIA Prime Mover-level Data | Estimated using an emission factor
2021 | NC | Violet Solar | 60961 | PV1 | PV | OP | NA | SUN |  | 63749 |  |  | EIA Prime Mover-level Data
2021 | MN | Red Maple Solar | 60962 | PV1 | PV | OP | NA | SUN |  | 16949 |  |  | EIA Prime Mover-level Data
2021 | MN | Red Maple Solar | 60962 | PV2 | PV | OP | NA | SUN |  | 16949 |  |  | EIA Prime Mover-level Data
2021 | MN | Red Maple Solar | 60962 | PV3 | PV | OP | NA | SUN |  | 16949 |  |  | EIA Prime Mover-level Data
2021 | AZ | Apache Solar 1 | 60964 | AEPS1 | PV | OP | NA | SUN |  | 471121 |  |  | EIA Prime Mover-level Data
2021 | NC | Cotten Farm, LLC | 60965 | COT | PV | OP | NA | SUN |  | 84184 |  |  | EIA Prime Mover-level Data
2021 | MN | Lind Solar CSG | 60966 | S0222 | PV | OP | NA | SUN |  | 17677 |  |  | EIA Prime Mover-level Data
2021 | NY | Onyx - Lamphear Road CSG | 60967 | 10016 | PV | OP | NA | SUN |  | 24971 |  |  | EIA Prime Mover-level Data
2021 | VA | Scott-II Solar LLC | 60968 | PV1 | PV | OP | NA | SUN |  | 367586 |  |  | EIA Prime Mover-level Data
2021 | MN | Michael Solar | 60971 | PV1 | PV | OP | NA | SUN |  | 22487.667 |  |  | EIA Prime Mover-level Data
2021 | MN | Michael Solar | 60971 | PV2 | PV | OP | NA | SUN |  | 22487.667 |  |  | EIA Prime Mover-level Data
2021 | MN | Michael Solar | 60971 | PV3 | PV | OP | NA | SUN |  | 22487.667 |  |  | EIA Prime Mover-level Data
2021 | CA | Glendale Battery Energy Storage System | 60974 | 2BESS | BA | OP | NA | MWH |  | 0 |  |  | EIA Prime Mover-level Data
2021 | CA | Whitney Point Solar | 60975 | WS532 | PV | OP | NA | SUN |  | 482474 |  |  | EIA Prime Mover-level Data
2021 | OR | OSLH, LLC | 60976 | PV1 | PV | OP | NA | SUN |  | 200851 |  |  | EIA Prime Mover-level Data
2021 | CA | CSUF State College | 60978 | PV1 | PV | OP | NA | SUN |  | 14998 |  |  | EIA Prime Mover-level Data
2021 | CA | CSUF Nutwood Solar | 60979 | PV1 | PV | OP | NA | SUN |  | 29828 |  |  | EIA Prime Mover-level Data
2021 | NC | ZV Solar 1 | 60980 | PV1 | PV | OP | NA | SUN |  | 84600 |  |  | EIA Prime Mover-level Data
2021 | CA | NextEra Westside PV | 60981 | WS526 | PV | OP | NA | SUN |  | 476991 |  |  | EIA Prime Mover-level Data
2021 | NC | Atkinson Farm Solar | 60982 | 1 | PV | OP | NA | SUN |  | 79878 |  |  | EIA Prime Mover-level Data
2021 | TX | Buckthorn Wind | 60983 | BWIND | WT | OP | NA | WND |  | 3036314 |  |  | EIA Prime Mover-level Data
2021 | CA | Lindberg Field Solar 2 | 60984 | PV1 | PV | OP | NA | SUN |  | 42968 |  |  | EIA Prime Mover-level Data
2021 | PA | Elizabethtown Solar | 60985 | ESPV | PV | OP | NA | SUN |  | 25972 |  |  | EIA Prime Mover-level Data
2021 | MA | AIS Solar Project | 60986 | SO212 | PV | OP | NA | SUN |  | 53493 |  |  | EIA Prime Mover-level Data
2021 | TX | Santa Rita Wind Energy | 60987 | GEN1 | WT | OP | NA | WND |  | 10662101 |  |  | EIA Prime Mover-level Data
2021 | TX | SolaireHolman Solar Project | 60989 | PV1 | PV | OP | NA | SUN |  | 1045101 |  |  | EIA Prime Mover-level Data
2021 | NJ | Florence Solar W3-080, LLC | 60990 | PV1 | PV | OP | NA | SUN |  | 102535 |  |  | EIA Prime Mover-level Data
2021 | NM | Sterling I Wind Farm | 60991 | STER1 | WT | OP | NA | WND |  | 1111477 |  |  | EIA Prime Mover-level Data
2021 | NC | Northern Cardinal Solar | 60992 | NCARD | PV | OP | NA | SUN |  | 33381 |  |  | EIA Prime Mover-level Data
2021 | SC | Darlington Solar, LLC | 60993 | PV1 | PV | OP | NA | SUN |  | 166160 |  |  | EIA Prime Mover-level Data
2021 | NJ | French's Landfill PV | 60994 | GEN1 | PV | OP | NA | SUN |  | 60991 |  |  | EIA Prime Mover-level Data
2021 | CA | Ramona Solar Energy | 60995 | 1 | PV | OP | NA | SUN |  | 22161 |  |  | EIA Prime Mover-level Data
2021 | AZ | Iron Horse Battery Storage Hybrid | 60996 | BA1 | BA | OP | NA | MWH |  | 0 |  |  | EIA Prime Mover-level Data
2021 | AZ | Iron Horse Battery Storage Hybrid | 60996 | PV1 | PV | OP | NA | SUN |  | 29554 |  |  | EIA Prime Mover-level Data
2021 | NC | Everett PV1 | 60997 | EVRT1 | PV | OP | NA | SUN |  | 172677 |  |  | EIA Prime Mover-level Data
2021 | NC | Underwood PV2 | 60998 | UNWD2 | PV | OP | NA | SUN |  | 289157 |  |  | EIA Prime Mover-level Data
2021 | KS | Reading Wind Project | 60999 | READW | WT | OP | NA | WND |  | 5909123 |  |  | EIA Prime Mover-level Data
2021 | GA | King Mill | 61000 | 1 | HY | OP | NA | WAT |  | 22134.955 |  |  | EIA Prime Mover-level Data
2021 | GA | King Mill | 61000 | 2 | HY | OP | NA | WAT |  | 47432.045 |  |  | EIA Prime Mover-level Data
2021 | TX | Cactus Flats Wind Energy Project | 61001 | WT1 | WT | OP | NA | WND |  | 3836155 |  |  | EIA Prime Mover-level Data
2021 | RI | WED Portsmouth One, LLC | 61002 | PORT1 | WT | OP | NA | WND |  | 39450 |  |  | EIA Prime Mover-level Data
2021 | NY | Musgrave East Solar Farm | 61003 | CMUSW | PV | OP | NA | SUN |  | 27174 |  |  | EIA Prime Mover-level Data
2021 | OH | Whirlpool Corporation - Ottawa Wind Farm | 61004 | W1 | WT | OP | NA | WND |  | 34814 |  |  | EIA Prime Mover-level Data
2021 | OH | Whirlpool Corporation - Marion Wind Farm | 61005 | W1 | WT | OP | NA | WND |  | 26411.333 |  |  | EIA Prime Mover-level Data
2021 | OH | Whirlpool Corporation - Marion Wind Farm | 61005 | W2 | WT | OP | NA | WND |  | 26411.333 |  |  | EIA Prime Mover-level Data
2021 | OH | Whirlpool Corporation - Marion Wind Farm | 61005 | W3 | WT | OP | NA | WND |  | 26411.333 |  |  | EIA Prime Mover-level Data
2021 | CA | SCDA Solar 1 | 61006 | SCAIR | PV | OP | NA | SUN |  | 115888 |  |  | EIA Prime Mover-level Data
2021 | MA | Redbrook Community Solar 1 | 61007 | REDBR | PV | OP | NA | SUN |  | 61716 |  |  | EIA Prime Mover-level Data
2021 | MA | Brook Street Solar 1 CSG | 61008 | BROOK | PV | OP | NA | SUN |  | 77024 |  |  | EIA Prime Mover-level Data
2021 | MA | Spring Street Solar 1 CSG | 61009 | SPRIN | PV | OP | NA | SUN |  | 33487 |  |  | EIA Prime Mover-level Data
2021 | MA | Bullock Road Solar 1 | 61010 | BULLO | PV | OP | NA | SUN |  | 72681 |  |  | EIA Prime Mover-level Data
2021 | NC | Chestnut Solar | 61011 | PV1 | PV | OP | NA | SUN |  | 1307183 |  |  | EIA Prime Mover-level Data
2021 | NY | Mill Seat Renewable Energy Facility | 61012 | GEN1 | IC | OP | NA | LFG |  | 79873.875 | 0.58707 | 0.0147 | EIA Prime Mover-level Data | Estimated using an emission factor
2021 | NY | Mill Seat Renewable Energy Facility | 61012 | GEN2 | IC | OP | NA | LFG |  | 79873.875 | 0.58707 | 0.0147 | EIA Prime Mover-level Data | Estimated using an emission factor
2021 | NY | Mill Seat Renewable Energy Facility | 61012 | GEN3 | IC | OP | NA | LFG |  | 79873.875 | 0.58707 | 0.0147 | EIA Prime Mover-level Data | Estimated using an emission factor
2021 | NY | Mill Seat Renewable Energy Facility | 61012 | GEN4 | IC | OP | NA | LFG |  | 79873.875 | 0.58707 | 0.0147 | EIA Prime Mover-level Data | Estimated using an emission factor
2021 | NY | Mill Seat Renewable Energy Facility | 61012 | GEN5 | IC | OP | NA | LFG |  | 79873.875 | 0.58707 | 0.0147 | EIA Prime Mover-level Data | Estimated using an emission factor
2021 | NY | Mill Seat Renewable Energy Facility | 61012 | GEN6 | IC | OP | NA | LFG |  | 79873.875 | 0.58707 | 0.0147 | EIA Prime Mover-level Data | Estimated using an emission factor
2021 | NY | Mill Seat Renewable Energy Facility | 61012 | GEN7 | IC | OP | NA | LFG |  | 79873.875 | 0.58707 | 0.0147 | EIA Prime Mover-level Data | Estimated using an emission factor
2021 | NY | Mill Seat Renewable Energy Facility | 61012 | GEN8 | IC | OP | NA | LFG |  | 79873.875 | 0.58707 | 0.0147 | EIA Prime Mover-level Data | Estimated using an emission factor
2021 | CA | Marin Clean Energy Solar One | 61013 | MCES1 | PV | OP | NA | SUN |  | 186632 |  |  | EIA Prime Mover-level Data
2021 | PR | Pattern Santa Isabel LLC | 61014 | 1 | WT | OP | NA | WND |  | 1465523 |  |  | EIA Prime Mover-level Data
2021 | NY | Musgrave West Solar Farm | 61015 | CMUSW | PV | OP | NA | SUN |  | 27544 |  |  | EIA Prime Mover-level Data
2021 | MA | Stafford St Solar 1 CSG | 61016 | STAF1 | PV | OP | NA | SUN |  | 32181 |  |  | EIA Prime Mover-level Data
2021 | MA | Stafford St 2 Community Solar | 61017 | STAF2 | PV | OP | NA | SUN |  | 33513 |  |  | EIA Prime Mover-level Data
2021 | MA | Stafford St Solar 3 CSG | 61018 | STAF3 | PV | OP | NA | SUN |  | 16448 |  |  | EIA Prime Mover-level Data
2021 | NC | Siler 421 Farm, LLC | 61019 | SILER | PV | OP | NA | SUN |  | 88023 |  |  | EIA Prime Mover-level Data
2021 | FL | Indian River Solar Center | 61020 | 1 | PV | OP | NA | SUN |  | 1417799 |  |  | EIA Prime Mover-level Data
2021 | FL | Horizon Solar Energy Center | 61021 | 1 | PV | OP | NA | SUN |  | 1260125 |  |  | EIA Prime Mover-level Data
2021 | FL | Coral Farms Solar Energy Center | 61022 | 1 | PV | OP | NA | SUN |  | 1220290 |  |  | EIA Prime Mover-level Data
2021 | VA | Hollyfield | 61023 | 1 | PV | OP | NA | SUN |  | 265943 |  |  | EIA Prime Mover-level Data
2021 | FL | Hammock Solar | 61024 | 1 | PV | OP | NA | SUN |  | 1412590 |  |  | EIA Prime Mover-level Data
2021 | NY | Montefiore - Westchester Square | 61025 | EGEN1 | IC | SB | NA | DFO |  | 45 | 0.006975 | 0.31 | EIA Prime Mover-level Data | Estimated using an emission factor
2021 | NY | New York Presbyterian Hospital-168th St | 61026 | CHNY1 | IC | SB | NA | DFO |  | 280.504 | 0.043478 | 0.31 | EIA Prime Mover-level Data | Estimated using an emission factor
2021 | NY | New York Presbyterian Hospital-168th St | 61026 | CHNY2 | IC | SB | NA | DFO |  | 280.504 | 0.043478 | 0.31 | EIA Prime Mover-level Data | Estimated using an emission factor
2021 | NY | New York Presbyterian Hospital-168th St | 61026 | GARG | IC | SB | NA | DFO |  | 14.025 | 0.0021739 | 0.31 | EIA Prime Mover-level Data | Estimated using an emission factor
2021 | NY | New York Presbyterian Hospital-168th St | 61026 | MHB1 | IC | SB | NA | DFO |  | 280.504 | 0.043478 | 0.31 | EIA Prime Mover-level Data | Estimated using an emission factor
2021 | NY | New York Presbyterian Hospital-168th St | 61026 | MHB2 | IC | SB | NA | DFO |  | 196.353 | 0.030435 | 0.31 | EIA Prime Mover-level Data | Estimated using an emission factor
2021 | NY | New York Presbyterian Hospital-168th St | 61026 | MHB3 | IC | SB | NA | DFO |  | 196.353 | 0.030435 | 0.31 | EIA Prime Mover-level Data | Estimated using an emission factor
2021 | NY | New York Presbyterian Hospital-168th St | 61026 | MHB4 | IC | SB | NA | DFO |  | 210.378 | 0.032609 | 0.31 | EIA Prime Mover-level Data | Estimated using an emission factor
2021 | NY | New York Presbyterian Hospital-168th St | 61026 | MHB5 | IC | SB | NA | DFO |  | 210.378 | 0.032609 | 0.31 | EIA Prime Mover-level Data | Estimated using an emission factor
2021 | PA | Hickory Run Energy Station | 61028 | CT1 | CT | OP | CC | NG | 7529 | 21377502.941 | 23.9628 | 0.0022419 | EPA/CAMD | EPA/NEI | 2019
2021 | PA | Hickory Run Energy Station | 61028 | CT2 | CT | OP | CC | NG | 7757 | 21886234.657 | 18.6478 | 0.0017041 | EPA/CAMD | EPA/NEI | 2019
2021 | FL | Blue Cypress Solar Energy Center | 61029 | 1 | PV | OP | NA | SUN |  | 1407462 |  |  | EIA Prime Mover-level Data
2021 | NY | Harford Solar Farm | 61030 | CMUSW | PV | OP | NA | SUN |  | 21292 |  |  | EIA Prime Mover-level Data
2021 | NC | Floyd Road Solar Farm | 61031 | PV1 | PV | OP | NA | SUN |  | 91966 |  |  | EIA Prime Mover-level Data
2021 | TX | Heart of Texas Wind Project | 61032 | HTX | WT | OP | NA | WND |  | 5742875 |  |  | EIA Prime Mover-level Data
2021 | PR | EcoElectrica | 61034 | CT1 | CT | OP | NA | NG |  | 13217579 | 35.5127 | 0.0053736 | EIA Prime Mover-level Data | NEI avg EF - PM, fuel type
2021 | PR | EcoElectrica | 61034 | CT2 | CT | OP | NA | NG |  | 13217579 | 35.5127 | 0.0053736 | EIA Prime Mover-level Data | NEI avg EF - PM, fuel type
2021 | PR | EcoElectrica | 61034 | STG | CA | OP | NA | NG |  | 253033 | 0.05339 | 0.000422 | EIA Prime Mover-level Data | Estimated using an emission factor
2021 | PA | Birdsboro Power | 61035 | 01 | CT | OP | CC | NG | 7479 | 23187019.456 | 62.2984 | 0.0053736 | EPA/CAMD | NEI avg EF - PM, fuel type, firing type | 2019
2021 | PR | AES ILUMINA | 61036 | ILUMI | PV | OP | NA | SUN |  | 334832 |  |  | EIA Prime Mover-level Data
2021 | VT | Deerfield Wind LLC | 61039 | WT1 | WT | OP | NA | WND |  | 826034 |  |  | EIA Prime Mover-level Data
2021 | CO | Twin Buttes II Wind | 61040 | WT1 | WT | OP | NA | WND |  | 2737156 |  |  | EIA Prime Mover-level Data
2021 | NY | Roaring Brook, LLC | 61041 | WT1 | WT | OP | NA | WND |  | 273134 |  |  | EIA Prime Mover-level Data
2021 | NY | Canandaigua Westbrook Solar Array | 61042 | PV1 | PV | OP | NA | SUN |  | 16412 |  |  | EIA Prime Mover-level Data
2021 | NY | Canandaigua Solar Array | 61043 | PV1 | PV | OP | NA | SUN |  | 23824 |  |  | EIA Prime Mover-level Data
2021 | NM | La Joya NM | 61044 | LAJ1 | WT | OP | NA | WND |  | 3601120.15 |  |  | EIA Prime Mover-level Data
2021 | NM | La Joya NM | 61044 | LAJ2 | WT | OP | NA | WND |  | 3081685.85 |  |  | EIA Prime Mover-level Data
2021 | SD | Tatanka Ridge | 61046 | WT1 | WT | OP | NA | WND |  | 5413305 |  |  | EIA Prime Mover-level Data
2021 | SD | Coyote Ridge | 61047 | WT1 | WT | OP | NA | WND |  | 3608545 |  |  | EIA Prime Mover-level Data
2021 | OR | Solar Star Oregon II | 61048 | PV1 | PV | OP | NA | SUN |  | 1114510 |  |  | EIA Prime Mover-level Data
2021 | FL | Wildflower Solar Energy Center | 61050 | 1 | PV | OP | NA | SUN |  | 1407842 |  |  | EIA Prime Mover-level Data
2021 | FL | Barefoot Bay Solar Energy Center | 61051 | 1 | PV | OP | NA | SUN |  | 1459140 |  |  | EIA Prime Mover-level Data
2021 | FL | Loggerhead Solar Energy Center | 61052 | 1 | PV | OP | NA | SUN |  | 1391731 |  |  | EIA Prime Mover-level Data
2021 | IN | Greenfield Solar Park | 61053 | SGREE | PV | OP | NA | SUN |  | 43507 |  |  | EIA Prime Mover-level Data
2021 | IN | IMPA Anderson Solar Park 2 | 61054 | SAND2 | PV | OP | NA | SUN |  | 119698 |  |  | EIA Prime Mover-level Data
2021 | VA | DG AMP Solar Front Royal | 61055 | AMPFR | PV | OP | NA | SUN |  | 38584 |  |  | EIA Prime Mover-level Data
2021 | NE | Seward Wind Farm | 61056 | T1 | WT | OP | NA | WND |  | 62370 |  |  | EIA Prime Mover-level Data
2021 | MN | Kramer Solar CSG | 61058 | 0000B | PV | OP | NA | SUN |  | 8545.333 |  |  | EIA Prime Mover-level Data
2021 | MN | Kramer Solar CSG | 61058 | KRAM2 | PV | OP | NA | SUN |  | 8545.333 |  |  | EIA Prime Mover-level Data
2021 | MN | Kramer Solar CSG | 61058 | KRAM3 | PV | OP | NA | SUN |  | 8545.333 |  |  | EIA Prime Mover-level Data
2021 | MN | Novel OYA of Osakis CSG | 61059 | 0000G | PV | OP | NA | SUN |  | 74386 |  |  | EIA Prime Mover-level Data
2021 | MN | Novel - OYA of Mapleton CSG | 61060 | 0000I | PV | OP | NA | SUN |  | 42757 |  |  | EIA Prime Mover-level Data
2021 | PR | Coto Laurel Solar Farm | 61062 | CLSF | PV | OP | NA | SUN |  | 139924 |  |  | EIA Prime Mover-level Data
2021 | PR | Martino | 61063 | MATNO | PV | OP | NA | SUN |  | 38900 |  |  | EIA Prime Mover-level Data
2021 | PR | Pfizer Guayama | 61064 | PFGY | PV | OP | NA | SUN |  | 60954 |  |  | EIA Prime Mover-level Data
2021 | PR | Pfizer Vega Baja | 61065 | PFVB | PV | OP | NA | SUN |  | 48176 |  |  | EIA Prime Mover-level Data
2021 | CA | Foundation CDCR LAC | 61066 | WTG1 | WT | OP | NA | WND |  | 44482 |  |  | EIA Prime Mover-level Data
2021 | CA | Foundation Scheid Vineyards | 61067 | WTG1 | WT | OP | NA | WND |  | 35911 |  |  | EIA Prime Mover-level Data
2021 | HI | AES Lawai Solar Hybrid | 61068 | LAWA1 | PV | OP | NA | SUN |  | 346230 |  |  | EIA Prime Mover-level Data
2021 | HI | AES Lawai Solar Hybrid | 61068 | LAWA2 | BA | OP | NA | MWH |  | 0 |  |  | EIA Prime Mover-level Data
2021 | MA | BWC Wading River One, Two, Three CSG | 61069 | 62381 | PV | OP | NA | SUN |  | 42995 |  |  | EIA Prime Mover-level Data
2021 | IA | Saratoga Wind Farm | 61070 | SWE | WT | OP | NA | WND |  | 2344068 |  |  | EIA Prime Mover-level Data
2021 | MN | Lemond Solar | 61072 | LEMND | PV | OP | NA | SUN |  | 83733 |  |  | EIA Prime Mover-level Data
2021 | NJ | Pemberton Road I | 61073 | PEMB1 | PV | OP | NA | SUN |  | 117850 |  |  | EIA Prime Mover-level Data
2021 | NJ | Pemberton Road II | 61074 | PEMB2 | PV | OP | NA | SUN |  | 117965 |  |  | EIA Prime Mover-level Data
2021 | IA | Orient Wind Farm | 61077 | 1 | WT | OP | NA | WND |  | 3329259.225 |  |  | EIA Prime Mover-level Data
2021 | IA | Orient Wind Farm | 61077 | 2 | WT | OP | NA | WND |  | 13016750.775 |  |  | EIA Prime Mover-level Data
2021 | IA | Beaver Creek Wind | 61079 | 1 | WT | OP | NA | WND |  | 5663362.5 |  |  | EIA Prime Mover-level Data
2021 | IA | Beaver Creek Wind | 61079 | GT1 | WT | OP | NA | WND |  | 5663362.5 |  |  | EIA Prime Mover-level Data
2021 | FL | Sub 12 | 61080 | IC1 | IC | OP | NA | NG |  | 45982 | 0.0097022 | 0.000422 | EIA Prime Mover-level Data | Estimated using an emission factor
2021 | FL | Sub 12 | 61080 | IC2 | IC | OP | NA | NG |  | 45982 | 0.0097022 | 0.000422 | EIA Prime Mover-level Data | Estimated using an emission factor
2021 | PR | AES Puerto Rico | 61082 | UNIT1 | ST | OP | FLUIDIZED | BIT |  | 17536422.5 | 159.2529 | 0.018163 | EIA Prime Mover-level Data | NEI avg EF - PM, fuel type, firing type
2021 | PR | AES Puerto Rico | 61082 | UNIT2 | ST | OP | FLUIDIZED | BIT |  | 17536422.5 | 159.2529 | 0.018163 | EIA Prime Mover-level Data | NEI avg EF - PM, fuel type, firing type
2021 | PR | Oriana Energy Hybrid | 61083 | BAT1 | BA | OP | NA | MWH |  | 0 |  |  | EIA Prime Mover-level Data
2021 | PR | Oriana Energy Hybrid | 61083 | G001 | PV | OP | NA | SUN |  | 829845 |  |  | EIA Prime Mover-level Data
2021 | NV | Luning Energy | 61084 | LNING | PV | OP | NA | SUN |  | 1120363 |  |  | EIA Prime Mover-level Data
2021 | NC | Stone Solar | 61085 | 1 | PV | OP | NA | SUN |  | 85768 |  |  | EIA Prime Mover-level Data
2021 | NC | Tripple State Farm | 61086 | 1 | PV | OP | NA | SUN |  | 84424 |  |  | EIA Prime Mover-level Data
2021 | NC | Wadesboro Farm 1 | 61087 | 1 | PV | OP | NA | SUN |  | 78296 |  |  | EIA Prime Mover-level Data
2021 | NC | Delco Farm | 61088 | 1 | PV | OP | NA | SUN |  | 77174 |  |  | EIA Prime Mover-level Data
2021 | NC | Fisher Solar Farm - NC | 61089 | 1 | PV | OP | NA | SUN |  | 79762 |  |  | EIA Prime Mover-level Data
2021 | NC | Kinston Davis Farm | 61090 | 1 | PV | OP | NA | SUN |  | 77349 |  |  | EIA Prime Mover-level Data
2021 | NC | Laurinburg Farm | 61091 | 1 | PV | OP | NA | SUN |  | 71008 |  |  | EIA Prime Mover-level Data
2021 | MO | Independence Solar Farm | 61092 | IPL1 | PV | OP | NA | SUN |  | 43003 |  |  | EIA Prime Mover-level Data
2021 | NC | Mills Anson Farm | 61093 | 1 | PV | OP | NA | SUN |  | 80684 |  |  | EIA Prime Mover-level Data
2021 | NC | Old Wire Farm | 61094 | 1 | PV | OP | NA | SUN |  | 88413 |  |  | EIA Prime Mover-level Data
2021 | NC | Railroad Farm 2 | 61095 | 1 | PV | OP | NA | SUN |  | 82197 |  |  | EIA Prime Mover-level Data
2021 | NC | Sampson Solar | 61096 | 1 | PV | OP | NA | SUN |  | 23222 |  |  | EIA Prime Mover-level Data
2021 | MA | Syncarpha Freetown | 61097 | SYNFR | PV | OP | NA | SUN |  | 58029 |  |  | EIA Prime Mover-level Data
2021 | NV | Battle Mountain Solar Project | 61098 | BMBS | BA | OP | NA | MWH |  | 0 |  |  | EIA Prime Mover-level Data
2021 | NV | Battle Mountain Solar Project | 61098 | BMSP | PV | OP | NA | SUN |  | 1708467 |  |  | EIA Prime Mover-level Data
2021 | HI | Kihei Solar Farm | 61099 | KIHEI | PV | OP | NA | SUN |  | 57799 |  |  | EIA Prime Mover-level Data
2021 | ND | Burke Wind, LLC | 61100 | GE23 | WT | OP | NA | WND |  | 7290196 |  |  | EIA Prime Mover-level Data
2021 | HI | Ku'ia Solar | 61101 | KUIA | PV | OP | NA | SUN |  | 53959 |  |  | EIA Prime Mover-level Data
2021 | PR | GASNA 18P, LLC | 61102 | UNIT1 | PV | OP | NA | SUN |  | 63025 |  |  | EIA Prime Mover-level Data
2021 | AZ | Pima Community College - East Campus | 61104 | PV1 | PV | OP | NA | SUN |  | 24485 |  |  | EIA Prime Mover-level Data
2021 | MI | Pine River Wind Park | 61106 | 1 | WT | OP | NA | WND |  | 3374887 |  |  | EIA Prime Mover-level Data
2021 | CA | Vanadium Redox Flow Battery Plant | 61107 | VRF | BA | OP | NA | MWH |  | 0 |  |  | EIA Prime Mover-level Data
2021 | PR | Fajardo MSWL | 61109 | PE558 | IC | OP | NA | LFG
2021 | PR | Fajardo MSWL | 61109 | PE559 | IC | OP | NA | LFG
2021 | PR | San Fermin Solar Farm Hybrid | 61110 | BESS | BA | OP | NA | MWH |  | 0 |  |  | EIA Prime Mover-level Data
2021 | PR | San Fermin Solar Farm Hybrid | 61110 | DSL | IC | OP | NA | DFO |  | 1079 | 0.16725 | 0.31 | EIA Prime Mover-level Data | Estimated using an emission factor
2021 | PR | San Fermin Solar Farm Hybrid | 61110 | PV | PV | OP | NA | SUN |  | 283780 |  |  | EIA Prime Mover-level Data
2021 | PR | El Yunque Filtration Plant | 61112 | YUNQ | PV | OP | NA | SUN |  | 25722 |  |  | EIA Prime Mover-level Data
2021 | PR | Arecibo Filtration Plant | 61113 | AREC | PV | OP | NA | SUN |  | 15644 |  |  | EIA Prime Mover-level Data
2021 | PR | Canovanas Filtration Plant | 61114 | CANO | PV | OP | NA | SUN |  | 9815 |  |  | EIA Prime Mover-level Data
2021 | CA | Manteca Land PV | 61115 | MANT1 | PV | OP | NA | SUN |  | 16067 |  |  | EIA Prime Mover-level Data
2021 | CA | Delano Land 1 | 61116 | DELA1 | PV | OP | NA | SUN |  | 15828 |  |  | EIA Prime Mover-level Data
2021 | CA | Bakersfield PV 1 | 61117 | BAKE1 | PV | OP | NA | SUN |  | 89350 |  |  | EIA Prime Mover-level Data
2021 | CA | Bakersfield Industrial PV 1 | 61118 | BIND1 | PV | OP | NA | SUN |  | 18817 |  |  | EIA Prime Mover-level Data
2021 | UT | Quichapa 1 | 61119 | W5519 | PV | OP | NA | SUN |  | 69973 |  |  | EIA Prime Mover-level Data
2021 | UT | Quichapa 2 | 61120 | W5520 | PV | OP | NA | SUN |  | 68843 |  |  | EIA Prime Mover-level Data
2021 | UT | Quichapa 3 | 61121 | W5521 | PV | OP | NA | SUN |  | 68543 |  |  | EIA Prime Mover-level Data
2021 | PR | Toa Baja MSWL | 61122 | PE563 | IC | OP | NA | LFG
2021 | PR | Toa Baja MSWL | 61122 | PE564 | IC | OP | NA | LFG
2021 | VT | Elizabeth Mines Solar 1 | 61124 | EMS1 | PV | OP | NA | SUN |  | 76342 |  |  | EIA Prime Mover-level Data
2021 | VT | Nebraska Valley Solar Farm | 61125 | NVSF | PV | OP | NA | SUN |  | 10930 |  |  | EIA Prime Mover-level Data
2021 | VA | Bedford Solar | 61126 | 12346 | PV | OP | NA | SUN |  | 45790 |  |  | EIA Prime Mover-level Data
2021 | NC | Gamble Solar | 61127 | 12348 | PV | OP | NA | SUN |  | 57541 |  |  | EIA Prime Mover-level Data
2021 | NC | Salisbury Solar | 61128 | 12349 | PV | OP | NA | SUN |  | 68780 |  |  | EIA Prime Mover-level Data
2021 | NC | Wadesboro Solar | 61129 | 12347 | PV | OP | NA | SUN |  | 71654 |  |  | EIA Prime Mover-level Data
2021 | NC | Tolson Solar | 61131 | 12345 | PV | OP | NA | SUN |  | 44871 |  |  | EIA Prime Mover-level Data
2021 | PR | Punta Lima Wind Farm | 61132 | WTGS | WT | OS | NA | WND
2021 | PR | Humacao Solar Project, LLC | 61133 | HUM01 | PV | OP | NA | SUN |  | 593285 |  |  | EIA Prime Mover-level Data
2021 | NC | Phelps 158 Solar Farm | 61134 | 15800 | PV | OP | NA | SUN |  | 93020 |  |  | EIA Prime Mover-level Data
2021 | MO | Lebanon Solar Farm (MO) | 61135 | LSF1 | PV | OP | NA | SUN |  | 36186 |  |  | EIA Prime Mover-level Data
2021 | PR | Horizon Energy (PR) Hybrid | 61136 | BAT1 | BA | OP | NA | MWH |  | 0 |  |  | EIA Prime Mover-level Data
2021 | PR | Horizon Energy (PR) Hybrid | 61136 | G001 | PV | OP | NA | SUN |  | 198270 |  |  | EIA Prime Mover-level Data
2021 | PR | Medtronic Solar | 61137 | PV1 | PV | OP | NA | SUN |  | 47876 |  |  | EIA Prime Mover-level Data
2021 | MN | Armstrong Solar | 61138 | 0000A | PV | OP | NA | SUN |  | 46922 |  |  | EIA Prime Mover-level Data
2021 | MN | Marmas Solar CSG | 61139 | MARM2 | PV | OP | NA | SUN |  | 15881.75 |  |  | EIA Prime Mover-level Data
2021 | MN | Marmas Solar CSG | 61139 | MARM3 | PV | OP | NA | SUN |  | 15881.75 |  |  | EIA Prime Mover-level Data
2021 | MN | Marmas Solar CSG | 61139 | MARM4 | PV | OP | NA | SUN |  | 15881.75 |  |  | EIA Prime Mover-level Data
2021 | MN | Marmas Solar CSG | 61139 | MARM5 | PV | OP | NA | SUN |  | 15881.75 |  |  | EIA Prime Mover-level Data
2021 | MN | CF Novel Solar CSG Gardens Two, LLC | 61140 | 0000D | PV | OP | NA | SUN |  | 29880 |  |  | EIA Prime Mover-level Data
2021 | MN | CF Novel Solar CSG Gardens Eleven, LLC | 61141 | 0000F | PV | OP | NA | SUN |  | 43587 |  |  | EIA Prime Mover-level Data
2021 | MN | WasecaSun | 61142 | 0000H | PV | OP | NA | SUN |  | 17296.6 |  |  | EIA Prime Mover-level Data
2021 | MN | WasecaSun | 61142 | WASE2 | PV | OP | NA | SUN |  | 17296.6 |  |  | EIA Prime Mover-level Data
2021 | MN | WasecaSun | 61142 | WASE3 | PV | OP | NA | SUN |  | 17296.6 |  |  | EIA Prime Mover-level Data
2021 | MN | WasecaSun | 61142 | WASE4 | PV | OP | NA | SUN |  | 17296.6 |  |  | EIA Prime Mover-level Data
2021 | MN | WasecaSun | 61142 | WASE5 | PV | OP | NA | SUN |  | 17296.6 |  |  | EIA Prime Mover-level Data
2021 | SD | Astoria Station | 61144 | 1 | GT | OP | CT | NG | 1396 | 2702181.923 | 10.831 | 0.0080165 | EPA/CAMD | NEI avg EF - PM, fuel type, firing type | 2021
2021 | OH | Brown County LFGTE Power Station | 61145 | GM01 | IC | OP | NA | LFG |  | 106293.333 | 0.78126 | 0.0147 | EIA Prime Mover-level Data | Estimated using an emission factor
2021 | OH | Brown County LFGTE Power Station | 61145 | GM02 | IC | OP | NA | LFG |  | 106293.333 | 0.78126 | 0.0147 | EIA Prime Mover-level Data | Estimated using an emission factor
2021 | OH | Brown County LFGTE Power Station | 61145 | GM03 | IC | OP | NA | LFG |  | 106293.333 | 0.78126 | 0.0147 | EIA Prime Mover-level Data | Estimated using an emission factor
2021 | PR | Aguirre Plant | 61146 | 1 | ST | OP | NA | RFO |  | 16048654.5 | 58.8806 | 0.0073378 | EIA Prime Mover-level Data | NEI avg EF - PM, fuel type
2021 | PR | Aguirre Plant | 61146 | 2 | ST | OP | NA | RFO |  | 16048654.5 | 58.8806 | 0.0073378 | EIA Prime Mover-level Data | NEI avg EF - PM, fuel type
2021 | PR | Aguirre Plant | 61146 | CA-1 | CA | OP | NA | DFO |  | 0 | 0 |  | EIA Prime Mover-level Data | Estimated using an emission factor
2021 | PR | Aguirre Plant | 61146 | CA-2 | CA | OP | NA | DFO |  | 0 | 0 |  | EIA Prime Mover-level Data | Estimated using an emission factor
2021 | PR | Aguirre Plant | 61146 | CT1-1 | CT | OP | NA | DFO |  | 1409719 | 7.9131 | 0.011226 | EIA Prime Mover-level Data | NEI avg EF - PM, fuel type
2021 | PR | Aguirre Plant | 61146 | CT1-2 | CT | OP | NA | DFO |  | 1409719 | 7.9131 | 0.011226 | EIA Prime Mover-level Data | NEI avg EF - PM, fuel type
2021 | PR | Aguirre Plant | 61146 | CT1-3 | CT | OP | NA | DFO |  | 1409719 | 7.9131 | 0.011226 | EIA Prime Mover-level Data | NEI avg EF - PM, fuel type
2021 | PR | Aguirre Plant | 61146 | CT1-4 | CT | OP | NA | DFO |  | 1409719 | 7.9131 | 0.011226 | EIA Prime Mover-level Data | NEI avg EF - PM, fuel type
2021 | PR | Aguirre Plant | 61146 | CT2-1 | CT | OP | NA | DFO |  | 1409719 | 7.9131 | 0.011226 | EIA Prime Mover-level Data | NEI avg EF - PM, fuel type
2021 | PR | Aguirre Plant | 61146 | CT2-2 | CT | OP | NA | DFO |  | 1409719 | 7.9131 | 0.011226 | EIA Prime Mover-level Data | NEI avg EF - PM, fuel type
2021 | PR | Aguirre Plant | 61146 | CT2-3 | CT | OP | NA | DFO |  | 1409719 | 7.9131 | 0.011226 | EIA Prime Mover-level Data | NEI avg EF - PM, fuel type
2021 | PR | Aguirre Plant | 61146 | CT2-4 | CT | OP | NA | DFO |  | 1409719 | 7.9131 | 0.011226 | EIA Prime Mover-level Data | NEI avg EF - PM, fuel type
2021 | PR | Aguirre Plant | 61146 | GT2-1 | GT | OP | NA | DFO |  | 54779.5 | 0.45075 | 0.016457 | EIA Prime Mover-level Data | NEI avg EF - PM, fuel type, firing type
2021 | PR | Aguirre Plant | 61146 | GT2-2 | GT | OP | NA | DFO |  | 54779.5 | 0.45075 | 0.016457 | EIA Prime Mover-level Data | NEI avg EF - PM, fuel type, firing type
2021 | PR | Costa Sur Plant | 61147 | 3 | ST | OP | NA | RFO |  | 3001113.975 | 11.0107 | 0.0073378 | EIA Prime Mover-level Data | NEI avg EF - PM, fuel type
2021 | PR | Costa Sur Plant | 61147 | 4 | ST | OP | NA | RFO |  | 3001113.975 | 11.0107 | 0.0073378 | EIA Prime Mover-level Data | NEI avg EF - PM, fuel type
2021 | PR | Costa Sur Plant | 61147 | 5 | ST | OP | NA | NG |  | 14475961.525 | 68.8317 | 0.0095098 | EIA Prime Mover-level Data | NEI avg EF - PM, fuel type
2021 | PR | Costa Sur Plant | 61147 | 6 | ST | OP | NA | NG |  | 14475961.525 | 68.8317 | 0.0095098 | EIA Prime Mover-level Data | NEI avg EF - PM, fuel type
2021 | PR | Costa Sur Plant | 61147 | GT-1 | GT | OP | NA | DFO
2021 | PR | Costa Sur Plant | 61147 | GT-2 | GT | OP | NA | DFO
2021 | PR | Central San Juan Plant | 61148 | 10 | ST | OP | NA | RFO |  | 1209778.25 | 4.4385 | 0.0073378 | EIA Prime Mover-level Data | NEI avg EF - PM, fuel type
2021 | PR | Central San Juan Plant | 61148 | 7 | ST | OP | NA | RFO |  | 1209778.25 | 4.4385 | 0.0073378 | EIA Prime Mover-level Data | NEI avg EF - PM, fuel type
2021 | PR | Central San Juan Plant | 61148 | 8 | ST | OP | NA | RFO |  | 1209778.25 | 4.4385 | 0.0073378 | EIA Prime Mover-level Data | NEI avg EF - PM, fuel type
2021 | PR | Central San Juan Plant | 61148 | 9 | ST | OP | NA | RFO |  | 1209778.25 | 4.4385 | 0.0073378 | EIA Prime Mover-level Data | NEI avg EF - PM, fuel type
2021 | PR | Central San Juan Plant | 61148 | CA5 | CA | OP | NA | DFO |  | 0 | 0 |  | EIA Prime Mover-level Data | Estimated using an emission factor
2021 | PR | Central San Juan Plant | 61148 | CA6 | CA | OP | NA | DFO |  | 0 | 0 |  | EIA Prime Mover-level Data | Estimated using an emission factor
2021 | PR | Central San Juan Plant | 61148 | CT5 | CT | OP | NA | DFO |  | 10213379.5 | 57.33 | 0.011226 | EIA Prime Mover-level Data | NEI avg EF - PM, fuel type
2021 | PR | Central San Juan Plant | 61148 | CT6 | CT | OP | NA | DFO |  | 10213379.5 | 57.33 | 0.011226 | EIA Prime Mover-level Data | NEI avg EF - PM, fuel type
2021 | PR | Palo Seco Plant | 61149 | 1 | ST | OP | NA | RFO |  | 2030958.372 | 7.4513 | 0.0073378 | EIA Prime Mover-level Data | NEI avg EF - PM, fuel type
2021 | PR | Palo Seco Plant | 61149 | 1-1 | GT | OP | NA | DFO |  | 218195 | 1.7954 | 0.016457 | EIA Prime Mover-level Data | NEI avg EF - PM, fuel type, firing type
2021 | PR | Palo Seco Plant | 61149 | 1-2 | GT | OP | NA | DFO |  | 218195 | 1.7954 | 0.016457 | EIA Prime Mover-level Data | NEI avg EF - PM, fuel type, firing type
2021 | PR | Palo Seco Plant | 61149 | 2 | ST | OP | NA | RFO |  | 2030958.372 | 7.4513 | 0.0073378 | EIA Prime Mover-level Data | NEI avg EF - PM, fuel type
2021 | PR | Palo Seco Plant | 61149 | 2-1 | GT | OP | NA | DFO |  | 218195 | 1.7954 | 0.016457 | EIA Prime Mover-level Data | NEI avg EF - PM, fuel type, firing type
2021 | PR | Palo Seco Plant | 61149 | 2-2 | GT | OP | NA | DFO |  | 218195 | 1.7954 | 0.016457 | EIA Prime Mover-level Data | NEI avg EF - PM, fuel type, firing type
2021 | PR | Palo Seco Plant | 61149 | 3 | ST | OP | NA | RFO |  | 5161023.628 | 18.9352 | 0.0073378 | EIA Prime Mover-level Data | NEI avg EF - PM, fuel type
2021 | PR | Palo Seco Plant | 61149 | 3-1 | GT | OP | NA | DFO |  | 218195 | 1.7954 | 0.016457 | EIA Prime Mover-level Data | NEI avg EF - PM, fuel type, firing type
2021 | PR | Palo Seco Plant | 61149 | 3-2 | GT | OP | NA | DFO |  | 218195 | 1.7954 | 0.016457 | EIA Prime Mover-level Data | NEI avg EF - PM, fuel type, firing type
2021 | PR | Palo Seco Plant | 61149 | 4 | ST | OP | NA | RFO |  | 5161023.628 | 18.9352 | 0.0073378 | EIA Prime Mover-level Data | NEI avg EF - PM, fuel type
2021 | PR | Cambalache Plant | 61150 | GT-1 | GT | OP | NA | DFO |  | 1199861.667 | 9.8729 | 0.016457 | EIA Prime Mover-level Data | NEI avg EF - PM, fuel type, firing type
2021 | PR | Cambalache Plant | 61150 | GT-2 | GT | OP | NA | DFO |  | 1199861.667 | 9.8729 | 0.016457 | EIA Prime Mover-level Data | NEI avg EF - PM, fuel type, firing type
2021 | PR | Cambalache Plant | 61150 | GT-3 | GT | OP | NA | DFO |  | 1199861.667 | 9.8729 | 0.016457 | EIA Prime Mover-level Data | NEI avg EF - PM, fuel type, firing type
2021 | PR | Mayaguez Plant | 61151 | GT-1 | GT | OP | NA | DFO |  | 518435 | 4.2659 | 0.016457 | EIA Prime Mover-level Data | NEI avg EF - PM, fuel type, firing type
2021 | PR | Mayaguez Plant | 61151 | GT-2 | GT | OP | NA | DFO |  | 518435 | 4.2659 | 0.016457 | EIA Prime Mover-level Data | NEI avg EF - PM, fuel type, firing type
2021 | PR | Mayaguez Plant | 61151 | GT-3 | GT | OP | NA | DFO |  | 518435 | 4.2659 | 0.016457 | EIA Prime Mover-level Data | NEI avg EF - PM, fuel type, firing type
2021 | PR | Mayaguez Plant | 61151 | GT-4 | GT | OP | NA | DFO |  | 518435 | 4.2659 | 0.016457 | EIA Prime Mover-level Data | NEI avg EF - PM, fuel type, firing type
2021 | CA | Intel Folsom Phase 3 | 61152 | PV1 | PV | OP | NA | SUN |  | 66720 |  |  | EIA Prime Mover-level Data
2021 | CA | AT&T Holger | 61153 | AT057 | FC | OP | NA | NG |  | 63303 | 0 | 0 | EIA Prime Mover-level Data | Estimated using an emission factor
2021 | CA | AT&T Anaheim | 61154 | AT058 | FC | OP | NA | NG |  | 62522 | 0 | 0 | EIA Prime Mover-level Data | Estimated using an emission factor
2021 | MT | Big Timber Wind Farm | 61155 | BT-MT | WT | OP | NA | WND |  | 697429 |  |  | EIA Prime Mover-level Data
2021 | NC | St. Pauls Solar 2 | 61156 | STPAU | PV | OP | NA | SUN |  | 83009 |  |  | EIA Prime Mover-level Data
2021 | NC | Boaz Farm Solar | 61157 | BOAZF | PV | OP | NA | SUN |  | 83841 |  |  | EIA Prime Mover-level Data
2021 | NC | Bizzell Church Solar 2 | 61158 | BIZZE | PV | OP | NA | SUN |  | 82505 |  |  | EIA Prime Mover-level Data
2021 | NC | MILL SOLAR 1 | 61160 | MILL1 | PV | OS | NA | SUN
2021 | IL | Harvest Ridge Wind Farm | 61161 | GEN01 | WT | OP | NA | WND |  | 6131320 |  |  | EIA Prime Mover-level Data
2021 | NJ | RB Manufacturing LLC Belle Mead NJ | 61162 | RBBM | PV | OA | NA | SUN
2021 | MA | Onset East Community Solar Facility | 61163 | ONSE | PV | OP | NA | SUN |  | 13866 |  |  | EIA Prime Mover-level Data
2021 | MA | Onset West Community Solar Facility | 61164 | ONSW | PV | OP | NA | SUN |  | 14706 |  |  | EIA Prime Mover-level Data
2021 | NM | Columbus Solar Project | 61165 | 88029 | PV | OP | NA | SUN |  | 46230 |  |  | EIA Prime Mover-level Data
2021 | AK | Tyee Lake Hydroelectric Facility | 61166 | UNIT1 | HY | OP | NA | WAT |  | 389406.5 |  |  | EIA Prime Mover-level Data
2021 | AK | Tyee Lake Hydroelectric Facility | 61166 | UNIT2 | HY | OP | NA | WAT |  | 389406.5 |  |  | EIA Prime Mover-level Data
2021 | PR | Jobos | 61171 | GT-1 | GT | OP | NA | DFO |  | 399632 | 3.2883 | 0.016457 | EIA Prime Mover-level Data | NEI avg EF - PM, fuel type, firing type
2021 | PR | Jobos | 61171 | GT-2 | GT | OP | NA | DFO |  | 399632 | 3.2883 | 0.016457 | EIA Prime Mover-level Data | NEI avg EF - PM, fuel type, firing type
2021 | HI | EE Waianae Solar Project | 61172 | WAIAN | PV | OP | NA | SUN |  | 541377 |  |  | EIA Prime Mover-level Data
2021 | FL | IKEA Miami 327 | 61173 | PV | PV | OP | NA | SUN |  | 14662 |  |  | EIA Prime Mover-level Data
2021 | MN | Taurus Community Solar | 61174 | ETCS1 | PV | OP | NA | SUN |  | 11246 |  |  | EIA Prime Mover-level Data
2021 | MN | Taurus Community Solar | 61174 | ETCS2 | PV | OP | NA | SUN |  | 11246 |  |  | EIA Prime Mover-level Data
2021 | MN | Taurus Community Solar | 61174 | ETCS3 | PV | OP | NA | SUN |  | 11246 |  |  | EIA Prime Mover-level Data
2021 | MN | Taurus Community Solar | 61174 | ETCS4 | PV | OP | NA | SUN |  | 11246 |  |  | EIA Prime Mover-level Data
2021 | MN | Pegasus Community Solar | 61175 | CPCS1 | PV | OP | NA | SUN |  | 13202 |  |  | EIA Prime Mover-level Data
2021 | MN | Pegasus Community Solar | 61175 | CPCS2 | PV | OP | NA | SUN |  | 13202 |  |  | EIA Prime Mover-level Data
2021 | MN | Antares Community Solar | 61176 | FACS1 | PV | OP | NA | SUN |  | 15106.667 |  |  | EIA Prime Mover-level Data
2021 | MN | Antares Community Solar | 61176 | FACS2 | PV | OP | NA | SUN |  | 15106.667 |  |  | EIA Prime Mover-level Data
2021 | MN | Antares Community Solar | 61176 | FACS3 | PV | OP | NA | SUN |  | 15106.667 |  |  | EIA Prime Mover-level Data
2021 | MN | Corvus Community Solar | 61177 | GCCS1 | PV | OP | NA | SUN |  | 15174.8 |  |  | EIA Prime Mover-level Data
2021 | MN | Corvus Community Solar | 61177 | GCCS2 | PV | OP | NA | SUN |  | 15174.8 |  |  | EIA Prime Mover-level Data
2021 | MN | Corvus Community Solar | 61177 | GCCS3 | PV | OP | NA | SUN |  | 15174.8 |  |  | EIA Prime Mover-level Data
2021 | MN | Corvus Community Solar | 61177 | GCCS4 | PV | OP | NA | SUN |  | 15174.8 |  |  | EIA Prime Mover-level Data
2021 | MN | Corvus Community Solar | 61177 | GCCS5 | PV | OP | NA | SUN |  | 15174.8 |  |  | EIA Prime Mover-level Data
2021 | MN | Capella Community Solar | 61178 | HCCS1 | PV | OP | NA | SUN |  | 15240.4 |  |  | EIA Prime Mover-level Data
2021 | MN | Capella Community Solar | 61178 | HCCS2 | PV | OP | NA | SUN |  | 15240.4 |  |  | EIA Prime Mover-level Data
2021 | MN | Capella Community Solar | 61178 | HCCS3 | PV | OP | NA | SUN |  | 15240.4 |  |  | EIA Prime Mover-level Data
2021 | MN | Capella Community Solar | 61178 | HCCS4 | PV | OP | NA | SUN |  | 15240.4 |  |  | EIA Prime Mover-level Data
2021 | MN | Capella Community Solar | 61178 | HCCS5 | PV | OP | NA | SUN |  | 15240.4 |  |  | EIA Prime Mover-level Data
2021 | MN | Carina Community Solar | 61179 | JCCS1 | PV | OP | NA | SUN |  | 14880.5 |  |  | EIA Prime Mover-level Data
2021 | MN | Carina Community Solar | 61179 | JCCS2 | PV | OP | NA | SUN |  | 14880.5 |  |  | EIA Prime Mover-level Data
2021 | MN | Carina Community Solar | 61179 | JCCS3 | PV | OP | NA | SUN |  | 14880.5 |  |  | EIA Prime Mover-level Data
2021 | MN | Carina Community Solar | 61179 | JCCS4 | PV | OP | NA | SUN |  | 14880.5 |  |  | EIA Prime Mover-level Data
2021 | MN | Caelum Community Solar | 61180 | PCCS1 | PV | OP | NA | SUN |  | 14357 |  |  | EIA Prime Mover-level Data
2021 | MN | Caelum Community Solar | 61180 | PCCS2 | PV | OP | NA | SUN |  | 14357 |  |  | EIA Prime Mover-level Data
2021 | MN | Andromeda Community Solar | 61181 | OACS1 | PV | OP | NA | SUN |  | 14654.4 |  |  | EIA Prime Mover-level Data
2021 | MN | Andromeda Community Solar | 61181 | OACS2 | PV | OP | NA | SUN |  | 14654.4 |  |  | EIA Prime Mover-level Data
2021 | MN | Andromeda Community Solar | 61181 | OACS3 | PV | OP | NA | SUN |  | 14654.4 |  |  | EIA Prime Mover-level Data
2021 | MN | Andromeda Community Solar | 61181 | OACS4 | PV | OP | NA | SUN |  | 14654.4 |  |  | EIA Prime Mover-level Data
2021 | MN | Andromeda Community Solar | 61181 | OACS5 | PV | OP | NA | SUN |  | 14654.4 |  |  | EIA Prime Mover-level Data
2021 | MN | Lyra Community Solar | 61182 | RLCS1 | PV | OP | NA | SUN |  | 13954.333 |  |  | EIA Prime Mover-level Data
2021 | MN | Lyra Community Solar | 61182 | RLCS2 | PV | OP | NA | SUN |  | 13954.333 |  |  | EIA Prime Mover-level Data
2021 | MN | Lyra Community Solar | 61182 | RLCS3 | PV | OP | NA | SUN |  | 13954.333 |  |  | EIA Prime Mover-level Data
2021 | MN | Argo Navis Community Solar | 61183 | UACS1 | PV | OP | NA | SUN |  | 13079.333 |  |  | EIA Prime Mover-level Data
2021 | MN | Argo Navis Community Solar | 61183 | UACS2 | PV | OP | NA | SUN |  | 13079.333 |  |  | EIA Prime Mover-level Data
2021 | MN | Argo Navis Community Solar | 61183 | UACS3 | PV | OP | NA | SUN |  | 13079.333 |  |  | EIA Prime Mover-level Data
2021 | MD | Pfeffers | 61185 | SO147 | PV | OP | NA | SUN |  | 21974 |  |  | EIA Prime Mover-level Data
2021 | MA | Boston Medical Center CHP Plant | 61186 | COGEN | IC | OP | NA | NG |  | 145566 | 0.030714 | 0.000422 | EIA Prime Mover-level Data | Estimated using an emission factor
2021 | NC | Century Drive Solar Farm | 61187 | CENT1 | PV | OP | NA | SUN
2021 | CO | Shavano Falls Hydro | 61189 | GEN1 | HY | OP | NA | WAT |  | 100741 |  |  | EIA Prime Mover-level Data
2021 | CO | Shavano Falls Hydro Drop 4 | 61190 | GEN1 | HY | OP | NA | WAT |  | 189841 |  |  | EIA Prime Mover-level Data
2021 | CO | Drop 5 | 61191 | GEN1 | HY | OP | NA | WAT |  | 76474 |  |  | EIA Prime Mover-level Data
2021 | IL | IKEA Joliet Rooftop PV System | 61192 | PV | PV | OP | NA | SUN
2021 | NV | IKEA Las Vegas 462 | 61193 | PV | PV | OP | NA | SUN |  | 13565 |  |  | EIA Prime Mover-level Data
2021 | NC | Barker Solar, LLC | 61194 | BARK | PV | OP | NA | SUN |  | 83231 |  |  | EIA Prime Mover-level Data
2021 | NC | 231 Dixon 74 Solar I, LLC | 61195 | DIXON | PV | OP | NA | SUN |  | 35160 |  |  | EIA Prime Mover-level Data
2021 | NC | Mill Pond Solar Farm, LLC | 61196 | MILLL | PV | OP | NA | SUN |  | 83097 |  |  | EIA Prime Mover-level Data
2021 | AZ | Pima Energy Storage System | 61197 | PIMA | BA | OP | NA | MWH |  | 0 |  |  | EIA Prime Mover-level Data
2021 | PA | Merck - Upper Gwynedd Solar Array | 61198 | SA-1 | PV | OP | NA | SUN
2021 | AZ | T0588 Phoenix - AZ | 61199 | PV1 | PV | OP | NA | SUN |  | 23407 |  |  | EIA Prime Mover-level Data
2021 | OR | OR Solar 2, LLC | 61200 | ORSR2 | PV | OP | NA | SUN |  | 173640 |  |  | EIA Prime Mover-level Data
2021 | OR | OR Solar 3, LLC | 61201 | ORSR3 | PV | OP | NA | SUN |  | 218051 |  |  | EIA Prime Mover-level Data
2021 | CA | Mount Signal Solar Farm V | 61202 | MTSG3 | PV | OP | NA | SUN |  | 5702903 |  |  | EIA Prime Mover-level Data
2021 | MN | Lahr 1, LLC | 61203 | PV1 | PV | OP | NA | SUN |  | 82355 |  |  | EIA Prime Mover-level Data
2021 | CA | AES ES ALAMITOS, LLC | 61204 | ALMTS | BA | OP | NA | MWH |  | 0 |  |  | EIA Prime Mover-level Data
2021 | TX | Bandera Electric Coop PV | 61205 | PV1 | PV | OP | NA | SUN |  | 25838 |  |  | EIA Prime Mover-level Data
2021 | DE | Onyx - Allen Harim | 61206 | 10021 | PV | OP | NA | SUN |  | 15193 |  |  | EIA Prime Mover-level Data
2021 | NY | Green Island Hydroelectric Station | 61207 | UNIT1 | HY | OP | NA | WAT |  | 99152.75 |  |  | EIA Prime Mover-level Data
2021 | NY | Green Island Hydroelectric Station | 61207 | UNIT2 | HY | OP | NA | WAT |  | 99152.75 |  |  | EIA Prime Mover-level Data
2021 | NY | Green Island Hydroelectric Station | 61207 | UNIT3 | HY | OP | NA | WAT |  | 99152.75 |  |  | EIA Prime Mover-level Data
2021 | NY | Green Island Hydroelectric Station | 61207 | UNIT4 | HY | OP | NA | WAT |  | 99152.75 |  |  | EIA Prime Mover-level Data
2021 | MS | Gulfport Naval Base CSG PV System | 61208 | PV1 | PV | OP | NA | SUN
2021 | CA | Sacramento Regional County Sanitation PV | 61209 | PV1 | PV | OP | NA | SUN |  | 67286 |  |  | EIA Prime Mover-level Data
2021 | NY | Finger Lakes Solar I | 61210 | FLS1 | PV | OP | NA | SUN |  | 30420 |  |  | EIA Prime Mover-level Data
2021 | TN | IKEA Memphis 508 | 61211 | PV | PV | OP | NA | SUN |  | 11399 |  |  | EIA Prime Mover-level Data
2021 | TX | Flat Top Wind I | 61212 | FTWI | WT | OP | NA | WND |  | 6370984 |  |  | EIA Prime Mover-level Data
2021 | GA | GRP Madison Renewable Energy Facility | 61213 | GEN | ST | OP | NA | WDS |  | 6243874 | 32.4037 | 0.010379 | EIA Prime Mover-level Data | NEI avg EF - PM, fuel type
2021 | CA | Green Beanworks C PV | 61215 | GBWXC | PV | OP | NA | SUN |  | 58762 |  |  | EIA Prime Mover-level Data
2021 | CA | Green Beanworks D PV | 61216 | GBWXD | PV | OP | NA | SUN |  | 68162 |  |  | EIA Prime Mover-level Data
2021 | ID | Head of U Canal Hydro Project | 61217 | HY1 | HY | OP | NA | WAT |  | 39440 |  |  | EIA Prime Mover-level Data
2021 | NC | Broadridge Solar, LLC | 61218 | BROAD | PV | OP | NA | SUN |  | 83450 |  |  | EIA Prime Mover-level Data
2021 | NC | Kelly Solar, LLC | 61219 | KELLY | PV | OP | NA | SUN |  | 81781 |  |  | EIA Prime Mover-level Data
2021 | NC | Spencer Farm, LLC | 61220 | 1 | PV | OP | NA | SUN |  | 82374 |  |  | EIA Prime Mover-level Data
2021 | OK | Redbed Plains Wind Farm | 61221 | WT1 | WT | OP | NA | WND |  | 3724734 |  |  | EIA Prime Mover-level Data
2021 | CA | Golden Hills North Wind Energy Center | 61222 | 1 | WT | OP | NA | WND |  | 1375069 |  |  | EIA Prime Mover-level Data
2021 | MO | Chillicothe Solar Farm | 61223 | CHSF1 | PV | OP | NA | SUN |  | 37610 |  |  | EIA Prime Mover-level Data
2021 | NJ | 350 Clark Solar, NG, LLC | 61224 | 5400 | PV | OP | NA | SUN |  | 16483 |  |  | EIA Prime Mover-level Data
2021 | PR | Caonillas | 61225 | 1 | HY | OP | NA | WAT
2021 | PR | Caonillas | 61225 | 2 | HY | OP | NA | WAT
2021 | PR | Caonillas | 61225 | 3 | HY | OP | NA | WAT
2021 | PR | Culebra | 61226 | 1 | IC | OP | NA | RFO |  | 74.429 | 0.011536 | 0.31 | EIA Prime Mover-level Data | Estimated using an emission factor
2021 | PR | Culebra | 61226 | 2 | IC | OP | NA | RFO |  | 74.429 | 0.011536 | 0.31 | EIA Prime Mover-level Data | Estimated using an emission factor
2021 | PR | Culebra | 61226 | 3 | IC | OP | NA | RFO |  | 173.667 | 0.026918 | 0.31 | EIA Prime Mover-level Data | Estimated using an emission factor
2021 | PR | Culebra | 61226 | 4 | IC | OP | NA | RFO |  | 198.476 | 0.030764 | 0.31 | EIA Prime Mover-level Data | Estimated using an emission factor
2021 | PR | Daguao | 61227 | GT-1 | GT | OP | NA | DFO |  | 336167.5 | 2.7661 | 0.016457 | EIA Prime Mover-level Data | NEI avg EF - PM, fuel type, firing type
2021 | PR | Daguao | 61227 | GT-2 | GT | OP | NA | DFO |  | 336167.5 | 2.7661 | 0.016457 | EIA Prime Mover-level Data | NEI avg EF - PM, fuel type, firing type
2021 | PR | Dos Bocas | 61228 | 1 | HY | OP | NA | WAT
2021 | PR | Dos Bocas | 61228 | 2 | HY | OP | NA | WAT
2021 | PR | Dos Bocas | 61228 | 3 | HY | OP | NA | WAT
2021 | PR | Garzas | 61229 | 1 | HY | OP | NA | WAT
2021 | PR | Garzas | 61229 | 2 | HY | OP | NA | WAT
2021 | PR | Garzas | 61229 | 3 | HY | OP | NA | WAT
2021 | PR | Patillas | 61230 | 1 | HY | OP | NA | WAT
2021 | PR | Patillas | 61230 | 2 | HY | OP | NA | WAT
2021 | PR | Toro Negro | 61231 | 1 | HY | SB | NA | WAT
2021 | PR | Toro Negro | 61231 | 2 | HY | OP | NA | WAT
2021 | PR | Toro Negro | 61231 | 3 | HY | OP | NA | WAT
2021 | PR | Toro Negro | 61231 | 4 | HY | OP | NA | WAT
2021 | PR | Vega Baja | 61232 | GT-1 | GT | OP | NA | DFO |  | 60926 | 0.50132 | 0.016457 | EIA Prime Mover-level Data | NEI avg EF - PM, fuel type, firing type
2021 | PR | Vega Baja | 61232 | GT-2 | GT | OP | NA | DFO |  | 60926 | 0.50132 | 0.016457 | EIA Prime Mover-level Data | NEI avg EF - PM, fuel type, firing type
2021 | PR | Vieques | 61233 | 1 | IC | OP | NA | RFO |  | 945.5 | 0.14655 | 0.31 | EIA Prime Mover-level Data | Estimated using an emission factor
2021 | PR | Vieques | 61233 | 2 | IC | OP | NA | RFO |  | 945.5 | 0.14655 | 0.31 | EIA Prime Mover-level Data | Estimated using an emission factor
2021 | PR | Yabucoa | 61234 | GT-1 | GT | OP | NA | DFO |  | 53377 | 0.43921 | 0.016457 | EIA Prime Mover-level Data | NEI avg EF - PM, fuel type, firing type
2021 | PR | Yabucoa | 61234 | GT-2 | GT | OP | NA | DFO |  | 53377 | 0.43921 | 0.016457 | EIA Prime Mover-level Data | NEI avg EF - PM, fuel type, firing type
2021 | PR | Yauco | 61235 | 1 | HY | OP | NA | WAT
2021 | PR | Yauco | 61235 | 2 | HY | OP | NA | WAT
2021 | PR | Yauco | 61235 | 3 | HY | OP | NA | WAT
2021 | PR | Rio Blanco | 61236 | 1 | HY | OP | NA | WAT
2021 | PR | Rio Blanco | 61236 | 2 | HY | OP | NA | WAT
2021 | MA | 433 Purchase Solar NG, LLC | 61237 | 5402 | PV | OP | NA | SUN |  | 33745 |  |  | EIA Prime Mover-level Data
2021 | NY | NY - Presbyt. Hospital - 525 E 68TH St | 61238 | ANX1 | IC | SB | NA | DFO |  | 220.559 | 0.034187 | 0.31 | EIA Prime Mover-level Data | Estimated using an emission factor
2021 | NY | NY - Presbyt. Hospital - 525 E 68TH St | 61238 | ANX2 | IC | SB | NA | DFO |  | 220.559 | 0.034187 | 0.31 | EIA Prime Mover-level Data | Estimated using an emission factor
2021 | NY | NY - Presbyt. Hospital - 525 E 68TH St | 61238 | CGTB | GT | OP | NA | NG |  | 645769 | 2.5884 | 0.0080165 | EIA Prime Mover-level Data | NEI avg EF - PM, fuel type
2021 | NY | NY - Presbyt. Hospital - 525 E 68TH St | 61238 | DHK1 | IC | SB | NA | DFO |  | 132.336 | 0.020512 | 0.31 | EIA Prime Mover-level Data | Estimated using an emission factor
2021 | NY | NY - Presbyt. Hospital - 525 E 68TH St | 61238 | DHK2 | IC | SB | NA | DFO |  | 132.336 | 0.020512 | 0.31 | EIA Prime Mover-level Data | Estimated using an emission factor
2021 | NY | NY - Presbyt. Hospital - 525 E 68TH St | 61238 | DHK3 | IC | SB | NA | DFO |  | 132.336 | 0.020512 | 0.31 | EIA Prime Mover-level Data | Estimated using an emission factor
2021 | NY | NY - Presbyt. Hospital - 525 E 68TH St | 61238 | GRB1 | IC | SB | NA | DFO |  | 123.513 | 0.019145 | 0.31 | EIA Prime Mover-level Data | Estimated using an emission factor
2021 | NY | NY - Presbyt. Hospital - 525 E 68TH St | 61238 | GRB2 | IC | SB | NA | DFO |  | 123.513 | 0.019145 | 0.31 | EIA Prime Mover-level Data | Estimated using an emission factor
2021 | NY | NY - Presbyt. Hospital - 525 E 68TH St | 61238 | GRB3 | IC | SB | NA | DFO |  | 123.513 | 0.019145 | 0.31 | EIA Prime Mover-level Data | Estimated using an emission factor
2021 | NY | NY - Presbyt. Hospital - 525 E 68TH St | 61238 | GRB4 | IC | SB | NA | DFO |  | 132.336 | 0.020512 | 0.31 | EIA Prime Mover-level Data | Estimated using an emission factor
2021 | TX | Victoria City Peaking Facility | 61241 | CT1 | GT | OP | CT | NG | 996 | 234839.508 | 0.77 | 0.0065577 | EPA/CAMD | EPA/NEI | 2019
2021 | TX | Victoria City Peaking Facility | 61241 | CT2 | GT | OP | CT | NG | 827 | 209801.089 | 0.69 | 0.0065777 | EPA/CAMD | EPA/NEI | 2019
2021 | TX | Victoria Port Peaking Facility | 61242 | CT1 | GT | OP | CT | NG | 680 | 165450.917 | 0.55 | 0.0066485 | EPA/CAMD | EPA/NEI | 2019
2021 | TX | Victoria Port Peaking Facility | 61242 | CT2 | GT | OP | CT | NG | 156 | 36494.062 | 0.12 | 0.0065764 | EPA/CAMD | EPA/NEI | 2019
2021 | MA | Old Wardour Solar | 61243 | 5406 | PV | OP | NA | SUN |  | 60946 |  |  | EIA Prime Mover-level Data
2021 | MA | Shuman Solar | 61244 | 5404 | PV | OP | NA | SUN |  | 19366 |  |  | EIA Prime Mover-level Data
2021 | MA | Vuelta Solar | 61245 | 5405 | PV | OP | NA | SUN |  | 60946 |  |  | EIA Prime Mover-level Data
2021 | FL | ACE-Stanton PV | 61246 | ASLF1 | PV | OP | NA | SUN |  | 91408 |  |  | EIA Prime Mover-level Data
2021 | FL | ACE-Stanton A PV | 61247 | ASA1 | PV | OP | NA | SUN |  | 77340 |  |  | EIA Prime Mover-level Data
2021 | NJ | Glopak Solar PV Power Plant | 61248 | INV1R | PV | OP | NA | SUN |  | 5151 |  |  | EIA Prime Mover-level Data
2021 | NJ | Glopak Solar PV Power Plant | 61248 | INV2G | PV | OP | NA | SUN |  | 5151 |  |  | EIA Prime Mover-level Data
2021 | CA | Westmont 300A | 61249 | W5531 | PV | OP | NA | SUN |  | 50079 |  |  | EIA Prime Mover-level Data
2021 | CA | USPS PV | 61250 | USPS1 | PV | OP | NA | SUN |  | 102075 |  |  | EIA Prime Mover-level Data
2021 | PR | Fort Buchanan Distributed Generation | 61254 | SOLAR | PV | OP | NA | SUN |  | 43 |  |  | EIA Prime Mover-level Data
2021 | PR | Fort Buchanan Distributed Generation | 61254 | WIND | WT | OP | NA | WND
2021 | NC | Haywood Farm Solar, LLC | 61255 | HAY02 | PV | OP | NA | SUN |  | 81975 |  |  | EIA Prime Mover-level Data
2021 | NC | Hood Farm Solar, LLC | 61256 | HOF05 | PV | OP | NA | SUN |  | 79596 |  |  | EIA Prime Mover-level Data
2021 | NC | ZV Solar 2, LLC | 61257 | ZV204 | PV | OP | NA | SUN |  | 81659 |  |  | EIA Prime Mover-level Data
2021 | NC | Innovative Solar 35, LLC | 61258 | ISS35 | PV | OP | NA | SUN |  | 32560 |  |  | EIA Prime Mover-level Data
2021 | NC | Innovative Solar 59, LLC | 61259 | ISS59 | PV | OP | NA | SUN |  | 31728 |  |  | EIA Prime Mover-level Data
2021 | NC | Innovative Solar 60, LLC | 61260 | ISS60 | PV | OP | NA | SUN |  | 33612 |  |  | EIA Prime Mover-level Data
2021 | OK | Rock Falls Wind Farm LLC | 61261 | RF1 | WT | OP | NA | WND |  | 4860431 |  |  | EIA Prime Mover-level Data
2021 | AR | Stuttgart Solar | 61262 | STGRT | PV | OP | NA | SUN |  | 1456247 |  |  | EIA Prime Mover-level Data
2021 | PA | Wolf Run Energy | 61263 | GEN1 | IC | OP | NA | NG |  | 80809.6 | 0.017051 | 0.000422 | EIA Prime Mover-level Data | Estimated using an emission factor
2021 | PA | Wolf Run Energy | 61263 | GEN2 | IC | OP | NA | NG |  | 80809.6 | 0.017051 | 0.000422 | EIA Prime Mover-level Data | Estimated using an emission factor
2021 | PA | Wolf Run Energy | 61263 | GEN3 | IC | OP | NA | NG |  | 80809.6 | 0.017051 | 0.000422 | EIA Prime Mover-level Data | Estimated using an emission factor
2021 | PA | Wolf Run Energy | 61263 | GEN4 | IC | OP | NA | NG |  | 80809.6 | 0.017051 | 0.000422 | EIA Prime Mover-level Data | Estimated using an emission factor
2021 | PA | Wolf Run Energy | 61263 | GEN5 | IC | OP | NA | NG |  | 80809.6 | 0.017051 | 0.000422 | EIA Prime Mover-level Data | Estimated using an emission factor
2021 | CA | Antelope Expansion 2 | 61264 | ANTX2 | PV | OP | NA | SUN |  | 2251844 |  |  | EIA Prime Mover-level Data
2021 | CA | Antelope DSR 3 | 61265 | ADSR3 | PV | OP | NA | SUN |  | 521878 |  |  | EIA Prime Mover-level Data
2021 | IN | Hurricane Creek Lift Station | 61267 | HURR | IC | SB | NA | DFO |  | 1242 | 0.19251 | 0.31 | EIA Prime Mover-level Data | Estimated using an emission factor
2021 | AZ | Kayenta Solar Project | 61268 | PV1 | PV | OP | NA | SUN |  | 547983.076 |  |  | EIA Prime Mover-level Data
2021 | AZ | Kayenta Solar Project | 61268 | PV2 | PV | OP | NA | SUN |  | 562033.924 |  |  | EIA Prime Mover-level Data
2021 | OK | Thunder Ranch Wind Project | 61269 | WT1 | WT | OP | NA | WND |  | 8426937 |  |  | EIA Prime Mover-level Data
2021 | OK | Red Dirt Wind Project | 61270 | RDDRT | WT | OP | NA | WND |  | 9326438 |  |  | EIA Prime Mover-level Data
2021 | NC | Biltmore Solar Fields | 61271 | 18950 | PV | OP | NA | SUN |  | 14026 |  |  | EIA Prime Mover-level Data
2021 | AZ | Gray Hawk Solar | 61272 | GHS | PV | OP | NA | SUN |  | 1215381 |  |  | EIA Prime Mover-level Data
2021 | PR | USCG Puerto Rico PV | 61273 | 865 | PV | OA | NA | SUN |  | 14593 |  |  | EIA Prime Mover-level Data
2021 | NC | Wilson Solar Farm 1 | 61274 | WISL1 | PV | OP | NA | SUN |  | 49009 |  |  | EIA Prime Mover-level Data
2021 | NC | Wilson Solar Farm 2 | 61275 | WILS2 | PV | OP | NA | SUN |  | 71849 |  |  | EIA Prime Mover-level Data
2021 | NC | Wilson Solar Farm 3 | 61276 | WILS3 | PV | OP | NA | SUN |  | 144407 |  |  | EIA Prime Mover-level Data
2021 | NC | Wilson Solar Farm 4 | 61277 | WILS4 | PV | OP | NA | SUN |  | 145351 |  |  | EIA Prime Mover-level Data
2021 | NC | Wilson Solar Farm 5 | 61278 | WILS5 | PV | OP | NA | SUN |  | 146236 |  |  | EIA Prime Mover-level Data
2021 | NC | Wilson Solar Farm 6 | 61279 | WILS6 | PV | OP | NA | SUN |  | 154902 |  |  | EIA Prime Mover-level Data
2021 | NC | Wilson Solar Farm 7 | 61280 | WILS7 | PV | OP | NA | SUN |  | 151384 |  |  | EIA Prime Mover-level Data
2021 | OR | Bear Creek Solar Center | 61281 | BCRSC | PV | OP | NA | SUN |  | 205122 |  |  | EIA Prime Mover-level Data
2021 | MD | APG Combined Heat and Power Plant | 61282 | GEN1 | GT | OP | NA | NG |  | 845849 | 3.3904 | 0.0080165 | EIA Prime Mover-level Data | NEI avg EF - PM, fuel type
2021 | NC | Bladenboro Solar, LLC | 61283 | GEN1 | PV | OP | NA | SUN |  | 83558 |  |  | EIA Prime Mover-level Data
2021 | NC | Lux Solar, LLC | 61284 | GEN1 | PV | OP | NA | SUN |  | 35117 |  |  | EIA Prime Mover-level Data
2021 | NC | Sun Farm V, LLC | 61287 | SF5PV | PV | OP | NA | SUN |  | 85592 |  |  | EIA Prime Mover-level Data
2021 | NC | Roxboro Solar Farm, LLC | 61288 | GEN1 | PV | OP | NA | SUN |  | 78155 |  |  | EIA Prime Mover-level Data
2021 | MT | River Bend Solar, LLC | 61289 | RBSMT | PV | OP | NA | SUN |  | 33727 |  |  | EIA Prime Mover-level Data
2021 | MT | South Mills Solar, LLC | 61290 | SMSMT | PV | OP | NA | SUN |  | 56488 |  |  | EIA Prime Mover-level Data
2021 | MT | Green Meadow Solar, LLC | 61291 | GMSMT | PV | OP | NA | SUN |  | 51635 |  |  | EIA Prime Mover-level Data
2021 | NC | Jackson Solar Farm | 61292 | JAKSN | PV | OP | NA | SUN |  | 141612 |  |  | EIA Prime Mover-level Data
2021 | MA | Farley Road Community Solar | 61294 | 02419 | PV | OP | NA | SUN |  | 14202 |  |  | EIA Prime Mover-level Data
2021 | MA | Belchertown Renewables Community Solar | 61295 | 02675 | PV | OP | NA | SUN |  | 56303 |  |  | EIA Prime Mover-level Data
2021 | MA | Theodore Drive Community Solar | 61296 | 02529 | PV | OP | NA | SUN |  | 20932 |  |  | EIA Prime Mover-level Data
2021 | MA | Upton Community Solar | 61297 | 02567 | PV | OP | NA | SUN |  | 28837 |  |  | EIA Prime Mover-level Data
2021 | MA | Pleasantdale Road Community Solar | 61298 | 02112 | PV | OP | NA | SUN |  | 12168 |  |  | EIA Prime Mover-level Data
2021 | MA | Hatfield Renewables Community Solar | 61299 | 02599 | PV | OP | NA | SUN |  | 25930 |  |  | EIA Prime Mover-level Data
2021 | IN | Bluff Point Wind Facility | 61303 | BLUFF | WT | OP | NA | WND |  | 3365505 |  |  | EIA Prime Mover-level Data
2021 | MA | Peterson Road Solar | 61307 | 02076 | PV | OP | NA | SUN |  | 37469 |  |  | EIA Prime Mover-level Data
2021 | MA | Sampson Road Community Solar | 61308 | 02696 | PV | OP | NA | SUN |  | 26511 |  |  | EIA Prime Mover-level Data
2021 | TX | IKEA Grand Prairie Rooftop PV System | 61309 | PV1 | PV | OP | NA | SUN |  | 5499 |  |  | EIA Prime Mover-level Data
2021 | KY | Crittenden Solar Facility | 61310 | PV1 | PV | OP | NA | SUN |  | 41271 |  |  | EIA Prime Mover-level Data
2021 | KY | Walton 1 Solar Facility | 61311 | PV1 | PV | OP | NA | SUN |  | 30226 |  |  | EIA Prime Mover-level Data
2021 | KY | Walton 2 Solar Facility | 61312 | PV1 | PV | OP | NA | SUN |  | 28971 |  |  | EIA Prime Mover-level Data
2021 | KS | BPU Solar Farm | 61313 | BPU1 | PV | OP | NA | SUN |  | 15352 |  |  | EIA Prime Mover-level Data
2021 | CO | SR Kersey | 61314 | KERS | PV | OP | NA | SUN |  | 70585 |  |  | EIA Prime Mover-level Data
2021 | MA | Golden Hills Solar | 61315 | 02196 | PV | OP | NA | SUN |  | 67357 |  |  | EIA Prime Mover-level Data
2021 | MO | Higginsville Solar Farm | 61316 | HSF1 | PV | OP | NA | SUN |  | 37574 |  |  | EIA Prime Mover-level Data
2021 | VA | Mt. Jackson Solar | 61318 | SOLAR | PV | OP | NA | SUN |  | 129542 |  |  | EIA Prime Mover-level Data
2021 | CA | Port of LA Solar FiT Project | 61319 | W4885 | PV | OP | NA | SUN |  | 15280 |  |  | EIA Prime Mover-level Data
2021 | OH | Long Ridge Energy Generation | 61322 | CC1 | CT | OP | CC | NG | 1274 | 3786003.401 | 4.69 | 0.0024775 | EPA/CAMD | EPA/NEI | 2021
2021 | SC | Saluda Solar II | 61323 | PGRB5 | PV | OP | NA | SUN |  | 61193 |  |  | EIA Prime Mover-level Data
2021 | SC | Odyssey Solar | 61324 | PGRB4 | PV | OP | NA | SUN |  | 144186 |  |  | EIA Prime Mover-level Data
2021 | SC | Hampton Solar I | 61325 | PGRB3 | PV | OP | NA | SUN |  | 114134 |  |  | EIA Prime Mover-level Data
2021 | SC | Cameron Solar II | 61326 | PGRB2 | PV | OP | NA | SUN |  | 76147 |  |  | EIA Prime Mover-level Data
2021 | SC | Barnwell Solar | 61327 | PGRB1 | PV | OP | NA | SUN |  | 95921 |  |  | EIA Prime Mover-level Data
2021 | MN | Crater Community Solar | 61328 | TCCS1 | PV | OP | NA | SUN |  | 14998 |  |  | EIA Prime Mover-level Data
2021 | MN | Crater Community Solar | 61328 | TCCS2 | PV | OP | NA | SUN |  | 14998 |  |  | EIA Prime Mover-level Data
2021 | MN | Crater Community Solar | 61328 | TCCS3 | PV | OP | NA | SUN |  | 14998 |  |  | EIA Prime Mover-level Data
2021 | MN | Delphinus Community Solar | 61329 | QDCS1 | PV | OP | NA | SUN |  | 12172 |  |  | EIA Prime Mover-level Data
2021 | MN | Delphinus Community Solar | 61329 | QDCS2 | PV | OP | NA | SUN |  | 12172 |  |  | EIA Prime Mover-level Data
2021 | OH | Hog Creek Wind Project | 61330 | WT1 | WT | OP | NA | WND |  | 1835842 |  |  | EIA Prime Mover-level Data
2021 | TN | SR Innovation - NIKE PV | 61332 | NIKE2 | PV | OP | NA | SUN |  | 30799 |  |  | EIA Prime Mover-level Data
2021 | IN | Oak Hill Solar Array | 61333 | OHSA1 | PV | OP | NA | SUN |  | 30872 |  |  | EIA Prime Mover-level Data
2021 | IN | Volkman Road Solar Array Hybrid | 61334 | VRSA1 | PV | OP | NA | SUN |  | 30543 |  |  | EIA Prime Mover-level Data
2021 | IN | Volkman Road Solar Array Hybrid | 61334 | VRSA2 | BA | OP | NA | MWH |  | 0 |  |  | EIA Prime Mover-level Data
2021 | MT | Great Divide Solar, LLC | 61335 | GDSMT | PV | OP | NA | SUN |  | 54844 |  |  | EIA Prime Mover-level Data
2021 | MT | Black Eagle Solar, LLC | 61336 | BESMT | PV | OP | NA | SUN |  | 50095 |  |  | EIA Prime Mover-level Data
2021 | MT | Magpie Solar, LLC | 61337 | MSMT | PV | OP | NA | SUN |  | 48885 |  |  | EIA Prime Mover-level Data
2021 | OR | Mill Creek Solar (OR) | 61338 | PGRC1 | PV | OP | NA | SUN |  | 34427 |  |  | EIA Prime Mover-level Data
2021 | CA | Green Beanworks B PV | 61339 | GBWXB | PV | OP | NA | SUN |  | 65420 |  |  | EIA Prime Mover-level Data
2021 | VT | Next Generation Solar Farm | 61340 | NGSF1 | PV | OP | NA | SUN |  | 35910 |  |  | EIA Prime Mover-level Data
2021 | MA | Grafton PV | 61341 | MSBW1 | PV | OP | NA | SUN |  | 38768 |  |  | EIA Prime Mover-level Data
2021 | MA | Barrett PV | 61342 | MSBW2 | PV | OP | NA | SUN |  | 163278 |  |  | EIA Prime Mover-level Data
2021 | TX | Karankawa Wind LLC | 61343 | WT1 | WT | OP | NA | WND |  | 8200344 |  |  | EIA Prime Mover-level Data
2021 | IL | Otter Creek Wind Farm LLC | 61344 | WT1 | WT | OP | NA | WND |  | 4134678 |  |  | EIA Prime Mover-level Data
2021 | OR | WyEast Solar | 61345 | PV1 | PV | OP | NA | SUN |  | 201622 |  |  | EIA Prime Mover-level Data
2021 | TX | RE Maplewood | 61346 | PV1 | PV | OP | NA | SUN |  | 2071871.832 |  |  | EIA Prime Mover-level Data
2021 | TX | RE Maplewood | 61346 | PV2 | PV | OP | NA | SUN |  | 261317.168 |  |  | EIA Prime Mover-level Data
2021 | NC | Long Henry Solar | 61347 | GEN1 | PV | OP | NA | SUN |  | 35160 |  |  | EIA Prime Mover-level Data
2021 | CA | Westmont 400A | 61348 | W5691 | PV | OP | NA | SUN |  | 33719 |  |  | EIA Prime Mover-level Data
2021 | CA | Westmont 400B | 61349 | W5694 | PV | OP | NA | SUN |  | 33719 |  |  | EIA Prime Mover-level Data
2021 | MA | MDFA Devens-Saratoga | 61350 | SO145 | PV | OP | NA | SUN |  | 30551 |  |  | EIA Prime Mover-level Data
2021 | NC | Bear Creek Solar | 61351 | GEN1 | PV | OP | NA | SUN |  | 36044 |  |  | EIA Prime Mover-level Data
2021 | NC | Bondi Solar | 61352 | GEN1 | PV | OP | NA | SUN |  | 85900 |  |  | EIA Prime Mover-level Data
2021 | CA | Mount Signal Solar Farm II | 61353 | IVS2 | PV | OP | NA | SUN |  | 3397383 |  |  | EIA Prime Mover-level Data
2021 | NJ | Princeton Solar Project | 61354 | STONY | PV | OP | NA | SUN |  | 31587 |  |  | EIA Prime Mover-level Data
2021 | TX | Arlington Outlet Hydroelectric Generator | 61355 | HY1 | HY | OP | NA | WAT |  | 6793 |  |  | EIA Prime Mover-level Data
2021 | OH | Valfilm Wind Project | 61356 | W1 | WT | OP | NA | WND |  | 31318 |  |  | EIA Prime Mover-level Data
2021 | OH | Valfilm Wind Project | 61356 | W2 | WT | OP | NA | WND |  | 31318 |  |  | EIA Prime Mover-level Data
2021 | MN | Red Pine Wind Project | 61357 | RP1 | WT | OP | NA | WND |  | 6404665 |  |  | EIA Prime Mover-level Data
2021 | MD | IGS Solar I - BWI5 | 61358 | BWI5 | PV | OP | NA | SUN |  | 8719 |  |  | EIA Prime Mover-level Data
2021 | NJ | IGS Solar I - EWR5 | 61359 | EWR5 | PV | OP | NA | SUN |  | 14336 |  |  | EIA Prime Mover-level Data
2021 | NJ | IGS Solar I - EWR6 | 61360 | EWR6 | PV | OP | NA | SUN |  | 13051 |  |  | EIA Prime Mover-level Data
2021 | TX | NRG Elbow Creek Energy Storage Project | 61362 | ECBS | BA | OP | NA | MWH |  | 0 |  |  | EIA Prime Mover-level Data
2021 | MN | Equuleus Community Solar Gardens | 61363 | CSG1 | PV | OP | NA | SUN |  | 13402.4 |  |  | EIA Prime Mover-level Data
2021 | MN | Equuleus Community Solar Gardens | 61363 | CSG2 | PV | OP | NA | SUN |  | 13402.4 |  |  | EIA Prime Mover-level Data
2021 | MN | Equuleus Community Solar Gardens | 61363 | CSG3 | PV | OP | NA | SUN |  | 13402.4 |  |  | EIA Prime Mover-level Data
2021 | MN | Equuleus Community Solar Gardens | 61363 | CSG4 | PV | OP | NA | SUN |  | 13402.4 |  |  | EIA Prime Mover-level Data
2021 | MN | Equuleus Community Solar Gardens | 61363 | CSG5 | PV | OP | NA | SUN |  | 13402.4 |  |  | EIA Prime Mover-level Data
2021 | CA | Top Gun Energy Storage | 61366 | TGES | BA | OP | NA | MWH |  | 0 |  |  | EIA Prime Mover-level Data
2021 | MA | Smith & Wesson at Springfield MA PV | 61367 | PV1 | PV | OP | NA | SUN |  | 21030 |  |  | EIA Prime Mover-level Data
2021 | TX | Midway Solar - TX | 61368 | PV1 | PV | OP | NA | SUN |  | 3135321 |  |  | EIA Prime Mover-level Data
2021 | WY | Sweetwater Solar | 61369 | PV1 | PV | OP | NA | SUN |  | 1583533 |  |  | EIA Prime Mover-level Data
2021 | TX | Walnut Springs Solar | 61370 | GEN1 | PV | OP | NA | SUN |  | 96893 |  |  | EIA Prime Mover-level Data
2021 | MA | Centaurus Solar - MA | 61371 | ASH24 | PV | OP | NA | SUN |  | 29183 |  |  | EIA Prime Mover-level Data
2021 | MA | Kearsarge Bellingham PV | 61373 | BELL | PV | OP | NA | SUN |  | 42545 |  |  | EIA Prime Mover-level Data
2021 | VA | Hecate Energy Clarke County LLC | 61374 | PV1 | PV | OP | NA | SUN |  | 149931 |  |  | EIA Prime Mover-level Data
2021 | VA | Hecate Energy Cherrydale LLC | 61375 | PV1 | PV | OP | NA | SUN |  | 335963 |  |  | EIA Prime Mover-level Data
2021 | NY | Cedar Creek PV | 61376 | CEDR1 | PV | OP | NA | SUN |  | 26211 |  |  | EIA Prime Mover-level Data
2021 | CA | Amazon - Patterson PV | 61377 | PATT1 | PV | OP | NA | SUN |  | 23725 |  |  | EIA Prime Mover-level Data
2021 | NY | Northern Westchester Hospital | 61378 | 1 | IC | SB | NA | DFO
2021 | NY | Northern Westchester Hospital | 61378 | 2 | IC | SB | NA | DFO
2021 | NY | Northern Westchester Hospital | 61378 | 3 | IC | SB | NA | DFO
2021 | NY | Northern Westchester Hospital | 61378 | 4 | IC | SB | NA | DFO
2021 | NY | Northern Westchester Hospital | 61378 | 5 | IC | SB | NA | DFO
2021 | NY | Northern Westchester Hospital | 61378 | P | IC | SB | NA | NG
2021 | MN | DodgeSun CSG | 61379 | DODG1 | PV | OP | NA | SUN |  | 17014 |  |  | EIA Prime Mover-level Data
2021 | MN | DodgeSun CSG | 61379 | DODG2 | PV | OP | NA | SUN |  | 17014 |  |  | EIA Prime Mover-level Data
2021 | MN | DodgeSun CSG | 61379 | DODG3 | PV | OP | NA | SUN |  | 17014 |  |  | EIA Prime Mover-level Data
2021 | MN | DodgeSun CSG | 61379 | DODG4 | PV | OP | NA | SUN |  | 17014 |  |  | EIA Prime Mover-level Data
2021 | MN | DodgeSun CSG | 61379 | DODG5 | PV | OP | NA | SUN |  | 17014 |  |  | EIA Prime Mover-level Data
2021 | MN | Johnson Solar CSG | 61380 | JOHN1 | PV | OP | NA | SUN |  | 16692.2 |  |  | EIA Prime Mover-level Data
2021 | MN | Johnson Solar CSG | 61380 | JOHN2 | PV | OP | NA | SUN |  | 16692.2 |  |  | EIA Prime Mover-level Data
2021 | MN | Johnson Solar CSG | 61380 | JOHN3 | PV | OP | NA | SUN |  | 16692.2 |  |  | EIA Prime Mover-level Data
2021 | MN | Johnson Solar CSG | 61380 | JOHN4 | PV | OP | NA | SUN |  | 16692.2 |  |  | EIA Prime Mover-level Data
2021 | MN | Johnson Solar CSG | 61380 | JOHN5 | PV | OP | NA | SUN |  | 16692.2 |  |  | EIA Prime Mover-level Data
2021 | MN | Koppelman Sun CSG | 61381 | KOPP1 | PV | OP | NA | SUN |  | 16660 |  |  | EIA Prime Mover-level Data
2021 | MN | Koppelman Sun CSG | 61381 | KOPP2 | PV | OP | NA | SUN |  | 16660 |  |  | EIA Prime Mover-level Data
2021 | MN | Koppelman Sun CSG | 61381 | KOPP3 | PV | OP | NA | SUN |  | 16660 |  |  | EIA Prime Mover-level Data
2021 | MN | Koppelman Sun CSG | 61381 | KOPP4 | PV | OP | NA | SUN |  | 16660 |  |  | EIA Prime Mover-level Data
2021 | MN | Koppelman Sun CSG | 61381 | KOPP5 | PV | OP | NA | SUN |  | 16660 |  |  | EIA Prime Mover-level Data
2021 | MN | Lindstrom Solar CSG | 61382 | LIND1 | PV | OP | NA | SUN |  | 16751.667 |  |  | EIA Prime Mover-level Data
2021 | MN | Lindstrom Solar CSG | 61382 | LIND2 | PV | OP | NA | SUN |  | 16751.667 |  |  | EIA Prime Mover-level Data
2021 | MN | Lindstrom Solar CSG | 61382 | LIND3 | PV | OP | NA | SUN |  | 16751.667 |  |  | EIA Prime Mover-level Data
2021 | MN | Rengstorf Solar CSG | 61383 | RENG1 | PV | OP | NA | SUN |  | 17141.2 |  |  | EIA Prime Mover-level Data
2021 | MN | Rengstorf Solar CSG | 61383 | RENG2 | PV | OP | NA | SUN |  | 17141.2 |  |  | EIA Prime Mover-level Data
2021 | MN | Rengstorf Solar CSG | 61383 | RENG3 | PV | OP | NA | SUN |  | 17141.2 |  |  | EIA Prime Mover-level Data
2021 | MN | Rengstorf Solar CSG | 61383 | RENG4 | PV | OP | NA | SUN |  | 17141.2 |  |  | EIA Prime Mover-level Data
2021 | MN | Rengstorf Solar CSG | 61383 | RENG5 | PV | OP | NA | SUN |  | 17141.2 |  |  | EIA Prime Mover-level Data
2021 | MN | St. Cloud Solar CSG | 61384 | STCL1 | PV | OP | NA | SUN |  | 16379 |  |  | EIA Prime Mover-level Data
2021 | MN | St. Cloud Solar CSG | 61384 | STCL2 | PV | OP | NA | SUN |  | 16379 |  |  | EIA Prime Mover-level Data
2021 | MN | St. Cloud Solar CSG | 61384 | STCL3 | PV | OP | NA | SUN |  | 16379 |  |  | EIA Prime Mover-level Data
2021 | MN | St. Cloud Solar CSG | 61384 | STCL4 | PV | OP | NA | SUN |  | 16379 |  |  | EIA Prime Mover-level Data
2021 | MN | St. Cloud Solar CSG | 61384 | STCL5 | PV | OP | NA | SUN |  | 16379 |  |  | EIA Prime Mover-level Data
2021 | GA | Georgia LFG Oak Grove Plant | 61385 | GM01 | IC | OP | NA | LFG |  | 166187 | 1.2215 | 0.0147 | EIA Prime Mover-level Data | Estimated using an emission factor
2021 | GA | Georgia LFG Oak Grove Plant | 61385 | GM02 | IC | OP | NA | LFG |  | 166187 | 1.2215 | 0.0147 | EIA Prime Mover-level Data | Estimated using an emission factor
2021 | GA | Georgia LFG Oak Grove Plant | 61385 | GM03 | IC | OP | NA | LFG |  | 166187 | 1.2215 | 0.0147 | EIA Prime Mover-level Data | Estimated using an emission factor
2021 | GA | Georgia LFG Pine Ridge Plant | 61386 | GM01 | IC | OP | NA | LFG |  | 116449.333 | 0.8559 | 0.0147 | EIA Prime Mover-level Data | Estimated using an emission factor
2021 | GA | Georgia LFG Pine Ridge Plant | 61386 | GM02 | IC | OP | NA | LFG |  | 116449.333 | 0.8559 | 0.0147 | EIA Prime Mover-level Data | Estimated using an emission factor
2021 | GA | Georgia LFG Pine Ridge Plant | 61386 | GM03 | IC | OP | NA | LFG |  | 116449.333 | 0.8559 | 0.0147 | EIA Prime Mover-level Data | Estimated using an emission factor
2021 | GA | Georgia LFG Richland Creek Plant | 61387 | GM01 | IC | OP | NA | LFG |  | 154463.143 | 1.1353 | 0.0147 | EIA Prime Mover-level Data | Estimated using an emission factor
2021 | GA | Georgia LFG Richland Creek Plant | 61387 | GM02 | IC | OP | NA | LFG |  | 141591.214 | 1.0407 | 0.0147 | EIA Prime Mover-level Data | Estimated using an emission factor
2021 | GA | Georgia LFG Richland Creek Plant | 61387 | GM03 | IC | OP | NA | LFG |  | 141591.214 | 1.0407 | 0.0147 | EIA Prime Mover-level Data | Estimated using an emission factor
2021 | GA | Georgia LFG Richland Creek Plant | 61387 | GM04 | IC | OP | NA | LFG |  | 141591.214 | 1.0407 | 0.0147 | EIA Prime Mover-level Data | Estimated using an emission factor
2021 | GA | Georgia LFG Richland Creek Plant | 61387 | GM05 | IC | OP | NA | LFG |  | 141591.214 | 1.0407 | 0.0147 | EIA Prime Mover-level Data | Estimated using an emission factor
2021 | FL | AEP Jacksonville Solar Project | 61388 | PV1 | PV | OP | NA | SUN |  | 126162 |  |  | EIA Prime Mover-level Data
2021 | NY | Letchworth Solar Project | 61389 | PV1 | PV | OP | NA | SUN |  | 16802 |  |  | EIA Prime Mover-level Data
2021 | MI | A.J. Mihm Generating Station | 61391 | M1 | IC | OP | NA | NG |  | 669743.667 | 0.14132 | 0.000422 | EIA Prime Mover-level Data | Estimated using an emission factor
2021 | MI | A.J. Mihm Generating Station | 61391 | M2 | IC | OP | NA | NG |  | 669743.667 | 0.14132 | 0.000422 | EIA Prime Mover-level Data | Estimated using an emission factor
2021 | MI | A.J. Mihm Generating Station | 61391 | M3 | IC | OP | NA | NG |  | 669743.667 | 0.14132 | 0.000422 | EIA Prime Mover-level Data | Estimated using an emission factor
2021 | MI | F.D. Kuester Generating Station | 61392 | K1 | IC | OP | NA | NG |  | 648160.286 | 0.13676 | 0.000422 | EIA Prime Mover-level Data | Estimated using an emission factor
2021 | MI | F.D. Kuester Generating Station | 61392 | K2 | IC | OP | NA | NG |  | 648160.286 | 0.13676 | 0.000422 | EIA Prime Mover-level Data | Estimated using an emission factor
2021 | MI | F.D. Kuester Generating Station | 61392 | K3 | IC | OP | NA | NG |  | 648160.286 | 0.13676 | 0.000422 | EIA Prime Mover-level Data | Estimated using an emission factor
2021 | MI | F.D. Kuester Generating Station | 61392 | K4 | IC | OP | NA | NG |  | 648160.286 | 0.13676 | 0.000422 | EIA Prime Mover-level Data | Estimated using an emission factor
2021 | MI | F.D. Kuester Generating Station | 61392 | K5 | IC | OP | NA | NG |  | 648160.286 | 0.13676 | 0.000422 | EIA Prime Mover-level Data | Estimated using an emission factor
2021 | MI | F.D. Kuester Generating Station | 61392 | K6 | IC | OP | NA | NG |  | 648160.286 | 0.13676 | 0.000422 | EIA Prime Mover-level Data | Estimated using an emission factor
2021 | MI | F.D. Kuester Generating Station | 61392 | K7 | IC | OP | NA | NG |  | 648160.286 | 0.13676 | 0.000422 | EIA Prime Mover-level Data | Estimated using an emission factor
2021 | GA | Georgia Power at Jakin GA PV | 61397 | PV1 | PV | OP | NA | SUN |  | 25964 |  |  | EIA Prime Mover-level Data
2021 | CT | Canis Major Solar Farm | 61398 | S1980 | PV | OP | NA | SUN |  | 29183 |  |  | EIA Prime Mover-level Data
2021 | MA | Ashby Duffy CSG Solar Farm | 61399 | DU183 | PV | OP | NA | SUN |  | 28137 |  |  | EIA Prime Mover-level Data
2021 | TX | Foard City Wind | 61402 | FOARD | WT | OP | NA | WND |  | 10938880 |  |  | EIA Prime Mover-level Data
2021 | NC | Deep Branch Farm | 61403 | 1 | PV | OP | NA | SUN |  | 80428 |  |  | EIA Prime Mover-level Data
2021 | NC | Pikeville Farm | 61404 | 1 | PV | OP | NA | SUN |  | 91781 |  |  | EIA Prime Mover-level Data
2021 | NC | Moorings Farm 2, LLC | 61405 | 1 | PV | OP | NA | SUN |  | 79968 |  |  | EIA Prime Mover-level Data
2021 | VA | Essex Solar Center | 61406 | ESSEX | PV | OP | NA | SUN |  | 365967 |  |  | EIA Prime Mover-level Data
2021 | NE | Cottonwood Wind Energy Center | 61407 | CTNWD | WT | OP | NA | WND |  | 3649701 |  |  | EIA Prime Mover-level Data
2021 | CT | Canis Minor Solar Farm | 61408 | B1000 | PV | OP | NA | SUN |  | 14795 |  |  | EIA Prime Mover-level Data
2021 | TX | Highway 56 Solar | 61409 | GEN1 | PV | OP | NA | SUN |  | 63315 |  |  | EIA Prime Mover-level Data
2021 | TX | Whitesboro Solar | 61410 | GEN1 | PV | OP | NA | SUN |  | 79251 |  |  | EIA Prime Mover-level Data
2021 | TX | Whitesboro Solar II | 61411 | GEN1 | PV | OP | NA | SUN |  | 72237 |  |  | EIA Prime Mover-level Data
2021 | TN | Latitude Solar Center | 61412 | LATSC | PV | OP | NA | SUN |  | 263938 |  |  | EIA Prime Mover-level Data
2021 | NY | NYC-HH - CONEY ISLAND HOSPITAL | 61413 | GEN1 | IC | SB | NA | DFO |  | 975.871 | 0.15126 | 0.31 | EIA Prime Mover-level Data | Estimated using an emission factor
2021 | NY | NYC-HH - CONEY ISLAND HOSPITAL | 61413 | GEN2 | IC | SB | NA | DFO |  | 1057.194 | 0.16387 | 0.31 | EIA Prime Mover-level Data | Estimated using an emission factor
2021 | NY | NYC-HH - CONEY ISLAND HOSPITAL | 61413 | GEN3 | IC | SB | NA | DFO |  | 243.968 | 0.037815 | 0.31 | EIA Prime Mover-level Data | Estimated using an emission factor
2021 | NY | NYC-HH - CONEY ISLAND HOSPITAL | 61413 | GEN4 | IC | SB | NA | DFO |  | 243.968 | 0.037815 | 0.31 | EIA Prime Mover-level Data | Estimated using an emission factor
2021 | NY | NY Times Daily Production Facility | 61414 | GEN1 | IC | OP | NA | DFO |  | 393.667 | 0.061018 | 0.31 | EIA Prime Mover-level Data | Estimated using an emission factor
2021 | NY | NY Times Daily Production Facility | 61414 | GEN2 | IC | OP | NA | DFO |  | 393.667 | 0.061018 | 0.31 | EIA Prime Mover-level Data | Estimated using an emission factor
2021 | NY | NY Times Daily Production Facility | 61414 | GEN3 | IC | OP | NA | DFO |  | 393.667 | 0.061018 | 0.31 | EIA Prime Mover-level Data | Estimated using an emission factor
2021 | NY | NY Times Daily Production Facility | 61414 | GEN4 | IC | OP | NA | DFO |  | 393.667 | 0.061018 | 0.31 | EIA Prime Mover-level Data | Estimated using an emission factor
2021 | NY | NY Times Daily Production Facility | 61414 | GEN5 | IC | OP | NA | DFO |  | 393.667 | 0.061018 | 0.31 | EIA Prime Mover-level Data | Estimated using an emission factor
2021 | NY | NY Times Daily Production Facility | 61414 | GEN6 | IC | OP | NA | DFO |  | 393.667 | 0.061018 | 0.31 | EIA Prime Mover-level Data | Estimated using an emission factor
2021 | MA | West Boylston Community Shared Solar | 61415 | CS1 | PV | OP | NA | SUN |  | 21223 |  |  | EIA Prime Mover-level Data
2021 | NY | Mount Sinai Hospital | 61416 | AP1 | IC | SB | NA | DFO |  | 126.631 | 0.019628 | 0.31 | EIA Prime Mover-level Data | Estimated using an emission factor
2021 | NY | Mount Sinai Hospital | 61416 | AP2 | IC | SB | NA | DFO |  | 126.631 | 0.019628 | 0.31 | EIA Prime Mover-level Data | Estimated using an emission factor
2021 | NY | Mount Sinai Hospital | 61416 | AP3 | IC | SB | NA | DFO |  | 126.631 | 0.019628 | 0.31 | EIA Prime Mover-level Data | Estimated using an emission factor
2021 | NY | Mount Sinai Hospital | 61416 | AP4 | IC | SB | NA | DFO |  | 126.631 | 0.019628 | 0.31 | EIA Prime Mover-level Data | Estimated using an emission factor
2021 | NY | Mount Sinai Hospital | 61416 | AP5 | IC | SB | NA | DFO |  | 189.947 | 0.029442 | 0.31 | EIA Prime Mover-level Data | Estimated using an emission factor
2021 | NY | Mount Sinai Hospital | 61416 | AP6 | IC | SB | NA | DFO |  | 189.947 | 0.029442 | 0.31 | EIA Prime Mover-level Data | Estimated using an emission factor
2021 | NY | Mount Sinai Hospital | 61416 | CAM12 | IC | SB | NA | DFO |  | 50.652 | 0.0078511 | 0.31 | EIA Prime Mover-level Data | Estimated using an emission factor
2021 | NY | Mount Sinai Hospital | 61416 | EB10 | IC | SB | NA | DFO |  | 189.947 | 0.029442 | 0.31 | EIA Prime Mover-level Data | Estimated using an emission factor
2021 | NY | Mount Sinai Hospital | 61416 | EB11 | IC | SB | NA | DFO |  | 189.947 | 0.029442 | 0.31 | EIA Prime Mover-level Data | Estimated using an emission factor
2021 | NY | Mount Sinai Hospital | 61416 | FPA15 | IC | SB | NA | DFO |  | 75.979 | 0.011777 | 0.31 | EIA Prime Mover-level Data | Estimated using an emission factor
2021 | NY | Mount Sinai Hospital | 61416 | GP7 | IC | SB | NA | DFO |  | 113.968 | 0.017665 | 0.31 | EIA Prime Mover-level Data | Estimated using an emission factor
2021 | NY | Mount Sinai Hospital | 61416 | GP8 | IC | SB | NA | DFO |  | 113.968 | 0.017665 | 0.31 | EIA Prime Mover-level Data | Estimated using an emission factor
2021 | NY | Mount Sinai Hospital | 61416 | GP9 | IC | SB | NA | DFO |  | 113.968 | 0.017665 | 0.31 | EIA Prime Mover-level Data | Estimated using an emission factor
2021 | NY | Mount Sinai Hospital | 61416 | HES13 | IC | SB | NA | DFO |  | 316.578 | 0.04907 | 0.31 | EIA Prime Mover-level Data | Estimated using an emission factor
2021 | NY | Mount Sinai Hospital | 61416 | HES14 | IC | SB | NA | DFO |  | 316.578 | 0.04907 | 0.31 | EIA Prime Mover-level Data | Estimated using an emission factor
2021 | TX | Gopher Creek Wind Farm | 61417 | GCWF | WT | OP | NA | WND |  | 5286114 |  |  | EIA Prime Mover-level Data
2021 | CA | Valencia 1 Solar CA | 61418 | VAL1 | PV | OP | NA | SUN |  | 62998 |  |  | EIA Prime Mover-level Data
2021 | CA | One Ten Partners PV | 61419 | OTP | PV | OP | NA | SUN |  | 56047 |  |  | EIA Prime Mover-level Data
2021 | CA | Merced 1 PV | 61420 | MRCD1 | PV | OP | NA | SUN |  | 60176 |  |  | EIA Prime Mover-level Data
2021 | CA | Madera 1 PV | 61421 | MDRA1 | PV | OP | NA | SUN |  | 26829 |  |  | EIA Prime Mover-level Data
2021 | VA | Southampton Solar, LLC | 61422 | PV1 | PV | OP | NA | SUN |  | 1674148 |  |  | EIA Prime Mover-level Data
2021 | OR | OR Solar 5, LLC | 61423 | PV1 | PV | OP | NA | SUN |  | 171731 |  |  | EIA Prime Mover-level Data
2021 | OR | OR Solar 8, LLC | 61424 | PV1 | PV | OP | NA | SUN |  | 231342 |  |  | EIA Prime Mover-level Data
2021 | CO | Coyote Ridge Community Solar | 61425 | COYCS | PV | OP | NA | SUN |  | 28386 |  |  | EIA Prime Mover-level Data
2021 | MN | Gopher CSG | 61426 | PV1 | PV | OP | NA | SUN |  | 76589 |  |  | EIA Prime Mover-level Data
2021 | MN | Richmond CSG | 61427 | PV1 | PV | OP | NA | SUN |  | 84857 |  |  | EIA Prime Mover-level Data
2021 | MN | Taylors Falls CSG | 61428 | PV1 | PV | OP | NA | SUN |  | 75544 |  |  | EIA Prime Mover-level Data
2021 | MA | Big George PV CSG | 61429 | 12344 | PV | OP | NA | SUN |  | 13274 |  |  | EIA Prime Mover-level Data
2021 | OR | OR Solar 6, LLC | 61430 | PV6 | PV | OP | NA | SUN |  | 219714 |  |  | EIA Prime Mover-level Data
2021 | CA | Beacon BESS 1 | 61431 | BCNB1 | BA | OP | NA | MWH |  | 0 |  |  | EIA Prime Mover-level Data
2021 | SC | SCE&G Curie CSG | 61432 | SCCU1 | PV | OP | NA | SUN |  | 30536 |  |  | EIA Prime Mover-level Data
2021 | SC | SCE&G Nimitz CSG | 61433 | SCNM1 | PV | OP | NA | SUN |  | 141746 |  |  | EIA Prime Mover-level Data
2021 | SC | SCE&G Springfield CSG | 61434 | SCSP1 | PV | OP | NA | SUN |  | 105717 |  |  | EIA Prime Mover-level Data
2021 | MI | DG AMP Solar Coldwater | 61435 | AMPCW | PV | OP | NA | SUN |  | 18154 |  |  | EIA Prime Mover-level Data
2021 | OH | DG AMP Solar Orrville 3 | 61436 | AMPO3 | PV | OP | NA | SUN |  | 29050 |  |  | EIA Prime Mover-level Data
2021 | OH | DG AMP Solar Versailles | 61437 | AMPVS | PV | OP | NA | SUN |  | 22172 |  |  | EIA Prime Mover-level Data
2021 | OH | DG AMP Solar Jackson Center | 61438 | AMPJC | PV | OP | NA | SUN |  | 25372 |  |  | EIA Prime Mover-level Data
2021 | CO | Panasonic Carport Solar Hybrid | 61439 | PANBS | BA | OP | NA | MWH
2021 | CO | Panasonic Carport Solar Hybrid | 61439 | PANPV | PV | OP | NA | SUN
2021 | GA | Denver Braswell PV | 61441 | GPDB1 | PV | OP | NA | SUN |  | 23062 |  |  | EIA Prime Mover-level Data
2021 | CA | Foundation California Training Facility | 61442 | WTG1 | WT | OP | NA | WND |  | 50714 |  |  | EIA Prime Mover-level Data
2021 | CA | Foundation Mann Packing | 61443 | WTG1 | WT | OP | NA | WND |  | 47293 |  |  | EIA Prime Mover-level Data
2021 | CA | Foundation SaIinas Valley State Prison | 61444 | WTG1 | WT | OP | NA | WND |  | 48239 |  |  | EIA Prime Mover-level Data
2021 | CA | Gaskell West 1 Solar Facility | 61445 | PV1 | PV | OP | NA | SUN |  | 493183 |  |  | EIA Prime Mover-level Data
2021 | MO | Farmington Solar Farm | 61450 | FSF1 | PV | OP | NA | SUN |  | 35470 |  |  | EIA Prime Mover-level Data
2021 | MN | Northfield Holdco CSG | 61451 | NORTH | PV | OP | NA | SUN |  | 92950 |  |  | EIA Prime Mover-level Data
2021 | MN | Waterford Holdco CSG | 61452 | WATER | PV | OP | NA | SUN |  | 46435 |  |  | EIA Prime Mover-level Data
2021 | MN | B.R. Corcoran CSG | 61453 | 42278 | PV | OP | NA | SUN |  | 15171 |  |  | EIA Prime Mover-level Data
2021 | MN | B.R. Corcoran CSG | 61453 | 42279 | PV | OP | NA | SUN |  | 15171 |  |  | EIA Prime Mover-level Data
2021 | MN | B.R. Corcoran CSG | 61453 | 42280 | PV | OP | NA | SUN |  | 15171 |  |  | EIA Prime Mover-level Data
2021 | MN | B.R. Corcoran CSG | 61453 | 42281 | PV | OP | NA | SUN |  | 15171 |  |  | EIA Prime Mover-level Data
2021 | MN | B.R. Corcoran CSG | 61453 | 42282 | PV | OP | NA | SUN |  | 15171 |  |  | EIA Prime Mover-level Data
2021 | MN | B.R. Sartell CSG | 61454 | 42286 | PV | OP | NA | SUN |  | 14028.333 |  |  | EIA Prime Mover-level Data
2021 | MN | B.R. Sartell CSG | 61454 | 42287 | PV | OP | NA | SUN |  | 14028.333 |  |  | EIA Prime Mover-level Data
2021 | MN | B.R. Sartell CSG | 61454 | 42288 | PV | OP | NA | SUN |  | 14028.333 |  |  | EIA Prime Mover-level Data
2021 | MN | B.R. Sauk Rapids CSG | 61455 | 42292 | PV | OP | NA | SUN |  | 15190.4 |  |  | EIA Prime Mover-level Data
2021 | MN | B.R. Sauk Rapids CSG | 61455 | 42294 | PV | OP | NA | SUN |  | 15190.4 |  |  | EIA Prime Mover-level Data
2021 | MN | B.R. Sauk Rapids CSG | 61455 | 42295 | PV | OP | NA | SUN |  | 15190.4 |  |  | EIA Prime Mover-level Data
2021 | MN | B.R. Sauk Rapids CSG | 61455 | 42296 | PV | OP | NA | SUN |  | 15190.4 |  |  | EIA Prime Mover-level Data
2021 | MN | B.R. Sauk Rapids CSG | 61455 | 42297 | PV | OP | NA | SUN |  | 15190.4 |  |  | EIA Prime Mover-level Data
2021 | MN | Montgomery Winsted CSG | 61456 | 41620 | PV | OP | NA | SUN |  | 14827 |  |  | EIA Prime Mover-level Data
2021 | MN | Montgomery Winsted CSG | 61456 | 41621 | PV | OP | NA | SUN |  | 14827 |  |  | EIA Prime Mover-level Data
2021 | MN | Montgomery Winsted CSG | 61456 | 41622 | PV | OP | NA | SUN |  | 14827 |  |  | EIA Prime Mover-level Data
2021 | VA | Palmer Solar Center | 61457 | PALM | PV | OP | NA | SUN |  | 100962 |  |  | EIA Prime Mover-level Data
2021 | VA | Martin Solar Center | 61458 | MARTN | PV | OP | NA | SUN |  | 85829 |  |  | EIA Prime Mover-level Data
2021 | GA | Georgia Power at Swainsboro | 61459 | PV1 | PV | OP | NA | SUN |  | 51314 |  |  | EIA Prime Mover-level Data
2021 | ME | IOS - MEW Phase 1 | 61460 | MEW1 | PV | OP | NA | SUN |  | 53632 |  |  | EIA Prime Mover-level Data
2021 | RI | North Smithfield Solar Power 1 | 61461 | NSS01 | PV | OP | NA | SUN |  | 9506 |  |  | EIA Prime Mover-level Data
2021 | CO | SR Platte Solar Farm | 61462 | PV1 | PV | OP | NA | SUN |  | 324539 |  |  | EIA Prime Mover-level Data
2021 | CA | Vandenberg Solar Project | 61463 | VBERG | PV | OP | NA | SUN |  | 375033 |  |  | EIA Prime Mover-level Data
2021 | CA | CoreSite Real Estate 2972 Stender, L.P. | 61464 | G-1 | IC | SB | NA | DFO
2021 | CA | CoreSite Real Estate 2972 Stender, L.P. | 61464 | G-2 | IC | SB | NA | DFO
2021 | CA | CoreSite Real Estate 2972 Stender, L.P. | 61464 | G-3 | IC | SB | NA | DFO
2021 | CA | CoreSite Real Estate 2972 Stender, L.P. | 61464 | G-4 | IC | SB | NA | DFO
2021 | CA | CoreSite Real Estate 2972 Stender, L.P. | 61464 | G-5 | IC | SB | NA | DFO
2021 | CA | CoreSite Real Estate 2972 Stender, L.P. | 61464 | G-6 | IC | SB | NA | DFO
2021 | MD | IGS Solar I - BWI2 | 61465 | BWI2 | PV | OP | NA | SUN |  | 11151 |  |  | EIA Prime Mover-level Data
2021 | NJ | IOS - ERW9 | 61466 | EWR9 | PV | OP | NA | SUN |  | 36548 |  |  | EIA Prime Mover-level Data
2021 | NE | City of Lexington | 61467 | LXNE1 | PV | OP | NA | SUN |  | 59328 |  |  | EIA Prime Mover-level Data
2021 | GA | Valdosta Prison | 61468 | GPVP1 | PV | OP | NA | SUN |  | 16659 |  |  | EIA Prime Mover-level Data
2021 | NY | Lichtenthal | 61469 | LIC01 | PV | OP | NA | SUN |  | 22655 |  |  | EIA Prime Mover-level Data
2021 | NY | Call Farms 1 | 61470 | CFM11 | PV | OP | NA | SUN |  | 27890 |  |  | EIA Prime Mover-level Data
2021 | NY | Call Farms 3 | 61471 | CFM31 | PV | OP | NA | SUN |  | 27634 |  |  | EIA Prime Mover-level Data
2021 | CO | San Luis Solar Garden | 61472 | ANTO2 | PV | OP | NA | SUN |  | 29297 |  |  | EIA Prime Mover-level Data
2021 | NJ | Hopewell Valley High School Hybrid | 61473 | BA1 | BA | OP | NA | MWH
2021 | NJ | Hopewell Valley High School Hybrid | 61473 | HWVHS | PV | OP | NA | SUN |  | 6668 |  |  | EIA Prime Mover-level Data
2021 | CA | CoreSite Real Estate 55 S. Market Street | 61474 | G-1 | IC | SB | NA | DFO
2021 | CA | CoreSite Real Estate 55 S. Market Street | 61474 | G-2 | IC | SB | NA | DFO
2021 | CA | CoreSite Real Estate 55 S. Market Street | 61474 | G-3 | IC | SB | NA | DFO
2021 | CA | CoreSite Real Estate 55 S. Market Street | 61474 | G-4 | IC | SB | NA | DFO
2021 | CA | CoreSite Real Estate 1656 McCarthy, L.P. | 61475 | G-1 | IC | SB | NA | DFO
2021 | CA | CoreSite Real Estate 1656 McCarthy, L.P. | 61475 | G-2 | IC | SB | NA | DFO
2021 | CA | CoreSite Real Estate 1656 McCarthy, L.P. | 61475 | G-3 | IC | SB | NA | DFO
2021 | CA | CoreSite Real Estate 1656 McCarthy, L.P. | 61475 | G-4 | IC | SB | NA | DFO
2021 | CA | CoreSite Real Estate 1656 McCarthy, L.P. | 61475 | G-5 | IC | SB | NA | DFO
2021 | CA | CoreSite Real Estate 2901 Coronado, L.P. | 61476 | G-1 | IC | SB | NA | DFO
2021 | CA | CoreSite Real Estate 2901 Coronado, L.P. | 61476 | G-2 | IC | SB | NA | DFO
2021 | CA | CoreSite Real Estate 2901 Coronado, L.P. | 61476 | G-3 | IC | SB | NA | DFO
2021 | CA | CoreSite Real Estate 2901 Coronado, L.P. | 61476 | G-4 | IC | SB | NA | DFO
2021 | CA | CoreSite Real Estate 2901 Coronado, L.P. | 61476 | G-5 | IC | SB | NA | DFO
2021 | MN | SunE Feely 1 CSG, LLC | 61478 | FELY1 | PV | OP | NA | SUN |  | 15420.6 |  |  | EIA Prime Mover-level Data
2021 | MN | SunE Feely 1 CSG, LLC | 61478 | FELY2 | PV | OP | NA | SUN |  | 15420.6 |  |  | EIA Prime Mover-level Data
2021 | MN | SunE Feely 1 CSG, LLC | 61478 | FELY3 | PV | OP | NA | SUN |  | 15420.6 |  |  | EIA Prime Mover-level Data
2021 | MN | SunE Feely 1 CSG, LLC | 61478 | FELY4 | PV | OP | NA | SUN |  | 15420.6 |  |  | EIA Prime Mover-level Data
2021 | MN | SunE Feely 1 CSG, LLC | 61478 | FELY5 | PV | OP | NA | SUN |  | 15420.6 |  |  | EIA Prime Mover-level Data
2021 | CA | CoreSite Real Estate 3032 Coronado, L.P. | 61482 | G-1 | IC | SB | NA | DFO
2021 | CA | CoreSite Real Estate 3032 Coronado, L.P. | 61482 | G-10 | IC | SB | NA | DFO
2021 | CA | CoreSite Real Estate 3032 Coronado, L.P. | 61482 | G-2 | IC | SB | NA | DFO
2021 | CA | CoreSite Real Estate 3032 Coronado, L.P. | 61482 | G-3 | IC | SB | NA | DFO
2021 | CA | CoreSite Real Estate 3032 Coronado, L.P. | 61482 | G-4 | IC | SB | NA | DFO
2021 | CA | CoreSite Real Estate 3032 Coronado, L.P. | 61482 | G-5 | IC | SB | NA | DFO
2021 | CA | CoreSite Real Estate 3032 Coronado, L.P. | 61482 | G-6 | IC | SB | NA | DFO
2021 | CA | CoreSite Real Estate 3032 Coronado, L.P. | 61482 | G-7 | IC | SB | NA | DFO
2021 | CA | CoreSite Real Estate 3032 Coronado, L.P. | 61482 | G-8 | IC | SB | NA | DFO
2021 | CA | CoreSite Real Estate 3032 Coronado, L.P. | 61482 | G-9 | IC | SB | NA | DFO
2021 | MN | Cottage Grove CSG, LLC | 61483 | CTGR1 | PV | OP | NA | SUN |  | 15064.8 |  |  | EIA Prime Mover-level Data
2021 | MN | Cottage Grove CSG, LLC | 61483 | CTGR2 | PV | OP | NA | SUN |  | 15064.8 |  |  | EIA Prime Mover-level Data
2021 | MN | Cottage Grove CSG, LLC | 61483 | CTGR3 | PV | OP | NA | SUN |  | 15064.8 |  |  | EIA Prime Mover-level Data
2021 | MN | Cottage Grove CSG, LLC | 61483 | CTGR4 | PV | OP | NA | SUN |  | 15064.8 |  |  | EIA Prime Mover-level Data
2021 | MN | Cottage Grove CSG, LLC | 61483 | CTGR5 | PV | OP | NA | SUN |  | 15064.8 |  |  | EIA Prime Mover-level Data
2021 | MN | Fox CSG, LLC | 61484 | FOX1 | PV | OP | NA | SUN |  | 13299.8 |  |  | EIA Prime Mover-level Data
2021 | MN | Fox CSG, LLC | 61484 | FOX2 | PV | OP | NA | SUN |  | 13299.8 |  |  | EIA Prime Mover-level Data
2021 | MN | Fox CSG, LLC | 61484 | FOX3 | PV | OP | NA | SUN |  | 13299.8 |  |  | EIA Prime Mover-level Data
2021 | MN | Fox CSG, LLC | 61484 | FOX4 | PV | OP | NA | SUN |  | 13299.8 |  |  | EIA Prime Mover-level Data
2021 | MN | Fox CSG, LLC | 61484 | FOX5 | PV | OP | NA | SUN |  | 13299.8 |  |  | EIA Prime Mover-level Data
2021 | MN | SunE Stolee CSG, LLC | 61485 | STOL1 | PV | OP | NA | SUN |  | 15994.333 |  |  | EIA Prime Mover-level Data
2021 | MN | SunE Stolee CSG, LLC | 61485 | STOL2 | PV | OP | NA | SUN |  | 15994.333 |  |  | EIA Prime Mover-level Data
2021 | MN | SunE Stolee CSG, LLC | 61485 | STOL3 | PV | OP | NA | SUN |  | 15994.333 |  |  | EIA Prime Mover-level Data
2021 | MN | Wyoming 2 CSG, LLC | 61486 | WY01 | PV | OP | NA | SUN |  | 14826 |  |  | EIA Prime Mover-level Data
2021 | MN | Wyoming 2 CSG, LLC | 61486 | WY02 | PV | OP | NA | SUN |  | 14826 |  |  | EIA Prime Mover-level Data
2021 | MN | Wyoming 2 CSG, LLC | 61486 | WY03 | PV | OP | NA | SUN |  | 14826 |  |  | EIA Prime Mover-level Data
2021 | MN | Wyoming 2 CSG, LLC | 61486 | WY04 | PV | OP | NA | SUN |  | 14826 |  |  | EIA Prime Mover-level Data
2021 | MN | Wyoming 2 CSG, LLC | 61486 | WY05 | PV | OP | NA | SUN |  | 14826 |  |  | EIA Prime Mover-level Data
2021 | NY | SL Babylon | 61487 | SLBAB | PV | OP | NA | SUN |  | 112836 |  |  | EIA Prime Mover-level Data
2021 | NY | NYU LANGONE HEALTH | 61488 | ENB1 | IC | SB | NA | DFO |  | 126.442 | 0.019599 | 0.31 | EIA Prime Mover-level Data | Estimated using an emission factor
2021 | NY | NYU LANGONE HEALTH | 61488 | ENB2 | IC | SB | NA | DFO |  | 126.442 | 0.019599 | 0.31 | EIA Prime Mover-level Data | Estimated using an emission factor
2021 | NY | NYU LANGONE HEALTH | 61488 | ENB3 | IC | SB | NA | DFO |  | 117.075 | 0.018147 | 0.31 | EIA Prime Mover-level Data | Estimated using an emission factor
2021 | NY | NYU LANGONE HEALTH | 61488 | GT | GT | OP | NA | NG |  | 968001 | 3.88 | 0.0080165 | EIA Prime Mover-level Data | NEI avg EF - PM, fuel type
2021 | NY | NYU LANGONE HEALTH | 61488 | HCC1 | IC | SB | NA | DFO |  | 46.83 | 0.0072587 | 0.31 | EIA Prime Mover-level Data | Estimated using an emission factor
2021 | NY | NYU LANGONE HEALTH | 61488 | KML1 | IC | SB | NA | DFO |  | 117.075 | 0.018147 | 0.31 | EIA Prime Mover-level Data | Estimated using an emission factor
2021 | NY | NYU LANGONE HEALTH | 61488 | KML2 | IC | SB | NA | DFO |  | 117.075 | 0.018147 | 0.31 | EIA Prime Mover-level Data | Estimated using an emission factor
2021 | NY | NYU LANGONE HEALTH | 61488 | KML3 | IC | SB | NA | DFO |  | 117.075 | 0.018147 | 0.31 | EIA Prime Mover-level Data | Estimated using an emission factor
2021 | NY | NYU LANGONE HEALTH | 61488 | SCI1 | IC | SB | NA | DFO |  | 140.491 | 0.021776 | 0.31 | EIA Prime Mover-level Data | Estimated using an emission factor
2021 | NY | NYU LANGONE HEALTH | 61488 | SCI2 | IC | SB | NA | DFO |  | 140.491 | 0.021776 | 0.31 | EIA Prime Mover-level Data | Estimated using an emission factor
2021 | NY | NYU LANGONE HEALTH | 61488 | SKB1 | IC | SB | NA | DFO |  | 60.879 | 0.0094362 | 0.31 | EIA Prime Mover-level Data | Estimated using an emission factor
2021 | NY | NYU LANGONE HEALTH | 61488 | SMB1 | IC | SB | NA | DFO |  | 65.562 | 0.010162 | 0.31 | EIA Prime Mover-level Data | Estimated using an emission factor
2021 | NY | NYU LANGONE HEALTH | 61488 | SMB2 | IC | SB | NA | DFO |  | 65.562 | 0.010162 | 0.31 | EIA Prime Mover-level Data | Estimated using an emission factor
2021 | SC | Cameron Solar | 61489 | CAM | PV | OP | NA | SUN |  | 383556 |  |  | EIA Prime Mover-level Data
2021 | SC | Estill Solar | 61490 | EST1 | PV | OP | NA | SUN |  | 348255 |  |  | EIA Prime Mover-level Data
2021 | TX | E-Volve Energy Holdings LLC | 61493 | SEALY | PV | OP | NA | SUN |  | 13972 |  |  | EIA Prime Mover-level Data
2021 | MN | Wright Cuddyer CSG | 61494 | 41327 | PV | OP | NA | SUN |  | 13284.5 |  |  | EIA Prime Mover-level Data
2021 | MN | Wright Cuddyer CSG | 61494 | 41328 | PV | OP | NA | SUN |  | 13284.5 |  |  | EIA Prime Mover-level Data
2021 | MN | Wright Cuddyer CSG | 61494 | 41329 | PV | OP | NA | SUN |  | 13284.5 |  |  | EIA Prime Mover-level Data
2021 | MN | Wright Cuddyer CSG | 61494 | 41330 | PV | OP | NA | SUN |  | 13284.5 |  |  | EIA Prime Mover-level Data
2021 | MN | Carver Gladden CSG | 61495 | 42254 | PV | OP | NA | SUN |  | 13373.333 |  |  | EIA Prime Mover-level Data
2021 | MN | Carver Gladden CSG | 61495 | 42255 | PV | OP | NA | SUN |  | 13373.333 |  |  | EIA Prime Mover-level Data
2021 | MN | Carver Gladden CSG | 61495 | 42256 | PV | OP | NA | SUN |  | 13373.333 |  |  | EIA Prime Mover-level Data
2021 | OR | Adams Solar Center | 61496 | ADAMS | PV | OP | NA | SUN |  | 193714 |  |  | EIA Prime Mover-level Data
2021 | OR | Elbe Solar Center | 61497 | ELBE | PV | OP | NA | SUN |  | 197031 |  |  | EIA Prime Mover-level Data
2021 | SC | Hampton Solar 2 | 61498 | HAM2 | PV | OP | NA | SUN |  | 371150 |  |  | EIA Prime Mover-level Data
2021 | RI | CED Foster | 61499 | FORI | PV | OP | NA | SUN |  | 27342 |  |  | EIA Prime Mover-level Data
2021 | MN | Porter Way Community Solar Garden | 61500 | PV1 | PV | OP | NA | SUN |  | 43871 |  |  | EIA Prime Mover-level Data
2021 | CA | ABEC #2 dba West-Star Dairy | 61501 | GEN1 | IC | OP | NA | OBG |  | 104966 | 0.7715 | 0.0147 | EIA Prime Mover-level Data | Estimated using an emission factor
2021 | CA | ABEC #3 dba Lakeview Dairy | 61502 | GEN1 | IC | OP | NA | OBG |  | 85014 | 0.62485 | 0.0147 | EIA Prime Mover-level Data | Estimated using an emission factor
2021 | CA | ABEC #4 dba CE&S Dairy | 61503 | GEN1 | IC | OP | NA | OBG |  | 99778 | 0.73337 | 0.0147 | EIA Prime Mover-level Data | Estimated using an emission factor
2021 | MN | RJC I CSG | 61504 | RCJ1 | PV | OP | NA | SUN |  | 17077 |  |  | EIA Prime Mover-level Data
2021 | MN | Huneke I CSG | 61505 | HUNE1 | PV | OP | NA | SUN |  | 13865 |  |  | EIA Prime Mover-level Data
2021 | MN | Krause CSG | 61506 | KRAUS | PV | OP | NA | SUN |  | 16601 |  |  | EIA Prime Mover-level Data
2021 | NJ | DG New Jersey Solar RLS Logistics | 61507 | RLSNJ | PV | OP | NA | SUN |  | 42039 |  |  | EIA Prime Mover-level Data
2021 | UT | Provo Power Plant | 61508 | 1 | IC | OP | NA | NG
2021 | UT | Provo Power Plant | 61508 | 2 | IC | OP | NA | NG
2021 | UT | Provo Power Plant | 61508 | 3 | IC | OP | NA | NG
2021 | UT | Provo Power Plant | 61508 | 4 | IC | OP | NA | NG
2021 | UT | Provo Power Plant | 61508 | 5 | IC | OP | NA | NG
2021 | NY | Monroe County Sites A & B | 61509 | MONA | PV | OP | NA | SUN |  | 20480 |  |  | EIA Prime Mover-level Data
2021 | NY | Monroe County Sites A & B | 61509 | MONB | PV | OP | NA | SUN |  | 20480 |  |  | EIA Prime Mover-level Data
2021 | NY | Monroe County Sites C, D, & E | 61510 | MONC | PV | OP | NA | SUN |  | 26597.333 |  |  | EIA Prime Mover-level Data
2021 | NY | Monroe County Sites C, D, & E | 61510 | MOND | PV | OP | NA | SUN |  | 26597.333 |  |  | EIA Prime Mover-level Data
2021 | NY | Monroe County Sites C, D, & E | 61510 | MONE | PV | OP | NA | SUN |  | 26597.333 |  |  | EIA Prime Mover-level Data
2021 | NC | Bullock Solar, LLC | 61512 | GEN1 | PV | OP | NA | SUN |  | 932521 |  |  | EIA Prime Mover-level Data
2021 | TX | Marlin Solar | 61513 | GEN1 | PV | OP | NA | SUN |  | 87014 |  |  | EIA Prime Mover-level Data
2021 | TX | North Gainesville Solar | 61514 | GEN1 | PV | OP | NA | SUN |  | 60187 |  |  | EIA Prime Mover-level Data
2021 | NJ | DG Camden LLC Holtec | 61515 | HOLTC | PV | OP | NA | SUN |  | 34301 |  |  | EIA Prime Mover-level Data
2021 | MN | School Sisters CSG | 61516 | SCHOO | PV | OP | NA | SUN |  | 15476 |  |  | EIA Prime Mover-level Data
2021 | MA | 301 Chestnut Solar NG | 61518 | 3010 | PV | OP | NA | SUN |  | 20869 |  |  | EIA Prime Mover-level Data
2021 | MD | Baker Point | 61519 | GEN1 | PV | OP | NA | SUN |  | 122121 |  |  | EIA Prime Mover-level Data
2021 | NC | Rosewood Solar | 61520 | GEN1 | PV | OP | NA | SUN |  | 34922 |  |  | EIA Prime Mover-level Data
2021 | SC | Swamp Fox Solar | 61521 | PGRD2 | PV | OP | NA | SUN |  | 208525 |  |  | EIA Prime Mover-level Data
2021 | SC | Champion Solar | 61522 | PGRD3 | PV | OP | NA | SUN |  | 200852 |  |  | EIA Prime Mover-level Data
2021 | SC | Haley Solar | 61523 | PGRD1 | PV | OP | NA | SUN |  | 151949 |  |  | EIA Prime Mover-level Data
2021 | TX | Whitewright Solar | 61524 | GEN1 | PV | OP | NA | SUN |  | 151214 |  |  | EIA Prime Mover-level Data
2021 | NC | ABD Farms | 61525 | GEN1 | PV | OP | NA | SUN |  | 83415 |  |  | EIA Prime Mover-level Data
2021 | MA | Antanavica Solar | 61526 | GEN1 | PV | OP | NA | SUN |  | 12363 |  |  | EIA Prime Mover-level Data
2021 | NC | Bakatsias Solar | 61527 | GEN1 | PV | OP | NA | SUN |  | 70268 |  |  | EIA Prime Mover-level Data
2021 | NC | Bayboro Solar Farm | 61528 | GEN1 | PV | OP | NA | SUN |  | 79383 |  |  | EIA Prime Mover-level Data
2021 | SC | Estill Solar II | 61529 | GEN1 | PV | OP | NA | SUN |  | 166770 |  |  | EIA Prime Mover-level Data
2021 | SC | Gaston Solar I - SC | 61530 | GEN1 | PV | OP | NA | SUN |  | 148996 |  |  | EIA Prime Mover-level Data
2021 | TX | Leon Solar | 61532 | GEN1 | PV | OP | NA | SUN |  | 135925 |  |  | EIA Prime Mover-level Data
2021 | NC | Mustang Solar | 61533 | GEN1 | PV | OP | NA | SUN |  | 89384 |  |  | EIA Prime Mover-level Data
2021 | NC | Old Caroleen Solar Farm | 61534 | GEN1 | PV | OP | NA | SUN |  | 34089 |  |  | EIA Prime Mover-level Data
2021 | NC | Statesville Solar | 61535 | GEN1 | PV | OP | NA | SUN |  | 85538 |  |  | EIA Prime Mover-level Data
2021 | NC | Wakefield Solar | 61536 | GEN1 | PV | OP | NA | SUN |  | 86971 |  |  | EIA Prime Mover-level Data
2021 | MA | Weston Landfill Solar | 61537 | WESTO | PV | OP | NA | SUN |  | 24954 |  |  | EIA Prime Mover-level Data
2021 | MA | Braintree Landfill Solar | 61538 | BRAIN | PV | OP | NA | SUN |  | 14112 |  |  | EIA Prime Mover-level Data
2021 | MA | GELD Solar Farm | 61539 | GELD | PV | OP | NA | SUN |  | 30977 |  |  | EIA Prime Mover-level Data
2021 | KS | Fort Hays State University Wind Farm | 61540 | WIND1 | WT | OP | NA | WND |  | 69594.5 |  |  | EIA Prime Mover-level Data
2021 | KS | Fort Hays State University Wind Farm | 61540 | WIND2 | WT | OP | NA | WND |  | 69594.5 |  |  | EIA Prime Mover-level Data
2021 | CT | Town of Rocky Hill PV CSG | 61541 | PV1 | PV | OP | NA | SUN |  | 13677.667 |  |  | EIA Prime Mover-level Data
2021 | CT | Town of Rocky Hill PV CSG | 61541 | PV2 | PV | OP | NA | SUN |  | 13677.667 |  |  | EIA Prime Mover-level Data
2021 | CT | Town of Rocky Hill PV CSG | 61541 | PV3 | PV | OP | NA | SUN |  | 13677.667 |  |  | EIA Prime Mover-level Data
2021 | MN | PopeSun CSG, LLC | 61542 | GEN1 | PV | OP | NA | SUN |  | 75571 |  |  | EIA Prime Mover-level Data
2021 | MN | CF Novel Solar CSG Gardens Five, LLC | 61543 | GEN1 | PV | OP | NA | SUN |  | 54861 |  |  | EIA Prime Mover-level Data
2021 | MN | LeSun CSG, LLC | 61544 | GEN1 | PV | OP | NA | SUN |  | 79800 |  |  | EIA Prime Mover-level Data
2021 | MN | CGSun, LLC Community Solar | 61545 | GEN1 | PV | OP | NA | SUN |  | 62422 |  |  | EIA Prime Mover-level Data
2021 | MN | WrightSun CSG, LLC | 61547 | GEN1 | PV | OP | NA | SUN |  | 69542 |  |  | EIA Prime Mover-level Data
2021 | MN | CF Novel Solar CSG Gardens Seven, LLC | 61548 | GEN1 | PV | OP | NA | SUN |  | 44047 |  |  | EIA Prime Mover-level Data
2021 | MA | DG Haverhill CSG | 61550 | HAVER | PV | OP | NA | SUN |  | 46523 |  |  | EIA Prime Mover-level Data
2021 | NY | Good Samaritan Hospital | 61551 | EGEN1 | IC | SB | NA | DFO |  | 736.316 | 0.11413 | 0.31 | EIA Prime Mover-level Data | Estimated using an emission factor
2021 | NY | Good Samaritan Hospital | 61551 | EGEN2 | IC | SB | NA | DFO |  | 515.421 | 0.07989 | 0.31 | EIA Prime Mover-level Data | Estimated using an emission factor
2021 | NY | Good Samaritan Hospital | 61551 | EGEN3 | IC | SB | NA | NG |  | 147.263 | 3.1072e-05 | 0.000422 | EIA Prime Mover-level Data | Estimated using an emission factor
2021 | MD | Fort Detrick Solar PV | 61552 | FDSPV | PV | OP | NA | SUN |  | 181112 |  |  | EIA Prime Mover-level Data
2021 | OR | Klamath Falls Solar 2 CSG | 61553 | 1 | PV | OP | NA | SUN |  | 57922 |  |  | EIA Prime Mover-level Data
2021 | GA | Comer Solar | 61554 | 1 | PV | OP | NA | SUN |  | 28182 |  |  | EIA Prime Mover-level Data
2021 | MA | DG Crystal Spring CSG | 61555 | SPRIN | PV | OP | NA | SUN |  | 56684 |  |  | EIA Prime Mover-level Data
2021 | NM | Facebook 1 Solar Energy Center | 61556 | FB1 | PV | OP | NA | SUN |  | 237256 |  |  | EIA Prime Mover-level Data
2021 | NM | Facebook 2 Solar Energy Center | 61557 | FB2 | PV | OP | NA | SUN |  | 244732 |  |  | EIA Prime Mover-level Data
2021 | NM | Facebook 3 Solar Energy Center | 61558 | FB3 | PV | OP | NA | SUN |  | 242731 |  |  | EIA Prime Mover-level Data
2021 | OR | Woodline Solar | 61559 | PGRD5 | PV | OP | NA | SUN |  | 150287 |  |  | EIA Prime Mover-level Data
2021 | OR | Eagle Point Solar | 61560 | PGRD4 | PV | OP | NA | SUN |  | 136617 |  |  | EIA Prime Mover-level Data
2021 | NC | Bladen Solar | 61561 | GEN1 | PV | OP | NA | SUN |  | 895856 |  |  | EIA Prime Mover-level Data
2021 | MA | Falmouth Landfill Solar | 61562 | FAL1 | PV | OP | NA | SUN |  | 36027 |  |  | EIA Prime Mover-level Data
2021 | CO | Denver Metro Solar | 61563 | 53962 | PV | OP | NA | SUN
2021 | IA | Upland Prairie | 61564 | 1 | WT | OP | NA | WND |  | 7685777 |  |  | EIA Prime Mover-level Data
2021 | IA | English Farms | 61565 | 1 | WT | OP | NA | WND |  | 5166619 |  |  | EIA Prime Mover-level Data
2021 | MO | El Dorado Springs Solar Farm | 61566 | EDSF1 | PV | OP | NA | SUN |  | 39396 |  |  | EIA Prime Mover-level Data
2021 | NY | Woodhull Hospital | 61567 | EGEN1 | IC | SB | NA | DFO |  | 366.562 | 0.056817 | 0.31 | EIA Prime Mover-level Data | Estimated using an emission factor
2021 | NY | Woodhull Hospital | 61567 | EGEN2 | IC | SB | NA | DFO |  | 366.562 | 0.056817 | 0.31 | EIA Prime Mover-level Data | Estimated using an emission factor
2021 | NY | Woodhull Hospital | 61567 | EGEN3 | IC | SB | NA | DFO |  | 488.75 | 0.075756 | 0.31 | EIA Prime Mover-level Data | Estimated using an emission factor
2021 | NY | Woodhull Hospital | 61567 | EGEN4 | IC | SB | NA | DFO |  | 488.75 | 0.075756 | 0.31 | EIA Prime Mover-level Data | Estimated using an emission factor
2021 | NY | Woodhull Hospital | 61567 | EGEN5 | IC | SB | NA | DFO |  | 244.375 | 0.037878 | 0.31 | EIA Prime Mover-level Data | Estimated using an emission factor
2021 | NY | The Allen Hospital | 61568 | EGEN1 | IC | SB | NA | DFO |  | 195 | 0.030225 | 0.31 | EIA Prime Mover-level Data | Estimated using an emission factor
2021 | NY | Mount Sinai Beth Israel | 61569 | EGEN1 | IC | SB | NA | DFO |  | 26.286 | 0.0040743 | 0.31 | EIA Prime Mover-level Data | Estimated using an emission factor
2021 | NY | Mount Sinai Beth Israel | 61569 | EGEN2 | IC | SB | NA | DFO |  | 39.429 | 0.0061115 | 0.31 | EIA Prime Mover-level Data | Estimated using an emission factor
2021 | NY | Mount Sinai Beth Israel | 61569 | EGEN4 | IC | SB | NA | DFO |  | 39.429 | 0.0061115 | 0.31 | EIA Prime Mover-level Data | Estimated using an emission factor
2021 | NY | Mount Sinai Beth Israel | 61569 | EGEN5 | IC | SB | NA | DFO |  | 26.286 | 0.0040743 | 0.31 | EIA Prime Mover-level Data | Estimated using an emission factor
2021 | NY | Mount Sinai Beth Israel | 61569 | EGEN7 | IC | SB | NA | DFO |  | 105.143 | 0.016297 | 0.31 | EIA Prime Mover-level Data | Estimated using an emission factor
2021 | NY | Mount Sinai Beth Israel | 61569 | EGEN8 | IC | SB | NA | DFO |  | 105.143 | 0.016297 | 0.31 | EIA Prime Mover-level Data | Estimated using an emission factor
2021 | NY | Mount Sinai Beth Israel | 61569 | EGEN9 | IC | SB | NA | DFO |  | 118.286 | 0.018334 | 0.31 | EIA Prime Mover-level Data | Estimated using an emission factor
2021 | MN | Veseli Community Solar Garden | 61570 | 40921 | PV | OP | NA | SUN |  | 14467 |  |  | EIA Prime Mover-level Data
2021 | MN | New Germany Community Solar Garden | 61571 | 39062 | PV | OP | NA | SUN |  | 16448 |  |  | EIA Prime Mover-level Data
2021 | MN | Lake Waconia Community Solar Garden | 61572 | 38610 | PV | OP | NA | SUN |  | 14618 |  |  | EIA Prime Mover-level Data
2021 | MN | Lake Waconia IV Community Solar Garden | 61573 | 40926 | PV | OP | NA | SUN |  | 14618 |  |  | EIA Prime Mover-level Data
2021 | MN | Zumbro Community Solar Garden | 61574 | 38674 | PV | OP | NA | SUN |  | 14891 |  |  | EIA Prime Mover-level Data
2021 | NY | Anheuser-Busch Baldwinsville | 61575 | BAL01 | PV | OP | NA | SUN |  | 25133 |  |  | EIA Prime Mover-level Data
2021 | NY | Columbia University - Johnson Farms | 61576 | JF01 | PV | OP | NA | SUN |  | 30437 |  |  | EIA Prime Mover-level Data
2021 | NY | Time Warner Cable Enterprises - Martino | 61577 | MRT01 | PV | OP | NA | SUN |  | 26157 |  |  | EIA Prime Mover-level Data
2021 | NY | Columbia University - Minisink | 61578 | MIN01 | PV | OP | NA | SUN |  | 30527 |  |  | EIA Prime Mover-level Data
2021 | NY | St. Lawrence University - Sutton | 61579 | SUT01 | PV | OP | NA | SUN |  | 25546 |  |  | EIA Prime Mover-level Data
2021 | OR | Tumbleweed Solar, LLC | 61580 | TUMBL | PV | OP | NA | SUN |  | 169035 |  |  | EIA Prime Mover-level Data
2021 | NC | Davis Lane Solar, LLC | 61581 | DAVIS | PV | OP | NA | SUN |  | 85592 |  |  | EIA Prime Mover-level Data
2021 | CA | Voyager Wind II | 61582 | VYGR2 | WT | OP | NA | WND |  | 4471074 |  |  | EIA Prime Mover-level Data
2021 | CA | Voyager Wind III | 61583 | VYGR3 | WT | OP | NA | WND |  | 1272932 |  |  | EIA Prime Mover-level Data
2021 | CA | Voyager Wind IV | 61584 | VYGR4 | WT | OP | NA | WND |  | 729193 |  |  | EIA Prime Mover-level Data
2021 | MN | Scandia CSG | 61585 | 40802 | PV | OP | NA | SUN |  | 16480 |  |  | EIA Prime Mover-level Data
2021 | MN | Scandia CSG | 61585 | 40803 | PV | OP | NA | SUN |  | 16480 |  |  | EIA Prime Mover-level Data
2021 | MN | Scandia CSG | 61585 | 40804 | PV | OP | NA | SUN |  | 16480 |  |  | EIA Prime Mover-level Data
2021 | MN | Scandia CSG | 61585 | 40805 | PV | OP | NA | SUN |  | 16480 |  |  | EIA Prime Mover-level Data
2021 | MN | Scandia CSG | 61585 | 40806 | PV | OP | NA | SUN |  | 16480 |  |  | EIA Prime Mover-level Data
2021 | MN | MontSun Community Solar | 61586 | 1 | PV | OP | NA | SUN |  | 81062 |  |  | EIA Prime Mover-level Data
2021 | MN | WaveSun Community Solar | 61587 | 1 | PV | OP | NA | SUN |  | 82355 |  |  | EIA Prime Mover-level Data
2021 | MO | Independence II Solar Farm | 61588 | 1 | PV | OP | NA | SUN |  | 62718.424 |  |  | EIA Prime Mover-level Data
2021 | MO | Independence II Solar Farm | 61588 | 2 | PV | OP | NA | SUN |  | 67307.576 |  |  | EIA Prime Mover-level Data
2021 | TX | UL Advanced Wind Turbine Test Facility | 61589 | MT-1 | WT | OP | NA | WND |  | 1783.286 |  |  | EIA Prime Mover-level Data
2021 | TX | UL Advanced Wind Turbine Test Facility | 61589 | UT-1 | WT | OP | NA | WND |  | 60631.714 |  |  | EIA Prime Mover-level Data
2021 | MA | DG Foxborough Elm CSG | 61590 | FOXEL | PV | OP | NA | SUN |  | 28422 |  |  | EIA Prime Mover-level Data
2021 | MA | Town of Foxborough - Landfill (SREC II) CSG | 61591 | FOXLA | PV | OP | NA | SUN |  | 16827 |  |  | EIA Prime Mover-level Data
2021 | CA | Westmont 301 | 61593 | W5791 | PV | OP | NA | SUN |  | 27750 |  |  | EIA Prime Mover-level Data
2021 | CA | Westmont 401 | 61594 | W5792 | PV | OP | NA | SUN |  | 43278 |  |  | EIA Prime Mover-level Data
2021 | WI | Flambeau Solar Partners | 61595 | FLAMB | PV | OP | NA | SUN |  | 41164 |  |  | EIA Prime Mover-level Data
2021 | MA | Citizens Agawam Landfill Solar | 61596 | PV1 | PV | OP | NA | SUN |  | 19128 |  |  | EIA Prime Mover-level Data
2021 | MA | Norton Landfill Solar | 61597 | PV1 | PV | OP | NA | SUN |  | 20287 |  |  | EIA Prime Mover-level Data
2021 | MA | Tyngsborough Solar | 61598 | PV1 | PV | OP | NA | SUN |  | 39157 |  |  | EIA Prime Mover-level Data
2021 | NJ | New Road Solar, LLC | 61599 | NEWRD | PV | OP | NA | SUN |  | 143608 |  |  | EIA Prime Mover-level Data
2021 | NJ | Old Bridge Solar Farm | 61600 | OLDBR | PV | OP | NA | SUN |  | 119858 |  |  | EIA Prime Mover-level Data
2021 | NJ | Raritan Solar - 53 Highway | 61601 | RARIT | PV | OP | NA | SUN |  | 108053 |  |  | EIA Prime Mover-level Data
2021 | MA | CED Chicopee Solar | 61602 | CSMA | PV | OP | NA | SUN |  | 42951 |  |  | EIA Prime Mover-level Data
2021 | MA | UMASS | 61603 | UMASS | PV | OP | NA | SUN |  | 49688 |  |  | EIA Prime Mover-level Data
2021 | NY | Camden CSD Solar Array | 61604 | 1 | PV | OP | NA | SUN |  | 22929 |  |  | EIA Prime Mover-level Data
2021 | CO | San Luis Valley Solar Array | 61605 | 1 | PV | OP | NA | SUN |  | 58735 |  |  | EIA Prime Mover-level Data
2021 | CO | Vilas Solar Array | 61606 | 1 | PV | OP | NA | SUN |  | 88404 |  |  | EIA Prime Mover-level Data
2021 | CA | Stenner Creek Solar | 61607 | CPOLY | PV | OP | NA | SUN |  | 93336 |  |  | EIA Prime Mover-level Data
2021 | MD | Montgomery County Solar | 61608 | 1 | PV | OP | NA | SUN |  | 23346 |  |  | EIA Prime Mover-level Data
2021 | IA | Heartland Divide Wind Project, LLC | 61609 | 1 | WT | OP | NA | WND |  | 3695446 |  |  | EIA Prime Mover-level Data
2021 | NC | NC 102 Project LLC | 61610 | NC102 | PV | OP | NA | SUN |  | 1259338 |  |  | EIA Prime Mover-level Data
2021 | NV | Techren Solar I LLC | 61611 | TECH1 | PV | OP | NA | SUN |  | 2088539 |  |  | EIA Prime Mover-level Data
2021 | RI | WED Kingstown Solar I, LLC - West | 61612 | KTNEA | PV | OP | NA | SUN |  | 19455 |  |  | EIA Prime Mover-level Data
2021 | RI | WED Stilson Solar | 61613 | STILS | PV | OP | NA | SUN |  | 26617 |  |  | EIA Prime Mover-level Data
2021 | OK | Cyril | 61614 | 1 | PV | OP | NA | SUN |  | 76137 |  |  | EIA Prime Mover-level Data
2021 | OK | Hinton | 61615 | 1 | PV | OP | NA | SUN |  | 30933 |  |  | EIA Prime Mover-level Data
2021 | OK | Marietta | 61616 | 1 | PV | OP | NA | SUN |  | 43189 |  |  | EIA Prime Mover-level Data
2021 | OK | Pine Ridge | 61617 | 1 | PV | OP | NA | SUN |  | 32710 |  |  | EIA Prime Mover-level Data
2021 | OK | Tuttle | 61618 | 1 | PV | OP | NA | SUN |  | 60354 |  |  | EIA Prime Mover-level Data
2021 | CA | CDCR (CA) - Solano State Prison | 61619 | SOLSP | PV | OP | NA | SUN |  | 18826 |  |  | EIA Prime Mover-level Data
2021 | CA | CDCR (CA) - Corcoran State Prison | 61620 | CORSP | PV | OP | NA | SUN |  | 65969 |  |  | EIA Prime Mover-level Data
2021 | CA | CDCR (CA) - Wasco State Prison | 61621 | WASCO | PV | OP | NA | SUN |  | 27795 |  |  | EIA Prime Mover-level Data
2021 | RI | WED Kingstown Solar I - East Array | 61622 | KTNWA | PV | OP | NA | SUN |  | 42606 |  |  | EIA Prime Mover-level Data
2021 | TX | West Moore Solar II | 61625 | GEN1 | PV | OP | NA | SUN |  | 65553 |  |  | EIA Prime Mover-level Data
2021 | MN | Dundas Solar Holdings LLC CSG | 61626 | DU | PV | OP | NA | SUN |  | 74326 |  |  | EIA Prime Mover-level Data
2021 | MN | Waterville CSG Solar Holdings LLC | 61627 | WA | PV | OP | NA | SUN |  | 58040 |  |  | EIA Prime Mover-level Data
2021 | CA | Kilroy Solar | 61628 | KILRO | PV | OP | NA | SUN |  | 61300 |  |  | EIA Prime Mover-level Data
2021 | MA | West Brookfield Solar - Gilbertsville Rd (CSG) | 61629 | WB | PV | OP | NA | SUN |  | 54967 |  |  | EIA Prime Mover-level Data
2021 | NJ | William G Mennen Sports Solar | 61630 | MENN | PV | OP | NA | SUN |  | 9453 |  |  | EIA Prime Mover-level Data
2021 | OR | Chiloquin Solar, LLC | 61631 | CHILO | PV | OP | NA | SUN |  | 171077 |  |  | EIA Prime Mover-level Data
2021 | MA | DG Tufts Science LLC CSG | 61633 | SCIEN | PV | OP | NA | SUN |  | 12716 |  |  | EIA Prime Mover-level Data
2021 | MA | DG Dighton LLC CSG | 61634 | DIGHT | PV | OP | NA | SUN |  | 75856 |  |  | EIA Prime Mover-level Data
2021 | MA | DG Tufts Knoll LLC CSG | 61635 | KNOLL | PV | OP | NA | SUN |  | 27023 |  |  | EIA Prime Mover-level Data
2021 | MA | DG Webster LLC CSG | 61636 | WEBST | PV | OP | NA | SUN |  | 73796 |  |  | EIA Prime Mover-level Data
2021 | OH | Denison Solar Array | 61637 | PV1 | PV | OP | NA | SUN |  | 25548 |  |  | EIA Prime Mover-level Data
2021 | IA | Turtle Creek Wind Farm LLC | 61638 | TC1 | WT | OP | NA | WND |  | 5609282 |  |  | EIA Prime Mover-level Data
2021 | PR | Holsum de Puerto Rico, Inc. | 61639 | EU16 | IC | SB | NA | DFO
2021 | PR | Holsum de Puerto Rico, Inc. | 61639 | EU-16 | IC | SB | NA | DFO
2021 | PR | Holsum de Puerto Rico, Inc. | 61639 | EU17 | IC | SB | NA | DFO
2021 | PR | Holsum de Puerto Rico, Inc. | 61639 | EU-17 | IC | SB | NA | DFO
2021 | PR | Holsum de Puerto Rico, Inc. | 61639 | EU18 | IC | SB | NA | DFO
2021 | PR | Holsum de Puerto Rico, Inc. | 61639 | EU-18 | IC | SB | NA | DFO
2021 | PR | Holsum de Puerto Rico, Inc. | 61639 | EU18A | IC | SB | NA | DFO
2021 | MA | Texon Hydroelectric Project | 61640 | 1 | HY | OP | NA | WAT |  | 57294 |  |  | EIA Prime Mover-level Data
2021 | NY | Seneca Falls Hydroelectric Project | 61641 | 23 | HY | OP | NA | WAT |  | 43080 |  |  | EIA Prime Mover-level Data
2021 | NY | Seneca Falls Hydroelectric Project | 61641 | 24 | HY | OP | NA | WAT |  | 43080 |  |  | EIA Prime Mover-level Data
2021 | NY | Seneca Falls Hydroelectric Project | 61641 | 25 | HY | OP | NA | WAT |  | 43080 |  |  | EIA Prime Mover-level Data
2021 | NY | Waterloo Hydroelectric Project | 61642 | 10 | HY | OP | NA | WAT |  | 16619 |  |  | EIA Prime Mover-level Data
2021 | NY | Waterloo Hydroelectric Project | 61642 | 11 | HY | OP | NA | WAT |  | 16619 |  |  | EIA Prime Mover-level Data
2021 | NY | Waterloo Hydroelectric Project | 61642 | 12 | HY | OP | NA | WAT |  | 16619 |  |  | EIA Prime Mover-level Data
2021 | TX | Denton Energy Center | 61643 | DEC1 | IC | OP | NA | NG |  | 184816.417 | 0.038996 | 0.000422 | EIA Prime Mover-level Data | Estimated using an emission factor
2021 | TX | Denton Energy Center | 61643 | DEC10 | IC | OP | NA | NG |  | 184816.417 | 0.038996 | 0.000422 | EIA Prime Mover-level Data | Estimated using an emission factor
2021 | TX | Denton Energy Center | 61643 | DEC11 | IC | OP | NA | NG |  | 184816.417 | 0.038996 | 0.000422 | EIA Prime Mover-level Data | Estimated using an emission factor
2021 | TX | Denton Energy Center | 61643 | DEC12 | IC | OP | NA | NG |  | 184816.417 | 0.038996 | 0.000422 | EIA Prime Mover-level Data | Estimated using an emission factor
2021 | TX | Denton Energy Center | 61643 | DEC2 | IC | OP | NA | NG |  | 184816.417 | 0.038996 | 0.000422 | EIA Prime Mover-level Data | Estimated using an emission factor
2021 | TX | Denton Energy Center | 61643 | DEC3 | IC | OP | NA | NG |  | 184816.417 | 0.038996 | 0.000422 | EIA Prime Mover-level Data | Estimated using an emission factor
2021 | TX | Denton Energy Center | 61643 | DEC4 | IC | OP | NA | NG |  | 184816.417 | 0.038996 | 0.000422 | EIA Prime Mover-level Data | Estimated using an emission factor
2021 | TX | Denton Energy Center | 61643 | DEC5 | IC | OP | NA | NG |  | 184816.417 | 0.038996 | 0.000422 | EIA Prime Mover-level Data | Estimated using an emission factor
2021 | TX | Denton Energy Center | 61643 | DEC6 | IC | OP | NA | NG |  | 184816.417 | 0.038996 | 0.000422 | EIA Prime Mover-level Data | Estimated using an emission factor
2021 | TX | Denton Energy Center | 61643 | DEC7 | IC | OP | NA | NG |  | 184816.417 | 0.038996 | 0.000422 | EIA Prime Mover-level Data | Estimated using an emission factor
2021 | TX | Denton Energy Center | 61643 | DEC8 | IC | OP | NA | NG |  | 184816.417 | 0.038996 | 0.000422 | EIA Prime Mover-level Data | Estimated using an emission factor
2021 | TX | Denton Energy Center | 61643 | DEC9 | IC | OP | NA | NG |  | 184816.417 | 0.038996 | 0.000422 | EIA Prime Mover-level Data | Estimated using an emission factor
2021 | IA | August Wind Farm | 61644 | AUG | WT | OP | NA | WND |  | 50254 |  |  | EIA Prime Mover-level Data
2021 | MN | Altair Community Solar Garden | 61645 | ALTA | PV | OP | NA | SUN |  | 16651 |  |  | EIA Prime Mover-level Data
2021 | LA | LA3 West Baton Rouge Solar Facility | 61646 | LA3WB | PV | OP | NA | SUN |  | 985156 |  |  | EIA Prime Mover-level Data
2021 | LA | New Orleans Solar Power Plant | 61647 | NOSPB | BA | OP | NA | MWH
2021 | LA | New Orleans Solar Power Plant | 61647 | NOSPS | PV | OP | NA | SUN |  | 1956 |  |  | EIA Prime Mover-level Data
2021 | GA | Robins Air Force Base Solar | 61648 | 1 | PV | OP | NA | SUN |  | 1808491 |  |  | EIA Prime Mover-level Data
2021 | MN | Blazing Star 2 Wind Farm | 61650 | BLZS2 | WT | OP | NA | WND |  | 6540389 |  |  | EIA Prime Mover-level Data
2021 | MN | Capricornus Community Solar Garden | 61651 | CAPR | PV | OP | NA | SUN |  | 17714 |  |  | EIA Prime Mover-level Data
2021 | WI | Fiber Recovery, Inc. | 61652 | ENG1 | IC | OP | NA | LFG |  | 57781.333 | 0.42469 | 0.0147 | EIA Prime Mover-level Data | Estimated using an emission factor
2021 | WI | Fiber Recovery, Inc. | 61652 | ENG2 | IC | OP | NA | LFG |  | 57781.333 | 0.42469 | 0.0147 | EIA Prime Mover-level Data | Estimated using an emission factor
2021 | WI | Fiber Recovery, Inc. | 61652 | ENG3 | IC | OP | NA | LFG |  | 57781.333 | 0.42469 | 0.0147 | EIA Prime Mover-level Data | Estimated using an emission factor
2021 | FL | Balm Solar | 61654 | PV1 | PV | OP | NA | SUN |  | 1318702 |  |  | EIA Prime Mover-level Data
2021 | FL | Bonnie Mine Solar | 61655 | PV1 | PV | OP | NA | SUN |  | 633813 |  |  | EIA Prime Mover-level Data
2021 | FL | Grange Hall Solar | 61656 | PV1 | PV | OP | NA | SUN |  | 1087336 |  |  | EIA Prime Mover-level Data
2021 | FL | Lake Hancock Solar | 61657 | PV1 | PV | OP | NA | SUN |  | 836795 |  |  | EIA Prime Mover-level Data
2021 | NC | Cougar Solar, LLC | 61658 | COUGR | PV | OP | NA | SUN |  | 31533 |  |  | EIA Prime Mover-level Data
2021 | PR | Janssen Ortho LLC | 61659 | 2GEN1 | IC | SB | NA | DFO
2021 | PR | Janssen Ortho LLC | 61659 | 2GEN2 | IC | SB | NA | DFO
2021 | PR | Janssen Ortho LLC | 61659 | 2GEN3 | IC | SB | NA | DFO
2021 | PR | Janssen Ortho LLC | 61659 | GEN-1 | IC | SB | NA | DFO
2021 | PR | Janssen Ortho LLC | 61659 | GEN-2 | IC | SB | NA | DFO
2021 | PR | Janssen Ortho LLC | 61659 | GEN-3 | IC | SB | NA | DFO
2021 | PR | Janssen Ortho LLC | 61659 | GEN-4 | IC | SB | NA | DFO
2021 | PR | Janssen Ortho LLC | 61659 | GEN-5 | IC | SB | NA | DFO
2021 | PR | Janssen Ortho LLC | 61659 | J1POR | IC | SB | NA | DFO
2021 | PR | Janssen Ortho LLC | 61659 | PGEN1 | IC | SB | NA | DFO
2021 | PR | Janssen Ortho LLC | 61659 | PGEN2 | IC | SB | NA | DFO
2021 | PR | Janssen Ortho LLC | 61659 | SOLAR | PV | OP | NA | SUN
2021 | OH | Whirlpool Corp-Greenville Wind Farm | 61660 | WTG1 | WT | OP | NA | WND |  | 31979.333 |  |  | EIA Prime Mover-level Data
2021 | OH | Whirlpool Corp-Greenville Wind Farm | 61660 | WTG2 | WT | OP | NA | WND |  | 31979.333 |  |  | EIA Prime Mover-level Data
2021 | OH | Whirlpool Corp-Greenville Wind Farm | 61660 | WTG3 | WT | OP | NA | WND |  | 31979.333 |  |  | EIA Prime Mover-level Data
2021 | CA | Vista Energy Storage System | 61661 | VISTA | BA | OP | NA | MWH |  | 0 |  |  | EIA Prime Mover-level Data
2021 | NM | Carrizozo Solar | 61662 | PV1 | PV | OP | NA | SUN |  | 61107 |  |  | EIA Prime Mover-level Data
2021 | FL | Lithia Solar | 61663 | GEN1 | PV | OP | NA | SUN |  | 1349556 |  |  | EIA Prime Mover-level Data
2021 | FL | Payne Creek Solar | 61665 | GEN1 | PV | OP | NA | SUN |  | 1172704 |  |  | EIA Prime Mover-level Data
2021 | FL | Peace Creek Solar | 61666 | GEN | PV | OP | NA | SUN |  | 981351 |  |  | EIA Prime Mover-level Data
2021 | FL | Wimauma Solar | 61667 | 1 | PV | OP | NA | SUN |  | 1200596 |  |  | EIA Prime Mover-level Data
2021 | NE | Creston Ridge II, LLC | 61668 | CR2-1 | WT | OP | NA | WND |  | 78806 |  |  | EIA Prime Mover-level Data
2021 | NE | Creston Ridge II, LLC | 61668 | CR2-2 | WT | OP | NA | WND |  | 78806 |  |  | EIA Prime Mover-level Data
2021 | NE | Creston Ridge II, LLC | 61668 | CR2-3 | WT | OP | NA | WND |  | 78806 |  |  | EIA Prime Mover-level Data
2021 | MN | Scandia Community Solar Garden | 61669 | SCAND | PV | OP | NA | SUN |  | 29923 |  |  | EIA Prime Mover-level Data
2021 | MN | RJC II Community Solar Garden | 61670 | RJCII | PV | OP | NA | SUN |  | 17068 |  |  | EIA Prime Mover-level Data
2021 | MN | Betcher Community Solar Garden | 61671 | BETCH | PV | OP | NA | SUN |  | 13627 |  |  | EIA Prime Mover-level Data
2021 | MN | Sherburne Community Solar | 61672 | PV1 | PV | OP | NA | SUN |  | 83125 |  |  | EIA Prime Mover-level Data
2021 | NY | Arkwright Summit Wind Farm LLC | 61673 | WT | WT | OP | NA | WND |  | 2065009 |  |  | EIA Prime Mover-level Data
2021 | TX | Wildcat Ranch Wind Project | 61674 | WT | WT | OP | NA | WND |  | 5812203 |  |  | EIA Prime Mover-level Data
2021 | NC | NCSU CCUP Cogeneration Plant | 61675 | CTG1 | GT | OP | NA | NG |  | 548689 | 2.1993 | 0.0080165 | EIA Prime Mover-level Data | NEI avg EF - PM, fuel type
2021 | NC | NCSU CCUP Cogeneration Plant | 61675 | STG | ST | OP | NA | NG |  | 53543 | 0.25459 | 0.0095098 | EIA Prime Mover-level Data | NEI avg EF - PM, fuel type
2021 | NC | NCSU Cates Cogeneration Plant | 61676 | CTG1 | GT | OP | NA | NG |  | 564424 | 2.2624 | 0.0080165 | EIA Prime Mover-level Data | NEI avg EF - PM, fuel type
2021 | NC | NCSU Cates Cogeneration Plant | 61676 | CTG2 | GT | OP | NA | NG |  | 564424 | 2.2624 | 0.0080165 | EIA Prime Mover-level Data | NEI avg EF - PM, fuel type
2021 | NE | Perennial Windfarm | 61677 | T-1 | WT | OP | NA | WND |  | 96594.667 |  |  | EIA Prime Mover-level Data
2021 | NE | Perennial Windfarm | 61677 | T-2 | WT | OP | NA | WND |  | 96594.667 |  |  | EIA Prime Mover-level Data
2021 | NE | Perennial Windfarm | 61677 | T-3 | WT | OP | NA | WND |  | 96594.667 |  |  | EIA Prime Mover-level Data
2021 | AZ | Pinal Central Energy Center Hybrid | 61678 | BA1 | BA | OP | NA | MWH |  | 0 |  |  | EIA Prime Mover-level Data
2021 | AZ | Pinal Central Energy Center Hybrid | 61678 | PCEC | PV | OP | NA | SUN |  | 543252 |  |  | EIA Prime Mover-level Data
2021 | MO | Cox Battery Energy Storage | 61679 | 1 | BA | OP | NA | MWH |  | 0 |  |  | EIA Prime Mover-level Data
2021 | MN | Tatanka Wi | 61680 | MMPA | PV | OP | NA | SUN |  | 112005 |  |  | EIA Prime Mover-level Data
2021 | NM | Middle Daisy | 61681 | 10257 | PV | OP | NA | SUN |  | 51326 |  |  | EIA Prime Mover-level Data
2021 | CA | USG 1 | 61682 | USG1 | PV | OP | NA | SUN |  | 26335 |  |  | EIA Prime Mover-level Data
2021 | CA | USG 2 | 61683 | USG2 | PV | OP | NA | SUN |  | 16927 |  |  | EIA Prime Mover-level Data
2021 | AK | Klawock Power Generation Station | 61684 | 1 | IC | OP | NA | DFO |  | 6535 | 1.0129 | 0.31 | EIA Prime Mover-level Data | Estimated using an emission factor
2021 | AK | Slana Generating Station | 61685 | 1 | IC | OP | NA | DFO |  | 3754.25 | 0.58191 | 0.31 | EIA Prime Mover-level Data | Estimated using an emission factor
2021 | AK | Slana Generating Station | 61685 | 2 | IC | OP | NA | DFO |  | 3754.25 | 0.58191 | 0.31 | EIA Prime Mover-level Data | Estimated using an emission factor
2021 | AK | Slana Generating Station | 61685 | 3 | IC | RE | NA | DFO |  | 3754.25 | 0.58191 | 0.31 | EIA Prime Mover-level Data | Estimated using an emission factor
2021 | AK | Slana Generating Station | 61685 | 4 | IC | OP | NA | DFO |  | 3754.25 | 0.58191 | 0.31 | EIA Prime Mover-level Data | Estimated using an emission factor
2021 | MN | Johnson 1 Community Solar | 61686 | PV1 | PV | OP | NA | SUN |  | 16183 |  |  | EIA Prime Mover-level Data
2021 | ID | North Gooding Main Hydro | 61688 | NGM1 | HY | OP | NA | WAT |  | 35515 |  |  | EIA Prime Mover-level Data
2021 | MN | Grimm Community Solar | 61689 | PV1 | PV | OP | NA | SUN |  | 17633 |  |  | EIA Prime Mover-level Data
2021 | MN | Foreman's Hill Community Solar | 61690 | FOREM | PV | OP | NA | SUN |  | 78473 |  |  | EIA Prime Mover-level Data
2021 | CA | IVC Solar | 61692 | IVCS | PV | OP | NA | SUN |  | 59718 |  |  | EIA Prime Mover-level Data
2021 | NC | Buckleberry Solar | 61693 | GEN | PV | OP | NA | SUN |  | 904311 |  |  | EIA Prime Mover-level Data
2021 | FL | Lockheed Martin Solar | 61694 | SOLAR | PV | OP | NA | SUN |  | 28058 |  |  | EIA Prime Mover-level Data
2021 | MN | Johnson II Community Solar | 61695 | PV1 | PV | OP | NA | SUN |  | 14413 |  |  | EIA Prime Mover-level Data
2021 | GA | Twiggs Solar | 61696 | TWIGG | PV | OP | NA | SUN |  | 3928723 |  |  | EIA Prime Mover-level Data
2021 | TX | Lamesa II | 61697 | IVORY | PV | OP | NA | SUN |  | 974826 |  |  | EIA Prime Mover-level Data
2021 | CA | Folsom SP and CSP Sacramento | 61698 | FOLSM | PV | OP | NA | SUN |  | 23418 |  |  | EIA Prime Mover-level Data
2021 | SC | Otarre Solar Park | 61699 | OTRRE | PV | OP | NA | SUN |  | 25078 |  |  | EIA Prime Mover-level Data
2021 | TX | PowerFin Kingsbery | 61700 | PFPKB | PV | OP | NA | SUN |  | 34672 |  |  | EIA Prime Mover-level Data
2021 | SC | Seabrook Solar | 61701 | GEN1 | PV | OP | NA | SUN |  | 1334912 |  |  | EIA Prime Mover-level Data
2021 | MA | Greater New Bedford LFG Utiliz. Facility | 61702 | 11052 | IC | OP | NA | LFG |  | 225541 | 1.6577 | 0.0147 | EIA Prime Mover-level Data | Estimated using an emission factor
2021 | CT | Sikorsky Aircraft CHP | 61703 | PV-1 | PV | OP | NA | SUN |  | 973 |  |  | EIA Prime Mover-level Data
2021 | CT | Sikorsky Aircraft CHP | 61703 | STG-1 | ST | OP | NA | NG
2021 | CT | Sikorsky Aircraft CHP | 61703 | TG-1 | GT | OP | NA | NG |  | 895040 | 3.5875 | 0.0080165 | EIA Prime Mover-level Data | NEI avg EF - PM, fuel type
2021 | MN | Aquila Community Solar | 61704 | AQUI | PV | OP | NA | SUN |  | 17695 |  |  | EIA Prime Mover-level Data
2021 | MN | Acturus Community Solar | 61705 | ARCT | PV | OP | NA | SUN |  | 16651 |  |  | EIA Prime Mover-level Data
2021 | MN | Auriga Community Solar | 61706 | AURI | PV | OP | NA | SUN |  | 17544 |  |  | EIA Prime Mover-level Data
2021 | MN | Canopus Community Solar | 61707 | CANO | PV | OP | NA | SUN |  | 16728 |  |  | EIA Prime Mover-level Data
2021 | MN | Sagitta Community Solar | 61708 | SAGI | PV | OP | NA | SUN |  | 15802 |  |  | EIA Prime Mover-level Data
2021 | MN | Libra Community Solar | 61709 | LIBR | PV | OP | NA | SUN |  | 15881 |  |  | EIA Prime Mover-level Data
2021 | MN | Aquarius Community Solar | 61710 | AQUA | PV | OP | NA | SUN |  | 18022 |  |  | EIA Prime Mover-level Data
2021 | MN | Cassiopeia Community Solar | 61711 | CASS | PV | OP | NA | SUN |  | 17341 |  |  | EIA Prime Mover-level Data
2021 | MN | Crux Community Solar | 61712 | CRUX | PV | OP | NA | SUN |  | 16376 |  |  | EIA Prime Mover-level Data
2021 | MN | Leo Community Solar | 61713 | LEO | PV | OP | NA | SUN |  | 18438 |  |  | EIA Prime Mover-level Data
2021 | MN | Deneb Community Solar | 61715 | DENE | PV | OP | NA | SUN |  | 15893 |  |  | EIA Prime Mover-level Data
2021 | MN | Kaus Community Solar | 61716 | KAUS | PV | OP | NA | SUN |  | 17077 |  |  | EIA Prime Mover-level Data
2021 | NY | IRE Solar I, LLC | 61717 | SSIRE | PV | OP | NA | SUN |  | 15386 |  |  | EIA Prime Mover-level Data
2021 | CA | Aerolease | 61718 | APLEX | PV | OP | NA | SUN |  | 16765 |  |  | EIA Prime Mover-level Data
2021 | NY | CJ Solar I, LLC | 61719 | LWCJ1 | PV | OP | NA | SUN |  | 30473 |  |  | EIA Prime Mover-level Data
2021 | NY | COU Solar I, LLC | 61720 | LECOU | PV | OP | NA | SUN |  | 21595 |  |  | EIA Prime Mover-level Data
2021 | CA | HEBT WLA 1 | 61721 | WLA01 | BA | OP | NA | MWH |  | 0 |  |  | EIA Prime Mover-level Data
2021 | CA | HEBT Irvine 1 | 61722 | IRV01 | BA | OP | NA | MWH |  | 0 |  |  | EIA Prime Mover-level Data
2021 | CA | HEBT Irvine 1 | 61722 | IRV1W | BA | OP | NA | MWH |  | 0 |  |  | EIA Prime Mover-level Data
2021 | CA | HEBT Irvine 2 | 61723 | IRV06 | BA | OP | NA | MWH |  | 0 |  |  | EIA Prime Mover-level Data
2021 | CA | HEBT Irvine 2 | 61723 | IRV2W | BA | OP | NA | MWH |  | 0 |  |  | EIA Prime Mover-level Data
2021 | NY | Onyx - Saratoga Springs Landfill Solar CSG | 61724 | 10254 | PV | OP | NA | SUN |  | 24981 |  |  | EIA Prime Mover-level Data
2021 | NY | Madison County | 61725 | PV1 | PV | OP | NA | SUN |  | 23522 |  |  | EIA Prime Mover-level Data
2021 | MA | Onyx - Pembroke Landfill Solar | 61726 | 10244 | PV | OP | NA | SUN |  | 29270 |  |  | EIA Prime Mover-level Data
2021 | MA | Onyx - Brockton Thatcher Landfill Solar CSG | 61727 | 10238 | PV | OP | NA | SUN |  | 49609 |  |  | EIA Prime Mover-level Data
2021 | CT | Barrett Farm Solar - Phase I | 61728 | 10263 | PV | OP | NA | SUN |  | 23364 |  |  | EIA Prime Mover-level Data
2021 | IN | Richmond Solar Site 2 | 61729 | SRIC2 | PV | OP | NA | SUN |  | 120805 |  |  | EIA Prime Mover-level Data
2021 | MA | MA Solar Storage 1 Hybrid | 61730 | 61730 | BA | OP | NA | MWH |  | 0 |  |  | EIA Prime Mover-level Data
2021 | MA | MA Solar Storage 1 Hybrid | 61730 | SCSS1 | PV | OP | NA | SUN |  | 12114 |  |  | EIA Prime Mover-level Data
2021 | MA | Solten Plainville 6000, LLC | 61731 | PLAIN | PV | OP | NA | SUN |  | 63430 |  |  | EIA Prime Mover-level Data
2021 | MA | Randolph | 61732 | RAND | PV | OP | NA | SUN |  | 52279 |  |  | EIA Prime Mover-level Data
2021 | TN | Haywood Solar | 61733 | HWOOD | PV | OP | NA | SUN |  | 51582 |  |  | EIA Prime Mover-level Data
2021 | NY | Seneca Nation Cattaraugus Wind Turbine | 61734 | 1 | WT | OP | NA | WND |  | 26220 |  |  | EIA Prime Mover-level Data
2021 | IL | Hilltopper Wind Project | 61735 | WT1 | WT | OP | NA | WND |  | 4950436 |  |  | EIA Prime Mover-level Data
2021 | CT | Woods Hill Solar | 61736 | PV1 | PV | OP | NA | SUN |  | 237116 |  |  | EIA Prime Mover-level Data
2021 | PA | Navy Yard Peaker Station | 61737 | GEN1 | IC | OP | NA | NG |  | 12431.5 | 0.002623 | 0.000422 | EIA Prime Mover-level Data | Estimated using an emission factor
2021 | PA | Navy Yard Peaker Station | 61737 | GEN2 | IC | OP | NA | NG |  | 12431.5 | 0.002623 | 0.000422 | EIA Prime Mover-level Data | Estimated using an emission factor
2021 | PA | Navy Yard Peaker Station | 61737 | GEN3 | IC | OP | NA | NG |  | 12431.5 | 0.002623 | 0.000422 | EIA Prime Mover-level Data | Estimated using an emission factor
2021 | PA | Navy Yard Peaker Station | 61737 | GEN4 | IC | OP | NA | NG |  | 12431.5 | 0.002623 | 0.000422 | EIA Prime Mover-level Data | Estimated using an emission factor
2021 | PA | Navy Yard Peaker Station | 61737 | GEN5 | BA | OP | NA | MWH |  | 0 |  |  | EIA Prime Mover-level Data
2021 | MD | GWCC PV Solar Farm | 61738 | SOLAR | PV | OP | NA | SUN |  | 24964 |  |  | EIA Prime Mover-level Data
2021 | NY | Lockheed Martin RMS Syracuse | 61739 | SYR1 | BA | OP | NA | MWH
2021 | GA | Gratis Road Solar Facility | 61740 | GR01 | PV | OP | NA | SUN |  | 48998 |  |  | EIA Prime Mover-level Data
2021 | TX | Kingsberry Energy Storage System | 61741 | KBESS | BA | OP | NA | MWH |  | 0 |  |  | EIA Prime Mover-level Data
2021 | TX | System Control Center | 61742 | GEN1 | FW | SB | NA | MWH
2021 | TX | System Control Center | 61742 | GEN2 | FW | SB | NA | MWH
2021 | KY | L'Oreal Solar - Florence | 61744 | 1 | PV | OP | NA | SUN |  | 11497 |  |  | EIA Prime Mover-level Data
2021 | SD | Aurora County Wind | 61745 | ACSD | WT | OP | NA | WND |  | 730954 |  |  | EIA Prime Mover-level Data
2021 | SD | Brule County Wind | 61746 | BCSD | WT | OP | NA | WND |  | 722295 |  |  | EIA Prime Mover-level Data
2021 | ND | Foxtail Wind, LLC | 61747 | 1 | WT | OP | NA | WND |  | 5491910 |  |  | EIA Prime Mover-level Data
2021 | SC | Southern Current One, LLC | 61748 | PRGE1 | PV | OP | NA | SUN |  | 166613 |  |  | EIA Prime Mover-level Data
2021 | CA | Wistaria Ranch Solar | 61750 | WICA | PV | OP | NA | SUN |  | 2288268 |  |  | EIA Prime Mover-level Data
2021 | NJ | Rotor Clip | 61751 | RCLIP | PV | OP | NA | SUN |  | 40210 |  |  | EIA Prime Mover-level Data
2021 | CO | Quincy II Solar Garden | 61752 | PV1 | PV | OP | NA | SUN |  | 28030 |  |  | EIA Prime Mover-level Data
2021 | CO | Imboden Solar Garden | 61753 | PV1 | PV | OP | NA | SUN |  | 28094 |  |  | EIA Prime Mover-level Data
2021 | CO | Imboden Solar Garden | 61753 | PV2 | PV | OP | NA | SUN |  | 28094 |  |  | EIA Prime Mover-level Data
2021 | CA | SunSelect1 | 61754 | 1 | IC | OP | NA | NG
2021 | CA | SunSelect1 | 61754 | 2 | IC | OP | NA | NG
2021 | MA | East Acres Solar NG, LLC | 61755 | EA | PV | OP | NA | SUN |  | 42260 |  |  | EIA Prime Mover-level Data
2021 | IN | Meadow Lake Wind Farm VI LLC | 61756 | MWLVI | WT | OP | NA | WND |  | 5296391 |  |  | EIA Prime Mover-level Data
2021 | NC | Gaston County Renewable Energy Center | 61758 | GEN1 | IC | OP | NA | LFG |  | 88340 | 0.6493 | 0.0147 | EIA Prime Mover-level Data | Estimated using an emission factor
2021 | NC | Gaston County Renewable Energy Center | 61758 | GEN2 | IC | OP | NA | LFG |  | 88340 | 0.6493 | 0.0147 | EIA Prime Mover-level Data | Estimated using an emission factor
2021 | NC | Gaston County Renewable Energy Center | 61758 | GEN3 | IC | OP | NA | LFG |  | 88340 | 0.6493 | 0.0147 | EIA Prime Mover-level Data | Estimated using an emission factor
2021 | OK | Covington Solar Farm | 61759 | CVS1 | PV | OP | NA | SUN |  | 180274 |  |  | EIA Prime Mover-level Data
2021 | OR | Douglas County Forest Products | 61761 | GEN-1 | ST | OP | NA | WDS |  | 1075716 | 5.5826 | 0.010379 | EIA Prime Mover-level Data | NEI avg EF - PM, fuel type
2021 | MN | Sherburne North Project CSG | 61762 | SHERB | PV | OP | NA | SUN |  | 63634 |  |  | EIA Prime Mover-level Data
2021 | FL | Sunshine Gateway Solar Energy Center | 61763 | 1 | PV | OP | NA | SUN |  | 1271676 |  |  | EIA Prime Mover-level Data
2021 | FL | Sunshine Gateway Solar Energy Center | 61763 | 2 | BA | OP | NA | MWH
2021 | NY | Gore Mountain Solar II | 61764 | SNWH2 | PV | OP | NA | SUN |  | 25185 |  |  | EIA Prime Mover-level Data
2021 | NY | HGS Solar I | 61765 | SNWH1 | PV | OP | NA | SUN |  | 27562 |  |  | EIA Prime Mover-level Data
2021 | FL | Miami Dade Solar Energy Center | 61766 | 1 | PV | OP | NA | SUN |  | 1342138 |  |  | EIA Prime Mover-level Data
2021 | FL | Pioneer Trail Solar Energy Center | 61767 | 1 | PV | OP | NA | SUN |  | 1288346 |  |  | EIA Prime Mover-level Data
2021 | FL | Interstate Solar Energy Center | 61768 | 1 | PV | OP | NA | SUN |  | 1371584 |  |  | EIA Prime Mover-level Data
2021 | MA | Syncarpha Hancock I CSG | 61769 | SYNH1 | PV | OP | NA | SUN |  | 26963 |  |  | EIA Prime Mover-level Data
2021 | MA | Syncarpha Hancock II CSG | 61770 | SYNH2 | PV | OP | NA | SUN |  | 27519 |  |  | EIA Prime Mover-level Data
2021 | MA | Syncarpha Hancock III CSG | 61771 | SYNH3 | PV | OP | NA | SUN |  | 14016 |  |  | EIA Prime Mover-level Data
2021 | TX | Palmas Wind, LLC | 61773 | PW | WT | OP | NA | WND |  | 2404341 |  |  | EIA Prime Mover-level Data
2021 | MA | Syncarpha Still River, LLC CSG | 61774 | SYNBO | PV | OP | NA | SUN |  | 30217 |  |  | EIA Prime Mover-level Data
2021 | MA | Town of Otis Wind Energy Project | 61775 | OT196 | WT | OP | NA | WND |  | 27413 |  |  | EIA Prime Mover-level Data
2021 | TX | Midway Wind, LLC | 61776 | MIDWY | WT | OP | NA | WND |  | 3938371 |  |  | EIA Prime Mover-level Data
2021 | FL | Brevard | 61777 | ENG1 | IC | OP | NA | LFG |  | 56525.167 | 0.41546 | 0.0147 | EIA Prime Mover-level Data | Estimated using an emission factor
2021 | FL | Brevard | 61777 | ENG2 | IC | OP | NA | LFG |  | 56525.167 | 0.41546 | 0.0147 | EIA Prime Mover-level Data | Estimated using an emission factor
2021 | FL | Brevard | 61777 | ENG3 | IC | OP | NA | LFG |  | 56525.167 | 0.41546 | 0.0147 | EIA Prime Mover-level Data | Estimated using an emission factor
2021 | FL | Brevard | 61777 | ENG4 | IC | OP | NA | LFG |  | 56525.167 | 0.41546 | 0.0147 | EIA Prime Mover-level Data | Estimated using an emission factor
2021 | FL | Brevard | 61777 | ENG5 | IC | OP | NA | LFG |  | 56525.167 | 0.41546 | 0.0147 | EIA Prime Mover-level Data | Estimated using an emission factor
2021 | FL | Brevard | 61777 | ENG6 | IC | OP | NA | LFG |  | 56525.167 | 0.41546 | 0.0147 | EIA Prime Mover-level Data | Estimated using an emission factor
2021 | NC | North 301 Solar | 61778 | N301 | PV | OP | NA | SUN |  | 356842 |  |  | EIA Prime Mover-level Data
2021 | FL | Hernando | 61779 | ENG1 | IC | OP | NA | LFG |  | 153893 | 1.1311 | 0.0147 | EIA Prime Mover-level Data | Estimated using an emission factor
2021 | FL | Seminole Energy | 61780 | ENG1 | IC | OP | NA | LFG |  | 72999.333 | 0.53655 | 0.0147 | EIA Prime Mover-level Data | Estimated using an emission factor
2021 | FL | Seminole Energy | 61780 | ENG2 | IC | OP | NA | LFG |  | 72999.333 | 0.53655 | 0.0147 | EIA Prime Mover-level Data | Estimated using an emission factor
2021 | FL | Seminole Energy | 61780 | ENG3 | IC | OP | NA | LFG |  | 72999.333 | 0.53655 | 0.0147 | EIA Prime Mover-level Data | Estimated using an emission factor
2021 | NC | Edenton Solar | 61781 | EDE | PV | OP | NA | SUN |  | 83558 |  |  | EIA Prime Mover-level Data
2021 | TX | Live Oak Wind Project | 61782 | WTGS | WT | OP | NA | WND |  | 6761410 |  |  | EIA Prime Mover-level Data
2021 | NE | Upstream Wind Energy LLC | 61784 | UWE | WT | OP | NA | WND |  | 7046323 |  |  | EIA Prime Mover-level Data
2021 | GA | Camilla Solar Energy Project | 61785 | CAMSR | PV | OP | NA | SUN |  | 3270126 |  |  | EIA Prime Mover-level Data
2021 | CT | Trinity College Fuel Cell | 61786 | MB-22 | FC | OP | NA | NG |  | 98934 | 0 | 0 | EIA Prime Mover-level Data | Estimated using an emission factor
2021 | IL | Bishop Hill III | 61787 | BHIII | WT | OP | NA | WND |  | 3840789 |  |  | EIA Prime Mover-level Data
2021 | MN | Hilltop Power | 61788 | WT | WT | OP | NA | WND |  | 36443 |  |  | EIA Prime Mover-level Data
2021 | KS | Diamond Vista Wind Project, LLC | 61789 | DV | WT | OP | NA | WND |  | 10470227 |  |  | EIA Prime Mover-level Data
2021 | SC | Shaw Creek Solar, LLC | 61790 | SHAWC | PV | OP | NA | SUN |  | 1499631 |  |  | EIA Prime Mover-level Data
2021 | CA | Stage Gulch Solar | 61791 | 5001 | PV | OP | NA | SUN |  | 15989 |  |  | EIA Prime Mover-level Data
2021 | CA | Lavio Solar | 61792 | 5002 | PV | OP | NA | SUN |  | 18094 |  |  | EIA Prime Mover-level Data
2021 | MN | Heyer CSG | 61793 | HEYER | PV | OP | NA | SUN |  | 16483 |  |  | EIA Prime Mover-level Data
2021 | MD | Gateway Solar | 61794 | GTWYN | PV | OP | NA | SUN |  | 55967.105 |  |  | EIA Prime Mover-level Data
2021 | MD | Gateway Solar | 61794 | GTWYS | PV | OP | NA | SUN |  | 29102.895 |  |  | EIA Prime Mover-level Data
2021 | CA | Pacific Union College BESS | 61795 | 12649 | BA | OP | NA | MWH
2021 | KS | Prairie Sky Solar Farm | 61798 | 1 | PV | OP | NA | SUN |  | 16580 |  |  | EIA Prime Mover-level Data
2021 | IN | Rensselaer Solar Site 2 | 61799 | SREN2 | PV | OP | NA | SUN |  | 65102 |  |  | EIA Prime Mover-level Data
2021 | DE | DG AMP Solar Smyrna | 61800 | AMPSM | PV | OP | NA | SUN |  | 16988 |  |  | EIA Prime Mover-level Data
2021 | NY | City of Rochester Solar | 61804 | ROC01 | PV | OP | NA | SUN |  | 23904 |  |  | EIA Prime Mover-level Data
2021 | OH | DG AMP Solar Piqua Staunton | 61805 | AMPPS | PV | OP | NA | SUN |  | 23584 |  |  | EIA Prime Mover-level Data
2021 | FL | Hamilton Solar Power Plant | 61807 | PV1 | PV | OP | NA | SUN |  | 1306172 |  |  | EIA Prime Mover-level Data
2021 | PR | HIMA San Pablo - Caguas | 61808 | CAG1 | IC | SB | NA | DFO |  | 138.333 | 0.021442 | 0.31 | EIA Prime Mover-level Data | Estimated using an emission factor
2021 | PR | HIMA San Pablo - Caguas | 61808 | CAG2 | IC | SB | NA | DFO |  | 138.333 | 0.021442 | 0.31 | EIA Prime Mover-level Data | Estimated using an emission factor
2021 | PR | HIMA San Pablo - Caguas | 61808 | CAG3 | IC | SB | NA | DFO |  | 184.444 | 0.028589 | 0.31 | EIA Prime Mover-level Data | Estimated using an emission factor
2021 | PR | HIMA San Pablo - Caguas | 61808 | CAG4 | IC | SB | NA | DFO |  | 184.444 | 0.028589 | 0.31 | EIA Prime Mover-level Data | Estimated using an emission factor
2021 | PR | HIMA San Pablo - Caguas | 61808 | CAG5 | IC | SB | NA | DFO |  | 184.444 | 0.028589 | 0.31 | EIA Prime Mover-level Data | Estimated using an emission factor
2021 | NV | EGP Stillwater Solar PV II, LLC | 61809 | STWII | PV | OP | NA | SUN |  | 72759 |  |  | EIA Prime Mover-level Data
2021 | TX | Chisum | 61810 | GEN1 | PV | OP | NA | SUN |  | 143613 |  |  | EIA Prime Mover-level Data
2021 | CO | Titan Solar | 61811 | PCEC | PV | OP | NA | SUN |  | 924657 |  |  | EIA Prime Mover-level Data
2021 | NC | Ranchland Solar, LLC | 61813 | RCHLD | PV | OP | NA | SUN |  | 1189136 |  |  | EIA Prime Mover-level Data
2021 | MA | Kearsarge Concord II | 61814 | CII | PV | OP | NA | SUN |  | 58610 |  |  | EIA Prime Mover-level Data
2021 | MA | Kearsarge Granby | 61815 | KSG1 | PV | OP | NA | SUN |  | 6614.8 |  |  | EIA Prime Mover-level Data
2021 | MA | Kearsarge Granby | 61815 | KSG2 | PV | OP | NA | SUN |  | 6614.8 |  |  | EIA Prime Mover-level Data
2021 | MA | Kearsarge Granby | 61815 | KSG5 | PV | OP | NA | SUN |  | 6614.8 |  |  | EIA Prime Mover-level Data
2021 | MA | Kearsarge Granby | 61815 | KSG6 | PV | OP | NA | SUN |  | 6614.8 |  |  | EIA Prime Mover-level Data
2021 | MA | Kearsarge Granby | 61815 | KSG7 | PV | OP | NA | SUN |  | 6614.8 |  |  | EIA Prime Mover-level Data
2021 | WI | IKEA Oak Creek Rooftop PV System | 61816 | PV1 | PV | OP | NA | SUN |  | 12204 |  |  | EIA Prime Mover-level Data
2021 | MN | Big Lake Project CSG | 61817 | BIGLA | PV | OP | NA | SUN |  | 76783 |  |  | EIA Prime Mover-level Data
2021 | OH | DG AMP Solar Brewster | 61818 | AMPBR | PV | OP | NA | SUN |  | 21206 |  |  | EIA Prime Mover-level Data
2021 | PA | IKEA Conshohocken Rooftop PV System | 61819 | 211 | PV | OP | NA | SUN |  | 8948 |  |  | EIA Prime Mover-level Data
2021 | CT | IKEA New Haven Rooftop PV & Fuel Cell | 61820 | 213FC | FC | OP | NA | NG |  | 13642 | 0 | 0 | EIA Prime Mover-level Data | Estimated using an emission factor
2021 | CT | IKEA New Haven Rooftop PV & Fuel Cell | 61820 | 213PV | PV | OP | NA | SUN |  | 2439 |  |  | EIA Prime Mover-level Data
2021 | FL | IKEA Jacksonville Rooftop PV System | 61821 | PV1 | PV | OP | NA | SUN |  | 20861 |  |  | EIA Prime Mover-level Data
2021 | NJ | Princeton Energy Center, LLC | 61822 | EDG1 | IC | SB | NA | DFO
2021 | NJ | Princeton Energy Center, LLC | 61822 | EDG2 | IC | SB | NA | DFO
2021 | NJ | Princeton Energy Center, LLC | 61822 | EDG3 | IC | SB | NA | DFO
2021 | NJ | Princeton Energy Center, LLC | 61822 | GT1 | GT | OP | NA | NG |  | 347896 | 1.3945 | 0.0080165 | EIA Prime Mover-level Data | NEI avg EF - PM, fuel type
2021 | NJ | Princeton Energy Center, LLC | 61822 | S1 | PV | OP | NA | SUN |  | 1673 |  |  | EIA Prime Mover-level Data
2021 | CA | RPUWD Scheuer Well Solar Project | 61824 | RPU2 | PV | OP | NA | SUN |  | 59557 |  |  | EIA Prime Mover-level Data
2021 | NV | Dignity - Siena Campus | 61825 | PV1 | PV | OP | NA | SUN |  | 25369 |  |  | EIA Prime Mover-level Data
2021 | MO | O'Fallon Renewable Energy Center | 61826 | OREC | PV | OP | NA | SUN |  | 53835 |  |  | EIA Prime Mover-level Data
2021 | OR | Dayton Cutoff Solar | 61827 | PGRC3 | PV | OP | NA | SUN |  | 31518 |  |  | EIA Prime Mover-level Data
2021 | OR | Valley Creek Solar | 61828 | PGRC6 | PV | OP | NA | SUN |  | 33762 |  |  | EIA Prime Mover-level Data
2021 | OR | Silverton Solar | 61829 | PGRC7 | PV | OP | NA | SUN |  | 31720 |  |  | EIA Prime Mover-level Data
2021 | OR | Sheep Solar | 61830 | PGRC8 | PV | OP | NA | SUN |  | 34002 |  |  | EIA Prime Mover-level Data
2021 | OR | Colton Solar | 61831 | PGRC2 | PV | OP | NA | SUN |  | 31968 |  |  | EIA Prime Mover-level Data
2021 | OR | Interstate Solar | 61832 | PGRC5 | PV | OP | NA | SUN |  | 32587 |  |  | EIA Prime Mover-level Data
2021 | SC | Freedom Solar | 61833 | PGRC9 | PV | OP | NA | SUN |  | 91058 |  |  | EIA Prime Mover-level Data
2021 | CA | Soboba Community Solar Project | 61834 | SCSP1 | PV | OP | NA | SUN |  | 16863.5 |  |  | EIA Prime Mover-level Data
2021 | CA | Soboba Community Solar Project | 61834 | SCSP2 | PV | OP | NA | SUN |  | 16863.5 |  |  | EIA Prime Mover-level Data
2021 | OR | Grand Ronde Solar | 61835 | PGRC4 | PV | OP | NA | SUN |  | 32948 |  |  | EIA Prime Mover-level Data
2021 | OK | Minco Wind IV, LLC | 61836 | MIV | WT | OP | NA | WND |  | 4880681 |  |  | EIA Prime Mover-level Data
2021 | OH | Cleveland Thermal | 61838 | ST1 | ST | OP | NA | NG |  | 564667.5 | 2.6849 | 0.0095098 | EIA Prime Mover-level Data | NEI avg EF - PM, fuel type
2021 | OH | Cleveland Thermal | 61838 | ST2 | ST | OP | NA | NG |  | 564667.5 | 2.6849 | 0.0095098 | EIA Prime Mover-level Data | NEI avg EF - PM, fuel type
2021 | AR | FECC Solar Benton | 61839 | FECC1 | PV | OP | NA | SUN |  | 12680 |  |  | EIA Prime Mover-level Data
2021 | RI | Hope Farm Solar, LLC | 61840 | HOPE | PV | OP | NA | SUN |  | 137560 |  |  | EIA Prime Mover-level Data
2021 | NC | Sun Farm VI, LLC | 61842 | PV1 | PV | OP | NA | SUN |  | 96220 |  |  | EIA Prime Mover-level Data
2021 | CA | SeaWorld Aquatica | 61843 | 10276 | PV | OP | NA | SUN |  | 17130 |  |  | EIA Prime Mover-level Data
2021 | OR | Brush Solar Center | 61844 | BRUSH | PV | OP | NA | SUN |  | 57145 |  |  | EIA Prime Mover-level Data
2021 | CA | Tulare BioMAT Fuel Cell | 61846 | MM27 | FC | OP | NA | OBG |  | 176009 | 0 | 0 | EIA Prime Mover-level Data | Estimated using an emission factor
2021 | NY | Broadalbin | 61847 | 10046 | PV | OP | NA | SUN |  | 27883 |  |  | EIA Prime Mover-level Data
2021 | TX | PYCO Industries, Inc. Wind Farm | 61848 | WT1 | WT | OP | NA | WND |  | 32488 |  |  | EIA Prime Mover-level Data
2021 | VA | Danville | 61849 | SO291 | PV | OP | NA | SUN
2021 | IA | Amana Society Service Company | 61850 | IC1 | IC | SB | NA | DFO |  | 1695.917 | 0.26287 | 0.31 | EIA Prime Mover-level Data | Estimated using an emission factor
2021 | IA | Amana Society Service Company | 61850 | IC10 | IC | SB | NA | DFO |  | 1695.917 | 0.26287 | 0.31 | EIA Prime Mover-level Data | Estimated using an emission factor
2021 | IA | Amana Society Service Company | 61850 | IC11 | IC | SB | NA | DFO |  | 1695.917 | 0.26287 | 0.31 | EIA Prime Mover-level Data | Estimated using an emission factor
2021 | IA | Amana Society Service Company | 61850 | IC12 | IC | SB | NA | DFO |  | 1695.917 | 0.26287 | 0.31 | EIA Prime Mover-level Data | Estimated using an emission factor
2021 | IA | Amana Society Service Company | 61850 | IC2 | IC | SB | NA | DFO |  | 1695.917 | 0.26287 | 0.31 | EIA Prime Mover-level Data | Estimated using an emission factor
2021 | IA | Amana Society Service Company | 61850 | IC3 | IC | SB | NA | DFO |  | 1695.917 | 0.26287 | 0.31 | EIA Prime Mover-level Data | Estimated using an emission factor
2021 | IA | Amana Society Service Company | 61850 | IC4 | IC | SB | NA | DFO |  | 1695.917 | 0.26287 | 0.31 | EIA Prime Mover-level Data | Estimated using an emission factor
2021 | IA | Amana Society Service Company | 61850 | IC5 | IC | SB | NA | DFO |  | 1695.917 | 0.26287 | 0.31 | EIA Prime Mover-level Data | Estimated using an emission factor
2021 | IA | Amana Society Service Company | 61850 | IC6 | IC | SB | NA | DFO |  | 1695.917 | 0.26287 | 0.31 | EIA Prime Mover-level Data | Estimated using an emission factor
2021 | IA | Amana Society Service Company | 61850 | IC7 | IC | SB | NA | DFO |  | 1695.917 | 0.26287 | 0.31 | EIA Prime Mover-level Data | Estimated using an emission factor
2021 | IA | Amana Society Service Company | 61850 | IC8 | IC | SB | NA | DFO |  | 1695.917 | 0.26287 | 0.31 | EIA Prime Mover-level Data | Estimated using an emission factor
2021 | IA | Amana Society Service Company | 61850 | IC9 | IC | SB | NA | DFO |  | 1695.917 | 0.26287 | 0.31 | EIA Prime Mover-level Data | Estimated using an emission factor
2021 | UT | Jordanelle Dam Hydroelectric Project | 61853 | GEN 1 | HY | OP | NA | WAT |  | 153205.5 |  |  | EIA Prime Mover-level Data
2021 | UT | Jordanelle Dam Hydroelectric Project | 61853 | GEN 2 | HY | OP | NA | WAT |  | 153205.5 |  |  | EIA Prime Mover-level Data
2021 | OR | Baker City Solar | 61854 | BAKER | PV | OP | NA | SUN |  | 286309 |  |  | EIA Prime Mover-level Data
2021 | OR | Morgan Solar Center | 61855 | MORGN | PV | OP | NA | SUN |  | 62043 |  |  | EIA Prime Mover-level Data
2021 | OR | Vale Solar Center | 61856 | VALE | PV | OP | NA | SUN |  | 52343 |  |  | EIA Prime Mover-level Data
2021 | RI | Toray Plastic America's CHP Plant | 61857 | CG1 | GT | OP | NA | NG |  | 780679 | 3.1292 | 0.0080165 | EIA Prime Mover-level Data | NEI avg EF - PM, fuel type
2021 | RI | Toray Plastic America's CHP Plant | 61857 | KG12 | IC | OP | NA | NG |  | 340408.4 | 0.071826 | 0.000422 | EIA Prime Mover-level Data | Estimated using an emission factor
2021 | RI | Toray Plastic America's CHP Plant | 61857 | KG18 | IC | OP | NA | NG |  | 510612.6 | 0.10774 | 0.000422 | EIA Prime Mover-level Data | Estimated using an emission factor
2021 | MT | Stillwater Wind, LLC | 61858 | WT | WT | OP | NA | WND |  | 2300125 |  |  | EIA Prime Mover-level Data
2021 | OR | Ontario Solar Center | 61860 | ONTRO | PV | OP | NA | SUN |  | 63094 |  |  | EIA Prime Mover-level Data
2021 | AZ | AES ES GILBERT | 61861 | SRP | BA | OP | NA | MWH |  | 0 |  |  | EIA Prime Mover-level Data
2021 | NV | Dignity - San Martin | 61862 | PV1 | PV | OP | NA | SUN |  | 32100 |  |  | EIA Prime Mover-level Data
2021 | NY | Duanesburg | 61863 | 10048 | PV | OP | NA | SUN |  | 27573 |  |  | EIA Prime Mover-level Data
2021 | NJ | Dix Solar, L.L.C | 61864 | DIXSL | PV | OP | NA | SUN |  | 181812 |  |  | EIA Prime Mover-level Data
2021 | TX | Rio Bravo Windpower, LLC | 61865 | 1 | WT | OP | NA | WND |  | 6055598 |  |  | EIA Prime Mover-level Data
2021 | OK | Wildhorse Mountain Wind Facility | 61866 | 1 | WT | OP | NA | WND |  | 3382199 |  |  | EIA Prime Mover-level Data
2021 | TX | Bovine | 61867 | GEN1 | PV | OP | NA | SUN |  | 137976 |  |  | EIA Prime Mover-level Data
2021 | TX | Bronson | 61868 | GEN1 | PV | OP | NA | SUN |  | 143522 |  |  | EIA Prime Mover-level Data
2021 | AR | Scenic Hill Solar III | 61869 | SHS3 | PV | OP | NA | SUN |  | 84955 |  |  | EIA Prime Mover-level Data
2021 | MN | Montevideo Solar LLC, CSG | 61870 | MONTE | PV | OP | NA | SUN |  | 54861 |  |  | EIA Prime Mover-level Data
2021 | TX | Sterling Solar (TX) | 61871 | GEN1 | PV | OP | NA | SUN |  | 125898 |  |  | EIA Prime Mover-level Data
2021 | TX | Lampwick | 61872 | GEN1 | PV | OP | NA | SUN |  | 146758 |  |  | EIA Prime Mover-level Data
2021 | TX | Yellow Jacket | 61873 | GEN1 | PV | OP | NA | SUN |  | 88721 |  |  | EIA Prime Mover-level Data
2021 | TX | Eddy II | 61874 | GEN1 | PV | OP | NA | SUN |  | 142816 |  |  | EIA Prime Mover-level Data
2021 | TX | Cascade Solar (TX) | 61875 | GEN1 | PV | OP | NA | SUN |  | 160093 |  |  | EIA Prime Mover-level Data
2021 | OK | Persimmon Creek Wind Farm 1, LLC | 61876 | PCWF1 | WT | OP | NA | WND |  | 7252006 |  |  | EIA Prime Mover-level Data
2021 | NC | Hanover Solar, LLC | 61877 | HAN01 | PV | OP | NA | SUN |  | 81198 |  |  | EIA Prime Mover-level Data
2021 | IL | John A Logan College Solar | 61878 | JALC | PV | OP | NA | SUN |  | 22214 |  |  | EIA Prime Mover-level Data
2021 | FL | Bartow Solar Energy LLC | 61879 | PV | PV | OP | NA | SUN |  | 115101 |  |  | EIA Prime Mover-level Data
2021 | NC | Morning View | 61881 | GEN1 | PV | OP | NA | SUN |  | 32708 |  |  | EIA Prime Mover-level Data
2021 | NC | Copperfield | 61882 | GEN1 | PV | OP | NA | SUN |  | 30552 |  |  | EIA Prime Mover-level Data
2021 | NC | Hopewell Friends | 61883 | GEN1 | PV | OP | NA | SUN |  | 19693 |  |  | EIA Prime Mover-level Data
2021 | NE | Kearney NPPD Solar Project | 61884 | PV1 | PV | OP | NA | SUN |  | 108300 |  |  | EIA Prime Mover-level Data
2021 | IN | Staunton | 61885 | GEN1 | PV | OP | NA | SUN |  | 60292 |  |  | EIA Prime Mover-level Data
2021 | CO | Bar D | 61886 | GEN1 | PV | OP | NA | SUN |  | 81268 |  |  | EIA Prime Mover-level Data
2021 | TX | Fort Bliss (DEA EPIC) | 61887 | DEPIC | PV | OP | NA | SUN |  | 38530 |  |  | EIA Prime Mover-level Data
2021 | NY | Johnstown | 61888 | 10049 | PV | OP | NA | SUN |  | 28280 |  |  | EIA Prime Mover-level Data
2021 | NE | Sholes Wind Energy Center | 61889 | WSN1 | WT | OP | NA | WND |  | 6139377 |  |  | EIA Prime Mover-level Data
2021 | MD | NRG Chalk Point CT | 61890 | SGT1 | GT | OP | NA | NG |  | 17400 | 0.069744 | 0.0080165 | EIA Prime Mover-level Data | NEI avg EF - PM, fuel type
2021 | NJ | Stryker 22, L.L.C. | 61891 | EDGRD | BA | OP | NA | MWH |  | 0 |  |  | EIA Prime Mover-level Data
2021 | NJ | Plumsted 537 LLC | 61892 | PLMST | BA | OP | NA | MWH |  | 0 |  |  | EIA Prime Mover-level Data
2021 | NJ | BNB Camden Solar | 61893 | BNBHQ | PV | OP | NA | SUN |  | 26537.351 |  |  | EIA Prime Mover-level Data
2021 | NJ | BNB Camden Solar | 61893 | BNBSO | PV | OP | NA | SUN |  | 18093.649 |  |  | EIA Prime Mover-level Data
2021 | CA | National Raisin | 61894 | CR1 | PV | OP | NA | SUN |  | 15191.724 |  |  | EIA Prime Mover-level Data
2021 | CA | National Raisin | 61894 | CR2 | PV | OP | NA | SUN |  | 15191.724 |  |  | EIA Prime Mover-level Data
2021 | CA | National Raisin | 61894 | CR3 | PV | OP | NA | SUN |  | 9115.034 |  |  | EIA Prime Mover-level Data
2021 | CA | National Raisin | 61894 | CR4 | PV | OP | NA | SUN |  | 4557.517 |  |  | EIA Prime Mover-level Data
2021 | TX | Toyota HQ Plan | 61895 | TOYHQ | PV | OP | NA | SUN |  | 96945 |  |  | EIA Prime Mover-level Data
2021 | NY | Solean Solar Project | 61898 | SOLEA | PV | OP | NA | SUN |  | 53748 |  |  | EIA Prime Mover-level Data
2021 | NY | Lincoln Ave Solar Project | 61899 | LINC | PV | OP | NA | SUN |  | 27733 |  |  | EIA Prime Mover-level Data
2021 | NY | Blydenburgh Solar Project | 61900 | BLYD | PV | OP | NA | SUN |  | 21506 |  |  | EIA Prime Mover-level Data
2021 | AL | Redstone Arsenal Hybrid | 61901 | BA | BA | OP | NA | MWH |  | 0 |  |  | EIA Prime Mover-level Data
2021 | AL | Redstone Arsenal Hybrid | 61901 | REDST | PV | OP | NA | SUN |  | 152178 |  |  | EIA Prime Mover-level Data
2021 | NY | Holtsville Solar Project | 61902 | HOLTS | PV | OP | NA | SUN |  | 18092 |  |  | EIA Prime Mover-level Data
2021 | NY | Sharon Springs | 61903 | 10116 | PV | OP | NA | SUN |  | 26176 |  |  | EIA Prime Mover-level Data
2021 | NY | Amsterdam North | 61904 | 10044 | PV | OP | NA | SUN |  | 27810 |  |  | EIA Prime Mover-level Data
2021 | NY | Amsterdam South | 61905 | 10045 | PV | OP | NA | SUN |  | 29494 |  |  | EIA Prime Mover-level Data
2021 | TX | Phoebe Solar | 61906 | PHOEB | PV | OP | NA | SUN |  | 4848405 |  |  | EIA Prime Mover-level Data
2021 | NJ | Springfield Solar Project | 61907 | NJLND | PV | OP | NA | SUN |  | 94832 |  |  | EIA Prime Mover-level Data
2021 | MI | Parkview Battery | 61909 | PKVWB | BA | OP | NA | MWH |  | 0 |  |  | EIA Prime Mover-level Data
2021 | IA | Ivester Wind Farm | 61911 | WT1 | WT | OP | NA | WND |  | 2848251 |  |  | EIA Prime Mover-level Data
2021 | NV | McGinness Hills 3 | 61912 | G1A | BT | OP | NA | GEO |  | 1113630.445 |  |  | EIA Prime Mover-level Data
2021 | NV | McGinness Hills 3 | 61912 | OEC31 | BT | OP | NA | GEO |  | 1661464.777 |  |  | EIA Prime Mover-level Data
2021 | NV | McGinness Hills 3 | 61912 | OEC32 | BT | OP | NA | GEO |  | 1661464.777 |  |  | EIA Prime Mover-level Data
2021 | AZ | Punkin Center Battery Storage | 61913 | B1 | BA | OP | NA | MWH
2021 | PA | Susquehanna University Solar | 61914 | SO829 | PV | OP | NA | SUN |  | 37044 |  |  | EIA Prime Mover-level Data
2021 | MD | Bowie State Solar | 61915 | SO285 | PV | OP | NA | SUN |  | 22461 |  |  | EIA Prime Mover-level Data
2021 | MI | Pegasus Wind | 61916 | PWEC | WT | OP | NA | WND |  | 891641.798 |  |  | EIA Prime Mover-level Data
2021 | MI | Pegasus Wind | 61916 | PWEC2 | WT | OP | NA | WND |  | 2414863.202 |  |  | EIA Prime Mover-level Data
2021 | NY | Kearsarge Oppenheim CSG | 61917 | OPPEN | PV | OP | NA | SUN |  | 19234 |  |  | EIA Prime Mover-level Data
2021 | SC | Blackville Solar Farm, LLC | 61918 | 1 | PV | OP | NA | SUN |  | 138755 |  |  | EIA Prime Mover-level Data
2021 | MN | Frontenac Holdco LLC, CSG | 61919 | FRONT | PV | OP | NA | SUN |  | 84813 |  |  | EIA Prime Mover-level Data
2021 | TX | Galloway 1 Solar Farm | 61920 | GSM01 | PV | OP | NA | SUN |  | 1014327 |  |  | EIA Prime Mover-level Data
2021 | TX | Tahoka Wind | 61921 | TAH | WT | OP | NA | WND |  | 10013884 |  |  | EIA Prime Mover-level Data
2021 | NY | Sunlight Beacon | 61922 | BEACO | PV | OP | NA | SUN |  | 31985 |  |  | EIA Prime Mover-level Data
2021 | NJ | ACUA | 61923 | VACUA | BA | OP | NA | MWH |  | 0 |  |  | EIA Prime Mover-level Data
2021 | AL | Cumblerland Land Holdings, LLC | 61924 | CUMB | PV | OP | NA | SUN |  | 277910 |  |  | EIA Prime Mover-level Data
2021 | NM | Casa Mesa Wind Energy Center Hybrid | 61925 | CMNM | WT | OP | NA | WND |  | 1738888 |  |  | EIA Prime Mover-level Data
2021 | NM | Casa Mesa Wind Energy Center Hybrid | 61925 | CMNMB | BA | OP | NA | MWH |  | 0 |  |  | EIA Prime Mover-level Data
2021 | OK | Armadillo Flats Wind Project, LLC | 61926 | ARM | WT | OP | NA | WND |  | 8432713 |  |  | EIA Prime Mover-level Data
2021 | MS | Georgia-Pacific Taylorsville Plywood | 61927 | CTG1 | GT | OP | NA | NG |  | 565048 | 2.2649 | 0.0080165 | EIA Prime Mover-level Data | NEI avg EF - PM, fuel type
2021 | VT | Saint Albans Solar | 61928 | GEN1 | PV | OP | NA | SUN |  | 64854 |  |  | EIA Prime Mover-level Data
2021 | NV | Techren Solar II LLC | 61930 | TECH2 | PV | OP | NA | SUN |  | 4908422 |  |  | EIA Prime Mover-level Data
2021 | NV | Techren Solar III LLC | 61931 | TECH3 | PV | OP | NA | SUN |  | 599510 |  |  | EIA Prime Mover-level Data
2021 | NV | Techren Solar IV LLC | 61932 | TECH4 | PV | OP | NA | SUN |  | 594258 |  |  | EIA Prime Mover-level Data
2021 | WA | Adams Nielson Solar | 61933 | ADAMS | PV | OP | NA | SUN |  | 383998 |  |  | EIA Prime Mover-level Data
2021 | DE | WHA Southbridge Solar Park CSG | 61934 | 2 | PV | OP | NA | SUN |  | 18684 |  |  | EIA Prime Mover-level Data
2021 | SC | 1634 Solar | 61935 | 3 | PV | OP | NA | SUN |  | 37935 |  |  | EIA Prime Mover-level Data
2021 | SC | Abbot Solar | 61936 | 2 | PV | OP | NA | SUN |  | 34886 |  |  | EIA Prime Mover-level Data
2021 | SC | Ace Solar | 61937 | 18 | PV | OP | NA | SUN |  | 18438 |  |  | EIA Prime Mover-level Data
2021 | SC | Bani Solar | 61938 | 4 | PV | OP | NA | SUN |  | 37962 |  |  | EIA Prime Mover-level Data
2021 | SC | Blacktip Solar | 61939 | 5 | PV | OP | NA | SUN |  | 34310 |  |  | EIA Prime Mover-level Data
2021 | SC | Bloom Solar | 61940 | 6 | PV | OP | NA | SUN |  | 33074 |  |  | EIA Prime Mover-level Data
2021 | SC | Bond Solar | 61941 | 7 | PV | OP | NA | SUN |  | 27536 |  |  | EIA Prime Mover-level Data
2021 | SC | Gary Solar | 61942 | 8 | PV | OP | NA | SUN |  | 30737 |  |  | EIA Prime Mover-level Data
2021 | SC | Goldenrod Solar | 61943 | 9 | PV | OP | NA | SUN |  | 30491 |  |  | EIA Prime Mover-level Data
2021 | SC | Jessamine Solar | 61944 | 10 | PV | OP | NA | SUN |  | 25990 |  |  | EIA Prime Mover-level Data
2021 | SC | Pelzer Solar I | 61945 | 19 | PV | OP | NA | SUN |  | 17385 |  |  | EIA Prime Mover-level Data
2021 | SC | Redwing Solar | 61946 | 11 | PV | OP | NA | SUN |  | 34787 |  |  | EIA Prime Mover-level Data
2021 | SC | River Solar | 61947 | 12 | PV | OP | NA | SUN |  | 33558 |  |  | EIA Prime Mover-level Data
2021 | SC | Sapphire Solar | 61948 | 17 | PV | OP | NA | SUN |  | 32100 |  |  | EIA Prime Mover-level Data
2021 | SC | South Solar | 61949 | 13 | PV | OP | NA | SUN |  | 33462 |  |  | EIA Prime Mover-level Data
2021 | SC | Vincent Solar | 61950 | 14 | PV | OP | NA | SUN |  | 32931 |  |  | EIA Prime Mover-level Data
2021 | SC | Watauga Solar | 61951 | 15 | PV | OP | NA | SUN |  | 31915 |  |  | EIA Prime Mover-level Data
2021 | SC | Whitt Solar | 61952 | 20 | PV | OP | NA | SUN |  | 37095 |  |  | EIA Prime Mover-level Data
2021 | SC | Willis Solar | 61953 | 16 | PV | OP | NA | SUN |  | 32373 |  |  | EIA Prime Mover-level Data
2021 | MI | Delta Solar Power I | 61954 | DSPI | PV | OP | NA | SUN |  | 126217 |  |  | EIA Prime Mover-level Data
2021 | MI | Delta Solar Power II | 61955 | DSPII | PV | OP | NA | SUN |  | 243252 |  |  | EIA Prime Mover-level Data
2021 | SC | MCRD Parris Island PV Hybrid | 61956 | BAKUP | IC | OP | NA | DFO |  | 380 | 0.0589 | 0.31 | EIA Prime Mover-level Data | Estimated using an emission factor
2021 | SC | MCRD Parris Island PV Hybrid | 61956 | BLKST | IC | OP | NA | DFO |  | 152 | 0.02356 | 0.31 | EIA Prime Mover-level Data | Estimated using an emission factor
2021 | SC | MCRD Parris Island PV Hybrid | 61956 | CARPT | PV | OP | NA | SUN |  | 22149.867 |  |  | EIA Prime Mover-level Data
2021 | SC | MCRD Parris Island PV Hybrid | 61956 | CHPP | GT | OP | NA | NG |  | 297995 | 1.1944 | 0.0080165 | EIA Prime Mover-level Data | NEI avg EF - PM, fuel type
2021 | SC | MCRD Parris Island PV Hybrid | 61956 | GRDMT | PV | OP | NA | SUN |  | 60912.133 |  |  | EIA Prime Mover-level Data
2021 | SC | MCRD Parris Island PV Hybrid | 61956 | TBESS | BA | OP | NA | MWH |  | 0 |  |  | EIA Prime Mover-level Data
2021 | KS | Pratt Wind, LLC | 61957 | PW | WT | OP | NA | WND |  | 9040987 |  |  | EIA Prime Mover-level Data
2021 | NY | Broadalbin-Perth Solar | 61958 | BAP1 | PV | OP | NA | SUN |  | 19146 |  |  | EIA Prime Mover-level Data
2021 | VT | Coolidge Solar 1, LLC | 61959 | COLS | PV | OP | NA | SUN |  | 229547 |  |  | EIA Prime Mover-level Data
2021 | SC | Atood II | 61960 | GEN1 | PV | OP | NA | SUN |  | 35285 |  |  | EIA Prime Mover-level Data
2021 | SC | Gaston II | 61961 | GEN1 | PV | OP | NA | SUN |  | 106512 |  |  | EIA Prime Mover-level Data
2021 | TX | Holstein 1 Solar Farm | 61962 | HSF01 | PV | OP | NA | SUN |  | 3720004 |  |  | EIA Prime Mover-level Data
2021 | NJ | Quakertown Solar Farm, LLC | 61965 | QKRTN | PV | OP | NA | SUN |  | 117177 |  |  | EIA Prime Mover-level Data
2021 | MN | Chisago Holdco LLC, CSG | 61968 | CHIS | PV | OP | NA | SUN |  | 46585 |  |  | EIA Prime Mover-level Data
2021 | TX | Torrecillas Wind Energy, LLC | 61969 | TWE | WT | OP | NA | WND |  | 9735232 |  |  | EIA Prime Mover-level Data
2021 | TX | Blue Summit II Wind, LLC | 61970 | BSII | WT | OP | NA | WND |  | 3348817 |  |  | EIA Prime Mover-level Data
2021 | MN | Corcoran CSG | 61971 | 201 | PV | OP | NA | SUN |  | 12252.8 |  |  | EIA Prime Mover-level Data
2021 | MN | Corcoran CSG | 61971 | 202 | PV | OP | NA | SUN |  | 12252.8 |  |  | EIA Prime Mover-level Data
2021 | MN | Corcoran CSG | 61971 | 203 | PV | OP | NA | SUN |  | 12252.8 |  |  | EIA Prime Mover-level Data
2021 | MN | Corcoran CSG | 61971 | 204 | PV | OP | NA | SUN |  | 12252.8 |  |  | EIA Prime Mover-level Data
2021 | MN | Corcoran CSG | 61971 | 205 | PV | OP | NA | SUN |  | 12252.8 |  |  | EIA Prime Mover-level Data
2021 | SC | Richardson Solar | 61972 | C2BV | PV | OP | NA | SUN |  | 66996 |  |  | EIA Prime Mover-level Data
2021 | SC | Blackville Solar II | 61973 | C2BV | PV | OP | NA | SUN |  | 333468 |  |  | EIA Prime Mover-level Data
2021 | SC | Diamond Solar | 61974 | C2BV | PV | OP | NA | SUN |  | 131170 |  |  | EIA Prime Mover-level Data
2021 | SC | Edison Solar | 61975 | C2BV | PV | OP | NA | SUN |  | 85961 |  |  | EIA Prime Mover-level Data
2021 | SC | Peony Solar | 61976 | PGRG1 | PV | OP | NA | SUN |  | 713197 |  |  | EIA Prime Mover-level Data
2021 | MN | Cornillie | 61977 | SO334 | PV | OP | NA | SUN |  | 26953 |  |  | EIA Prime Mover-level Data
2021 | NC | Pinesage | 61978 | GEN1 | PV | OP | NA | SUN |  | 76185 |  |  | EIA Prime Mover-level Data
2021 | MN | Syncarpha Prinsburg CSG (Ledeboer) | 61979 | SYPRN | PV | OP | NA | SUN |  | 16448 |  |  | EIA Prime Mover-level Data
2021 | MN | Syncarpha Clara City CSG I (Stamer) | 61980 | SCSG1 | PV | OP | NA | SUN |  | 17156 |  |  | EIA Prime Mover-level Data
2021 | FL | Columbia Solar Power Plant | 61982 | PV1 | PV | OP | NA | SUN |  | 1433707 |  |  | EIA Prime Mover-level Data
2021 | MN | Cottage Grove Project CSG | 61983 | COTG | PV | OP | NA | SUN |  | 56277 |  |  | EIA Prime Mover-level Data
2021 | KS | Solomon Forks Wind Project, LLC | 61984 | WTGS | WT | OP | NA | WND |  | 9369017 |  |  | EIA Prime Mover-level Data
2021 | VA | Colonial Trail West | 61985 | CTWS | PV | OP | NA | SUN |  | 2398540 |  |  | EIA Prime Mover-level Data
2021 | VA | Spring Grove I | 61986 | SGIS | PV | OP | NA | SUN |  | 1913483 |  |  | EIA Prime Mover-level Data
2021 | HI | West Loch Solar One | 61987 | WLS1 | PV | OP | NA | SUN |  | 328569 |  |  | EIA Prime Mover-level Data
2021 | FL | Citrus Ridge Solar | 61988 | FL501 | PV | OP | NA | SUN |  | 886219 |  |  | EIA Prime Mover-level Data
2021 | CA | Pacific Ethanol Madera Solar Array | 61989 | PV | PV | OP | NA | SUN |  | 17959 |  |  | EIA Prime Mover-level Data
2021 | IL | TAC-Distributed Energy Resource Hybrid | 61990 | BA | BA | OP | NA | MWH |  | 0 |  |  | EIA Prime Mover-level Data
2021 | IL | TAC-Distributed Energy Resource Hybrid | 61990 | NG | IC | SB | NA | NG |  | 787 | 0.00016606 | 0.000422 | EIA Prime Mover-level Data | Estimated using an emission factor
2021 | IL | TAC-Distributed Energy Resource Hybrid | 61990 | SOLAR | PV | OP | NA | SUN |  | 1679 |  |  | EIA Prime Mover-level Data
2021 | IL | TAC-Distributed Energy Resource Hybrid | 61990 | WIND | WT | OP | NA | WND |  | 1098 |  |  | EIA Prime Mover-level Data
2021 | CO | Pioneer Solar (CO), LLC | 61991 | PI-QF | PV | OP | NA | SUN |  | 1299726 |  |  | EIA Prime Mover-level Data
2021 | CA | Gavilan Community College Solar Project | 61993 | GDCBA | BA | OP | NA | MWH |  | 0 |  |  | EIA Prime Mover-level Data
2021 | CA | Gavilan Community College Solar Project | 61993 | GDCPV | PV | OP | NA | SUN |  | 19808 |  |  | EIA Prime Mover-level Data
2021 | CA | UC Merced Solar Hybrid | 61995 | UCMBA | BA | OP | NA | MWH |  | 0 |  |  | EIA Prime Mover-level Data
2021 | CA | UC Merced Solar Hybrid | 61995 | UCMPV | PV | OP | NA | SUN |  | 73095 |  |  | EIA Prime Mover-level Data
2021 | SC | Rankin Solar Center, LLC | 61996 | RANKI | PV | OP | NA | SUN |  | 180529 |  |  | EIA Prime Mover-level Data
2021 | MN | USS Big Lake 1 Solar CSG | 61997 | USSBL | PV | OP | NA | SUN |  | 19322 |  |  | EIA Prime Mover-level Data
2021 | MN | USS Good Solar CSG | 61998 | USSGO | PV | OP | NA | SUN |  | 17695 |  |  | EIA Prime Mover-level Data
2021 | MN | USS Kasch Solar CSG | 61999 | USSKA | PV | OP | NA | SUN |  | 19400 |  |  | EIA Prime Mover-level Data
2021 | MN | USS Rockpoint Solar CSG | 62000 | USSRP | PV | OP | NA | SUN |  | 17873 |  |  | EIA Prime Mover-level Data
2021 | NY | The Bank of New York | 62001 | 6087K | IC | SB | NA | DFO |  | 78.5 | 0.012167 | 0.31 | EIA Prime Mover-level Data | Estimated using an emission factor
2021 | NY | The Bank of New York | 62001 | 6187H | IC | SB | NA | DFO |  | 78.5 | 0.012167 | 0.31 | EIA Prime Mover-level Data | Estimated using an emission factor
2021 | NY | The Bank of New York | 62001 | 6287P | IC | SB | NA | DFO |  | 78.5 | 0.012167 | 0.31 | EIA Prime Mover-level Data | Estimated using an emission factor
2021 | NY | The Bank of New York | 62001 | 8587X | IC | SB | NA | DFO |  | 78.5 | 0.012167 | 0.31 | EIA Prime Mover-level Data | Estimated using an emission factor
2021 | NY | The Bank of New York | 62001 | 8687N | IC | SB | NA | DFO |  | 78.5 | 0.012167 | 0.31 | EIA Prime Mover-level Data | Estimated using an emission factor
2021 | NY | The Bank of New York | 62001 | 8887H | IC | SB | NA | DFO |  | 78.5 | 0.012167 | 0.31 | EIA Prime Mover-level Data | Estimated using an emission factor
2021 | NY | Brooklyn Hospital Center | 62002 | 400DF | IC | SB | NA | DFO |  | 42 | 0.00651 | 0.31 | EIA Prime Mover-level Data | Estimated using an emission factor
2021 | NY | Brooklyn Hospital Center | 62002 | 500RE | IC | SB | NA | DFO |  | 52.5 | 0.0081375 | 0.31 | EIA Prime Mover-level Data | Estimated using an emission factor
2021 | NY | Brooklyn Hospital Center | 62002 | SR4 | IC | SB | NA | DFO |  | 52.5 | 0.0081375 | 0.31 | EIA Prime Mover-level Data | Estimated using an emission factor
2021 | NY | Saint Catherine of Siena Medical Center | 62003 | 5FPX4 | IC | SB | NA | DFO |  | 51.273 | 0.0079473 | 0.31 | EIA Prime Mover-level Data | Estimated using an emission factor
2021 | NY | Saint Catherine of Siena Medical Center | 62003 | 855G3 | IC | SB | NA | DFO |  | 25.636 | 0.0039736 | 0.31 | EIA Prime Mover-level Data | Estimated using an emission factor
2021 | NY | Saint Catherine of Siena Medical Center | 62003 | D400F | IC | SB | NA | DFO |  | 25.636 | 0.0039736 | 0.31 | EIA Prime Mover-level Data | Estimated using an emission factor
2021 | NY | Saint Catherine of Siena Medical Center | 62003 | DFG65 | IC | SB | NA | DFO |  | 12.818 | 0.0019868 | 0.31 | EIA Prime Mover-level Data | Estimated using an emission factor
2021 | NY | Saint Catherine of Siena Medical Center | 62003 | E4486 | IC | SB | NA | DFO |  | 25.636 | 0.0039736 | 0.31 | EIA Prime Mover-level Data | Estimated using an emission factor
2021 | CA | San Pablo Raceway | 62004 | SPRWY | PV | OP | NA | SUN |  | 2640403 |  |  | EIA Prime Mover-level Data
2021 | MN | Gibbon Solar | 62010 | PGRK1 | PV | OP | NA | SUN |  | 49945 |  |  | EIA Prime Mover-level Data
2021 | VA | Richmond Spider Solar | 62011 | RMDSS | PV | OP | NA | SUN |  | 313069 |  |  | EIA Prime Mover-level Data
2021 | VA | Pleinmont Solar 1 | 62012 | PLNM1 | PV | OP | NA | SUN |  | 1389024 |  |  | EIA Prime Mover-level Data
2021 | VA | Pleinmont Solar 2 | 62013 | PLNM2 | PV | OP | NA | SUN |  | 1030793 |  |  | EIA Prime Mover-level Data
2021 | VA | Highlander Solar Energy Station 1 | 62014 | HLND1 | PV | OP | NA | SUN |  | 2611506 |  |  | EIA Prime Mover-level Data
2021 | CA | Mustang Two | 62015 | M2BAR | PV | OP | NA | SUN |  | 1161781.333 |  |  | EIA Prime Mover-level Data
2021 | CA | Mustang Two | 62015 | M2WHI | PV | OP | NA | SUN |  | 2323562.667 |  |  | EIA Prime Mover-level Data
2021 | CA | UC Riverside Lots 30 & 32 | 62016 | UCRIV | PV | OP | NA | SUN |  | 60707 |  |  | EIA Prime Mover-level Data
2021 | NY | Riverhead Solar Farm | 62017 | RIV1 | PV | OP | NA | SUN |  | 295011 |  |  | EIA Prime Mover-level Data
2021 | NC | Page Solar | 62018 | PGRI1 | PV | OP | NA | SUN |  | 22789 |  |  | EIA Prime Mover-level Data
2021 | CA | Stanford Campus Solar | 62020 | STANF | PV | OP | NA | SUN |  | 57152 |  |  | EIA Prime Mover-level Data
2021 | CT | Franklin Solar | 62021 | FRANK | PV | OP | NA | SUN |  | 12488 |  |  | EIA Prime Mover-level Data
2021 | CT | Wilson Solar | 62023 | WILSN | PV | OP | NA | SUN |  | 12769 |  |  | EIA Prime Mover-level Data
2021 | CT | Jefferson Solar | 62024 | JEFRS | PV | OP | NA | SUN |  | 12787 |  |  | EIA Prime Mover-level Data
2021 | CT | Hamilton Solar | 62025 | HAMLT | PV | OP | NA | SUN |  | 11814 |  |  | EIA Prime Mover-level Data
2021 | CT | Adams Solar | 62026 | ADAMS | PV | OP | NA | SUN |  | 12274 |  |  | EIA Prime Mover-level Data
2021 | NJ | Caldwell Wastewater Treatment Plant Hybrid | 62027 | BAT1 | BA | OP | NA | MWH
2021 | NJ | Caldwell Wastewater Treatment Plant Hybrid | 62027 | PV1 | PV | OP | NA | SUN |  | 8295 |  |  | EIA Prime Mover-level Data
2021 | CA | CSU Long Beach Lots 7 & 14 | 62028 | CSULB | PV | OP | NA | SUN |  | 64448 |  |  | EIA Prime Mover-level Data
2021 | NY | Enfield Community Solar | 62029 | 5515 | PV | OP | NA | SUN |  | 20799 |  |  | EIA Prime Mover-level Data
2021 | MN | Nautilus Lindstrom Solar (CSG) | 62030 | LI | PV | OP | NA | SUN |  | 31676 |  |  | EIA Prime Mover-level Data
2021 | MN | Nautilus Saint Cloud Solar (CSG) | 62031 | SC | PV | OP | NA | SUN |  | 77312 |  |  | EIA Prime Mover-level Data
2021 | MN | Nautilus Winsted Solar (CSG) | 62032 | WS | PV | OP | NA | SUN |  | 50822 |  |  | EIA Prime Mover-level Data
2021 | NY | Baer Road CSG | 62034 | 7 | PV | OP | NA | SUN |  | 24530 |  |  | EIA Prime Mover-level Data
2021 | IA | Glaciers Edge Wind Project | 62035 | GEW | WT | OP | NA | WND |  | 7670028 |  |  | EIA Prime Mover-level Data
2021 | MN | Sartell Holdco CSG | 62036 | SARTE | PV | OP | NA | SUN |  | 85325 |  |  | EIA Prime Mover-level Data
2021 | MN | Rollingstone Holdco CSG | 62037 | ROLLI | PV | OP | NA | SUN |  | 2910 |  |  | EIA Prime Mover-level Data
2021 | TX | Santa Rita East | 62038 | STRAE | WT | OP | NA | WND |  | 10594109 |  |  | EIA Prime Mover-level Data
2021 | CA | Santa Rosa Junior College Petaluma Solar | 62039 | SRJCP | PV | OP | NA | SUN |  | 1601 |  |  | EIA Prime Mover-level Data
2021 | MN | Becker Solar CSG | 62040 | BCKR1 | PV | OP | NA | SUN |  | 12833 |  |  | EIA Prime Mover-level Data
2021 | OH | Cuyahoga County Landfill | 62041 | CCBO1 | PV | OP | NA | SUN |  | 42198 |  |  | EIA Prime Mover-level Data
2021 | MN | USS Solar Rapids CSG | 62042 | USSSR | PV | OP | NA | SUN |  | 18632 |  |  | EIA Prime Mover-level Data
2021 | MD | First Baptist Church of Glenarden | 62043 | FBCG1 | PV | OP | NA | SUN |  | 25652 |  |  | EIA Prime Mover-level Data
2021 | MN | USS Solar Dawn CSG | 62044 | USSSD | PV | OP | NA | SUN |  | 18367 |  |  | EIA Prime Mover-level Data
2021 | MN | USS Norelius Solar CSG | 62045 | USSNO | PV | OP | NA | SUN |  | 18490 |  |  | EIA Prime Mover-level Data
2021 | MN | USS Nillie Corn Solar CSG | 62046 | USSNC | PV | OP | NA | SUN |  | 18059 |  |  | EIA Prime Mover-level Data
2021 | MN | USS JJ Solar CSG | 62047 | USSJJ | PV | OP | NA | SUN |  | 19093 |  |  | EIA Prime Mover-level Data
2021 | MN | USS Dubhe Solar CSG | 62048 | USSDB | PV | OP | NA | SUN |  | 18048 |  |  | EIA Prime Mover-level Data
2021 | MN | USS Brockway Solar CSG | 62049 | USSBR | PV | OP | NA | SUN |  | 18642 |  |  | EIA Prime Mover-level Data
2021 | NY | Kingsbrook Jewish Medical Center | 62050 | SR4 | IC | SB | NA | DFO |  | 83.538 | 0.012948 | 0.31 | EIA Prime Mover-level Data | Estimated using an emission factor
2021 | NY | Kingsbrook Jewish Medical Center | 62050 | TPSDM | IC | SB | NA | DFO |  | 139.231 | 0.021581 | 0.31 | EIA Prime Mover-level Data | Estimated using an emission factor
2021 | NY | Kingsbrook Jewish Medical Center | 62050 | VHP59 | IC | SB | NA | DFO |  | 139.231 | 0.021581 | 0.31 | EIA Prime Mover-level Data | Estimated using an emission factor
2021 | NY | St Johns Riverside Hospital | 62051 | EG200 | IC | SB | NA | DFO |  | 22.25 | 0.0034487 | 0.31 | EIA Prime Mover-level Data | Estimated using an emission factor
2021 | NY | St Johns Riverside Hospital | 62051 | EG300 | IC | SB | NA | DFO |  | 33.375 | 0.0051731 | 0.31 | EIA Prime Mover-level Data | Estimated using an emission factor
2021 | NY | St Johns Riverside Hospital | 62051 | EG400 | IC | SB | NA | DFO |  | 44.5 | 0.0068975 | 0.31 | EIA Prime Mover-level Data | Estimated using an emission factor
2021 | NY | St Johns Riverside Hospital | 62051 | EG650 | IC | SB | NA | DFO |  | 77.875 | 0.012071 | 0.31 | EIA Prime Mover-level Data | Estimated using an emission factor
2021 | NY | St Johns Riverside Hospital | 62051 | EG750 | IC | SB | NA | DFO |  | 89 | 0.013795 | 0.31 | EIA Prime Mover-level Data | Estimated using an emission factor
2021 | CA | Citizens Imperial Solar | 62052 | CIS1 | PV | OP | NA | SUN |  | 679028 |  |  | EIA Prime Mover-level Data
2021 | MN | Syncarpha Dodge 1 CSG | 62053 | SPGD1 | PV | OP | NA | SUN |  | 16837 |  |  | EIA Prime Mover-level Data
2021 | NC | Alpha Value Solar | 62054 | AVS01 | PV | OP | NA | SUN |  | 80170 |  |  | EIA Prime Mover-level Data
2021 | MA | Wareham Solar PV | 62055 | LG395 | PV | OP | NA | SUN |  | 25971 |  |  | EIA Prime Mover-level Data
2021 | CA | Lancaster | 62056 | LANC | PV | OP | NA | SUN |  | 72024 |  |  | EIA Prime Mover-level Data
2021 | GA | Hazlehurst III | 62057 | HZIII | PV | OP | NA | SUN |  | 823017 |  |  | EIA Prime Mover-level Data
2021 | GA | SR Terrell | 62058 | TERRL | PV | OP | NA | SUN |  | 1562612 |  |  | EIA Prime Mover-level Data
2021 | MA | East Longmeadow Solar PV | 62059 | LG400 | PV | OP | NA | SUN |  | 75069 |  |  | EIA Prime Mover-level Data
2021 | MN | Hampton MN GRE | 62060 | PV1 | PV | OP | NA | SUN |  | 32462 |  |  | EIA Prime Mover-level Data
2021 | MN | Anoka County MN CONX | 62061 | PV1 | PV | OP | NA | SUN |  | 51917 |  |  | EIA Prime Mover-level Data
2021 | MN | Athens MN CONX | 62062 | PV1 | PV | OP | NA | SUN |  | 98299 |  |  | EIA Prime Mover-level Data
2021 | MA | Greenfield Solar PV | 62063 | LG400 | PV | OP | NA | SUN |  | 27669 |  |  | EIA Prime Mover-level Data
2021 | MA | Hinsdale Solar PV | 62064 | LG400 | PV | OP | NA | SUN |  | 25415 |  |  | EIA Prime Mover-level Data
2021 | MA | Savoy Solar PV | 62065 | LG400 | PV | OP | NA | SUN |  | 24742 |  |  | EIA Prime Mover-level Data
2021 | MA | Southampton Solar PV | 62066 | LG400 | PV | OP | NA | SUN |  | 27617 |  |  | EIA Prime Mover-level Data
2021 | MA | Springfield Solar PV | 62072 | LG395 | PV | OP | NA | SUN |  | 56382 |  |  | EIA Prime Mover-level Data
2021 | MA | Hampden Solar PV | 62073 | LG390 | PV | OP | NA | SUN |  | 51864 |  |  | EIA Prime Mover-level Data
2021 | MD | Bd of Educ of Queen Anne's Cnty, Cnty HS | 62074 | PV1 | PV | OP | NA | SUN |  | 27873 |  |  | EIA Prime Mover-level Data
2021 | AZ | Pima Community College | 62075 | PV1 | PV | OP | NA | SUN |  | 10621 |  |  | EIA Prime Mover-level Data
2021 | CT | Town of Branford | 62076 | PV1 | PV | OP | NA | SUN |  | 13867 |  |  | EIA Prime Mover-level Data
2021 | CA | Blue Shld Of Cal- El Dorado Hlls Mtr B | 62077 | PV1 | PV | OP | NA | SUN |  | 13185 |  |  | EIA Prime Mover-level Data
2021 | IA | Whispering Willow North | 62079 | 1 | WT | OP | NA | WND |  | 7251711 |  |  | EIA Prime Mover-level Data
2021 | IA | Richland | 62080 | 1 | WT | OP | NA | WND |  | 4249468 |  |  | EIA Prime Mover-level Data
2021 | IA | Golden Plains | 62081 | 1 | WT | OP | NA | WND |  | 6534189 |  |  | EIA Prime Mover-level Data
2021 | MA | Southwick Solar PV | 62082 | REC34 | PV | OP | NA | SUN |  | 74007 |  |  | EIA Prime Mover-level Data
2021 | MN | Becker Solar 2 CSG | 62084 | BCKR2 | PV | OP | NA | SUN |  | 12946 |  |  | EIA Prime Mover-level Data
2021 | MN | Becker Solar 3 CSG | 62085 | BCKR3 | PV | OP | NA | SUN |  | 12777 |  |  | EIA Prime Mover-level Data
2021 | MN | Becker Solar 4 CSG | 62086 | BCKR4 | PV | OP | NA | SUN |  | 13335 |  |  | EIA Prime Mover-level Data
2021 | MN | Becker Solar 5 CSG | 62087 | BCKR5 | PV | OP | NA | SUN |  | 13486 |  |  | EIA Prime Mover-level Data
2021 | MN | Schultz CSG | 62088 | SCHUL | PV | OP | NA | SUN |  | 27634 |  |  | EIA Prime Mover-level Data
2021 | NC | Panda Solar NC 1, LLC | 62089 | 20002 | PV | OP | NA | SUN |  | 15601 |  |  | EIA Prime Mover-level Data
2021 | MA | Sunderland Solar PV | 62090 | REC34 | PV | OP | NA | SUN |  | 14484 |  |  | EIA Prime Mover-level Data
2021 | MA | Hatfield Solar PV | 62091 | LG395 | PV | OP | NA | SUN |  | 49079 |  |  | EIA Prime Mover-level Data
2021 | MA | Montague Site 36-Grosolar | 62092 | REC34 | PV | OP | NA | SUN |  | 44797 |  |  | EIA Prime Mover-level Data
2021 | MA | East Springfield Solar PV | 62093 | REC34 | PV | OP | NA | SUN |  | 16997 |  |  | EIA Prime Mover-level Data
2021 | NC | Quarter Horse Solar | 62095 | PGRF5 | PV | OP | NA | SUN |  | 85060 |  |  | EIA Prime Mover-level Data
2021 | NC | Atkinson Solar II | 62096 | PGRF3 | PV | OP | NA | SUN |  | 30799 |  |  | EIA Prime Mover-level Data
2021 | MA | Ludlow Site 72 - Conti | 62097 | LG390 | PV | OP | NA | SUN |  | 21446 |  |  | EIA Prime Mover-level Data
2021 | MN | Tiller CSG | 62098 | TILLE | PV | OP | NA | SUN |  | 82753 |  |  | EIA Prime Mover-level Data
2021 | MN | Hammer CSG | 62099 | HAMME | PV | OP | NA | SUN |  | 68658 |  |  | EIA Prime Mover-level Data
2021 | NC | Warrenton I Solar | 62100 | PGRI4 | PV | OP | NA | SUN |  | 83415 |  |  | EIA Prime Mover-level Data
2021 | NC | Bladenboro Solar 2 | 62101 | PGRF6 | PV | OP | NA | SUN |  | 75264 |  |  | EIA Prime Mover-level Data
2021 | NC | Sadiebrook NC Solar | 62102 | PGRF1 | PV | OP | NA | SUN |  | 81965 |  |  | EIA Prime Mover-level Data
2021 | IA | Kossuth | 62103 | 1 | WT | OP | NA | WND |  | 4861546 |  |  | EIA Prime Mover-level Data
2021 | NC | Lane Solar | 62104 | PGRF2 | PV | OP | NA | SUN |  | 88050 |  |  | EIA Prime Mover-level Data
2021 | MN | Monticello Project CSG | 62105 | MONTI | PV | OP | NA | SUN |  | 58479 |  |  | EIA Prime Mover-level Data
2021 | RI | WED Green Hill, LLC | 62106 | GHILL | WT | OP | NA | WND |  | 56525 |  |  | EIA Prime Mover-level Data
2021 | RI | WED Plainfield II, LLC | 62107 | PLAI2 | WT | OP | NA | WND |  | 58816 |  |  | EIA Prime Mover-level Data
2021 | RI | WED Plainfield III, LLC | 62108 | PLAI3 | WT | OP | NA | WND |  | 56128 |  |  | EIA Prime Mover-level Data
2021 | RI | WED Plainfield, LLC | 62109 | PLAI1 | WT | OP | NA | WND |  | 54402 |  |  | EIA Prime Mover-level Data
2021 | RI | WED Shun I, LLC | 62110 | SHUN1 | WT | OP | NA | WND |  | 59479 |  |  | EIA Prime Mover-level Data
2021 | RI | WED Shun II, LLC | 62111 | SHUN2 | WT | OP | NA | WND |  | 58452 |  |  | EIA Prime Mover-level Data
2021 | RI | WED Shun III, LLC | 62112 | SHUN3 | WT | OP | NA | WND |  | 60451 |  |  | EIA Prime Mover-level Data
2021 | CA | AES Alamitos Energy Center | 62115 | 1A | CT | OP | NA | NG |  | 9932636.88 | 26.6868 | 0.0053736 | EIA Unit-level Data | NEI avg EF - PM, fuel type
2021 | CA | AES Alamitos Energy Center | 62115 | 1B | CT | OP | NA | NG |  | 10518520.39 | 28.2609 | 0.0053736 | EIA Unit-level Data | NEI avg EF - PM, fuel type
2021 | CA | AES Alamitos Energy Center | 62115 | HRSG1A | CA | OP | NA | NG |  | 0 | 0 |  | EIA Unit-level Data | Estimated using an emission factor
2021 | CA | AES Alamitos Energy Center | 62115 | HRSG1B | CA | OP | NA | NG |  | 0 | 0 |  | EIA Unit-level Data | Estimated using an emission factor
2021 | CA | AES Huntington Beach Energy Project | 62116 | 1A | CT | OP | NA | NG |  | 13169012.783 | 35.3822 | 0.0053736 | EIA Unit-level Data | NEI avg EF - PM, fuel type
2021 | CA | AES Huntington Beach Energy Project | 62116 | 1B | CT | OP | NA | NG |  | 13068961.668 | 35.1134 | 0.0053736 | EIA Unit-level Data | NEI avg EF - PM, fuel type
2021 | CA | AES Huntington Beach Energy Project | 62116 | HRSG1A | CA | OP | NA | NG |  | 0 | 0 |  | EIA Unit-level Data | Estimated using an emission factor
2021 | CA | AES Huntington Beach Energy Project | 62116 | HRSG1B | CA | OP | NA | NG |  | 0 | 0 |  | EIA Unit-level Data | Estimated using an emission factor
2021 | WI | Beloit Memorial Hospital Power Plant | 62117 | GEN-1 | IC | OP | NA | NG |  | 365 | 7.7015e-05 | 0.000422 | EIA Prime Mover-level Data | Estimated using an emission factor
2021 | WI | Beloit Memorial Hospital Power Plant | 62117 | GEN-2 | IC | OP | NA | NG |  | 365 | 7.7015e-05 | 0.000422 | EIA Prime Mover-level Data | Estimated using an emission factor
2021 | RI | WED GW Solar, LLC | 62118 | GWSOL | PV | OP | NA | SUN |  | 38592 |  |  | EIA Prime Mover-level Data
2021 | PA | University Park Solar | 62119 | PSUPV | PV | OP | NA | SUN |  | 20455 |  |  | EIA Prime Mover-level Data
2021 | NC | Panda Solar NC 2, LLC | 62120 | 20003 | PV | OP | NA | SUN |  | 27662 |  |  | EIA Prime Mover-level Data
2021 | NC | Panda Solar NC 3, LLC | 62121 | 20011 | PV | OP | NA | SUN |  | 27669 |  |  | EIA Prime Mover-level Data
2021 | NC | Panda Solar NC 4, LLC | 62122 | 20009 | PV | OP | NA | SUN |  | 29198 |  |  | EIA Prime Mover-level Data
2021 | NC | Panda Solar NC 5, LLC | 62123 | 20007 | PV | OP | NA | SUN |  | 14988 |  |  | EIA Prime Mover-level Data
2021 | NC | Panda Solar NC 6, LLC | 62124 | 20028 | PV | OP | NA | SUN |  | 14203 |  |  | EIA Prime Mover-level Data
2021 | NC | Panda Solar NC 7, LLC | 62125 | 20038 | PV | OP | NA | SUN |  | 24363 |  |  | EIA Prime Mover-level Data
2021 | NC | Panda Solar NC 8, LLC | 62126 | 20052 | PV | OP | NA | SUN |  | 33408 |  |  | EIA Prime Mover-level Data
2021 | NC | Panda Solar NC 9, LLC | 62127 | 20022 | PV | OP | NA | SUN |  | 38245 |  |  | EIA Prime Mover-level Data
2021 | NC | Panda Solar NC 10, LLC | 62128 | 20031 | PV | OP | NA | SUN |  | 34957 |  |  | EIA Prime Mover-level Data
2021 | NC | Panda Solar NC 11, LLC | 62129 | 20032 | PV | OP | NA | SUN |  | 35840 |  |  | EIA Prime Mover-level Data
2021 | IA | Roseman | 62130 | ROS | WT | OP | NA | WND |  | 55340 |  |  | EIA Prime Mover-level Data
2021 | NC | Red Toad 4451 Buffalo Road, LLC | 62131 | G4451 | PV | OP | NA | SUN |  | 36017 |  |  | EIA Prime Mover-level Data
2021 | IA | Arbor Hill Wind Farm | 62132 | 1 | WT | OP | NA | WND |  | 1918474.645 |  |  | EIA Prime Mover-level Data
2021 | IA | Arbor Hill Wind Farm | 62132 | WT1 | WT | OP | NA | WND |  | 7993644.355 |  |  | EIA Prime Mover-level Data
2021 | IA | North English | 62133 | 1 | WT | OP | NA | WND |  | 4613889 |  |  | EIA Prime Mover-level Data
2021 | IA | North English | 62133 | GT1 | WT | OP | NA | WND |  | 6591270 |  |  | EIA Prime Mover-level Data
2021 | MA | Palmer | 62135 | PAL01 | PV | OP | NA | SUN |  | 49724 |  |  | EIA Prime Mover-level Data
2021 | NC | Arthur Solar, LLC | 62136 | ART01 | PV | OP | NA | SUN |  | 83107 |  |  | EIA Prime Mover-level Data
2021 | MN | Eichtens II CSG | 62137 | SO340 | PV | OP | NA | SUN |  | 16529 |  |  | EIA Prime Mover-level Data
2021 | MN | Barone CSG | 62138 | SO328 | PV | OP | NA | SUN |  | 18597 |  |  | EIA Prime Mover-level Data
2021 | MN | Huneke II CSG | 62139 | SO346 | PV | OP | NA | SUN |  | 11884 |  |  | EIA Prime Mover-level Data
2021 | VA | Puller Solar | 62140 | PULL | PV | OP | NA | SUN |  | 261381 |  |  | EIA Prime Mover-level Data
2021 | TX | Rambler | 62141 | RMBLR | PV | OP | NA | SUN |  | 3734265 |  |  | EIA Prime Mover-level Data
2021 | TX | Amadeus Wind Farm | 62142 | AM-TX | WT | OP | NA | WND |  | 6708918 |  |  | EIA Prime Mover-level Data
2021 | MN | MSC-GreyCloud01 Community Solar | 62143 | 52785 | PV | OP | NA | SUN |  | 14370 |  |  | EIA Prime Mover-level Data
2021 | MN | MSC-Scandia01 CSG | 62144 | 52741 | PV | OP | NA | SUN |  | 15813 |  |  | EIA Prime Mover-level Data
2021 | NY | Minisink Solar 1 LLC | 62145 | MINI1 | PV | OP | NA | SUN |  | 27395 |  |  | EIA Prime Mover-level Data
2021 | NY | Minisink Community Solar 2 LLC | 62146 | MINI2 | PV | OP | NA | SUN |  | 30535 |  |  | EIA Prime Mover-level Data
2021 | NY | KCE NY 1 | 62147 | KNY1 | BA | OP | NA | MWH |  | 0 |  |  | EIA Prime Mover-level Data
2021 | MN | Goose Lake MN DPC-GM | 62148 | PV1 | PV | OP | NA | SUN |  | 26343 |  |  | EIA Prime Mover-level Data
2021 | NM | Syncarpha Eagle Nest | 62149 | SYEN1 | PV | OP | NA | SUN |  | 21338 |  |  | EIA Prime Mover-level Data
2021 | CA | Chaffey College Rancho Cucamonga Campus | 62150 | SOLAR | PV | OP | NA | SUN |  | 67002 |  |  | EIA Prime Mover-level Data
2021 | ID | Clif Bar Bakery of Twin Falls | 62151 | PV1 | PV | OP | NA | SUN |  | 22993 |  |  | EIA Prime Mover-level Data
2021 | TX | IKEA Live Oak Rooftop PV System | 62152 | 570 | PV | OP | NA | SUN |  | 17315 |  |  | EIA Prime Mover-level Data
2021 | NY | Kelly Bridge Road Community Solar Farm | 62154 | 12 | PV | OP | NA | SUN |  | 28087 |  |  | EIA Prime Mover-level Data
2021 | NY | Hospital Rd Community Solar Farm CSG | 62155 | 9 | PV | OP | NA | SUN |  | 17022 |  |  | EIA Prime Mover-level Data
2021 | NY | Pool Brook Rd Community Solar Farm | 62156 | 15 | PV | OP | NA | SUN |  | 26157 |  |  | EIA Prime Mover-level Data
2021 | NY | Breesport Road Community Solar Farm | 62157 | 235 | PV | OP | NA | SUN |  | 27438 |  |  | EIA Prime Mover-level Data
2021 | NY | Sacket Lake Rd #1 Community Solar Farm | 62158 | 11 | PV | OP | NA | SUN |  | 28182 |  |  | EIA Prime Mover-level Data
2021 | NY | Sacket Lake Rd #2 Community Solar Farm | 62159 | 20 | PV | OP | NA | SUN |  | 24098 |  |  | EIA Prime Mover-level Data
2021 | NY | Turner Rd Community Solar Project | 62160 | 300 | PV | OP | NA | SUN |  | 27424 |  |  | EIA Prime Mover-level Data
2021 | WI | Galactic Wind | 62161 | GWT | WT | OP | NA | WND |  | 183201 |  |  | EIA Prime Mover-level Data
2021 | MN | 4710 Hosting | 62162 | 4710 | IC | SB | NA | DFO |  | 492 | 0.07626 | 0.31 | EIA Prime Mover-level Data | Estimated using an emission factor
2021 | MS | Meridian III | 62163 | MRDII | PV | OP | NA | SUN |  | 1054821 |  |  | EIA Prime Mover-level Data
2021 | MS | Meridian II | 62164 | MRDII | PV | OP | NA | SUN |  | 63033 |  |  | EIA Prime Mover-level Data
2021 | GA | Snipesville | 62165 | SNIPE | PV | OP | NA | SUN |  | 1866165 |  |  | EIA Prime Mover-level Data
2021 | NC | County Home Solar LLC | 62167 | COU01 | PV | OP | NA | SUN |  | 80409 |  |  | EIA Prime Mover-level Data
2021 | NC | Church Road Solar LLC | 62168 | CHU01 | PV | OP | NA | SUN |  | 60010 |  |  | EIA Prime Mover-level Data
2021 | OR | Boring Solar LLC | 62169 | BSPV2 | PV | OP | NA | SUN |  | 33152 |  |  | EIA Prime Mover-level Data
2021 | OR | Ballston Solar LLC | 62170 | BSPV1 | PV | OP | NA | SUN |  | 33534 |  |  | EIA Prime Mover-level Data
2021 | OR | Labish Solar LLC | 62171 | LSPV2 | PV | OP | NA | SUN |  | 34444 |  |  | EIA Prime Mover-level Data
2021 | IA | Birch | 62172 | BIR | WT | OP | NA | WND |  | 58435 |  |  | EIA Prime Mover-level Data
2021 | TN | SR Jonesborough | 62173 | JONES | PV | OP | NA | SUN |  | 69082 |  |  | EIA Prime Mover-level Data
2021 | NY | Maimonides Medical Center | 62174 | 625DI | IC | SB | NA | DFO |  | 41.795 | 0.0064782 | 0.31 | EIA Prime Mover-level Data | Estimated using an emission factor
2021 | NY | Maimonides Medical Center | 62174 | CM500 | IC | SB | NA | DFO |  | 41.795 | 0.0064782 | 0.31 | EIA Prime Mover-level Data | Estimated using an emission factor
2021 | NY | Maimonides Medical Center | 62174 | CM800 | IC | SB | NA | DFO |  | 66.872 | 0.010365 | 0.31 | EIA Prime Mover-level Data | Estimated using an emission factor
2021 | NY | Maimonides Medical Center | 62174 | CM900 | IC | SB | NA | DFO |  | 75.231 | 0.011661 | 0.31 | EIA Prime Mover-level Data | Estimated using an emission factor
2021 | NY | Maimonides Medical Center | 62174 | CN900 | IC | SB | NA | DFO |  | 75.231 | 0.011661 | 0.31 | EIA Prime Mover-level Data | Estimated using an emission factor
2021 | NY | Maimonides Medical Center | 62174 | ON300 | IC | SB | NA | DFO |  | 25.077 | 0.0038869 | 0.31 | EIA Prime Mover-level Data | Estimated using an emission factor
2021 | CA | Berry NMW Cogens | 62176 | 21Z | GT | OP | NA | NG |  | 461340.5 | 1.8492 | 0.0080165 | EIA Prime Mover-level Data | NEI avg EF - PM, fuel type
2021 | CA | Berry NMW Cogens | 62176 | PF | GT | OP | NA | NG |  | 461340.5 | 1.8492 | 0.0080165 | EIA Prime Mover-level Data | NEI avg EF - PM, fuel type
2021 | CA | Desert Harvest, LLC | 62177 | DH001 | PV | OP | NA | SUN |  | 2172512 |  |  | EIA Prime Mover-level Data
2021 | CA | Maverick Solar, LLC | 62178 | MAV01 | PV | OP | NA | SUN |  | 2942765 |  |  | EIA Prime Mover-level Data
2021 | NM | CNMEC Solar Energy Center | 62191 | CNMEC | PV | OP | NA | SUN |  | 49636 |  |  | EIA Prime Mover-level Data
2021 | MN | Winegar CSG | 62193 | SO377 | PV | OP | NA | SUN |  | 18358 |  |  | EIA Prime Mover-level Data
2021 | MN | Bolduan CSG | 62194 | SO360 | PV | OP | NA | SUN |  | 29968 |  |  | EIA Prime Mover-level Data
2021 | MN | Guse CSG | 62195 | SO371 | PV | OP | NA | SUN |  | 15149 |  |  | EIA Prime Mover-level Data
2021 | MA | Hadley 2 Solar, LLC CSG | 62196 | 2368 | PV | OP | NA | SUN |  | 25670 |  |  | EIA Prime Mover-level Data
2021 | MA | East Bridgewater Solar | 62197 | EBRID | PV | OP | NA | SUN |  | 27962 |  |  | EIA Prime Mover-level Data
2021 | MA | Griffin Road Solar, LLC CSG | 62198 | 2639 | PV | OP | NA | SUN |  | 28033 |  |  | EIA Prime Mover-level Data
2021 | MA | Ashby Solar, LLC CSG | 62199 | 4472 | PV | OP | NA | SUN |  | 12132 |  |  | EIA Prime Mover-level Data
2021 | OH | Hillcrest Solar | 62200 | HILLC | PV | OP | NA | SUN |  | 1572694 |  |  | EIA Prime Mover-level Data
2021 | MA | Dudley Solar CSG | 62201 | 02419 | PV | OP | NA | SUN |  | 24803 |  |  | EIA Prime Mover-level Data
2021 | MA | Williamsburg | 62202 | WIL01 | PV | OP | NA | SUN |  | 54719 |  |  | EIA Prime Mover-level Data
2021 | MA | Monson Solar, LLC | 62203 | 2701 | PV | OP | NA | SUN |  | 28288 |  |  | EIA Prime Mover-level Data
2021 | NC | Red Toad 5840 Buffalo Road, LLC | 62204 | G5840 | PV | OP | NA | SUN |  | 39149 |  |  | EIA Prime Mover-level Data
2021 | NC | Nickelson Solar, LLC | 62205 | GNICK | PV | OP | NA | SUN |  | 85584 |  |  | EIA Prime Mover-level Data
2021 | FL | Hibiscus Solar Energy Center | 62206 | 1 | PV | OP | NA | SUN |  | 1419946 |  |  | EIA Prime Mover-level Data
2021 | TX | Reloj del Sol Wind Farm | 62207 | RELOJ | WT | OP | NA | WND |  | 3972469 |  |  | EIA Prime Mover-level Data
2021 | MD | NIST Solar | 62208 | PV1 | PV | OP | NA | SUN |  | 48107 |  |  | EIA Prime Mover-level Data
2021 | MN | Randolph CSG PV1-5 | 62209 | RAND1 | PV | OP | NA | SUN |  | 14086.6 |  |  | EIA Prime Mover-level Data
2021 | MN | Randolph CSG PV1-5 | 62209 | RAND2 | PV | OP | NA | SUN |  | 14086.6 |  |  | EIA Prime Mover-level Data
2021 | MN | Randolph CSG PV1-5 | 62209 | RAND3 | PV | OP | NA | SUN |  | 14086.6 |  |  | EIA Prime Mover-level Data
2021 | MN | Randolph CSG PV1-5 | 62209 | RAND4 | PV | OP | NA | SUN |  | 14086.6 |  |  | EIA Prime Mover-level Data
2021 | MN | Randolph CSG PV1-5 | 62209 | RAND5 | PV | OP | NA | SUN |  | 14086.6 |  |  | EIA Prime Mover-level Data
2021 | MN | Felton CSG PV1-5 | 62210 | FELT1 | PV | OP | NA | SUN |  | 14251 |  |  | EIA Prime Mover-level Data
2021 | MN | Felton CSG PV1-5 | 62210 | FELT2 | PV | OP | NA | SUN |  | 14251 |  |  | EIA Prime Mover-level Data
2021 | MN | Felton CSG PV1-5 | 62210 | FELT3 | PV | OP | NA | SUN |  | 14251 |  |  | EIA Prime Mover-level Data
2021 | MN | Felton CSG PV1-5 | 62210 | FELT4 | PV | OP | NA | SUN |  | 14251 |  |  | EIA Prime Mover-level Data
2021 | MN | Felton CSG PV1-5 | 62210 | FELT5 | PV | OP | NA | SUN |  | 14251 |  |  | EIA Prime Mover-level Data
2021 | SC | Denmark Solar | 62211 | 35 | PV | OP | NA | SUN |  | 118806 |  |  | EIA Prime Mover-level Data
2021 | SC | Gaines Solar | 62216 | 41 | PV | OP | NA | SUN |  | 41155 |  |  | EIA Prime Mover-level Data
2021 | MA | Ashburnham Energy Storage Project | 62219 | AMLPB | BA | OP | NA | MWH |  | 0 |  |  | EIA Prime Mover-level Data
2021 | KS | East Fork Wind Project, LLC | 62220 | WTGS | WT | OP | NA | WND |  | 6396152 |  |  | EIA Prime Mover-level Data
2021 | NC | Warren Solar Farm LLC | 62223 | 10423 | PV | OP | NA | SUN |  | 94470 |  |  | EIA Prime Mover-level Data
2021 | CO | Oak Leaf Solar XXVII LLC | 62224 | 53971 | PV | OP | NA | SUN |  | 31092 |  |  | EIA Prime Mover-level Data
2021 | NJ | Hunterdon Health System Solar Project | 62225 | PV1 | PV | OP | NA | SUN |  | 20552 |  |  | EIA Prime Mover-level Data
2021 | MA | Westminster Renewables, LLC CSG | 62226 | 2479 | PV | OP | NA | SUN |  | 22044 |  |  | EIA Prime Mover-level Data
2021 | TX | Seymour Hills Wind Project, LLC | 62227 | WTGS | WT | OP | NA | WND |  | 1236756 |  |  | EIA Prime Mover-level Data
2021 | SC | Otis Elevator Company Solar | 62228 | O1614 | PV | OP | NA | SUN |  | 14592 |  |  | EIA Prime Mover-level Data
2021 | CO | Oak Leaf Solar XXX LLC (CSG) | 62239 | 53963 | PV | OP | NA | SUN |  | 37086 |  |  | EIA Prime Mover-level Data
2021 | NC | Burgaw Solar, LLC | 62240 | 1072 | PV | OP | NA | SUN |  | 83125 |  |  | EIA Prime Mover-level Data
2021 | OR | NorWest Energy 9 LLC | 62241 | NWE9 | PV | OP | NA | SUN |  | 101287 |  |  | EIA Prime Mover-level Data
2021 | CA | County of San Diego SBRC | 62242 | SBRC | PV | OP | NA | SUN |  | 20833 |  |  | EIA Prime Mover-level Data
2021 | CO | Oak Leaf Solar XXI (CSG) | 62243 | 53964 | PV | OP | NA | SUN |  | 30916 |  |  | EIA Prime Mover-level Data
2021 | CO | Oak Leaf Solar XXXI LLC (CSG) | 62244 | 53977 | PV | OP | NA | SUN |  | 32816 |  |  | EIA Prime Mover-level Data
2021 | CO | Oak Leaf Solar XXV LLC (CSG) | 62245 | 53968 | PV | OP | NA | SUN |  | 32365 |  |  | EIA Prime Mover-level Data
2021 | CA | Target Woodland Solar Project | 62246 | TWSP | PV | OP | NA | SUN |  | 34302 |  |  | EIA Prime Mover-level Data
2021 | SD | Prevailing Wind Park | 62247 | PWPSD | WT | OP | NA | WND |  | 7340335 |  |  | EIA Prime Mover-level Data
2021 | TX | Misae Solar | 62249 | 77777 | PV | OP | NA | SUN |  | 4189493 |  |  | EIA Prime Mover-level Data
2021 | NY | NYC-HH-New Bellevue Hospital | 62250 | CAT15 | IC | SB | NA | DFO |  | 153.4 | 0.023777 | 0.31 | EIA Prime Mover-level Data | Estimated using an emission factor
2021 | NY | NYC-HH-New Bellevue Hospital | 62250 | CAT2H | IC | SB | NA | DFO |  | 81.813 | 0.012681 | 0.31 | EIA Prime Mover-level Data | Estimated using an emission factor
2021 | NY | NYC-HH-New Bellevue Hospital | 62250 | CAT2M | IC | SB | NA | DFO |  | 81.813 | 0.012681 | 0.31 | EIA Prime Mover-level Data | Estimated using an emission factor
2021 | NY | NYC-HH-New Bellevue Hospital | 62250 | CAT2X | IC | SB | NA | DFO |  | 81.813 | 0.012681 | 0.31 | EIA Prime Mover-level Data | Estimated using an emission factor
2021 | NY | NYC-HH-New Bellevue Hospital | 62250 | CAT2Y | IC | SB | NA | DFO |  | 81.813 | 0.012681 | 0.31 | EIA Prime Mover-level Data | Estimated using an emission factor
2021 | NY | NYC-HH-New Bellevue Hospital | 62250 | CAT6M | IC | SB | NA | DFO |  | 61.36 | 0.0095108 | 0.31 | EIA Prime Mover-level Data | Estimated using an emission factor
2021 | NY | NYC-HH-New Bellevue Hospital | 62250 | CAT6P | IC | SB | NA | DFO |  | 61.36 | 0.0095108 | 0.31 | EIA Prime Mover-level Data | Estimated using an emission factor
2021 | NY | NYC-HH-New Bellevue Hospital | 62250 | CUM6Z | IC | SB | NA | DFO |  | 92.04 | 0.014266 | 0.31 | EIA Prime Mover-level Data | Estimated using an emission factor
2021 | NY | NYC-HH-New Bellevue Hospital | 62250 | RUD3R | IC | SB | NA | DFO |  | 71.587 | 0.011096 | 0.31 | EIA Prime Mover-level Data | Estimated using an emission factor
2021 | CO | Oak Leaf Solar XXXII (CSG) | 62251 | 53975 | PV | OP | NA | SUN |  | 31553 |  |  | EIA Prime Mover-level Data
2021 | CO | Oak Leaf Solar XXII LLC (CSG) | 62252 | 53965 | PV | OP | NA | SUN |  | 31553 |  |  | EIA Prime Mover-level Data
2021 | CO | Oak Leaf Solar XXIV LLC (CSG) | 62253 | 53967 | PV | OP | NA | SUN |  | 32287 |  |  | EIA Prime Mover-level Data
2021 | CO | Oak Leaf Solar XXVI LLC | 62254 | 53970 | PV | OP | NA | SUN |  | 31958 |  |  | EIA Prime Mover-level Data
2021 | CO | Oak Leaf Solar XXVIII LLC (CSG) | 62255 | 53973 | PV | OP | NA | SUN |  | 31020 |  |  | EIA Prime Mover-level Data
2021 | CO | Oak Leaf Solar XXIII LLC (CSG) | 62256 | 53966 | PV | OP | NA | SUN |  | 33036 |  |  | EIA Prime Mover-level Data
2021 | MA | Station 9 Energy Storage System | 62257 | ESS1 | BA | OP | NA | MWH |  | 0 |  |  | EIA Prime Mover-level Data
2021 | TX | Mesteno | 62258 | MES | WT | OP | NA | WND |  | 3507876 |  |  | EIA Prime Mover-level Data
2021 | TX | Ranchero Wind Farm LLC | 62259 | RAN | WT | OP | NA | WND |  | 10404044 |  |  | EIA Prime Mover-level Data
2021 | CO | Trout Creek Solar | 62260 | 44901 | PV | OP | NA | SUN |  | 34275 |  |  | EIA Prime Mover-level Data
2021 | MA | Pittsfield 44 - M&W PV | 62264 | LG400 | PV | OP | NA | SUN |  | 13619 |  |  | EIA Prime Mover-level Data
2021 | MA | Lee Site 31 Solar | 62265 | LG370 | PV | OP | NA | SUN |  | 21807 |  |  | EIA Prime Mover-level Data
2021 | MA | Plymouth Solar | 62266 | LG400 | PV | OP | NA | SUN |  | 13980 |  |  | EIA Prime Mover-level Data
2021 | MN | Held Solar Project | 62267 | HELD | PV | OP | NA | SUN |  | 79030 |  |  | EIA Prime Mover-level Data
2021 | OR | NorWest Energy 4, LLC | 62268 | NWE4 | PV | OP | NA | SUN |  | 85247 |  |  | EIA Prime Mover-level Data
2021 | MN | Stoneray Power Partners, LLC | 62269 | STNRY | WT | OP | NA | WND |  | 3109208 |  |  | EIA Prime Mover-level Data
2021 | NY | Westchester County Medical Center | 62270 | CAT04 | IC | SB | NA | DFO |  | 27.779 | 0.0043057 | 0.31 | EIA Prime Mover-level Data | Estimated using an emission factor
2021 | NY | Westchester County Medical Center | 62270 | CAT2C | IC | SB | NA | DFO |  | 59.526 | 0.0092265 | 0.31 | EIA Prime Mover-level Data | Estimated using an emission factor
2021 | NY | Westchester County Medical Center | 62270 | CATH1 | IC | SB | NA | DFO |  | 51.589 | 0.0079963 | 0.31 | EIA Prime Mover-level Data | Estimated using an emission factor
2021 | NY | Westchester County Medical Center | 62270 | CATH2 | IC | SB | NA | DFO |  | 51.589 | 0.0079963 | 0.31 | EIA Prime Mover-level Data | Estimated using an emission factor
2021 | NY | Westchester County Medical Center | 62270 | CATN1 | IC | SB | NA | DFO |  | 27.779 | 0.0043057 | 0.31 | EIA Prime Mover-level Data | Estimated using an emission factor
2021 | NY | Westchester County Medical Center | 62270 | CATN2 | IC | SB | NA | DFO |  | 27.779 | 0.0043057 | 0.31 | EIA Prime Mover-level Data | Estimated using an emission factor
2021 | NY | Westchester County Medical Center | 62270 | CATN3 | IC | SB | NA | DFO |  | 27.779 | 0.0043057 | 0.31 | EIA Prime Mover-level Data | Estimated using an emission factor
2021 | NY | Westchester County Medical Center | 62270 | CATR3 | IC | SB | NA | DFO |  | 23.811 | 0.0036907 | 0.31 | EIA Prime Mover-level Data | Estimated using an emission factor
2021 | NY | Westchester County Medical Center | 62270 | CATR4 | IC | SB | NA | DFO |  | 11.905 | 0.0018453 | 0.31 | EIA Prime Mover-level Data | Estimated using an emission factor
2021 | NY | Westchester County Medical Center | 62270 | CUM37 | IC | SB | NA | DFO |  | 15.874 | 0.0024605 | 0.31 | EIA Prime Mover-level Data | Estimated using an emission factor
2021 | NY | Westchester County Medical Center | 62270 | DT080 | IC | SB | NA | DFO |  | 19.842 | 0.0030755 | 0.31 | EIA Prime Mover-level Data | Estimated using an emission factor
2021 | NY | Westchester County Medical Center | 62270 | DT250 | IC | SB | NA | DFO |  | 11.905 | 0.0018453 | 0.31 | EIA Prime Mover-level Data | Estimated using an emission factor
2021 | NY | Westchester County Medical Center | 62270 | DT500 | IC | SB | NA | DFO |  | 19.842 | 0.0030755 | 0.31 | EIA Prime Mover-level Data | Estimated using an emission factor
2021 | NY | NYPH-Queens | 62271 | PB809 | IC | SB | NA | DFO |  | 46.6 | 0.007223 | 0.31 | EIA Prime Mover-level Data | Estimated using an emission factor
2021 | NY | NYPH-Queens | 62271 | PB909 | IC | SB | NA | DFO |  | 46.6 | 0.007223 | 0.31 | EIA Prime Mover-level Data | Estimated using an emission factor
2021 | NY | NYPH-Queens | 62271 | PR601 | IC | SB | NA | DFO |  | 46.6 | 0.007223 | 0.31 | EIA Prime Mover-level Data | Estimated using an emission factor
2021 | NY | NYPH-Queens | 62271 | PR602 | IC | SB | NA | DFO |  | 46.6 | 0.007223 | 0.31 | EIA Prime Mover-level Data | Estimated using an emission factor
2021 | NY | NYPH-Queens | 62271 | PR816 | IC | SB | NA | DFO |  | 46.6 | 0.007223 | 0.31 | EIA Prime Mover-level Data | Estimated using an emission factor
2021 | OR | Bly Solar Center | 62272 | BLY | PV | OP | NA | SUN |  | 173809 |  |  | EIA Prime Mover-level Data
2021 | CA | Liberty HS Solar Project | 62274 | LHSSP | PV | OP | NA | SUN |  | 23301 |  |  | EIA Prime Mover-level Data
2021 | CA | Frontier HS Solar Project | 62275 | FHSSP | PV | OP | NA | SUN |  | 22911 |  |  | EIA Prime Mover-level Data
2021 | CA | Xebec 1 | 62286 | W7188 | PV | OP | NA | SUN |  | 25476 |  |  | EIA Prime Mover-level Data
2021 | CA | Francisco St. Solar | 62287 | W7190 | PV | OP | NA | SUN |  | 20286 |  |  | EIA Prime Mover-level Data
2021 | CA | Valentine Solar, LLC | 62288 | VAL01 | PV | OP | NA | SUN |  | 2322907 |  |  | EIA Prime Mover-level Data
2021 | MI | Dearborn Energy Center | 62289 | GTG-1 | CT | OP | NA | NG |  | 1256936.1 | 3.3771 | 0.0053736 | EIA Unit-level Data | NEI avg EF - PM, fuel type
2021 | MI | Dearborn Energy Center | 62289 | GTG-2 | CT | OP | NA | NG |  | 1280638.8 | 3.4408 | 0.0053736 | EIA Unit-level Data | NEI avg EF - PM, fuel type
2021 | MI | Dearborn Energy Center | 62289 | STG-1 | CA | OP | NA | NG |  | 3114.3 | 0.00065712 | 0.000422 | EIA Unit-level Data | Estimated using an emission factor
2021 | MI | Polaris Wind Park | 62290 | 1 | WT | OP | NA | WND |  | 3909306 |  |  | EIA Prime Mover-level Data
2021 | MN | Palmer's Creek Wind Farm, LLC | 62291 | PCWF | WT | OP | NA | WND |  | 1143814 |  |  | EIA Prime Mover-level Data
2021 | RI | Richmond NMCA | 62301 | RNM02 | PV | OP | NA | SUN |  | 52775 |  |  | EIA Prime Mover-level Data
2021 | RI | Founders Homestead Farms Solar | 62302 | RFH01 | PV | OP | NA | SUN |  | 61070 |  |  | EIA Prime Mover-level Data
2021 | NY | Mattas Farms | 62303 | MF01 | PV | OP | NA | SUN |  | 28280 |  |  | EIA Prime Mover-level Data
2021 | NC | Woodleaf Solar Facility | 62304 | PV1 | PV | OP | NA | SUN |  | 98697 |  |  | EIA Prime Mover-level Data
2021 | IN | Tipton Solar Park | 62305 | STIP | PV | OP | NA | SUN |  | 81931 |  |  | EIA Prime Mover-level Data
2021 | NJ | IFF Union Beach Project | 62306 | IFFUB | PV | OP | NA | SUN |  | 63217 |  |  | EIA Prime Mover-level Data
2021 | SC | Tedder Solar | 62315 | 79 | PV | OP | NA | SUN |  | 9 |  |  | EIA Prime Mover-level Data
2021 | MT | Western Sugar Cooperative - Billings | 62319 | 1 | ST | OP | NA | SUB |  | 1053448 | 7.2799 | 0.013821 | EIA Prime Mover-level Data | NEI avg EF - PM, fuel type
2021 | IA | Cedar Falls Solar Farm | 62321 | 1 | PV | OP | NA | SUN |  | 21958 |  |  | EIA Prime Mover-level Data
2021 | NY | Mechanicville Hydroelectric Station | 62322 | MG8 | HY | OP | NA | WAT |  | 103870.5 |  |  | EIA Prime Mover-level Data
2021 | NY | Mechanicville Hydroelectric Station | 62322 | MG9 | HY | OP | NA | WAT |  | 103870.5 |  |  | EIA Prime Mover-level Data
2021 | MD | Macy's MD Joppa Solar Project | 62323 | MMDJ | PV | OP | NA | SUN |  | 25574 |  |  | EIA Prime Mover-level Data
2021 | MA | Dynamic - Walpole | 62324 | WAL01 | PV | OP | NA | SUN |  | 26202 |  |  | EIA Prime Mover-level Data
2021 | NJ | 46 Meadowlands Parkway | 62325 | 1 | PV | OP | NA | SUN |  | 21701 |  |  | EIA Prime Mover-level Data
2021 | NJ | 77 Metro Way | 62326 | 1 | PV | OP | NA | SUN |  | 13184 |  |  | EIA Prime Mover-level Data
2021 | MD | Synergen Panorama, LLC CSG | 62327 | SP | PV | OP | NA | SUN |  | 81399 |  |  | EIA Prime Mover-level Data
2021 | NC | Mill Pond Solar, LLC | 62328 | MLLPD | PV | OP | NA | SUN |  | 103914 |  |  | EIA Prime Mover-level Data
2021 | NC | Jamesville Road Solar, LLC | 62329 | JMVLR | PV | OP | NA | SUN |  | 101199 |  |  | EIA Prime Mover-level Data
2021 | NC | Camden Dam Solar, LLC | 62330 | CMDND | PV | OP | NA | SUN |  | 97317 |  |  | EIA Prime Mover-level Data
2021 | MD | Sol Phoenix | 62331 | SOLPH | PV | OP | NA | SUN |  | 34999 |  |  | EIA Prime Mover-level Data
2021 | MD | Blue Star | 62332 | BLUES | PV | OP | NA | SUN |  | 111954 |  |  | EIA Prime Mover-level Data
2021 | NE | Polk County Renewables, LLC | 62333 | T-1 | WT | OP | NA | WND |  | 102375 |  |  | EIA Prime Mover-level Data
2021 | MN | USS Centerfield Solar CSG | 62335 | USCEN | PV | OP | NA | SUN |  | 17182 |  |  | EIA Prime Mover-level Data
2021 | MN | USS Webster Solar CSG | 62336 | USWEB | PV | OP | NA | SUN |  | 19127 |  |  | EIA Prime Mover-level Data
2021 | MN | USS Lake Patterson Solar CSG | 62337 | USLP | PV | OP | NA | SUN |  | 19871 |  |  | EIA Prime Mover-level Data
2021 | MN | USS Kost Trail Solar CSG | 62339 | USSKT | PV | OP | NA | SUN |  | 17563 |  |  | EIA Prime Mover-level Data
2021 | NC | Aulander Holloman Solar, LLC | 62340 | HOLLO | PV | OP | NA | SUN |  | 1753815 |  |  | EIA Prime Mover-level Data
2021 | SC | Trask East Solar | 62346 | 83 | PV | OP | NA | SUN |  | 219111 |  |  | EIA Prime Mover-level Data
2021 | SC | Weaver Solar | 62347 | 90 | PV | OP | NA | SUN |  | 9 |  |  | EIA Prime Mover-level Data
2021 | SC | Yemassee Solar | 62353 | 93 | PV | OP | NA | SUN |  | 193264 |  |  | EIA Prime Mover-level Data
2021 | VA | IKEA Norfolk Rooftop PV System | 62355 | 569PV | PV | OP | NA | SUN |  | 14794 |  |  | EIA Prime Mover-level Data
2021 | TX | Lockett Windfarm | 62356 | LOC | WT | OP | NA | WND |  | 6605924 |  |  | EIA Prime Mover-level Data
2021 | NY | Gloversville Landfill Solar | 62357 | 08158 | PV | OP | NA | SUN |  | 38777 |  |  | EIA Prime Mover-level Data
2021 | MN | USS King 2 CSG | 62358 | USK12 | PV | OP | NA | SUN |  | 19501 |  |  | EIA Prime Mover-level Data
2021 | MN | USS Eggo Solar CSG | 62359 | USEGG | PV | OP | NA | SUN |  | 19472 |  |  | EIA Prime Mover-level Data
2021 | MN | USS DVL Solar CSG | 62360 | USDVL | PV | OP | NA | SUN |  | 17500 |  |  | EIA Prime Mover-level Data
2021 | MA | Barre Solar III LLC | 62363 | BSPV | PV | OP | NA | SUN |  | 13160 |  |  | EIA Prime Mover-level Data
2021 | MN | Nobles 2 Wind Project | 62364 | WT1 | WT | OP | NA | WND |  | 8282690 |  |  | EIA Prime Mover-level Data
2021 | MN | Wright Kirby 1-5 CSG | 62365 | WK1 | PV | OP | NA | SUN |  | 15533.8 |  |  | EIA Prime Mover-level Data
2021 | MN | Wright Kirby 1-5 CSG | 62365 | WK2 | PV | OP | NA | SUN |  | 15533.8 |  |  | EIA Prime Mover-level Data
2021 | MN | Wright Kirby 1-5 CSG | 62365 | WK3 | PV | OP | NA | SUN |  | 15533.8 |  |  | EIA Prime Mover-level Data
2021 | MN | Wright Kirby 1-5 CSG | 62365 | WK4 | PV | OP | NA | SUN |  | 15533.8 |  |  | EIA Prime Mover-level Data
2021 | MN | Wright Kirby 1-5 CSG | 62365 | WK5 | PV | OP | NA | SUN |  | 15533.8 |  |  | EIA Prime Mover-level Data
2021 | NY | NYP-Lower Manhattan Hospital | 62366 | CATR4 | IC | SB | NA | DFO |  | 240 | 0.0372 | 0.31 | EIA Prime Mover-level Data | Estimated using an emission factor
2021 | GA | SR Arlington II | 62367 | ARLII | PV | OP | NA | SUN |  | 1953199 |  |  | EIA Prime Mover-level Data
2021 | MA | BWC Origination 18 | 62368 | 62591 | PV | OP | NA | SUN |  | 61123 |  |  | EIA Prime Mover-level Data
2021 | MA | BWC Gibbs Brook | 62369 | 62595 | PV | OP | NA | SUN |  | 56321 |  |  | EIA Prime Mover-level Data
2021 | MA | BWC Wareham River | 62370 | 62593 | PV | OP | NA | SUN |  | 14936 |  |  | EIA Prime Mover-level Data
2021 | MA | BWC Harlow Brook | 62371 | 62592 | PV | OP | NA | SUN |  | 19323 |  |  | EIA Prime Mover-level Data
2021 | MA | BWC Pocasset River | 62372 | 62594 | PV | OP | NA | SUN |  | 20188 |  |  | EIA Prime Mover-level Data
2021 | CO | I25 Battery Storage | 62373 | I25BA | BA | OP | NA | MWH |  | 0 |  |  | EIA Prime Mover-level Data
2021 | DC | JBAB - Washington DC | 62374 | PV1 | PV | OP | NA | SUN |  | 80630 |  |  | EIA Prime Mover-level Data
2021 | GA | Dougherty County Solar, LLC | 62375 | PV1 | PV | OP | NA | SUN |  | 2426927 |  |  | EIA Prime Mover-level Data
2021 | CO | Grazing Yak Solar | 62376 | PV1 | PV | OP | NA | SUN |  | 779148 |  |  | EIA Prime Mover-level Data
2021 | GA | Moody Air Force Base Solar | 62377 | 1 | PV | OP | NA | SUN |  | 836202 |  |  | EIA Prime Mover-level Data
2021 | CA | CFW Solar X LLC - Vaughn | 62378 | VSCFW | PV | OP | NA | SUN |  | 27909 |  |  | EIA Prime Mover-level Data
2021 | ND | Emmons-Logan Wind, LLC | 62380 | ELLLC | WT | OP | NA | WND |  | 6468417 |  |  | EIA Prime Mover-level Data
2021 | VT | GMP Solar/Storage-Milton Hybrid | 62381 | GMPBM | BA | OP | NA | MWH |  | 0 |  |  | EIA Prime Mover-level Data
2021 | VT | GMP Solar/Storage-Milton Hybrid | 62381 | GMPSM | PV | OP | NA | SUN |  | 62201 |  |  | EIA Prime Mover-level Data
2021 | VT | GMP Solar/Storage-Ferrisburgh Hybrid | 62382 | GMPBF | BA | OP | NA | MWH |  | 0 |  |  | EIA Prime Mover-level Data
2021 | VT | GMP Solar/Storage-Ferrisburgh Hybrid | 62382 | GMPSF | PV | OP | NA | SUN |  | 68500 |  |  | EIA Prime Mover-level Data
2021 | VT | GMP Solar/Storage-Essex Hybrid | 62383 | GMPBE | BA | OP | NA | MWH |  | 0 |  |  | EIA Prime Mover-level Data
2021 | VT | GMP Solar/Storage-Essex Hybrid | 62383 | GMPSE | PV | OP | NA | SUN |  | 56375 |  |  | EIA Prime Mover-level Data
2021 | NY | Pasto Solar | 62389 | PASTO | PV | OP | NA | SUN |  | 228495 |  |  | EIA Prime Mover-level Data
2021 | GA | Guyton Community Solar | 62392 | 1 | PV | OP | NA | SUN |  | 65916 |  |  | EIA Prime Mover-level Data
2021 | GA | Atlanta Falcons Solar | 62393 | 1 | PV | OP | NA | SUN |  | 3379.5 |  |  | EIA Prime Mover-level Data
2021 | GA | Atlanta Falcons Solar | 62393 | 2 | PV | OP | NA | SUN |  | 2253 |  |  | EIA Prime Mover-level Data
2021 | GA | Atlanta Falcons Solar | 62393 | 3 | PV | OP | NA | SUN |  | 5632.5 |  |  | EIA Prime Mover-level Data
2021 | FL | Sweetbay Solar Center | 62394 | 1 | PV | OP | NA | SUN |  | 1279326 |  |  | EIA Prime Mover-level Data
2021 | SC | Bell Bay Solar Farm | 62395 | 1 | PV | OP | NA | SUN |  | 22877 |  |  | EIA Prime Mover-level Data
2021 | SC | Jamison Solar Farm | 62396 | 1 | PV | OP | NA | SUN |  | 18462 |  |  | EIA Prime Mover-level Data
2021 | SC | Runway Solar Farm | 62397 | 1 | PV | OP | NA | SUN |  | 32161 |  |  | EIA Prime Mover-level Data
2021 | NY | Albert Einstein College of Medicine | 62398 | CM111 | IC | SB | NA | DFO |  | 19.429 | 0.0030115 | 0.31 | EIA Prime Mover-level Data | Estimated using an emission factor
2021 | NY | Albert Einstein College of Medicine | 62398 | CM454 | IC | SB | NA | DFO |  | 48.571 | 0.0075285 | 0.31 | EIA Prime Mover-level Data | Estimated using an emission factor
2021 | NY | Albert Einstein College of Medicine | 62398 | CP035 | IC | SB | NA | DFO |  | 97.143 | 0.015057 | 0.31 | EIA Prime Mover-level Data | Estimated using an emission factor
2021 | NY | Albert Einstein College of Medicine | 62398 | CP643 | IC | SB | NA | DFO |  | 19.429 | 0.0030115 | 0.31 | EIA Prime Mover-level Data | Estimated using an emission factor
2021 | NY | Albert Einstein College of Medicine | 62398 | CP703 | IC | SB | NA | DFO |  | 48.571 | 0.0075285 | 0.31 | EIA Prime Mover-level Data | Estimated using an emission factor
2021 | NY | Albert Einstein College of Medicine | 62398 | CP810 | IC | SB | NA | DFO |  | 68 | 0.01054 | 0.31 | EIA Prime Mover-level Data | Estimated using an emission factor
2021 | NY | Albert Einstein College of Medicine | 62398 | CP919 | IC | SB | NA | DFO |  | 9.714 | 0.0015057 | 0.31 | EIA Prime Mover-level Data | Estimated using an emission factor
2021 | NY | Albert Einstein College of Medicine | 62398 | CP922 | IC | SB | NA | DFO |  | 48.571 | 0.0075285 | 0.31 | EIA Prime Mover-level Data | Estimated using an emission factor
2021 | NY | Albert Einstein College of Medicine | 62398 | CP925 | IC | SB | NA | DFO |  | 87.429 | 0.013551 | 0.31 | EIA Prime Mover-level Data | Estimated using an emission factor
2021 | NY | Albert Einstein College of Medicine | 62398 | CP961 | IC | SB | NA | DFO |  | 174.857 | 0.027103 | 0.31 | EIA Prime Mover-level Data | Estimated using an emission factor
2021 | NY | Albert Einstein College of Medicine | 62398 | CP962 | IC | SB | NA | DFO |  | 174.857 | 0.027103 | 0.31 | EIA Prime Mover-level Data | Estimated using an emission factor
2021 | NY | Albert Einstein College of Medicine | 62398 | WK259 | IC | SB | NA | NG |  | 19.429 | 4.0995e-06 | 0.000422 | EIA Prime Mover-level Data | Estimated using an emission factor
2021 | UT | Sage Solar I-III | 62399 | 77778 | PV | OP | NA | SUN |  | 1068156 |  |  | EIA Prime Mover-level Data
2021 | MD | UMCES Ground Mount | 62405 | X0009 | PV | OP | NA | SUN |  | 31667 |  |  | EIA Prime Mover-level Data
2021 | NM | City of Gallup Solar | 62406 | X0022 | PV | OP | NA | SUN |  | 127826 |  |  | EIA Prime Mover-level Data
2021 | MD | Anne Arundel County Public Schools | 62407 | X0001 | PV | OP | NA | SUN |  | 17023 |  |  | EIA Prime Mover-level Data
2021 | PA | Fort Indiantown Gap | 62408 | X0028 | PV | OP | NA | SUN |  | 43082 |  |  | EIA Prime Mover-level Data
2021 | GA | Waynesboro Community Solar | 62409 | 1 | PV | OP | NA | SUN |  | 39829 |  |  | EIA Prime Mover-level Data
2021 | PR | Cervecera de Puerto Rico | 62410 | CHP01 | IC | OP | NA | PG |  | 41512.622 |  |  | EIA Prime Mover-level Data
2021 | PR | Cervecera de Puerto Rico | 62410 | CHP02 | IC | OP | NA | PG |  | 41512.622 |  |  | EIA Prime Mover-level Data
2021 | PR | Cervecera de Puerto Rico | 62410 | GCC01 | IC | SB | NA | DFO |  | 13837.541 | 2.1448 | 0.31 | EIA Prime Mover-level Data | Estimated using an emission factor
2021 | PR | Cervecera de Puerto Rico | 62410 | GDC01 | IC | SB | NA | DFO |  | 73800.216 | 11.439 | 0.31 | EIA Prime Mover-level Data | Estimated using an emission factor
2021 | TX | Griffin Trail Wind | 62411 | GTWND | WT | OP | NA | WND |  | 3150017 |  |  | EIA Prime Mover-level Data
2021 | NY | Daum Solar | 62412 | DAUM | PV | OP | NA | SUN |  | 53809 |  |  | EIA Prime Mover-level Data
2021 | NY | Ellis Solar | 62413 | ELLIS | PV | OP | NA | SUN |  | 249125 |  |  | EIA Prime Mover-level Data
2021 | MN | Lady Slipper Solar Array CSG | 62414 | PV1 | PV | OP | NA | SUN |  | 48018 |  |  | EIA Prime Mover-level Data
2021 | TX | West of the Pecos Solar | 62415 | WOTP1 | PV | OP | NA | SUN |  | 2229947 |  |  | EIA Prime Mover-level Data
2021 | TX | Peyton Creek Wind Farm LLC | 62417 | WT1 | WT | OP | NA | WND |  | 3274554 |  |  | EIA Prime Mover-level Data
2021 | CA | Verwey-Hanford Dairy Digester #2 | 62418 | 4 | IC | OP | NA | OBG |  | 69742 | 0.5126 | 0.0147 | EIA Prime Mover-level Data | Estimated using an emission factor
2021 | CA | Verwey-Hanford Dairy Digester #3 | 62419 | 4 | IC | OP | NA | OBG |  | 86610 | 0.63658 | 0.0147 | EIA Prime Mover-level Data | Estimated using an emission factor
2021 | IL | Prairie State Solar Project | 62420 | PSS01 | PV | OP | NA | SUN |  | 838945 |  |  | EIA Prime Mover-level Data
2021 | NY | NYP-Hudson Valley Hospital Center | 62421 | 600CP | IC | SB | NA | DFO |  | 45 | 0.006975 | 0.31 | EIA Prime Mover-level Data | Estimated using an emission factor
2021 | NY | NYP-Hudson Valley Hospital Center | 62421 | 600OE | IC | SB | NA | DFO |  | 45 | 0.006975 | 0.31 | EIA Prime Mover-level Data | Estimated using an emission factor
2021 | NY | NYP-Hudson Valley Hospital Center | 62421 | 750RX | IC | SB | NA | DFO |  | 60 | 0.0093 | 0.31 | EIA Prime Mover-level Data | Estimated using an emission factor
2021 | NY | NYP-Hudson Valley Hospital Center | 62421 | TER | IC | SB | NA | DFO |  | 45 | 0.006975 | 0.31 | EIA Prime Mover-level Data | Estimated using an emission factor
2021 | MI | Assembly Solar Project | 62422 | ASP01 | PV | OP | NA | SUN |  | 900279 |  |  | EIA Prime Mover-level Data
2021 | NY | Regeneron Pharmaceuticals Inc. | 62423 | 735G1 | IC | SB | NA | DFO |  | 209.774 | 0.032515 | 0.31 | EIA Prime Mover-level Data | Estimated using an emission factor
2021 | NY | Regeneron Pharmaceuticals Inc. | 62423 | 735G2 | IC | SB | NA | DFO |  | 139.849 | 0.021677 | 0.31 | EIA Prime Mover-level Data | Estimated using an emission factor
2021 | NY | Regeneron Pharmaceuticals Inc. | 62423 | 745G1 | IC | SB | NA | DFO |  | 209.774 | 0.032515 | 0.31 | EIA Prime Mover-level Data | Estimated using an emission factor
2021 | NY | Regeneron Pharmaceuticals Inc. | 62423 | 745G2 | IC | SB | NA | DFO |  | 209.774 | 0.032515 | 0.31 | EIA Prime Mover-level Data | Estimated using an emission factor
2021 | NY | Regeneron Pharmaceuticals Inc. | 62423 | 765G1 | IC | SB | NA | DFO |  | 349.623 | 0.054192 | 0.31 | EIA Prime Mover-level Data | Estimated using an emission factor
2021 | NY | Regeneron Pharmaceuticals Inc. | 62423 | 765G2 | IC | SB | NA | DFO |  | 279.698 | 0.043353 | 0.31 | EIA Prime Mover-level Data | Estimated using an emission factor
2021 | NY | Regeneron Pharmaceuticals Inc. | 62423 | 771NG | IC | SB | NA | NG |  | 111.879 | 2.3606e-05 | 0.000422 | EIA Prime Mover-level Data | Estimated using an emission factor
2021 | NY | Regeneron Pharmaceuticals Inc. | 62423 | 777G1 | IC | SB | NA | DFO |  | 139.849 | 0.021677 | 0.31 | EIA Prime Mover-level Data | Estimated using an emission factor
2021 | NY | Regeneron Pharmaceuticals Inc. | 62423 | 777G2 | IC | SB | NA | DFO |  | 349.623 | 0.054192 | 0.31 | EIA Prime Mover-level Data | Estimated using an emission factor
2021 | NY | Regeneron Pharmaceuticals Inc. | 62423 | 777NG | IC | RE | NA | NG |  | 55.94 | 1.1803e-05 | 0.000422 | EIA Prime Mover-level Data | Estimated using an emission factor
2021 | NY | Regeneron Pharmaceuticals Inc. | 62423 | 778NG | IC | RE | NA | NG |  | 27.97 | 5.9017e-06 | 0.000422 | EIA Prime Mover-level Data | Estimated using an emission factor
2021 | NY | Regeneron Pharmaceuticals Inc. | 62423 | 785G1 | IC | SB | NA | DFO |  | 139.849 | 0.021677 | 0.31 | EIA Prime Mover-level Data | Estimated using an emission factor
2021 | NY | Regeneron Pharmaceuticals Inc. | 62423 | 795G1 | IC | SB | NA | DFO |  | 279.698 | 0.043353 | 0.31 | EIA Prime Mover-level Data | Estimated using an emission factor
2021 | NY | Regeneron Pharmaceuticals Inc. | 62423 | 795G2 | IC | SB | NA | DFO |  | 279.698 | 0.043353 | 0.31 | EIA Prime Mover-level Data | Estimated using an emission factor
2021 | NY | Iola Powerhouse & Cogeneration Facility | 62424 | 1 | IC | RE | NA | NG |  | 28763.667 | 0.0060691 | 0.000422 | EIA Prime Mover-level Data | Estimated using an emission factor
2021 | NY | Iola Powerhouse & Cogeneration Facility | 62424 | 2 | IC | RE | NA | NG |  | 28763.667 | 0.0060691 | 0.000422 | EIA Prime Mover-level Data | Estimated using an emission factor
2021 | NY | Iola Powerhouse & Cogeneration Facility | 62424 | 3 | IC | RE | NA | NG |  | 28763.667 | 0.0060691 | 0.000422 | EIA Prime Mover-level Data | Estimated using an emission factor
2021 | SD | Willow Creek Wind Power LLC | 62431 | 1 | WT | OP | NA | WND |  | 3614107 |  |  | EIA Prime Mover-level Data
2021 | GA | SR Arlington I | 62436 | ARLI | PV | OP | NA | SUN |  | 9816 |  |  | EIA Prime Mover-level Data
2021 | NJ | Heller 400M | 62438 | A | PV | OP | NA | SUN |  | 7986.667 |  |  | EIA Prime Mover-level Data
2021 | NJ | Heller 400M | 62438 | B | PV | OP | NA | SUN |  | 1996.667 |  |  | EIA Prime Mover-level Data
2021 | NJ | Heller 400M | 62438 | C | PV | OP | NA | SUN |  | 1996.667 |  |  | EIA Prime Mover-level Data
2021 | NJ | Owens Corning | 62439 | A | PV | OP | NA | SUN |  | 40812 |  |  | EIA Prime Mover-level Data
2021 | NV | Techren Solar V | 62440 | TECH5 | PV | OP | NA | SUN |  | 1208936 |  |  | EIA Prime Mover-level Data
2021 | CA | Kearny Mesa Storage LLC | 62441 | U1 | BA | OP | NA | MWH
2021 | MN | Lake Region Community Hybrid, LLC | 62442 | LRCH | WT | OP | NA | WND |  | 73025 |  |  | EIA Prime Mover-level Data
2021 | MN | Lake Region Community Hybrid, LLC | 62442 | LRCHS | PV | OP | NA | SUN
2021 | VT | Westminster | 62443 | A | PV | OP | NA | SUN |  | 23983 |  |  | EIA Prime Mover-level Data
2021 | PA | Meyersdale Battery | 62444 | BMY | BA | OP | NA | MWH |  | 0 |  |  | EIA Prime Mover-level Data
2021 | CO | Busch Ranch II Wind Farm | 62445 | WT | WT | OP | NA | WND |  | 1630570 |  |  | EIA Prime Mover-level Data
2021 | NY | JLL-One Rockwood Road | 62446 | EGEN1 | IC | SB | NA | DFO |  | 84 | 0.01302 | 0.31 | EIA Prime Mover-level Data | Estimated using an emission factor
2021 | NY | JLL-One Rockwood Road | 62446 | EGEN2 | IC | SB | NA | DFO |  | 84 | 0.01302 | 0.31 | EIA Prime Mover-level Data | Estimated using an emission factor
2021 | NY | Mount Sinai South Nassau Hospital | 62447 | 3 | IC | SB | NA | DFO
2021 | NY | Mount Sinai South Nassau Hospital | 62447 | 4 | IC | SB | NA | DFO
2021 | TX | Lapetus | 62448 | LAP | PV | OP | NA | SUN |  | 1894135 |  |  | EIA Prime Mover-level Data
2021 | AL | Kimberly Clark Mobile - CHP Plant | 62449 | GT100 | GT | OP | NA | NG |  | 1769449.5 | 7.0924 | 0.0080165 | EIA Prime Mover-level Data | NEI avg EF - PM, fuel type
2021 | AL | Kimberly Clark Mobile - CHP Plant | 62449 | GT200 | GT | OP | NA | NG |  | 1769449.5 | 7.0924 | 0.0080165 | EIA Prime Mover-level Data | NEI avg EF - PM, fuel type
2021 | NY | St. Johns Episcopal Hospital | 62450 | CT205 | IC | SB | NA | DFO |  | 30.667 | 0.0047534 | 0.31 | EIA Prime Mover-level Data | Estimated using an emission factor
2021 | NY | St. Johns Episcopal Hospital | 62450 | F1040 | IC | SB | NA | DFO |  | 153.333 | 0.023767 | 0.31 | EIA Prime Mover-level Data | Estimated using an emission factor
2021 | IL | Rantoul Solar | 62451 | RANTL | PV | OP | NA | SUN |  | 21613 |  |  | EIA Prime Mover-level Data
2021 | NY | St. Joseph Hospital | 62452 | CT250 | IC | SB | NA | DFO |  | 19.909 | 0.0030859 | 0.31 | EIA Prime Mover-level Data | Estimated using an emission factor
2021 | NY | St. Joseph Hospital | 62452 | CT750 | IC | SB | NA | DFO |  | 53.091 | 0.0082291 | 0.31 | EIA Prime Mover-level Data | Estimated using an emission factor
2021 | NY | Mt.Sinai-St.Lukes Roosevelt Hosp. Center | 62453 | CT250 | IC | SB | NA | DFO |  | 25.227 | 0.0039102 | 0.31 | EIA Prime Mover-level Data | Estimated using an emission factor
2021 | NY | Mt.Sinai-St.Lukes Roosevelt Hosp. Center | 62453 | CT750 | IC | SB | NA | DFO |  | 67.273 | 0.010427 | 0.31 | EIA Prime Mover-level Data | Estimated using an emission factor
2021 | NY | Mt.Sinai-St.Lukes Roosevelt Hosp. Center | 62453 | EG1 | IC | SB | NA | DFO |  | 16.818 | 0.0026068 | 0.31 | EIA Prime Mover-level Data | Estimated using an emission factor
2021 | NY | Mt.Sinai-St.Lukes Roosevelt Hosp. Center | 62453 | EG2 | IC | SB | NA | DFO |  | 25.227 | 0.0039102 | 0.31 | EIA Prime Mover-level Data | Estimated using an emission factor
2021 | NY | Mt.Sinai-St.Lukes Roosevelt Hosp. Center | 62453 | EG3 | IC | SB | NA | DFO |  | 210.227 | 0.032585 | 0.31 | EIA Prime Mover-level Data | Estimated using an emission factor
2021 | NY | Mt.Sinai-St.Lukes Roosevelt Hosp. Center | 62453 | EG4 | IC | SB | NA | DFO |  | 210.227 | 0.032585 | 0.31 | EIA Prime Mover-level Data | Estimated using an emission factor
2021 | NJ | Lakewood Cheddar School | 62454 | 1 | PV | OP | NA | SUN |  | 9375 |  |  | EIA Prime Mover-level Data
2021 | CT | Digital Fairfield | 62455 | DGR01 | FC | OP | NA | NG |  | 101403 | 0 | 0 | EIA Prime Mover-level Data | Estimated using an emission factor
2021 | NY | Regeneron Tarrytown | 62456 | RGP00 | FC | OP | NA | NG |  | 75444 | 0 | 0 | EIA Prime Mover-level Data | Estimated using an emission factor
2021 | CA | Ratkovich Alhambra | 62458 | RAT00 | FC | OP | NA | NG |  | 54360 | 0 | 0 | EIA Prime Mover-level Data | Estimated using an emission factor
2021 | CA | Micro Santa Clara | 62459 | SMC01 | FC | OP | NA | NG |  | 55041 | 0 | 0 | EIA Prime Mover-level Data | Estimated using an emission factor
2021 | IA | Farmers Electric Cooperative - Kalona | 62461 | 1 | IC | SB | NA | DFO |  | 956 | 0.14818 | 0.31 | EIA Prime Mover-level Data | Estimated using an emission factor
2021 | IA | Farmers Electric Cooperative - Kalona | 62461 | 2 | IC | SB | NA | DFO |  | 956 | 0.14818 | 0.31 | EIA Prime Mover-level Data | Estimated using an emission factor
2021 | IA | Farmers Electric Cooperative - Kalona | 62461 | 3 | IC | SB | NA | DFO |  | 956 | 0.14818 | 0.31 | EIA Prime Mover-level Data | Estimated using an emission factor
2021 | AL | Muscle Shoals | 62462 | GEN01 | PV | OP | NA | SUN |  | 998013 |  |  | EIA Prime Mover-level Data
2021 | CA | Little Bear 3 | 62463 | GEN01 | PV | OP | NA | SUN |  | 473410 |  |  | EIA Prime Mover-level Data
2021 | CA | Little Bear 4 | 62464 | GEN01 | PV | OP | NA | SUN |  | 878438 |  |  | EIA Prime Mover-level Data
2021 | CA | Little Bear 5 | 62465 | GEN01 | PV | OP | NA | SUN |  | 950179 |  |  | EIA Prime Mover-level Data
2021 | NM | Vista Solar Energy Center | 62467 | VISTA | PV | OP | NA | SUN |  | 208571 |  |  | EIA Prime Mover-level Data
2021 | TN | Music City Community Solar | 62468 | MCS01 | PV | OP | NA | SUN |  | 23451 |  |  | EIA Prime Mover-level Data
2021 | UT | Cove Mountain Solar | 62469 | GEN01 | PV | OP | NA | SUN |  | 1407293 |  |  | EIA Prime Mover-level Data
2021 | UT | Cove Mountain Solar 2 | 62470 | GEN01 | PV | OP | NA | SUN |  | 2930233 |  |  | EIA Prime Mover-level Data
2021 | NY | Washington St Community Solar Farm #4 | 62471 | 1034 | PV | OP | NA | SUN |  | 28182 |  |  | EIA Prime Mover-level Data
2021 | NY | Washington St Community Solar Farm #1 | 62472 | 617 | PV | OP | NA | SUN |  | 26263 |  |  | EIA Prime Mover-level Data
2021 | NY | Washington St Community Solar Farm #3 | 62473 | 1035 | PV | OP | NA | SUN |  | 31331 |  |  | EIA Prime Mover-level Data
2021 | NY | Gaskill Rd Community Solar Farm CSG | 62474 | 928 | PV | OP | NA | SUN |  | 56012 |  |  | EIA Prime Mover-level Data
2021 | MO | Kings Point Wind Energy Center | 62475 | KPW1 | WT | OP | NA | WND |  | 3199857 |  |  | EIA Prime Mover-level Data
2021 | NY | Big Tree Community Solar Farm | 62476 | 607 | PV | OP | NA | SUN |  | 24451 |  |  | EIA Prime Mover-level Data
2021 | NY | Dryden Rd #2 Community Solar Farm CSG | 62477 | 372 | PV | OP | NA | SUN |  | 17226 |  |  | EIA Prime Mover-level Data
2021 | MO | North Fork Ridge Wind Energy Center | 62478 | NFRW1 | WT | OP | NA | WND |  | 4397996 |  |  | EIA Prime Mover-level Data
2021 | NY | Woodoak Drive Community Solar Farm CSG | 62479 | 175 | PV | OP | NA | SUN |  | 26317 |  |  | EIA Prime Mover-level Data
2021 | NY | Burritt Rd Community Solar Farm | 62480 | 635 | PV | OP | NA | SUN |  | 28262 |  |  | EIA Prime Mover-level Data
2021 | KS | Neosho Ridge Wind Energy Center | 62481 | NRW1 | WT | OP | NA | WND |  | 5829394 |  |  | EIA Prime Mover-level Data
2021 | WV | Beech Ridge II Wind Energy Center | 62482 | GEN1 | WT | OP | NA | WND |  | 1367659 |  |  | EIA Prime Mover-level Data
2021 | TX | Taygete Energy Project LLC | 62483 | PV1 | PV | OP | NA | SUN |  | 5092067 |  |  | EIA Prime Mover-level Data
2021 | IN | Crawfordsville 2 Solar Park | 62484 | SCRA2 | PV | OP | NA | SUN |  | 110663 |  |  | EIA Prime Mover-level Data
2021 | IN | Crawfordsville 3 Solar Park | 62485 | SCRA3 | PV | OP | NA | SUN |  | 73626 |  |  | EIA Prime Mover-level Data
2021 | NY | CMR Solar LLC | 62486 | CMRSL | PV | OP | NA | SUN |  | 31474 |  |  | EIA Prime Mover-level Data
2021 | NC | Flowers Solar LLC | 62487 | FLOW | PV | OP | NA | SUN |  | 72812 |  |  | EIA Prime Mover-level Data
2021 | KS | Prairie Queen Wind Farm | 62488 | WT | WT | OP | NA | WND |  | 5397723 |  |  | EIA Prime Mover-level Data
2021 | CO | Crossing Trails Wind Power Project LLC. | 62489 | GEN1 | WT | OP | NA | WND |  | 3194206 |  |  | EIA Prime Mover-level Data
2021 | FL | Echo River Solar | 62490 | 1 | PV | OP | NA | SUN |  | 1388714 |  |  | EIA Prime Mover-level Data
2021 | FL | Echo River Solar | 62490 | 2 | BA | OP | NA | MWH
2021 | FL | Okeechobee Solar | 62491 | 1 | PV | OP | NA | SUN |  | 1523957 |  |  | EIA Prime Mover-level Data
2021 | NJ | DTE Atlantic, LLC | 62492 | ACB-1 | GT | OP | NA | NG |  | 868965 | 3.483 | 0.0080165 | EIA Prime Mover-level Data | NEI avg EF - PM, fuel type
2021 | FL | Southfork Solar | 62493 | 1 | PV | OP | NA | SUN |  | 1584126 |  |  | EIA Prime Mover-level Data
2021 | OK | Skeleton Creek Energy Center Hybrid | 62494 | SKC | WT | OP | NA | WND |  | 9046691 |  |  | EIA Prime Mover-level Data
2021 | CO | Palmer Solar | 62495 | 20181 | PV | OP | NA | SUN |  | 1345260 |  |  | EIA Prime Mover-level Data
2021 | NY | Telegraph Rd #1 Community Solar Farm | 62496 | 1268 | PV | OP | NA | SUN
2021 | CA | Orange County Energy Storage 2 | 62497 | OCES2 | BA | OP | NA | MWH
2021 | NY | Telegraph Rd #2 Community Solar Farm | 62498 | 1413 | PV | OP | NA | SUN
2021 | CA | Orange County Energy Storage 3 | 62499 | OCES3 | BA | OP | NA | MWH
2021 | MA | Winchendon Landfill Solar | 62503 | 10237 | PV | OP | NA | SUN |  | 26315 |  |  | EIA Prime Mover-level Data
2021 | NY | Frey Rd #1 Community Solar Farm | 62504 | 1159 | PV | OP | NA | SUN |  | 20649 |  |  | EIA Prime Mover-level Data
2021 | TX | G.S.E. One LLC | 62505 | 1 | PV | OP | NA | SUN |  | 483217 |  |  | EIA Prime Mover-level Data
2021 | NY | County Route 11 Community Solar Farm | 62507 | 1419 | PV | OP | NA | SUN |  | 51043 |  |  | EIA Prime Mover-level Data
2021 | NY | Furnace Rd Community Solar Farm | 62508 | 1420 | PV | OP | NA | SUN |  | 40031 |  |  | EIA Prime Mover-level Data
2021 | WY | TB Flats | 62516 | 1 | WT | OP | NA | WND |  | 3919818 |  |  | EIA Prime Mover-level Data
2021 | NY | Frey Rd #2 Community Solar Farm | 62521 | 1442 | PV | OP | NA | SUN |  | 17120 |  |  | EIA Prime Mover-level Data
2021 | NY | Route 22 Community Solar Farm CSG | 62524 | 1444 | PV | OP | NA | SUN |  | 3148 |  |  | EIA Prime Mover-level Data
2021 | NY | Villa Roma Rd #1 | 62525 | 40 | PV | OP | NA | SUN |  | 22612 |  |  | EIA Prime Mover-level Data
2021 | NY | Villa Roma Rd #2 | 62526 | 41 | PV | OP | NA | SUN |  | 24486 |  |  | EIA Prime Mover-level Data
2021 | NY | Villa Roma Rd #3 CSG | 62527 | 390 | PV | OP | NA | SUN |  | 22294 |  |  | EIA Prime Mover-level Data
2021 | NY | Villa Roma Rd #4 CSG | 62528 | 391 | PV | OP | NA | SUN |  | 25361 |  |  | EIA Prime Mover-level Data
2021 | NY | Boas Rd #1 Community Solar Farm | 62530 | 496 | PV | OP | NA | SUN |  | 27819 |  |  | EIA Prime Mover-level Data
2021 | NY | Boas Rd #2 Community Solar Farm | 62531 | 1010 | PV | OP | NA | SUN |  | 28026 |  |  | EIA Prime Mover-level Data
2021 | NY | Boas Rd #3 Community Solar Farm | 62532 | 1011 | PV | OP | NA | SUN |  | 27705 |  |  | EIA Prime Mover-level Data
2021 | NY | Boas Rd #4 Community Solar Farm | 62533 | 1023 | PV | OP | NA | SUN |  | 25388 |  |  | EIA Prime Mover-level Data
2021 | MN | MSC-Scott01 LLC | 62535 | 52737 | PV | OP | NA | SUN |  | 14645 |  |  | EIA Prime Mover-level Data
2021 | MN | MSC-Chisago01 LLC CSG | 62536 | 52739 | PV | OP | NA | SUN |  | 17182 |  |  | EIA Prime Mover-level Data
2021 | MN | MSC-Rice01 LLC CSG | 62537 | 52738 | PV | OP | NA | SUN |  | 17277 |  |  | EIA Prime Mover-level Data
2021 | MN | MSC-Chisago02 LLC | 62538 | 52740 | PV | OP | NA | SUN |  | 15149 |  |  | EIA Prime Mover-level Data
2021 | NC | HCE Moore I | 62539 | PGR02 | PV | OP | NA | SUN |  | 27679 |  |  | EIA Prime Mover-level Data
2021 | NC | Three Bridge | 62540 | PGR01 | PV | OP | NA | SUN |  | 29712 |  |  | EIA Prime Mover-level Data
2021 | FL | Lake Placid Solar Power Plant | 62541 | PV1 | PV | OP | NA | SUN |  | 505776 |  |  | EIA Prime Mover-level Data
2021 | FL | Debary Solar Power Plant | 62542 | PV1 | PV | OP | NA | SUN |  | 1193759 |  |  | EIA Prime Mover-level Data
2021 | FL | Trenton Solar Power Plant | 62543 | PV1 | PV | OP | NA | SUN |  | 1429824 |  |  | EIA Prime Mover-level Data
2021 | NC | Wilkinson Solar LLC | 62544 | GEN1 | PV | OP | NA | SUN |  | 1481078 |  |  | EIA Prime Mover-level Data
2021 | CA | Renew Solar ABC Sacramento LLC | 62545 | SACRA | PV | OP | NA | SUN |  | 29528 |  |  | EIA Prime Mover-level Data
2021 | CA | Aquamarine | 62547 | AQUAM | PV | OP | NA | SUN |  | 813441 |  |  | EIA Prime Mover-level Data
2021 | NY | Kearsarge Johnstown 1 CSG | 62549 | JOHNN | PV | OP | NA | SUN |  | 20030 |  |  | EIA Prime Mover-level Data
2021 | MA | Kearsarge GB | 62550 | GB123 | PV | OP | NA | SUN |  | 27784 |  |  | EIA Prime Mover-level Data
2021 | RI | Kearsarge SKSC1 LLC | 62551 | SKSC1 | PV | OP | NA | SUN |  | 54792 |  |  | EIA Prime Mover-level Data
2021 | MA | Kearsarge Uxbridge | 62552 | UX680 | PV | OP | NA | SUN |  | 27997 |  |  | EIA Prime Mover-level Data
2021 | NY | Kearsarge Johnstown 2 CSG | 62556 | JOHNS | PV | OP | NA | SUN |  | 27759 |  |  | EIA Prime Mover-level Data
2021 | MA | Kearsarge Montague | 62557 | MONTA | PV | OP | NA | SUN |  | 61299 |  |  | EIA Prime Mover-level Data
2021 | RI | Kearsarge SKSC2 LLC | 62558 | SKSC2 | PV | OP | NA | SUN |  | 51466 |  |  | EIA Prime Mover-level Data
2021 | MA | Kearsarge Wilmington | 62559 | WILM1 | PV | OP | NA | SUN |  | 20310 |  |  | EIA Prime Mover-level Data
2021 | OR | Airport Solar | 62560 | APS | PV | OP | NA | SUN |  | 904233 |  |  | EIA Prime Mover-level Data
2021 | TX | Roadrunner, LLC Hybrid | 62561 | RODR1 | PV | OP | NA | SUN |  | 4353785.5 |  |  | EIA Prime Mover-level Data
2021 | TX | Roadrunner, LLC Hybrid | 62561 | RODR2 | PV | OP | NA | SUN |  | 4353785.5 |  |  | EIA Prime Mover-level Data
2021 | TX | High Lonesome Wind Power, LLC Hybrid | 62562 | HILO | WT | OP | NA | WND |  | 11951325.798 |  |  | EIA Prime Mover-level Data
2021 | TX | High Lonesome Wind Power, LLC Hybrid | 62562 | HILO2 | WT | OP | NA | WND |  | 1329402.202 |  |  | EIA Prime Mover-level Data
2021 | MO | High Prairie Wind Farm | 62563 | HPWF | WT | OP | NA | WND |  | 7085400 |  |  | EIA Prime Mover-level Data
2021 | PA | Hill Top Energy Center | 62565 | 01 | CT | OP | CC | NG | 3061 | 12290313.166 | 33.0213 | 0.0053736 | EPA/CAMD | NEI avg EF - PM, fuel type, firing type | 2021
2021 | TX | Blue Summit III Wind | 62566 | BS3 | WT | OP | NA | WND |  | 7218275 |  |  | EIA Prime Mover-level Data
2021 | RI | GD Richmond Buttonwoods I, LLC | 62567 | GDBUT | PV | OP | NA | SUN |  | 17068 |  |  | EIA Prime Mover-level Data
2021 | RI | GD West Greenwich Victory I, LLC | 62568 | GDVIC | PV | OP | NA | SUN |  | 24646 |  |  | EIA Prime Mover-level Data
2021 | IA | Knoxville Battery Energy Storage | 62569 | ES1 | BA | OP | NA | MWH |  | 0 |  |  | EIA Prime Mover-level Data
2021 | MA | Jiminy Peak Wind QF | 62570 | 32651 | WT | OP | NA | WND |  | 18 |  |  | EIA Prime Mover-level Data
2021 | CA | Disney Prospect | 62571 | DSY01 | FC | OP | NA | NG |  | 52078 | 0 | 0 | EIA Prime Mover-level Data | Estimated using an emission factor
2021 | NY | ATT Jericho | 62572 | ATT49 | FC | OP | NA | NG |  | 57185 | 0 | 0 | EIA Prime Mover-level Data | Estimated using an emission factor
2021 | CA | ATT Kelvin | 62573 | ATT56 | FC | OP | NA | NG |  | 52012 | 0 | 0 | EIA Prime Mover-level Data | Estimated using an emission factor
2021 | CA | ATT Van Nyus | 62574 | ATT93 | FC | OP | NA | NG |  | 42911 | 0 | 0 | EIA Prime Mover-level Data | Estimated using an emission factor
2021 | CA | FLEX Gibraltar | 62575 | FLX01 | FC | OP | NA | NG |  | 51065 | 0 | 0 | EIA Prime Mover-level Data | Estimated using an emission factor
2021 | NY | MER Queens | 62576 | MER01 | FC | OP | NA | NG |  | 63066 | 0 | 0 | EIA Prime Mover-level Data | Estimated using an emission factor
2021 | CA | APP Prune A-D | 62577 | AP11A | FC | OP | NA | NG |  | 45737.75 | 0 | 0 | EIA Prime Mover-level Data | Estimated using an emission factor
2021 | CA | APP Prune A-D | 62577 | AP11B | FC | OP | NA | NG |  | 45737.75 | 0 | 0 | EIA Prime Mover-level Data | Estimated using an emission factor
2021 | CA | APP Prune A-D | 62577 | AP11C | FC | OP | NA | NG |  | 45737.75 | 0 | 0 | EIA Prime Mover-level Data | Estimated using an emission factor
2021 | CA | APP Prune A-D | 62577 | AP11D | FC | OP | NA | NG |  | 45737.75 | 0 | 0 | EIA Prime Mover-level Data | Estimated using an emission factor
2021 | CA | Preferred Freezer San Leandro | 62578 | SLPV1 | PV | OP | NA | SUN |  | 30710 |  |  | EIA Prime Mover-level Data
2021 | MA | Plainfield Community Solar LLC | 62579 | 2999 | PV | OP | NA | SUN |  | 27687 |  |  | EIA Prime Mover-level Data
2021 | NY | Route 14A CDG Solar North and South LLC | 62580 | 6081 | PV | OP | NA | SUN |  | 56321 |  |  | EIA Prime Mover-level Data
2021 | MA | Tolland Solar NG LLC | 62581 | 3011 | PV | OP | NA | SUN |  | 42764 |  |  | EIA Prime Mover-level Data
2021 | NY | Newfield Community Solar LLC | 62582 | 5216 | PV | OP | NA | SUN |  | 74916 |  |  | EIA Prime Mover-level Data
2021 | MA | Tanglewood Circle Solar 1 LLC | 62583 | 5823 | PV | OP | NA | SUN |  | 60946 |  |  | EIA Prime Mover-level Data
2021 | GA | Quitman Solar | 62584 | QUITM | PV | OP | NA | SUN |  | 2962697 |  |  | EIA Prime Mover-level Data
2021 | MA | Beebe Substation Battery Storage | 62585 | WAKFD | BA | OP | NA | MWH |  | 0 |  |  | EIA Prime Mover-level Data
2021 | NJ | DG Florham Park Solar LLC | 62586 | BASF | PV | OP | NA | SUN |  | 25397 |  |  | EIA Prime Mover-level Data
2021 | TX | Mesquite Star | 62587 | MESQ | WT | OP | NA | WND |  | 11000914 |  |  | EIA Prime Mover-level Data
2021 | NY | Montefiore Mount Vernon Hospital | 62589 | CONP7 | IC | SB | NA | DFO |  | 76.364 | 0.011836 | 0.31 | EIA Prime Mover-level Data | Estimated using an emission factor
2021 | NY | Montefiore Mount Vernon Hospital | 62589 | DETR4 | IC | SB | NA | DFO |  | 133.636 | 0.020714 | 0.31 | EIA Prime Mover-level Data | Estimated using an emission factor
2021 | KS | Wolf Creek Generator | 62590 | WOLF | IC | OP | NA | DFO |  | 790 | 0.12245 | 0.31 | EIA Prime Mover-level Data | Estimated using an emission factor
2021 | WY | Ekola Flats | 62591 | 1 | WT | OP | NA | WND |  | 6516441 |  |  | EIA Prime Mover-level Data
2021 | IN | Headwaters Wind Farm II LLC | 62592 | HWII | WT | OP | NA | WND |  | 2205480 |  |  | EIA Prime Mover-level Data
2021 | NC | Ruff Solar LLC | 62594 | 11625 | PV | OP | NA | SUN |  | 395504 |  |  | EIA Prime Mover-level Data
2021 | NC | Wendell Solar Farm LLC | 62595 | 10424 | PV | OP | NA | SUN |  | 81259 |  |  | EIA Prime Mover-level Data
2021 | NC | Sabattus Solar LLC | 62596 | 11999 | PV | OP | NA | SUN |  | 80240 |  |  | EIA Prime Mover-level Data
2021 | NM | Rio De Oro Solar Energy Center | 62597 | RDO | PV | OP | NA | SUN |  | 208571 |  |  | EIA Prime Mover-level Data
2021 | NJ | Connell East LLC | 62598 | LOREA | PV | OP | NA | SUN |  | 12998 |  |  | EIA Prime Mover-level Data
2021 | NC | Cookstown | 62600 | COOKS | PV | OP | NA | SUN |  | 90279 |  |  | EIA Prime Mover-level Data
2021 | NC | Changeup | 62601 | CHANG | PV | OP | NA | SUN |  | 34470 |  |  | EIA Prime Mover-level Data
2021 | NC | Starr | 62602 | STARR | PV | OP | NA | SUN |  | 89059 |  |  | EIA Prime Mover-level Data
2021 | NC | Badger | 62603 | BADGE | PV | OP | NA | SUN |  | 92656 |  |  | EIA Prime Mover-level Data
2021 | IL | Whitney Hill Wind Power LLC | 62606 | WTHWP | WT | OP | NA | WND |  | 1812206 |  |  | EIA Prime Mover-level Data
2021 | IA | Bloomfield Municipal Utilities Solar | 62607 | PV | PV | OP | NA | SUN |  | 23575 |  |  | EIA Prime Mover-level Data
2021 | TX | Commerce ESS | 62609 | BA1 | BA | OP | NA | MWH |  | 0 |  |  | EIA Prime Mover-level Data
2021 | TX | Commerce Solar | 62610 | PV1 | PV | OP | NA | SUN |  | 47972 |  |  | EIA Prime Mover-level Data
2021 | CA | PFMG Solar Grossmont Helix LLC | 62611 | HELIX | PV | OP | NA | SUN |  | 19914 |  |  | EIA Prime Mover-level Data
2021 | NJ | USAA Black Bear Energy | 62612 | USBC1 | PV | OP | NA | SUN |  | 21292 |  |  | EIA Prime Mover-level Data
2021 | NY | CBP Solar | 62613 | CBPB1 | PV | OP | NA | SUN |  | 20658 |  |  | EIA Prime Mover-level Data
2021 | NY | Kinder Morgan Fordham | 62614 | KMFO1 | PV | OP | NA | SUN |  | 33585 |  |  | EIA Prime Mover-level Data
2021 | CT | ALDI DC 2 | 62615 | ADC2 | PV | OP | NA | SUN |  | 12938 |  |  | EIA Prime Mover-level Data
2021 | NJ | CCG Marketing | 62616 | CCGWC | PV | OP | NA | SUN |  | 19439 |  |  | EIA Prime Mover-level Data
2021 | TX | Hidalgo Wind Farm II | 62618 | WT | WT | OP | NA | WND |  | 1070259 |  |  | EIA Prime Mover-level Data
2021 | NY | Rockland Bakery Inc. | 62619 | CAT1 | IC | SB | NA | NG |  | 89.062 | 1.8792e-05 | 0.000422 | EIA Prime Mover-level Data | Estimated using an emission factor
2021 | NY | Rockland Bakery Inc. | 62619 | CAT2 | IC | SB | NA | NG |  | 89.062 | 1.8792e-05 | 0.000422 | EIA Prime Mover-level Data | Estimated using an emission factor
2021 | NY | Rockland Bakery Inc. | 62619 | CAT3 | IC | SB | NA | NG |  | 89.062 | 1.8792e-05 | 0.000422 | EIA Prime Mover-level Data | Estimated using an emission factor
2021 | NY | Rockland Bakery Inc. | 62619 | CATE4 | IC | SB | NA | DFO |  | 207.812 | 0.032211 | 0.31 | EIA Prime Mover-level Data | Estimated using an emission factor
2021 | TX | Sage Draw Wind | 62620 | SD | WT | OP | NA | WND |  | 10532040 |  |  | EIA Prime Mover-level Data
2021 | NC | Achilles Solar | 62621 | ACHIL | PV | OP | NA | SUN |  | 89101 |  |  | EIA Prime Mover-level Data
2021 | NJ | Overlook Medical Center | 62622 | CHPS1 | IC | OS | NA | NG |  | 13803.5 | 0.0029125 | 0.000422 | EIA Prime Mover-level Data | Estimated using an emission factor
2021 | NJ | Overlook Medical Center | 62622 | CHPS2 | IC | OA | NA | NG |  | 13803.5 | 0.0029125 | 0.000422 | EIA Prime Mover-level Data | Estimated using an emission factor
2021 | NJ | Overlook Medical Center | 62622 | CHPS3 | IC | OP | NA | DFO |  | 27607 | 4.2791 | 0.31 | EIA Prime Mover-level Data | Estimated using an emission factor
2021 | NC | Arborgate Solar | 62623 | ARBOR | PV | OP | NA | SUN |  | 83486 |  |  | EIA Prime Mover-level Data
2021 | MO | White Cloud Wind Project, LLC | 62624 | WTCWF | WT | OP | NA | WND |  | 7009439 |  |  | EIA Prime Mover-level Data
2021 | MA | West Water Street | 62625 | G1 | IC | OP | NA | DFO |  | 3140.5 | 0.48678 | 0.31 | EIA Prime Mover-level Data | Estimated using an emission factor
2021 | MA | West Water Street | 62625 | G2 | IC | OP | NA | DFO |  | 3140.5 | 0.48678 | 0.31 | EIA Prime Mover-level Data | Estimated using an emission factor
2021 | MA | West Water Street | 62625 | G3 | IC | OP | NA | DFO |  | 3140.5 | 0.48678 | 0.31 | EIA Prime Mover-level Data | Estimated using an emission factor
2021 | MA | West Water Street | 62625 | G4 | IC | OP | NA | DFO |  | 3140.5 | 0.48678 | 0.31 | EIA Prime Mover-level Data | Estimated using an emission factor
2021 | NC | Wadesboro 4 | 62627 | WADE4 | PV | OP | NA | SUN |  | 34549 |  |  | EIA Prime Mover-level Data
2021 | MD | APG Old Bayside | 62628 | 10115 | PV | OP | NA | SUN |  | 28360 |  |  | EIA Prime Mover-level Data
2021 | MD | APG New Chesapeake | 62629 | 10115 | PV | OP | NA | SUN |  | 37370 |  |  | EIA Prime Mover-level Data
2021 | TX | Jumbo Hill Wind Project | 62630 | WTGS1 | WT | OP | NA | WND |  | 5271693 |  |  | EIA Prime Mover-level Data
2021 | FL | Blue Heron Solar | 62631 | 1 | PV | OP | NA | SUN |  | 1480221 |  |  | EIA Prime Mover-level Data
2021 | FL | Cattle Ranch | 62632 | 1 | PV | OP | NA | SUN |  | 1420300 |  |  | EIA Prime Mover-level Data
2021 | FL | Twin Lakes | 62633 | 1 | PV | OP | NA | SUN |  | 1274434 |  |  | EIA Prime Mover-level Data
2021 | FL | Babcock Preserve | 62634 | 1 | PV | OP | NA | SUN |  | 1472783 |  |  | EIA Prime Mover-level Data
2021 | NV | NVSS-II | 62636 | NVSS2 | PV | OP | NA | SUN |  | 289973 |  |  | EIA Prime Mover-level Data
2021 | NJ | Milford Solar Farm (NJ) LLC | 62637 | MILFD | PV | OP | NA | SUN |  | 90307 |  |  | EIA Prime Mover-level Data
2021 | NJ | McCullough Road Solar Farm | 62638 | WASHG | PV | OP | NA | SUN |  | 112838 |  |  | EIA Prime Mover-level Data
2021 | CT | Manchester Community College East | 62639 | 10307 | PV | OP | NA | SUN |  | 12706 |  |  | EIA Prime Mover-level Data
2021 | CT | Manchester Community College North | 62640 | 10308 | PV | OP | NA | SUN |  | 14115 |  |  | EIA Prime Mover-level Data
2021 | KY | Morehead Generating Facility | 62641 | M3516 | IC | OP | NA | LFG |  | 69274 | 0.50916 | 0.0147 | EIA Prime Mover-level Data | Estimated using an emission factor
2021 | TX | GE-Lubbock | 62642 | GE-P2 | WT | OP | NA | WND |  | 4403.736 |  |  | EIA Prime Mover-level Data
2021 | TX | GE-Lubbock | 62642 | GE-P3 | WT | OP | NA | WND |  | 4932.184 |  |  | EIA Prime Mover-level Data
2021 | TX | GE-Lubbock | 62642 | GE-P4 | WT | OP | NA | WND |  | 5989.08 |  |  | EIA Prime Mover-level Data
2021 | AZ | AZ State University - Tempe Campus Solar | 62643 | 20794 | PV | OP | NA | SUN |  | 2616.75 |  |  | EIA Prime Mover-level Data
2021 | AZ | AZ State University - Tempe Campus Solar | 62643 | 20799 | PV | OP | NA | SUN |  | 1308.375 |  |  | EIA Prime Mover-level Data
2021 | AZ | AZ State University - Tempe Campus Solar | 62643 | 20971 | PV | OP | NA | SUN |  | 2616.75 |  |  | EIA Prime Mover-level Data
2021 | AZ | AZ State University - Tempe Campus Solar | 62643 | 20974 | PV | OP | NA | SUN |  | 1308.375 |  |  | EIA Prime Mover-level Data
2021 | AZ | AZ State University - Tempe Campus Solar | 62643 | 20975 | PV | OP | NA | SUN |  | 1308.375 |  |  | EIA Prime Mover-level Data
2021 | AZ | AZ State University - Tempe Campus Solar | 62643 | 3365A | PV | OP | NA | SUN |  | 1308.375 |  |  | EIA Prime Mover-level Data
2021 | AZ | AZ State University - Tempe Campus Solar | 62643 | 3365B | PV | OP | NA | SUN |  | 1308.375 |  |  | EIA Prime Mover-level Data
2021 | AZ | AZ State University - Tempe Campus Solar | 62643 | 3384 | PV | OP | NA | SUN |  | 9158.625 |  |  | EIA Prime Mover-level Data
2021 | AZ | AZ State University - Tempe Campus Solar | 62643 | 3385 | PV | OP | NA | SUN |  | 7850.25 |  |  | EIA Prime Mover-level Data
2021 | AZ | AZ State University - Tempe Campus Solar | 62643 | 4202 | PV | OP | NA | SUN |  | 1308.375 |  |  | EIA Prime Mover-level Data
2021 | AZ | AZ State University - Tempe Campus Solar | 62643 | 91001 | PV | OP | NA | SUN |  | 1308.375 |  |  | EIA Prime Mover-level Data
2021 | MA | Minuteman Energy Storage | 62644 | MMES | BA | OP | NA | MWH |  | 0 |  |  | EIA Prime Mover-level Data
2021 | FL | Northern Preserve Solar | 62645 | 1 | PV | OP | NA | SUN |  | 1150509 |  |  | EIA Prime Mover-level Data
2021 | MA | Washburn Road Solar | 62646 | WASHB | PV | OP | NA | SUN |  | 30278 |  |  | EIA Prime Mover-level Data
2021 | MO | MBS Textbook Exchange | 62647 | MBS1 | IC | OP | NA | DFO
2021 | MO | MBS Textbook Exchange | 62647 | MBS2 | IC | OP | NA | DFO
2021 | CA | SFDK Solar | 62649 | SFDK | PV | OP | NA | SUN |  | 94222 |  |  | EIA Prime Mover-level Data
2021 | MN | Haven Solar Project CSG | 62651 | HAVEN | PV | OP | NA | SUN |  | 44295 |  |  | EIA Prime Mover-level Data
2021 | MA | Happy Hollow CSG Hybrid | 62652 | HHESS | BA | OP | NA | MWH
2021 | MA | Happy Hollow CSG Hybrid | 62652 | HHPV | PV | OP | NA | SUN |  | 69604 |  |  | EIA Prime Mover-level Data
2021 | OH | Zephyr Wind Project - 2.0 | 62653 | T1 | WT | OP | NA | WND |  | 30862 |  |  | EIA Prime Mover-level Data
2021 | OH | Zephyr Wind Project - 2.0 | 62653 | T2 | WT | OP | NA | WND |  | 30862 |  |  | EIA Prime Mover-level Data
2021 | OH | Zephyr Wind Project - 2.0 | 62653 | T3 | WT | OP | NA | WND |  | 30862 |  |  | EIA Prime Mover-level Data
2021 | CA | HL Solar | 62655 | HLS | PV | OP | NA | SUN |  | 61919 |  |  | EIA Prime Mover-level Data
2021 | UT | Hunter Solar LLC (UT) | 62656 | HUSOL | PV | OP | NA | SUN |  | 2088114 |  |  | EIA Prime Mover-level Data
2021 | CT | DWW Solar ll | 62657 | DWWS | PV | OP | NA | SUN |  | 422210 |  |  | EIA Prime Mover-level Data
2021 | OH | Cuyahoga Falls 1 | 62658 | CF2-1 | IC | OP | NA | DFO |  | 1466.375 | 0.22729 | 0.31 | EIA Prime Mover-level Data | Estimated using an emission factor
2021 | OH | Cuyahoga Falls 1 | 62658 | CF2-2 | IC | OP | NA | DFO |  | 1466.375 | 0.22729 | 0.31 | EIA Prime Mover-level Data | Estimated using an emission factor
2021 | OH | Cuyahoga Falls 1 | 62658 | CF2-3 | IC | OP | NA | DFO |  | 1466.375 | 0.22729 | 0.31 | EIA Prime Mover-level Data | Estimated using an emission factor
2021 | OH | Cuyahoga Falls 1 | 62658 | P001 | IC | OP | NA | DFO |  | 1221.979 | 0.18941 | 0.31 | EIA Prime Mover-level Data | Estimated using an emission factor
2021 | OH | Cuyahoga Falls 1 | 62658 | P002 | IC | OP | NA | DFO |  | 1221.979 | 0.18941 | 0.31 | EIA Prime Mover-level Data | Estimated using an emission factor
2021 | OH | Cuyahoga Falls 1 | 62658 | P003 | IC | OP | NA | DFO |  | 1221.979 | 0.18941 | 0.31 | EIA Prime Mover-level Data | Estimated using an emission factor
2021 | OH | Cuyahoga Falls 1 | 62658 | P004 | IC | OP | NA | DFO |  | 1221.979 | 0.18941 | 0.31 | EIA Prime Mover-level Data | Estimated using an emission factor
2021 | OH | Cuyahoga Falls 1 | 62658 | P005 | IC | OP | NA | DFO |  | 1221.979 | 0.18941 | 0.31 | EIA Prime Mover-level Data | Estimated using an emission factor
2021 | OH | Cuyahoga Falls 1 | 62658 | P006 | IC | OP | NA | DFO |  | 1221.979 | 0.18941 | 0.31 | EIA Prime Mover-level Data | Estimated using an emission factor
2021 | NC | Pecan Grove Solar, LLC | 62659 | 1081 | PV | OP | NA | SUN |  | 84025 |  |  | EIA Prime Mover-level Data
2021 | NC | 1025 Traveller Solar, LLC | 62660 | 1025 | PV | OP | NA | SUN |  | 85036 |  |  | EIA Prime Mover-level Data
2021 | NC | 1047 Little Mountain Solar, LLC | 62661 | 1047 | PV | OP | NA | SUN |  | 53217 |  |  | EIA Prime Mover-level Data
2021 | NC | Ennis Solar, LLC | 62662 | 22503 | PV | OP | NA | SUN |  | 71708 |  |  | EIA Prime Mover-level Data
2021 | CO | Gilcrest Solar | 62663 | SO390 | PV | OP | NA | SUN |  | 58293 |  |  | EIA Prime Mover-level Data
2021 | CO | Quincy Solar | 62664 | SO393 | PV | OP | NA | SUN |  | 31348 |  |  | EIA Prime Mover-level Data
2021 | UT | Sigurd Solar LLC | 62666 | SGSOL | PV | OP | NA | SUN |  | 1580404 |  |  | EIA Prime Mover-level Data
2021 | CO | Lafayette Horizon Solar CSG LLC | 62667 | LFHSL | PV | OP | NA | SUN |  | 31400 |  |  | EIA Prime Mover-level Data
2021 | NC | Maiden Creek Solar Power Plant | 62668 | PV1 | PV | OP | NA | SUN |  | 901632 |  |  | EIA Prime Mover-level Data
2021 | NC | Gaston Solar Power Plant | 62669 | PV1 | PV | OP | NA | SUN |  | 351970 |  |  | EIA Prime Mover-level Data
2021 | CA | Equinix Caspian Dr. Fuel Cell | 62671 | EQX1A | FC | OP | NA | NG |  | 111343.333 | 0 | 0 | EIA Prime Mover-level Data | Estimated using an emission factor
2021 | CA | Equinix Caspian Dr. Fuel Cell | 62671 | EQX1B | FC | OP | NA | NG |  | 155880.667 | 0 | 0 | EIA Prime Mover-level Data | Estimated using an emission factor
2021 | RI | Nautilus Goat Island Solar LLC (CSG) | 62672 | GI | PV | OP | NA | SUN |  | 36601 |  |  | EIA Prime Mover-level Data
2021 | CA | Antelope Expansion 3A | 62673 | ANX3A | PV | OP | NA | SUN |  | 194793 |  |  | EIA Prime Mover-level Data
2021 | CA | Antelope Expansion 3B | 62674 | ANX3B | PV | OP | NA | SUN |  | 65369 |  |  | EIA Prime Mover-level Data
2021 | WI | Epic Verona | 62676 | G101 | IC | SB | NA | DFO |  | 177.722 | 0.027547 | 0.31 | EIA Prime Mover-level Data | Estimated using an emission factor
2021 | WI | Epic Verona | 62676 | G102 | IC | SB | NA | DFO |  | 177.722 | 0.027547 | 0.31 | EIA Prime Mover-level Data | Estimated using an emission factor
2021 | WI | Epic Verona | 62676 | G103 | IC | SB | NA | DFO |  | 177.722 | 0.027547 | 0.31 | EIA Prime Mover-level Data | Estimated using an emission factor
2021 | WI | Epic Verona | 62676 | G104 | IC | SB | NA | DFO |  | 177.722 | 0.027547 | 0.31 | EIA Prime Mover-level Data | Estimated using an emission factor
2021 | WI | Epic Verona | 62676 | G105 | IC | SB | NA | DFO |  | 177.722 | 0.027547 | 0.31 | EIA Prime Mover-level Data | Estimated using an emission factor
2021 | WI | Epic Verona | 62676 | G202 | IC | SB | NA | DFO |  | 177.722 | 0.027547 | 0.31 | EIA Prime Mover-level Data | Estimated using an emission factor
2021 | WI | Epic Verona | 62676 | G203 | IC | SB | NA | DFO |  | 177.722 | 0.027547 | 0.31 | EIA Prime Mover-level Data | Estimated using an emission factor
2021 | WI | Epic Verona | 62676 | G204 | IC | SB | NA | DFO |  | 177.722 | 0.027547 | 0.31 | EIA Prime Mover-level Data | Estimated using an emission factor
2021 | WI | Epic Verona | 62676 | G205 | IC | SB | NA | DFO |  | 177.722 | 0.027547 | 0.31 | EIA Prime Mover-level Data | Estimated using an emission factor
2021 | WI | Epic Verona | 62676 | G206 | IC | SB | NA | DFO |  | 177.722 | 0.027547 | 0.31 | EIA Prime Mover-level Data | Estimated using an emission factor
2021 | WI | Epic Verona | 62676 | G207 | IC | SB | NA | DFO |  | 177.722 | 0.027547 | 0.31 | EIA Prime Mover-level Data | Estimated using an emission factor
2021 | WI | Epic Verona | 62676 | G208 | IC | SB | NA | DFO |  | 177.722 | 0.027547 | 0.31 | EIA Prime Mover-level Data | Estimated using an emission factor
2021 | WI | Epic Verona | 62676 | G209 | IC | SB | NA | DFO |  | 177.722 | 0.027547 | 0.31 | EIA Prime Mover-level Data | Estimated using an emission factor
2021 | WI | Epic Verona | 62676 | G210 | IC | SB | NA | DFO |  | 177.722 | 0.027547 | 0.31 | EIA Prime Mover-level Data | Estimated using an emission factor
2021 | WI | Epic Verona | 62676 | G211 | IC | SB | NA | DFO |  | 177.722 | 0.027547 | 0.31 | EIA Prime Mover-level Data | Estimated using an emission factor
2021 | WI | Epic Verona | 62676 | G301 | IC | SB | NA | DFO |  | 177.722 | 0.027547 | 0.31 | EIA Prime Mover-level Data | Estimated using an emission factor
2021 | WI | Epic Verona | 62676 | G302 | IC | SB | NA | DFO |  | 177.722 | 0.027547 | 0.31 | EIA Prime Mover-level Data | Estimated using an emission factor
2021 | WI | Epic Verona | 62676 | G303 | IC | SB | NA | DFO |  | 177.722 | 0.027547 | 0.31 | EIA Prime Mover-level Data | Estimated using an emission factor
2021 | WI | Epic Verona | 62676 | PV | PV | OP | NA | SUN |  | 20948 |  |  | EIA Prime Mover-level Data
2021 | MI | IKEA Canton Rooftop PV System | 62677 | 26A | PV | OP | NA | SUN |  | 904.8 |  |  | EIA Prime Mover-level Data
2021 | MI | IKEA Canton Rooftop PV System | 62677 | 26B | PV | OP | NA | SUN |  | 226.2 |  |  | EIA Prime Mover-level Data
2021 | NC | Crooked Run | 62678 | 299 | PV | OP | NA | SUN |  | 1285279 |  |  | EIA Prime Mover-level Data
2021 | SC | Palmetto Plains | 62679 | 1405 | PV | OP | NA | SUN |  | 1416640 |  |  | EIA Prime Mover-level Data
2021 | NJ | Garfield Solar | 62680 | GARFE | PV | OP | NA | SUN |  | 4883.143 |  |  | EIA Prime Mover-level Data
2021 | NJ | Garfield Solar | 62680 | GARFN | PV | OP | NA | SUN |  | 9766.286 |  |  | EIA Prime Mover-level Data
2021 | NJ | Garfield Solar | 62680 | GARFS | PV | OP | NA | SUN |  | 17091 |  |  | EIA Prime Mover-level Data
2021 | NJ | Garfield Solar | 62680 | GARMS | PV | OP | NA | SUN |  | 19532.571 |  |  | EIA Prime Mover-level Data
2021 | IL | CED Champaign Solar LLC | 62681 | CSIL | PV | OP | NA | SUN |  | 26327 |  |  | EIA Prime Mover-level Data
2021 | AR | Noland Wastewater Treatment Plant Hybrid | 62682 | FAYE1 | PV | OP | NA | SUN |  | 82805 |  |  | EIA Prime Mover-level Data
2021 | AR | Noland Wastewater Treatment Plant Hybrid | 62682 | FAYEB | BA | OP | NA | MWH |  | 0 |  |  | EIA Prime Mover-level Data
2021 | AR | Westside Wastewater Treatment Plant Hybrid | 62683 | FAYW1 | PV | OP | NA | SUN |  | 83673 |  |  | EIA Prime Mover-level Data
2021 | AR | Westside Wastewater Treatment Plant Hybrid | 62683 | FAYWB | BA | OP | NA | MWH |  | 0 |  |  | EIA Prime Mover-level Data
2021 | PA | TPE Pennsylvania Solar 1, LLC | 62686 | PABOE | PV | OP | NA | SUN |  | 26467 |  |  | EIA Prime Mover-level Data
2021 | CA | American Canyon Solar | 62687 | RPNPA | PV | OP | NA | SUN |  | 21120 |  |  | EIA Prime Mover-level Data
2021 | CA | American Canyon Solar | 62687 | RPNPB | PV | OP | NA | SUN |  | 21120 |  |  | EIA Prime Mover-level Data
2021 | CA | American Canyon Solar | 62687 | RPNPC | PV | OP | NA | SUN |  | 21120 |  |  | EIA Prime Mover-level Data
2021 | CA | Malech Solar Farm | 62688 | MFARM | PV | OP | NA | SUN |  | 48246 |  |  | EIA Prime Mover-level Data
2021 | CA | Hellyer Solar Farm | 62689 | HFARM | PV | OP | NA | SUN |  | 40624 |  |  | EIA Prime Mover-level Data
2021 | CA | Guadalupe Solar Farm | 62690 | GFARM | PV | OP | NA | SUN |  | 23338 |  |  | EIA Prime Mover-level Data
2021 | NC | Shiloh Hwy Solar | 62691 | PGR05 | PV | OP | NA | SUN |  | 99300 |  |  | EIA Prime Mover-level Data
2021 | NC | Sandy Solar | 62692 | PGR04 | PV | OP | NA | SUN |  | 90729 |  |  | EIA Prime Mover-level Data
2021 | NC | Chowan Jehu Solar | 62693 | PGR03 | PV | OP | NA | SUN |  | 86166 |  |  | EIA Prime Mover-level Data
2021 | MA | CED Northampton Solar LLC Hybrid | 62695 | NSES | BA | OP | NA | MWH
2021 | MA | CED Northampton Solar LLC Hybrid | 62695 | NSMA | PV | OP | NA | SUN |  | 58161 |  |  | EIA Prime Mover-level Data
2021 | MN | FastSun 2 CSG | 62696 | FS2 | PV | OP | NA | SUN |  | 15918 |  |  | EIA Prime Mover-level Data
2021 | CA | Mission College Blvd. Fuel Cell | 62697 | NTL3A | FC | OP | NA | NG |  | 127919.52 | 0 | 0 | EIA Prime Mover-level Data | Estimated using an emission factor
2021 | CA | Mission College Blvd. Fuel Cell | 62697 | NTL3B | FC | OP | NA | NG |  | 138579.48 | 0 | 0 | EIA Prime Mover-level Data | Estimated using an emission factor
2021 | CA | Kaiser East La Palma Ave. Fuel Cell | 62698 | KR059 | FC | OP | NA | NG |  | 117204 | 0 | 0 | EIA Prime Mover-level Data | Estimated using an emission factor
2021 | CA | Kaiser Deer Valley Rd. Fuel Cell | 62699 | KSR24 | FC | OP | NA | NG |  | 77983 | 0 | 0 | EIA Prime Mover-level Data | Estimated using an emission factor
2021 | CA | Kaiser Owens Dr. Fuel Cell | 62700 | KSR23 | FC | OP | NA | NG |  | 54321 | 0 | 0 | EIA Prime Mover-level Data | Estimated using an emission factor
2021 | CA | Kaiser Napa Valley Corporate Dr Fuel Cell | 62701 | KS18A | FC | OP | NA | NG |  | 136656.771 | 0 | 0 | EIA Prime Mover-level Data | Estimated using an emission factor
2021 | CA | Kaiser Napa Valley Corporate Dr Fuel Cell | 62701 | KS18B | FC | OP | NA | NG |  | 125724.229 | 0 | 0 | EIA Prime Mover-level Data | Estimated using an emission factor
2021 | CA | Equinix Great Oaks Blvd. Fuel Cell | 62702 | EQ14A | FC | OP | NA | NG |  | 131606.4 | 0 | 0 | EIA Prime Mover-level Data | Estimated using an emission factor
2021 | CA | Equinix Great Oaks Blvd. Fuel Cell | 62702 | EQ14B | FC | OP | NA | NG |  | 115155.6 | 0 | 0 | EIA Prime Mover-level Data | Estimated using an emission factor
2021 | CA | Equinix Lundy Ave. Fuel Cell | 62703 | EQ13A | FC | OP | NA | NG |  | 87243.632 | 0 | 0 | EIA Prime Mover-level Data | Estimated using an emission factor
2021 | CA | Equinix Lundy Ave. Fuel Cell | 62703 | EQ13B | FC | OP | NA | NG |  | 96937.368 | 0 | 0 | EIA Prime Mover-level Data | Estimated using an emission factor
2021 | CA | Equinix Douglas St. Fuel Cell | 62704 | EQX09 | FC | OP | NA | NG |  | 55257 | 0 | 0 | EIA Prime Mover-level Data | Estimated using an emission factor
2021 | CA | Equinix Douglas St. Fuel Cell | 62704 | EQX95 | FC | OP | NA | NG |  | 55257 | 0 | 0 | EIA Prime Mover-level Data | Estimated using an emission factor
2021 | CA | Equinix Maple Ave. Fuel Cell | 62705 | EQX08 | FC | OP | NA | NG |  | 53683 | 0 | 0 | EIA Prime Mover-level Data | Estimated using an emission factor
2021 | MN | Helen Solar CSG | 62706 | SC | PV | OP | NA | SUN |  | 82345 |  |  | EIA Prime Mover-level Data
2021 | MN | Walcott Solar CSG | 62707 | SC | PV | OP | NA | SUN |  | 79010 |  |  | EIA Prime Mover-level Data
2021 | MN | Northfield Solar CSG | 62708 | SC | PV | OP | NA | SUN |  | 86236 |  |  | EIA Prime Mover-level Data
2021 | MN | Warsaw Solar CSG | 62709 | SC | PV | OP | NA | SUN |  | 38052 |  |  | EIA Prime Mover-level Data
2021 | DC | Nationals | 62710 | SO435 | PV | OP | NA | SUN |  | 14724 |  |  | EIA Prime Mover-level Data
2021 | NE | Plum Creek Wind Project (NE) | 62711 | PLUM | WT | OP | NA | WND |  | 7864505 |  |  | EIA Prime Mover-level Data
2021 | NJ | Burlington Coat Factory Solar | 62712 | BCF | PV | OP | NA | SUN |  | 41005 |  |  | EIA Prime Mover-level Data
2021 | NJ | DSM Nutritional Products Solar | 62713 | DSM | PV | OP | NA | SUN |  | 139580 |  |  | EIA Prime Mover-level Data
2021 | AK | Eyak Service Center BESS | 62714 | BESS1 | BA | OP | NA | MWH |  | 0 |  |  | EIA Prime Mover-level Data
2021 | TX | Wildcat Creek Wind Farm LLC | 62715 | WCCWF | WT | OP | NA | WND |  | 2397878 |  |  | EIA Prime Mover-level Data
2021 | CO | Mesa CSG 2 Massicotte | 62718 | X0037 | PV | OP | NA | SUN |  | 27916 |  |  | EIA Prime Mover-level Data
2021 | CO | Mesa CSG 1 Murdock | 62719 | X0038 | PV | OP | NA | SUN |  | 34062 |  |  | EIA Prime Mover-level Data
2021 | MD | Chester Woods Point Solar, LLC CSG | 62720 | 5540 | PV | OP | NA | SUN |  | 38405 |  |  | EIA Prime Mover-level Data
2021 | NY | Steel Sun 2: 2303-III-9 Hamburg Tpke | 62721 | SS29 | PV | OP | NA | SUN |  | 11221 |  |  | EIA Prime Mover-level Data
2021 | NY | Steel Sun 2: 2303-III-4 Hamburg Tpke | 62722 | SS24 | PV | OP | NA | SUN |  | 17519 |  |  | EIA Prime Mover-level Data
2021 | NY | Steel Sun 2: 2303-III-2 Hamburg Tpke | 62723 | SS22 | PV | OP | NA | SUN |  | 17148 |  |  | EIA Prime Mover-level Data
2021 | NY | Homer Street West | 62724 | HSW | PV | OP | NA | SUN |  | 13566 |  |  | EIA Prime Mover-level Data
2021 | NY | Homer Street East | 62725 | HSE | PV | OP | NA | SUN |  | 13749 |  |  | EIA Prime Mover-level Data
2021 | VT | MHG Wallingford | 62728 | X0041 | PV | OP | NA | SUN |  | 30233 |  |  | EIA Prime Mover-level Data
2021 | VA | Desper Solar | 62730 | 1 | PV | OP | NA | SUN |  | 831516 |  |  | EIA Prime Mover-level Data
2021 | WI | Middleton Airport Solar | 62731 | 1 | PV | OP | NA | SUN |  | 73131 |  |  | EIA Prime Mover-level Data
2021 | CA | Solar Star Palo Alto I, LLC | 62732 | SSPAI | PV | OP | NA | SUN |  | 19278 |  |  | EIA Prime Mover-level Data
2021 | NY | East Hampton Energy Storage Center | 62733 | BEH | BA | OP | NA | MWH |  | 0 |  |  | EIA Prime Mover-level Data
2021 | NY | Montauk Energy Storage Center | 62734 | BME | BA | OP | NA | MWH |  | 0 |  |  | EIA Prime Mover-level Data
2021 | IL | Phoenix Solar South Farms LLC Solar Farm | 62735 | M1358 | PV | OP | NA | SUN |  | 63767 |  |  | EIA Prime Mover-level Data
2021 | NY | Harbec Energy | 62736 | 250KW | WT | OS | NA | WND |  | 1178.5 |  |  | EIA Prime Mover-level Data
2021 | NY | Harbec Energy | 62736 | 850KW | WT | OP | NA | WND |  | 3535.5 |  |  | EIA Prime Mover-level Data
2021 | NY | Harbec Energy | 62736 | CPH | GT | OP | NA | NG |  | 11226 | 0.044997 | 0.0080165 | EIA Prime Mover-level Data | NEI avg EF - PM, fuel type
2021 | NJ | KDC Solar ASGM | 62739 | ARDAH | PV | OP | NA | SUN |  | 61528 |  |  | EIA Prime Mover-level Data
2021 | MN | MSC-Empire01, LLC | 62740 | 52784 | PV | OP | NA | SUN |  | 14688 |  |  | EIA Prime Mover-level Data
2021 | PA | Mount Joy Wire | 62741 | CHP | IC | OP | NA | NG
2021 | WI | Arcadia Solar | 62744 | A1 | PV | OP | NA | SUN |  | 78031 |  |  | EIA Prime Mover-level Data
2021 | OR | Wheatridge Hybrid | 62745 | WIND | WT | OP | NA | WND |  | 6309783 |  |  | EIA Prime Mover-level Data
2021 | NJ | KDC Solar CSCP LLC | 62746 | CSCP | PV | OP | NA | SUN |  | 42349 |  |  | EIA Prime Mover-level Data
2021 | KY | Matilda Hamilton Fee Hydroelectric Station | 62747 | 1 | HY | OP | NA | WAT |  | 8321.4 |  |  | EIA Prime Mover-level Data
2021 | KY | Matilda Hamilton Fee Hydroelectric Station | 62747 | 2 | HY | OP | NA | WAT |  | 8321.4 |  |  | EIA Prime Mover-level Data
2021 | KY | Matilda Hamilton Fee Hydroelectric Station | 62747 | 3 | HY | OP | NA | WAT |  | 8321.4 |  |  | EIA Prime Mover-level Data
2021 | KY | Matilda Hamilton Fee Hydroelectric Station | 62747 | 4 | HY | OP | NA | WAT |  | 8321.4 |  |  | EIA Prime Mover-level Data
2021 | KY | Matilda Hamilton Fee Hydroelectric Station | 62747 | 5 | HY | OP | NA | WAT |  | 8321.4 |  |  | EIA Prime Mover-level Data
2021 | FL | Little Manatee River Solar | 62750 | GEN1 | PV | OP | NA | SUN |  | 1155930 |  |  | EIA Prime Mover-level Data
2021 | OH | LafargeHolcim - Paulding Wind Project | 62752 | L1 | WT | OP | NA | WND |  | 33302 |  |  | EIA Prime Mover-level Data
2021 | OH | LafargeHolcim - Paulding Wind Project | 62752 | L2 | WT | OP | NA | WND |  | 33302 |  |  | EIA Prime Mover-level Data
2021 | OH | LafargeHolcim - Paulding Wind Project | 62752 | L3 | WT | OP | NA | WND |  | 33302 |  |  | EIA Prime Mover-level Data
2021 | TX | Prospect Storage | 62753 | BESS | BA | OP | NA | MWH |  | 0 |  |  | EIA Prime Mover-level Data
2021 | CA | San Diego International Airport BESS | 62754 | BA | BA | OP | NA | MWH
2021 | TX | Prospero Solar | 62755 | PROSP | PV | OP | NA | SUN |  | 5806633 |  |  | EIA Prime Mover-level Data
2021 | NM | RC Energy AA LLC Solar Facility | 62756 | AA001 | PV | OP | NA | SUN |  | 18119 |  |  | EIA Prime Mover-level Data
2021 | MA | Bridgewater Complex Co-Generation Plant | 62757 | CG1 | GT | OP | NA | NG |  | 108319 | 0.43417 | 0.0080165 | EIA Prime Mover-level Data | NEI avg EF - PM, fuel type
2021 | NY | Greenville CSG | 62759 | GV | PV | OP | NA | SUN |  | 24938 |  |  | EIA Prime Mover-level Data
2021 | MA | Hopkinton CSG | 62760 | WT | PV | OP | NA | SUN |  | 24803 |  |  | EIA Prime Mover-level Data
2021 | NY | Chester CSG | 62761 | CH | PV | OP | NA | SUN |  | 29366 |  |  | EIA Prime Mover-level Data
2021 | TX | NASA Johnson Space Center CHP | 62762 | CTG-1 | GT | OP | NA | NG |  | 507049 | 2.0324 | 0.0080165 | EIA Prime Mover-level Data | NEI avg EF - PM, fuel type
2021 | TX | NASA Johnson Space Center CHP | 62762 | CTG-2 | GT | OP | NA | NG |  | 507049 | 2.0324 | 0.0080165 | EIA Prime Mover-level Data | NEI avg EF - PM, fuel type
2021 | MA | Carver CSG | 62763 | CR | PV | OP | NA | SUN |  | 31286 |  |  | EIA Prime Mover-level Data
2021 | NY | Westtown CSG | 62764 | WT | PV | OP | NA | SUN |  | 30128 |  |  | EIA Prime Mover-level Data
2021 | TX | El Campo Wind | 62765 | CAMPO | WT | OP | NA | WND |  | 7718497 |  |  | EIA Prime Mover-level Data
2021 | IN | Scottsburg Solar Park | 62766 | SCCOT | PV | OP | NA | SUN |  | 116091 |  |  | EIA Prime Mover-level Data
2021 | IN | Gas City Solar Park | 62767 | SGASC | PV | OP | NA | SUN |  | 40431 |  |  | EIA Prime Mover-level Data
2021 | IN | Columbia City Solar Park | 62769 | SCOLU | PV | OP | NA | SUN |  | 50370 |  |  | EIA Prime Mover-level Data
2021 | IN | Richmond Solar Park 3 | 62770 | SRIC3 | PV | OP | NA | SUN |  | 104968 |  |  | EIA Prime Mover-level Data
2021 | TX | Coniglio Solar | 62772 | BTCON | PV | OP | NA | SUN |  | 867304 |  |  | EIA Prime Mover-level Data
2021 | TX | BT Cooke Solar, LLC | 62773 | BTCOO | PV | OP | NA | SUN |  | 1166036 |  |  | EIA Prime Mover-level Data
2021 | TX | Kellam Solar | 62774 | BTKEL | PV | OP | NA | SUN |  | 1117933 |  |  | EIA Prime Mover-level Data
2021 | TN | Wildberry | 62775 | WILDB | PV | OP | NA | SUN |  | 255740 |  |  | EIA Prime Mover-level Data
2021 | IN | Crawfordsville Solar Park 4 | 62776 | SCRA4 | PV | OP | NA | SUN |  | 37415 |  |  | EIA Prime Mover-level Data
2021 | NY | Ulster County Solar | 62777 | ULSTE | PV | OP | NA | SUN |  | 16499 |  |  | EIA Prime Mover-level Data
2021 | FL | Hecate Energy Blair Road LLC | 62778 | HEJEA | PV | OP | NA | SUN |  | 56595 |  |  | EIA Prime Mover-level Data
2021 | MN | Novel Martin Solar One LLC (McLeod) CSG | 62779 | MART | PV | OP | NA | SUN |  | 15298 |  |  | EIA Prime Mover-level Data
2021 | VA | Rappahannock Solar, LLC | 62780 | 100 | PV | OP | NA | SUN |  | 2016 |  |  | EIA Prime Mover-level Data
2021 | RI | 10 Briggs Solar NG, LLC (East) | 62781 | 02818 | PV | OP | NA | SUN |  | 32241 |  |  | EIA Prime Mover-level Data
2021 | ND | Pembina Land Port of Entry Wind Turbine | 62782 | PEMWT | WT | OS | NA | WND |  | 2846 |  |  | EIA Prime Mover-level Data
2021 | NY | Franklin Solar Site | 62784 | FRANK | PV | OP | NA | SUN |  | 18571 |  |  | EIA Prime Mover-level Data
2021 | NY | Malone Solar Site | 62785 | MALON | PV | OP | NA | SUN |  | 12159 |  |  | EIA Prime Mover-level Data
2021 | NC | Thanksgiving Fire Solar Farm, LLC | 62786 | 12087 | PV | OP | NA | SUN |  | 33992 |  |  | EIA Prime Mover-level Data
2021 | NY | Sugarhill Road - Solitude Solar CSG | 62788 | X0040 | PV | OP | NA | SUN |  | 68365 |  |  | EIA Prime Mover-level Data
2021 | IN | Tell City Solar Park | 62790 | STEL2 | PV | OP | NA | SUN |  | 52005 |  |  | EIA Prime Mover-level Data
2021 | IN | Richmond Solar Park 4 | 62791 | SRIC4 | PV | OP | NA | SUN |  | 116426 |  |  | EIA Prime Mover-level Data
2021 | OH | DG AMP Solar Piqua Manier | 62792 | AMPPM | PV | OP | NA | SUN |  | 194760 |  |  | EIA Prime Mover-level Data
2021 | IN | Crawfordsville 5 Solar Park | 62793 | SCRA5 | PV | OP | NA | SUN |  | 166771 |  |  | EIA Prime Mover-level Data
2021 | IN | Centerville Solar Park | 62794 | SCENT | PV | OP | NA | SUN |  | 18119 |  |  | EIA Prime Mover-level Data
2021 | IA | Ida Grove II | 62795 | 1 | WT | OP | NA | WND |  | 7043999 |  |  | EIA Prime Mover-level Data
2021 | NC | Fern Solar LLC | 62798 | FERN | PV | OP | NA | SUN |  | 2057730 |  |  | EIA Prime Mover-level Data
2021 | MN | Winona Solar | 62799 | WIN | PV | OP | NA | SUN |  | 10257 |  |  | EIA Prime Mover-level Data
2021 | MN | Wabasha Solar | 62800 | WAB | PV | OP | NA | SUN |  | 12902 |  |  | EIA Prime Mover-level Data
2021 | CA | Vallecito | 62801 | ORN34 | BA | OP | NA | MWH
2021 | TX | Greasewood Solar | 62804 | GREA1 | PV | OP | NA | SUN |  | 4850732 |  |  | EIA Prime Mover-level Data
2021 | UT | Bloomington Solar I | 62805 | BLOOM | PV | OP | NA | SUN |  | 36530 |  |  | EIA Prime Mover-level Data
2021 | CA | Shelter Creek Condominiums Solar | 62806 | SCC01 | PV | OP | NA | SUN |  | 32567 |  |  | EIA Prime Mover-level Data
2021 | TX | BMP Wind (TX) | 62809 | BMP | WT | OP | NA | WND |  | 589076 |  |  | EIA Prime Mover-level Data
2021 | NY | RIT Henrietta Solar 1, LLC | 62810 | 13500 | PV | OP | NA | SUN |  | 20550 |  |  | EIA Prime Mover-level Data
2021 | UT | Milford Solar 1 | 62812 | MS1 | PV | OP | NA | SUN |  | 2367688 |  |  | EIA Prime Mover-level Data
2021 | VA | Grasshopper Solar | 62813 | GRHS | PV | OP | NA | SUN |  | 1534357 |  |  | EIA Prime Mover-level Data
2021 | VA | Sadler Solar | 62814 | SADL | PV | OP | NA | SUN |  | 783399 |  |  | EIA Prime Mover-level Data
2021 | NC | Speedway Solar NC, LLC | 62821 | GEN1 | PV | OP | NA | SUN
2021 | NC | Broad River Solar, LLC | 62822 | GEN1 | PV | OP | NA | SUN
2021 | MA | GSPP Devens, LLC | 62824 | DEVEN | PV | OP | NA | SUN |  | 26714 |  |  | EIA Prime Mover-level Data
2021 | MA | GSPP Terrawatt Westfield LLC CSG | 62825 | WESTF | PV | OP | NA | SUN |  | 50626 |  |  | EIA Prime Mover-level Data
2021 | MA | GSPP Raynham TMLP, LLC CSG | 62826 | RAYN | PV | OP | NA | SUN |  | 31860 |  |  | EIA Prime Mover-level Data
2021 | MA | Ajax Solar, LLC (MA) | 62827 | AJAXS | PV | OP | NA | SUN |  | 39679 |  |  | EIA Prime Mover-level Data
2021 | SC | TWE Bowman Solar Project | 62828 | BOW | PV | OP | NA | SUN |  | 1259420 |  |  | EIA Prime Mover-level Data
2021 | MN | GSPP Held LLC CSG | 62829 | HELDM | PV | OP | NA | SUN |  | 45249 |  |  | EIA Prime Mover-level Data
2021 | MN | GSPP Imholte CSG | 62830 | IMHOL | PV | OP | NA | SUN |  | 16601 |  |  | EIA Prime Mover-level Data
2021 | NY | Hickory Grove #1 | 62831 | 25 | PV | OP | NA | SUN |  | 25406 |  |  | EIA Prime Mover-level Data
2021 | NY | Hickory Grove #2 | 62832 | 309 | PV | OP | NA | SUN |  | 24627 |  |  | EIA Prime Mover-level Data
2021 | NE | Hastings Community Solar Farm | 62833 | PV | PV | OP | NA | SUN |  | 30925 |  |  | EIA Prime Mover-level Data
2021 | NY | Podunk Road CSG | 62834 | 871 | PV | OP | NA | SUN |  | 27343 |  |  | EIA Prime Mover-level Data
2021 | MA | Acushnet Ball Plant 2 | 62835 | ESS-1 | BA | OP | NA | MWH |  | 0 |  |  | EIA Prime Mover-level Data
2021 | MA | Acushnet Ball Plant 2 | 62835 | ESS-2 | BA | OP | NA | MWH |  | 0 |  |  | EIA Prime Mover-level Data
2021 | TX | Maryneal Windpower | 62836 | MNW | WT | OP | NA | WND |  | 1571727 |  |  | EIA Prime Mover-level Data
2021 | OK | Frontier Windpower II | 62837 | FW2 | WT | OP | NA | WND |  | 4761823 |  |  | EIA Prime Mover-level Data
2021 | NY | 98th Street Battery Storage Station | 62839 | ESS98 | BA | OP | NA | MWH |  | 0 |  |  | EIA Prime Mover-level Data
2021 | CO | Mountain Breeze Wind, LLC | 62840 | MTBRZ | WT | OP | NA | WND |  | 5195510 |  |  | EIA Prime Mover-level Data
2021 | PR | HIMA San Pablo Bayamon | 62841 | BAY1 | IC | SB | NA | DFO |  | 320.333 | 0.049652 | 0.31 | EIA Prime Mover-level Data | Estimated using an emission factor
2021 | PR | HIMA San Pablo Bayamon | 62841 | BAY2 | IC | SB | NA | DFO |  | 320.333 | 0.049652 | 0.31 | EIA Prime Mover-level Data | Estimated using an emission factor
2021 | PR | HIMA San Pablo Bayamon | 62841 | BAY3 | IC | SB | NA | DFO |  | 320.333 | 0.049652 | 0.31 | EIA Prime Mover-level Data | Estimated using an emission factor
2021 | MA | Nextsun Energy Littleton | 62842 | 1-003 | PV | OP | NA | SUN |  | 47398 |  |  | EIA Prime Mover-level Data
2021 | NY | Garnet Solar (NY) | 62843 | PV1 | PV | OP | NA | SUN |  | 21879 |  |  | EIA Prime Mover-level Data
2021 | TX | ENGIE Long Draw Solar LLC | 62845 | SP1 | PV | OP | NA | SUN |  | 4674472 |  |  | EIA Prime Mover-level Data
2021 | WI | Fennimore Solar | 62847 | FEN6 | PV | OP | NA | SUN |  | 37080 |  |  | EIA Prime Mover-level Data
2021 | WI | New Lisbon Solar | 62848 | NEW9 | PV | OP | NA | SUN |  | 33169 |  |  | EIA Prime Mover-level Data
2021 | WI | Cumberland Solar | 62849 | CUM4 | PV | OP | NA | SUN |  | 39333 |  |  | EIA Prime Mover-level Data
2021 | PR | HIMA San Pablo Fajardo | 62850 | FAJ1 | IC | SB | NA | DFO |  | 230.1 | 0.035666 | 0.31 | EIA Prime Mover-level Data | Estimated using an emission factor
2021 | PR | HIMA San Pablo Fajardo | 62850 | FAJ2 | IC | SB | NA | DFO |  | 265.5 | 0.041153 | 0.31 | EIA Prime Mover-level Data | Estimated using an emission factor
2021 | PR | HIMA San Pablo Fajardo | 62850 | FAJ3 | IC | SB | NA | DFO |  | 35.4 | 0.005487 | 0.31 | EIA Prime Mover-level Data | Estimated using an emission factor
2021 | PR | HIMA San Pablo Cupey | 62851 | CUP1 | IC | SB | NA | DFO |  | 158.5 | 0.024567 | 0.31 | EIA Prime Mover-level Data | Estimated using an emission factor
2021 | PR | HIMA San Pablo Cupey | 62851 | CUP2 | IC | SB | NA | DFO |  | 158.5 | 0.024567 | 0.31 | EIA Prime Mover-level Data | Estimated using an emission factor
2021 | PR | HIMA San Pablo Humacao | 62852 | HUM1 | IC | SB | NA | DFO |  | 81.5 | 0.012632 | 0.31 | EIA Prime Mover-level Data | Estimated using an emission factor
2021 | PR | HIMA San Pablo Humacao | 62852 | HUM2 | IC | SB | NA | DFO |  | 81.5 | 0.012632 | 0.31 | EIA Prime Mover-level Data | Estimated using an emission factor
2021 | TX | West Raymond Wind Farm LLC | 62855 | WRAYM | WT | OP | NA | WND |  | 1340413 |  |  | EIA Prime Mover-level Data
2021 | IL | Marengo Battery Storage LLC | 62856 | MBSS | BA | OA | NA | MWH |  | 0 |  |  | EIA Prime Mover-level Data
2021 | ME | RoxWind | 62857 | WIND1 | WT | OP | NA | WND |  | 33161 |  |  | EIA Prime Mover-level Data
2021 | WI | Cashton Solar | 62858 | CAS3 | PV | OP | NA | SUN |  | 25442 |  |  | EIA Prime Mover-level Data
2021 | VT | Coventry Clean Energy Corporation | 62859 | COV-1 | IC | OP | NA | LFG |  | 113152.8 | 0.83167 | 0.0147 | EIA Prime Mover-level Data | Estimated using an emission factor
2021 | VT | Coventry Clean Energy Corporation | 62859 | COV-2 | IC | OP | NA | LFG |  | 113152.8 | 0.83167 | 0.0147 | EIA Prime Mover-level Data | Estimated using an emission factor
2021 | VT | Coventry Clean Energy Corporation | 62859 | COV-3 | IC | OP | NA | LFG |  | 113152.8 | 0.83167 | 0.0147 | EIA Prime Mover-level Data | Estimated using an emission factor
2021 | VT | Coventry Clean Energy Corporation | 62859 | COV-4 | IC | OP | NA | LFG |  | 113152.8 | 0.83167 | 0.0147 | EIA Prime Mover-level Data | Estimated using an emission factor
2021 | VT | Coventry Clean Energy Corporation | 62859 | COV-5 | IC | OP | NA | LFG |  | 113152.8 | 0.83167 | 0.0147 | EIA Prime Mover-level Data | Estimated using an emission factor
2021 | NY | Chambers Road Solar | 62860 | 263 | PV | OP | NA | SUN |  | 53491 |  |  | EIA Prime Mover-level Data
2021 | IA | Forest City Solar | 62861 | FOR7 | PV | OP | NA | SUN |  | 48130 |  |  | EIA Prime Mover-level Data
2021 | IN | Nabb Battery Energy Storage System | 62862 | ES1 | BA | OP | NA | MWH
2021 | WI | Elroy Solar | 62868 | ELR5 | PV | OP | NA | SUN |  | 20338 |  |  | EIA Prime Mover-level Data
2021 | MN | St. Charles Solar | 62869 | STC10 | PV | OP | NA | SUN |  | 30873 |  |  | EIA Prime Mover-level Data
2021 | MA | Gardner - Otter River Road | 62870 | 79711 | PV | OP | NA | SUN |  | 34842 |  |  | EIA Prime Mover-level Data
2021 | OK | Boiling Springs Wind Farm | 62871 | BGSPS | WT | OP | NA | WND |  | 4227121 |  |  | EIA Prime Mover-level Data
2021 | NC | Carolina Poultry Power Farmville | 62873 | 7474 | ST | OP | NA | AB |  | 278770.824 | 139.6642 | 1.002 | EIA Prime Mover-level Data | Estimated using an emission factor
2021 | NC | Carolina Poultry Power Farmville | 62873 | 7475 | ST | OP | NA | AB |  | 278770.824 | 139.6642 | 1.002 | EIA Prime Mover-level Data | Estimated using an emission factor
2021 | NC | Carolina Poultry Power Farmville | 62873 | 7476 | ST | OP | NA | AB |  | 34846.353 | 17.458 | 1.002 | EIA Prime Mover-level Data | Estimated using an emission factor
2021 | CA | Acorn I Energy Storage LLC | 62874 | ACOR1 | BA | OP | NA | MWH
2021 | CA | Wildcat I Energy Storage LLC | 62875 | WILD1 | BA | OP | NA | MWH
2021 | MD | Amazon Maryland DCA1 | 62876 | DCA1 | PV | OP | NA | SUN |  | 4669 |  |  | EIA Prime Mover-level Data
2021 | CO | Amazon Denver DEN3 | 62877 | ADEN3 | PV | OP | NA | SUN |  | 5554 |  |  | EIA Prime Mover-level Data
2021 | GA | McCleskey Cotton | 62878 | MCCOT | PV | OP | NA | SUN |  | 33188 |  |  | EIA Prime Mover-level Data
2021 | GA | Columbia Bryson | 62879 | COBRY | PV | OP | NA | SUN |  | 23972 |  |  | EIA Prime Mover-level Data
2021 | GA | Bibb Jones | 62880 | BIBBJ | PV | OP | NA | SUN |  | 13203 |  |  | EIA Prime Mover-level Data
2021 | GA | Muscogee Public Works | 62881 | MUSPW | PV | OP | NA | SUN |  | 22551 |  |  | EIA Prime Mover-level Data
2021 | GA | Oil Dri 2 Solar | 62882 | OLDRY | PV | OP | NA | SUN |  | 22657 |  |  | EIA Prime Mover-level Data
2021 | GA | Telfair Thompson | 62883 | TELTO | PV | OP | NA | SUN |  | 37043 |  |  | EIA Prime Mover-level Data
2021 | GA | Richmond Hayes Solar | 62884 | RICHA | PV | OP | NA | SUN |  | 27571 |  |  | EIA Prime Mover-level Data
2021 | GA | Troup RC50 | 62885 | TROUP | PV | OP | NA | SUN |  | 38096 |  |  | EIA Prime Mover-level Data
2021 | GA | Wilkinson DeFore | 62886 | WILKD | PV | OP | NA | SUN |  | 40130 |  |  | EIA Prime Mover-level Data
2021 | GA | Freeman Avenue | 62887 | FREAV | PV | OP | NA | SUN |  | 25822 |  |  | EIA Prime Mover-level Data
2021 | CA | Hecate Energy Johanna Facility | 62889 | HEGJF | BA | OP | NA | MWH
2021 | CA | Hecate Energy Johanna Facility | 62889 | HJFII | BA | OP | NA | MWH
2021 | MA | GSPP Boxborough Littleton (MA) | 62890 | BOXBR | PV | OP | NA | SUN |  | 47461 |  |  | EIA Prime Mover-level Data
2021 | IN | Rosewater Wind Farm | 62891 | ROSEW | WT | OP | NA | WND |  | 2801338 |  |  | EIA Prime Mover-level Data
2021 | IL | Prairie Wolf Solar LLC | 62893 | PWOLF | PV | OP | NA | SUN |  | 277317 |  |  | EIA Prime Mover-level Data
2021 | MA | Holiday Hill Community Wind | 62897 | HHCW1 | WT | OP | NA | WND |  | 98990 |  |  | EIA Prime Mover-level Data
2021 | RI | Town of Burrillville Solar CSG | 62898 | X0042 | PV | OP | NA | SUN |  | 38130 |  |  | EIA Prime Mover-level Data
2021 | AZ | East Line Solar | 62899 | EASTL | PV | OP | NA | SUN |  | 2411345 |  |  | EIA Prime Mover-level Data
2021 | TN | Somerville Solar | 62900 | PV | PV | OP | NA | SUN |  | 31261 |  |  | EIA Prime Mover-level Data
2021 | PA | Phoenix Contact - CCHP Plant | 62901 | CCHP | GT | OP | NA | NG |  | 88578 | 0.35504 | 0.0080165 | EIA Prime Mover-level Data | NEI avg EF - PM, fuel type
2021 | CA | Windsor Floating Solar | 62902 | WUS15 | PV | OP | NA | SUN |  | 24052 |  |  | EIA Prime Mover-level Data
2021 | NJ | NorthPark Solar | 62903 | NPSP1 | PV | OP | NA | SUN |  | 79961.792 |  |  | EIA Prime Mover-level Data
2021 | NJ | NorthPark Solar | 62903 | NPSP2 | PV | OP | NA | SUN |  | 58988.208 |  |  | EIA Prime Mover-level Data
2021 | NJ | Milhurst Solar | 62904 | NPSMH | PV | OP | NA | SUN |  | 19551 |  |  | EIA Prime Mover-level Data
2021 | NJ | Day Four Solar LLC | 62905 | DAY04 | PV | OP | NA | SUN |  | 68374 |  |  | EIA Prime Mover-level Data
2021 | NJ | Augusta Solar Farm | 62906 | AUGSF | PV | OP | NA | SUN |  | 37645 |  |  | EIA Prime Mover-level Data
2021 | VT | Hinesburg | 62907 | VEC | BA | OP | NA | MWH |  | 0 |  |  | EIA Prime Mover-level Data
2021 | MN | Anoka BESS | 62908 | BA | BA | OP | NA | MWH |  | 0 |  |  | EIA Prime Mover-level Data
2021 | TX | Raymond Wind Farm, LLC | 62909 | ERAYM | WT | OP | NA | WND |  | 2746796 |  |  | EIA Prime Mover-level Data
2021 | MD | MNCPPC Germantown Solar | 62910 | X0008 | PV | OP | NA | SUN |  | 9824 |  |  | EIA Prime Mover-level Data
2021 | MA | Kearsarge Gill | 62911 | GILL | PV | OP | NA | SUN |  | 27669 |  |  | EIA Prime Mover-level Data
2021 | MD | Solar Hagerstown | 62912 | 137 | PV | OP | NA | SUN |  | 161934 |  |  | EIA Prime Mover-level Data
2021 | FL | Nassau Solar Center | 62914 | 1 | PV | OP | NA | SUN |  | 1261242 |  |  | EIA Prime Mover-level Data
2021 | FL | Magnolia Springs Solar Center | 62915 | 1 | PV | OP | NA | SUN |  | 1045047 |  |  | EIA Prime Mover-level Data
2021 | FL | Trailside Solar Center | 62916 | 1 | PV | OP | NA | SUN |  | 1330066 |  |  | EIA Prime Mover-level Data
2021 | FL | Rodeo Solar Center | 62917 | 1 | PV | OP | NA | SUN |  | 1100838 |  |  | EIA Prime Mover-level Data
2021 | FL | Orange Blossom Solar Center | 62919 | 1 | PV | OP | NA | SUN |  | 891799 |  |  | EIA Prime Mover-level Data
2021 | NY | Burrstone Energy Center | 62920 | CG-1 | IC | OP | NA | NG |  | 70793.25 | 0.014937 | 0.000422 | EIA Prime Mover-level Data | Estimated using an emission factor
2021 | NY | Burrstone Energy Center | 62920 | CG-2 | IC | OP | NA | NG |  | 70793.25 | 0.014937 | 0.000422 | EIA Prime Mover-level Data | Estimated using an emission factor
2021 | NY | Burrstone Energy Center | 62920 | CG-3 | IC | OP | NA | NG |  | 70793.25 | 0.014937 | 0.000422 | EIA Prime Mover-level Data | Estimated using an emission factor
2021 | NY | Burrstone Energy Center | 62920 | CG-4 | IC | OP | NA | NG |  | 19307.25 | 0.0040738 | 0.000422 | EIA Prime Mover-level Data | Estimated using an emission factor
2021 | FL | Palm Bay Solar | 62921 | 1 | PV | OP | NA | SUN |  | 1120636 |  |  | EIA Prime Mover-level Data
2021 | FL | Lakeside Solar Center | 62922 | 1 | PV | OP | NA | SUN |  | 1397140 |  |  | EIA Prime Mover-level Data
2021 | FL | Union Springs Solar Center | 62923 | 1 | PV | OP | NA | SUN |  | 1293765 |  |  | EIA Prime Mover-level Data
2021 | FL | Pelican Solar Center | 62924 | 1 | PV | OP | NA | SUN |  | 1211402 |  |  | EIA Prime Mover-level Data
2021 | FL | Egret Solar Center | 62925 | 1 | PV | OP | NA | SUN |  | 1316775 |  |  | EIA Prime Mover-level Data
2021 | KS | City of Pratt Solar | 62931 | PRATT | PV | OP | NA | SUN |  | 101404 |  |  | EIA Prime Mover-level Data
2021 | TX | Oberon IB | 62932 | OBR1B | PV | OP | NA | SUN |  | 558417 |  |  | EIA Prime Mover-level Data
2021 | TX | Oberon IA | 62933 | OBR1A | PV | OP | NA | SUN |  | 2986122 |  |  | EIA Prime Mover-level Data
2021 | OR | Orchard Windfarm 1, LLC | 62935 | OCHW | WT | OP | NA | WND |  | 133088 |  |  | EIA Prime Mover-level Data
2021 | WA | Rattlesnake Flat | 62936 | RAT | WT | OP | NA | WND |  | 3771557 |  |  | EIA Prime Mover-level Data
2021 | MN | Athens BESS | 62937 | BA | BA | OP | NA | MWH |  | 0 |  |  | EIA Prime Mover-level Data
2021 | ND | Glen Ullin Energy Center | 62938 | 39001 | WT | OP | NA | WND |  | 3520070 |  |  | EIA Prime Mover-level Data
2021 | MT | South Peak Wind | 62939 | 41001 | WT | OP | NA | WND |  | 2595713 |  |  | EIA Prime Mover-level Data
2021 | FL | Starratt Solar | 62940 | PV | PV | OP | NA | SUN |  | 76818 |  |  | EIA Prime Mover-level Data
2021 | OH | DG AMP Rittman Rd | 62941 | AMPRR | PV | OP | NA | SUN |  | 32259 |  |  | EIA Prime Mover-level Data
2021 | OH | DG AMP 1048 Wadsworth | 62942 | A1048 | PV | OP | NA | SUN |  | 88101 |  |  | EIA Prime Mover-level Data
2021 | SD | Deuel Harvest Wind Energy LLC | 62943 | GEN1 | WT | OP | NA | WND |  | 7852026 |  |  | EIA Prime Mover-level Data
2021 | OH | Timber Road IV | 62944 | TRIV | WT | OP | NA | WND |  | 3339009 |  |  | EIA Prime Mover-level Data
2021 | PA | Dickinson Solar | 62946 | DICK | PV | OP | NA | SUN |  | 40590 |  |  | EIA Prime Mover-level Data
2021 | VA | NASA Wallops Flight Facility Solar | 62948 | CRPT5 | PV | OP | NA | SUN |  | 1152.488 |  |  | EIA Prime Mover-level Data
2021 | VA | NASA Wallops Flight Facility Solar | 62948 | CRPT6 | PV | OP | NA | SUN |  | 1152.488 |  |  | EIA Prime Mover-level Data
2021 | VA | NASA Wallops Flight Facility Solar | 62948 | CRPT7 | PV | OP | NA | SUN |  | 1152.488 |  |  | EIA Prime Mover-level Data
2021 | VA | NASA Wallops Flight Facility Solar | 62948 | TRCK1 | PV | OP | NA | SUN |  | 46099.535 |  |  | EIA Prime Mover-level Data
2021 | VA | Bluestone Solar | 62950 | BLUE1 | PV | OP | NA | SUN |  | 617585 |  |  | EIA Prime Mover-level Data
2021 | NC | Hawtree Solar | 62951 | HAWT1 | PV | OP | NA | SUN |  | 216017 |  |  | EIA Prime Mover-level Data
2021 | CO | Cheyenne Ridge Wind Farm | 62952 | CRW01 | WT | OP | NA | WND |  | 16269855 |  |  | EIA Prime Mover-level Data
2021 | TX | Griffin Solar | 62953 | 1080 | PV | OP | NA | SUN |  | 78975 |  |  | EIA Prime Mover-level Data
2021 | WI | Badger Hollow I | 62955 | GEN1 | PV | OP | NA | SUN |  | 72946 |  |  | EIA Prime Mover-level Data
2021 | NJ | DG Iron Mountain | 62957 | IRNMT | PV | OP | NA | SUN |  | 62856 |  |  | EIA Prime Mover-level Data
2021 | NJ | DG Infineum | 62958 | INFNM | PV | OP | NA | SUN |  | 25034 |  |  | EIA Prime Mover-level Data
2021 | VA | Whitehorn Solar | 62959 | WHIT1 | PV | OP | NA | SUN |  | 133432 |  |  | EIA Prime Mover-level Data
2021 | GA | Kimberly-Clark Solar | 62960 | KC | PV | OP | NA | SUN |  | 33478 |  |  | EIA Prime Mover-level Data
2021 | MN | Novel Brooten Solar CSG | 62961 | BROOT | PV | OP | NA | SUN |  | 15714 |  |  | EIA Prime Mover-level Data
2021 | MN | Novel Reber Solar CSG | 62962 | REBER | PV | OP | NA | SUN |  | 17296 |  |  | EIA Prime Mover-level Data
2021 | MN | Novel Historical Society Solar CSG | 62963 | HIST | PV | OP | NA | SUN |  | 14219 |  |  | EIA Prime Mover-level Data
2021 | MN | Novel Herber Solar CSG | 62966 | HERB | PV | OP | NA | SUN |  | 17296 |  |  | EIA Prime Mover-level Data
2021 | MN | Novel Herickhoff Solar CSG | 62967 | HERIC | PV | OP | NA | SUN |  | 17943 |  |  | EIA Prime Mover-level Data
2021 | MA | Syncarpha Puddon I Hybrid CSG | 62969 | SYP1B | BA | OP | NA | MWH |  | 0 |  |  | EIA Prime Mover-level Data
2021 | MA | Syncarpha Puddon I Hybrid CSG | 62969 | SYP1S | PV | OP | NA | SUN |  | 61185 |  |  | EIA Prime Mover-level Data
2021 | MA | Syncarpha Puddon II Hybrid CSG | 62970 | SYP2B | BA | OP | NA | MWH |  | 0 |  |  | EIA Prime Mover-level Data
2021 | MA | Syncarpha Puddon II Hybrid CSG | 62970 | SYP2S | PV | OP | NA | SUN |  | 57304 |  |  | EIA Prime Mover-level Data
2021 | MA | Syncarpha Leicester Hybrid CSG | 62972 | SYLEB | BA | OP | NA | MWH |  | 0 |  |  | EIA Prime Mover-level Data
2021 | MA | Syncarpha Leicester Hybrid CSG | 62972 | SYLES | PV | OP | NA | SUN |  | 10346 |  |  | EIA Prime Mover-level Data
2021 | MA | Syncarpha Halifax Hybrid CSG | 62973 | SYHAB | BA | OP | NA | MWH |  | 0 |  |  | EIA Prime Mover-level Data
2021 | MA | Syncarpha Halifax Hybrid CSG | 62973 | SYHAS | PV | OP | NA | SUN |  | 24462 |  |  | EIA Prime Mover-level Data
2021 | MA | Syncarpha Blandford Hybrid CSG | 62975 | SYBLB | BA | OP | NA | MWH |  | 0 |  |  | EIA Prime Mover-level Data
2021 | MA | Syncarpha Blandford Hybrid CSG | 62975 | SYBLS | PV | OP | NA | SUN |  | 71027 |  |  | EIA Prime Mover-level Data
2021 | MA | Syncarpha Northampton Hybrid CSG | 62976 | SYNOB | BA | OP | NA | MWH |  | 0 |  |  | EIA Prime Mover-level Data
2021 | MA | Syncarpha Northampton Hybrid CSG | 62976 | SYNOS | PV | OP | NA | SUN |  | 37290 |  |  | EIA Prime Mover-level Data
2021 | MA | Syncarpha Northbridge I Hybrid(CSG) | 62977 | SYN1S | PV | OP | NA | SUN |  | 53 |  |  | EIA Prime Mover-level Data
2021 | MA | Syncarpha Northbridge II Hybrid CSG | 62978 | SYN2B | BA | OP | NA | MWH |  | 0 |  |  | EIA Prime Mover-level Data
2021 | MA | Syncarpha Northbridge II Hybrid CSG | 62978 | SYN2S | PV | OP | NA | SUN |  | 50361 |  |  | EIA Prime Mover-level Data
2021 | MN | Novel DeCook Solar CSG | 62979 | DECO | PV | OP | NA | SUN |  | 16555 |  |  | EIA Prime Mover-level Data
2021 | NV | Turquoise Liberty Solar | 62980 | PV | PV | OP | NA | SUN |  | 196517 |  |  | EIA Prime Mover-level Data
2021 | NY | East Pulaski BESS | 62981 | BESS | BA | OP | NA | MWH |  | 0 |  |  | EIA Prime Mover-level Data
2021 | MN | Novel Schmoll Farms Solar CSG | 62982 | SCHM | PV | OP | NA | SUN |  | 15986 |  |  | EIA Prime Mover-level Data
2021 | MN | Novel Pederson Solar CSG | 62983 | PED | PV | OP | NA | SUN |  | 16139 |  |  | EIA Prime Mover-level Data
2021 | MN | Novel Jewison Solar CSG | 62984 | JEWI | PV | OP | NA | SUN |  | 9029 |  |  | EIA Prime Mover-level Data
2021 | MN | Novel Byron Solar CSG | 62985 | BYRN | PV | OP | NA | SUN |  | 13599 |  |  | EIA Prime Mover-level Data
2021 | MN | Novel Kanewischer Solar CSG | 62986 | KANE | PV | OP | NA | SUN |  | 16139 |  |  | EIA Prime Mover-level Data
2021 | CA | Grossmont HS Solar Project | 62987 | GHSP | PV | OP | NA | SUN |  | 19421 |  |  | EIA Prime Mover-level Data
2021 | CA | Wildflower Solar 1 | 62988 | CAWF1 | PV | OP | NA | SUN |  | 270138 |  |  | EIA Prime Mover-level Data
2021 | PA | Whitetail Solar 1 | 62989 | PAWT1 | PV | OP | NA | SUN |  | 215132 |  |  | EIA Prime Mover-level Data
2021 | PA | Whitetail Solar 2 | 62990 | PAWT2 | PV | OP | NA | SUN |  | 324477 |  |  | EIA Prime Mover-level Data
2021 | PA | Whitetail Solar 3 | 62991 | PAWT3 | PV | OP | NA | SUN |  | 296957 |  |  | EIA Prime Mover-level Data
2021 | MA | Goose Pond Solar | 62992 | GPNOR | PV | OP | NA | SUN |  | 30618.5 |  |  | EIA Prime Mover-level Data
2021 | MA | Goose Pond Solar | 62992 | GPSOU | PV | OP | NA | SUN |  | 30618.5 |  |  | EIA Prime Mover-level Data
2021 | KS | Johnson Corner Solar 1 | 62993 | KSJC1 | PV | OP | NA | SUN |  | 377180 |  |  | EIA Prime Mover-level Data
2021 | NM | Bluewater CDEC 1 | 62994 | NMBW1 | PV | OP | NA | SUN |  | 59522 |  |  | EIA Prime Mover-level Data
2021 | NM | Grants CDEC 2 | 62995 | NMGR1 | PV | OP | NA | SUN |  | 108204 |  |  | EIA Prime Mover-level Data
2021 | NC | ESA Four Oaks 2 NC LLC | 62996 | PGR08 | PV | OP | NA | SUN |  | 30861 |  |  | EIA Prime Mover-level Data
2021 | NC | Spring Hope Solar 3, LLC | 62997 | PGR09 | PV | OP | NA | SUN |  | 70143 |  |  | EIA Prime Mover-level Data
2021 | NY | 25 Ashdown Road Solar, LLC | 62998 | ASHDO | PV | OP | NA | SUN |  | 52476 |  |  | EIA Prime Mover-level Data
2021 | NY | Finchville Solar, LLC Hybrid CSG | 62999 | BESS | BA | OP | NA | MWH |  | 0 |  |  | EIA Prime Mover-level Data
2021 | NY | Finchville Solar, LLC Hybrid CSG | 62999 | FINCH | PV | OP | NA | SUN |  | 37487 |  |  | EIA Prime Mover-level Data
2021 | NY | RT 52 Walden Solar 1, LLC Hybrid | 63000 | BESS | BA | OP | NA | MWH |  | 0 |  |  | EIA Prime Mover-level Data
2021 | NY | RT 52 Walden Solar 1, LLC Hybrid | 63000 | WALDN | PV | OP | NA | SUN |  | 51227 |  |  | EIA Prime Mover-level Data
2021 | NV | Whitegrass No. 1 | 63001 | OH1 | BT | OP | NA | GEO |  | 50247.578 |  |  | EIA Prime Mover-level Data
2021 | NV | Whitegrass No. 1 | 63001 | OH2 | BT | OP | NA | GEO |  | 50247.578 |  |  | EIA Prime Mover-level Data
2021 | NV | Whitegrass No. 1 | 63001 | OL1 | BT | OP | NA | GEO |  | 34379.922 |  |  | EIA Prime Mover-level Data
2021 | NV | Whitegrass No. 1 | 63001 | OL2 | BT | OP | NA | GEO |  | 34379.922 |  |  | EIA Prime Mover-level Data
2021 | MN | Novel Bartel Solar CSG | 63004 | BART | PV | OP | NA | SUN |  | 15668 |  |  | EIA Prime Mover-level Data
2021 | MN | Novel Haley Solar CSG | 63005 | HALY | PV | OP | NA | SUN |  | 16679 |  |  | EIA Prime Mover-level Data
2021 | MN | Novel MNDot Solar CSG | 63007 | MNDT | PV | OP | NA | SUN |  | 16728 |  |  | EIA Prime Mover-level Data
2021 | MN | Novel Winegar Partnership Solar CSG | 63008 | WINE | PV | OP | NA | SUN |  | 13150 |  |  | EIA Prime Mover-level Data
2021 | MN | Novel Peter Solar CSG | 63009 | PETR | PV | OP | NA | SUN |  | 2246 |  |  | EIA Prime Mover-level Data
2021 | MN | Novel Benedix Solar CSG | 63010 | BNDX | PV | OP | NA | SUN |  | 17376 |  |  | EIA Prime Mover-level Data
2021 | MA | Cronin Road Solar 1, LLC CSG Hybrid | 63011 | BESS | BA | OP | NA | MWH |  | 0 |  |  | EIA Prime Mover-level Data
2021 | MA | Cronin Road Solar 1, LLC CSG Hybrid | 63011 | CRONI | PV | OP | NA | SUN |  | 25670 |  |  | EIA Prime Mover-level Data
2021 | NY | Ransomville Solar 1, LLC | 63012 | SWANN | PV | OP | NA | SUN |  | 53632 |  |  | EIA Prime Mover-level Data
2021 | NY | Johnstown Solar 1, LLC | 63013 | STATE | PV | OP | NA | SUN |  | 39095 |  |  | EIA Prime Mover-level Data
2021 | NC | Plott Hound Solar | 63015 | 1088 | PV | OP | NA | SUN |  | 59426 |  |  | EIA Prime Mover-level Data
2021 | NC | Carolina Lily Solar | 63016 | 1096 | PV | OP | NA | SUN |  | 60096 |  |  | EIA Prime Mover-level Data
2021 | NC | Ray Wilson Solar | 63017 | 1090 | PV | OP | NA | SUN |  | 76855 |  |  | EIA Prime Mover-level Data
2021 | MI | Green Lake Solar | 63019 | GRN1 | PV | OP | NA | SUN |  | 11461 |  |  | EIA Prime Mover-level Data
2021 | MI | TCLP Solar Phase 1 | 63020 | TCLP1 | PV | OP | NA | SUN |  | 11170 |  |  | EIA Prime Mover-level Data
2021 | CA | SCCCD - Clovis Community College | 63021 | 232 | PV | OP | NA | SUN |  | 17437 |  |  | EIA Prime Mover-level Data
2021 | CO | Fort Carson Battery Energy Storage System | 63022 | 1 | BA | OP | NA | MWH |  | 0 |  |  | EIA Prime Mover-level Data
2021 | PA | Jefferson Torresdale Hospital | 63023 | COGEN | IC | SB | NA | NG |  | 27633 | 0.0058306 | 0.000422 | EIA Prime Mover-level Data | Estimated using an emission factor
2021 | MO | Clear Creek Wind | 63025 | V110 | WT | OP | NA | WND |  | 601453.455 |  |  | EIA Prime Mover-level Data
2021 | MO | Clear Creek Wind | 63025 | V120 | WT | OP | NA | WND |  | 6014534.545 |  |  | EIA Prime Mover-level Data
2021 | TX | Mars Solar | 63027 | 20 | PV | OP | NA | SUN |  | 218404 |  |  | EIA Prime Mover-level Data
2021 | OH | Hardin Solar Energy LLC | 63029 | GEN1 | PV | OP | NA | SUN |  | 2738360 |  |  | EIA Prime Mover-level Data
2021 | TX | Canadian Breaks, LLC | 63030 | CBRKS | WT | OP | NA | WND |  | 7301347 |  |  | EIA Prime Mover-level Data
2021 | VA | Gloucester Solar | 63031 | GLSO | PV | OP | NA | SUN |  | 354833 |  |  | EIA Prime Mover-level Data
2021 | MN | FastSun 19 CSG | 63033 | FS19 | PV | OP | NA | SUN |  | 15080 |  |  | EIA Prime Mover-level Data
2021 | MN | FastSun 18 CSG | 63034 | FS18 | PV | OP | NA | SUN |  | 13388 |  |  | EIA Prime Mover-level Data
2021 | MN | FastSun 13 CSG | 63035 | FS13 | PV | OP | NA | SUN |  | 17182 |  |  | EIA Prime Mover-level Data
2021 | MN | FastSun 14 CSG | 63036 | FS14 | PV | OP | NA | SUN |  | 17624 |  |  | EIA Prime Mover-level Data
2021 | MN | FastSun 11 CSG | 63037 | FS11 | PV | OP | NA | SUN |  | 14177 |  |  | EIA Prime Mover-level Data
2021 | MN | FastSun 10 CSG | 63038 | FS10 | PV | OP | NA | SUN |  | 15476 |  |  | EIA Prime Mover-level Data
2021 | MN | FastSun 8 CSG | 63039 | FS8 | PV | OP | NA | SUN |  | 18120 |  |  | EIA Prime Mover-level Data
2021 | MN | FastSun 9 CSG | 63040 | FS9 | PV | OP | NA | SUN |  | 13813 |  |  | EIA Prime Mover-level Data
2021 | MA | Lane Ave Solar LLC | 63041 | HANRA | PV | OP | NA | SUN |  | 185 |  |  | EIA Prime Mover-level Data
2021 | MN | FastSun 3 CSG | 63042 | FS3 | PV | OP | NA | SUN |  | 13453 |  |  | EIA Prime Mover-level Data
2021 | MN | FastSun 7 CSG | 63043 | FS7 | PV | OP | NA | SUN |  | 15944 |  |  | EIA Prime Mover-level Data
2021 | MA | Ryan Road Solar LLC Hybrid(CSG) | 63044 | BESS | BA | OP | NA | MWH
2021 | MA | Ryan Road Solar LLC Hybrid(CSG) | 63044 | ORCHA | PV | OP | NA | SUN |  | 2193 |  |  | EIA Prime Mover-level Data
2021 | MN | FastSun 5 CSG | 63045 | FS5 | PV | OP | NA | SUN |  | 15112 |  |  | EIA Prime Mover-level Data
2021 | MN | FastSun 1 CSG | 63046 | FS1 | PV | OP | NA | SUN |  | 15696 |  |  | EIA Prime Mover-level Data
2021 | MA | W. Orange Rd Solar LLC | 63047 | HEYES | PV | OP | NA | SUN |  | 115 |  |  | EIA Prime Mover-level Data
2021 | MA | Wilbur Woods Solar LLC | 63048 | DESMO | PV | OP | NA | SUN |  | 2334 |  |  | EIA Prime Mover-level Data
2021 | OR | Prineville Solar Energy LLC | 63049 | GEN1 | PV | OP | NA | SUN |  | 827987 |  |  | EIA Prime Mover-level Data
2021 | OR | Millican Solar Energy LLC | 63050 | GEN1 | PV | OP | NA | SUN |  | 1008006 |  |  | EIA Prime Mover-level Data
2021 | NY | Hollygrove CSG | 63051 | 32 | PV | OP | NA | SUN |  | 25697 |  |  | EIA Prime Mover-level Data
2021 | NY | Guildlerland CSG | 63052 | 106 | PV | OP | NA | SUN |  | 29801 |  |  | EIA Prime Mover-level Data
2021 | IA | Palo Alto Wind Farm | 63053 | PAWF | WT | OP | NA | WND |  | 9219841.912 |  |  | EIA Prime Mover-level Data
2021 | IA | Palo Alto Wind Farm | 63053 | PAWF2 | WT | OP | NA | WND |  | 3319143.088 |  |  | EIA Prime Mover-level Data
2021 | CA | CalCity Solar 1 | 63054 | CALTR | PV | OP | NA | SUN |  | 69310 |  |  | EIA Prime Mover-level Data
2021 | NY | Howland CSG | 63055 | 26 | PV | OP | NA | SUN |  | 26919 |  |  | EIA Prime Mover-level Data
2021 | NY | Gifford CSG | 63056 | 131 | PV | OP | NA | SUN |  | 29651 |  |  | EIA Prime Mover-level Data
2021 | NY | Czub CSG | 63057 | 114 | PV | OP | NA | SUN |  | 31040 |  |  | EIA Prime Mover-level Data
2021 | NY | Mereand CSG | 63058 | 199 | PV | OP | NA | SUN |  | 29393 |  |  | EIA Prime Mover-level Data
2021 | NY | Aegis CSG | 63059 | 19 | PV | OP | NA | SUN |  | 29615 |  |  | EIA Prime Mover-level Data
2021 | NY | Pearl CSG | 63060 | 28 | PV | OP | NA | SUN |  | 14736.5 |  |  | EIA Prime Mover-level Data
2021 | NY | Pearl CSG | 63060 | 29 | PV | OP | NA | SUN |  | 14736.5 |  |  | EIA Prime Mover-level Data
2021 | UT | Clover Creek Solar(Community Solar) | 63061 | CLVR | PV | OP | NA | SUN
2021 | SC | Duke Energy CHP at Clemson University | 63063 | GT01 | GT | OP | NA | NG |  | 237972 | 0.95385 | 0.0080165 | EIA Prime Mover-level Data | NEI avg EF - PM, fuel type
2021 | NC | Asheville-Rock Hill Battery | 63064 | ES1 | BA | OP | NA | MWH |  | 0 |  |  | EIA Prime Mover-level Data
2021 | CA | SCCCD - Fresno Community College | 63068 | 231 | PV | OP | NA | SUN |  | 33762 |  |  | EIA Prime Mover-level Data
2021 | IL | Harmony Road Solar | 63069 | 1823 | PV | OP | NA | SUN |  | 26981 |  |  | EIA Prime Mover-level Data
2021 | IL | Square Barn Solar | 63070 | 1820 | PV | OP | NA | SUN |  | 17879 |  |  | EIA Prime Mover-level Data
2021 | IL | Reed Road Solar | 63071 | 1822 | PV | OP | NA | SUN |  | 18066 |  |  | EIA Prime Mover-level Data
2021 | MD | Kingsville CSG | 63072 | 18 | PV | OP | NA | SUN |  | 34840 |  |  | EIA Prime Mover-level Data
2021 | IL | Mooseheart School Solar | 63073 | 1817 | PV | OP | NA | SUN |  | 30013 |  |  | EIA Prime Mover-level Data
2021 | CA | Reedley Community College Solar | 63074 | 234 | PV | OP | NA | SUN |  | 33745 |  |  | EIA Prime Mover-level Data
2021 | MD | Upper Marlboro 1 CSG | 63075 | 20 | PV | OP | NA | SUN |  | 16202 |  |  | EIA Prime Mover-level Data
2021 | NC | Gutenberg Solar | 63076 | GUTN | PV | OP | NA | SUN |  | 1556624 |  |  | EIA Prime Mover-level Data
2021 | VA | Twittys Creek Solar, LLC | 63077 | VATC | PV | OP | NA | SUN |  | 237462 |  |  | EIA Prime Mover-level Data
2021 | CA | Eagle Creek | 63078 | EGCRK | PV | OP | NA | SUN |  | 72681 |  |  | EIA Prime Mover-level Data
2021 | NY | Bethlehem Solar | 63079 | 157 | PV | OP | NA | SUN |  | 22974 |  |  | EIA Prime Mover-level Data
2021 | NV | Harry Allen Solar Energy LLC | 63080 | GEN1 | PV | OP | NA | SUN |  | 1550779 |  |  | EIA Prime Mover-level Data
2021 | NM | San Miguel I Solar Energy Center | 63081 | SMI | PV | OP | NA | SUN |  | 233757 |  |  | EIA Prime Mover-level Data
2021 | NM | San Miguel II Solar Energy Center | 63082 | SMII | PV | OP | NA | SUN |  | 241846 |  |  | EIA Prime Mover-level Data
2021 | VA | Caden Energix Pamplin LLC | 63083 | ENX04 | PV | OP | NA | SUN |  | 295391 |  |  | EIA Prime Mover-level Data
2021 | VA | Caden Energix Hickory LLC | 63084 | ENX02 | PV | OP | NA | SUN |  | 357700 |  |  | EIA Prime Mover-level Data
2021 | VA | Caden Energix Hickory LLC | 63084 | ENX03 | PV | OP | NA | SUN |  | 214620 |  |  | EIA Prime Mover-level Data
2021 | MD | White CSG | 63085 | 15124 | PV | OP | NA | SUN |  | 27521 |  |  | EIA Prime Mover-level Data
2021 | NY | Frog Hollow CSG | 63086 | 1731 | PV | OP | NA | SUN |  | 30367 |  |  | EIA Prime Mover-level Data
2021 | VA | Caden Energix Rives Road LLC | 63087 | ENX01 | PV | OP | NA | SUN |  | 296118 |  |  | EIA Prime Mover-level Data
2021 | MD | Gibbons CSG | 63089 | 15122 | PV | OP | NA | SUN |  | 34232 |  |  | EIA Prime Mover-level Data
2021 | MN | Athens - Coopers Corner BESS | 63090 | COOPR | BA | OP | NA | MWH |  | 0 |  |  | EIA Prime Mover-level Data
2021 | CA | UC Santa Cruz Solar | 63091 | 246 | PV | OP | NA | SUN |  | 16837 |  |  | EIA Prime Mover-level Data
2021 | CO | Riverview Solar | 63092 | RIVER | PV | OP | NA | SUN |  | 30641 |  |  | EIA Prime Mover-level Data
2021 | MO | Hannibal - Oakwood Substation | 63097 | EP-01 | IC | RE | NA | DFO |  | 9 | 0.001395 | 0.31 | EIA Prime Mover-level Data | Estimated using an emission factor
2021 | MO | Hannibal - Oakwood Substation | 63097 | EP-02 | IC | RE | NA | DFO |  | 9 | 0.001395 | 0.31 | EIA Prime Mover-level Data | Estimated using an emission factor
2021 | MO | Hannibal - Oakwood Substation | 63097 | EP-03 | IC | RE | NA | DFO |  | 9 | 0.001395 | 0.31 | EIA Prime Mover-level Data | Estimated using an emission factor
2021 | MO | Hannibal - Oakwood Substation | 63097 | EP-04 | IC | RE | NA | DFO |  | 9 | 0.001395 | 0.31 | EIA Prime Mover-level Data | Estimated using an emission factor
2021 | MO | Hannibal - Oakwood Substation | 63097 | EP-05 | IC | RE | NA | DFO |  | 9 | 0.001395 | 0.31 | EIA Prime Mover-level Data | Estimated using an emission factor
2021 | MO | Hannibal - Oakwood Substation | 63097 | EP-06 | IC | RE | NA | DFO |  | 9 | 0.001395 | 0.31 | EIA Prime Mover-level Data | Estimated using an emission factor
2021 | MO | Hannibal - Oakwood Substation | 63097 | EP-07 | IC | RE | NA | DFO |  | 9 | 0.001395 | 0.31 | EIA Prime Mover-level Data | Estimated using an emission factor
2021 | MO | Hannibal - Oakwood Substation | 63097 | EP-08 | IC | RE | NA | DFO |  | 9 | 0.001395 | 0.31 | EIA Prime Mover-level Data | Estimated using an emission factor
2021 | MO | Hannibal - Water Treatment Plant | 63098 | EP-09 | IC | RE | NA | DFO |  | 6 | 0.00093 | 0.31 | EIA Prime Mover-level Data | Estimated using an emission factor
2021 | MO | Hannibal - Wastewater Treatment Plant | 63099 | EP-10 | IC | RE | NA | DFO
2021 | TX | Prairie Hill Wind Project | 63100 | WTG | WT | OP | NA | WND |  | 6762888 |  |  | EIA Prime Mover-level Data
2021 | TX | Las Lomas Wind Project | 63101 | WTG | WT | OP | NA | WND |  | 4854515 |  |  | EIA Prime Mover-level Data
2021 | SD | Dakota Range III Wind Project | 63102 | WTG | WT | OP | NA | WND |  | 2608845 |  |  | EIA Prime Mover-level Data
2021 | SD | Triple H Wind Project | 63103 | WTG | WT | OP | NA | WND |  | 9090339 |  |  | EIA Prime Mover-level Data
2021 | OK | King Plains Wind Project | 63104 | WTG | WT | OP | NA | WND |  | 7149387 |  |  | EIA Prime Mover-level Data
2021 | WI | Two Creeks Solar | 63105 | 1 | PV | OP | NA | SUN |  | 1740459 |  |  | EIA Prime Mover-level Data
2021 | NY | Dover CSG | 63106 | 21 | PV | OP | NA | SUN |  | 31154 |  |  | EIA Prime Mover-level Data
2021 | NY | Howell CSG | 63107 | 1725 | PV | OP | NA | SUN |  | 24619 |  |  | EIA Prime Mover-level Data
2021 | NY | Strauss CSG | 63108 | 30 | PV | OP | NA | SUN |  | 29846 |  |  | EIA Prime Mover-level Data
2021 | FL | Discovery Solar Center | 63109 | 1 | PV | OP | NA | SUN |  | 844092 |  |  | EIA Prime Mover-level Data
2021 | FL | Sabal Palm Solar Center | 63110 | 1 | PV | OP | NA | SUN |  | 1028008 |  |  | EIA Prime Mover-level Data
2021 | NY | Ellsworth I CSG | 63112 | 22 | PV | OP | NA | SUN |  | 30667 |  |  | EIA Prime Mover-level Data
2021 | AZ | Mohave County Wind Farm | 63114 | MCWF | WT | OP | NA | WND |  | 9463601 |  |  | EIA Prime Mover-level Data
2021 | MN | Dakota Community Solar One LLC CSG | 63116 | 52838 | PV | OP | NA | SUN |  | 16543 |  |  | EIA Prime Mover-level Data
2021 | MN | Douglas Todd Community Solar One LLC CSG | 63117 | 52834 | PV | OP | NA | SUN |  | 17058 |  |  | EIA Prime Mover-level Data
2021 | MN | Meeker Community Solar One LLC CSG | 63118 | 52824 | PV | OP | NA | SUN |  | 16881 |  |  | EIA Prime Mover-level Data
2021 | MN | McLeod Community Solar One LLC CSG | 63119 | 52832 | PV | OP | NA | SUN |  | 16847 |  |  | EIA Prime Mover-level Data
2021 | MN | Nicollet Community Solar One LLC | 63120 | 52828 | PV | OP | NA | SUN |  | 17271 |  |  | EIA Prime Mover-level Data
2021 | MN | Stearns Community Solar One LLC CSG | 63121 | 52825 | PV | OP | NA | SUN |  | 13141 |  |  | EIA Prime Mover-level Data
2021 | MN | Sherburne Community Solar One LLC CSG | 63122 | 52814 | PV | OP | NA | SUN |  | 16679 |  |  | EIA Prime Mover-level Data
2021 | NM | Syncarpha Taos | 63123 | SYNTA | PV | OP | NA | SUN |  | 69294 |  |  | EIA Prime Mover-level Data
2021 | NM | Syncarpha El Rito | 63124 | SYNEL | PV | OP | NA | SUN |  | 33266 |  |  | EIA Prime Mover-level Data
2021 | NM | Syncarpha Questa | 63125 | SYNQU | PV | OP | NA | SUN |  | 34390 |  |  | EIA Prime Mover-level Data
2021 | NY | Allis Medina Solar LLC CSG | 63129 | ALLIS | PV | OP | NA | SUN |  | 72503 |  |  | EIA Prime Mover-level Data
2021 | NY | Beals Medina Solar LLC CSG | 63130 | BEALS | PV | OP | NA | SUN |  | 50503 |  |  | EIA Prime Mover-level Data
2021 | MA | West Street Solar 1 LLC | 63131 | GRDNR | PV | OP | NA | SUN |  | 70275 |  |  | EIA Prime Mover-level Data
2021 | ME | Weaver Wind | 63132 | WEAVR | WT | OP | NA | WND |  | 1940907 |  |  | EIA Prime Mover-level Data
2021 | WY | Roundhouse Wind Energy Project | 63133 | 82059 | WT | OP | NA | WND |  | 4086784.867 |  |  | EIA Prime Mover-level Data
2021 | WY | Roundhouse Wind Energy Project | 63133 | 82060 | WT | OP | NA | WND |  | 2603677.456 |  |  | EIA Prime Mover-level Data
2021 | WY | Roundhouse Wind Energy Project | 63133 | 82061 | WT | OP | NA | WND |  | 758032.677 |  |  | EIA Prime Mover-level Data
2021 | RI | Hopkins Hill CSG | 63136 | HH1 | PV | OP | NA | SUN |  | 45748.547 |  |  | EIA Prime Mover-level Data
2021 | RI | Hopkins Hill CSG | 63136 | HH2 | PV | OP | NA | SUN |  | 44795.453 |  |  | EIA Prime Mover-level Data
2021 | IN | Tippecanoe Solar Power Plant | 63137 | PV1 | PV | OP | NA | SUN |  | 25025 |  |  | EIA Prime Mover-level Data
2021 | MN | USS Haven Solar LLC CSG | 63138 | USHAV | PV | OP | NA | SUN |  | 18915 |  |  | EIA Prime Mover-level Data
2021 | MN | USS White Cloud LLC CSG | 63139 | USSWC | PV | OP | NA | SUN |  | 18448 |  |  | EIA Prime Mover-level Data
2021 | MN | USS Westeros Solar LLC CSG | 63140 | USSWS | PV | OP | NA | SUN |  | 15696 |  |  | EIA Prime Mover-level Data
2021 | MN | USS Sunrise Solar LLC CSG | 63141 | SNRSE | PV | OP | NA | SUN |  | 16862 |  |  | EIA Prime Mover-level Data
2021 | MN | USS Milkweed Solar LLC CSG | 63142 | MLKWD | PV | OP | NA | SUN |  | 17058 |  |  | EIA Prime Mover-level Data
2021 | MN | USS Greenhouse Solar LLC CSG | 63143 | GRHSE | PV | OP | NA | SUN |  | 10000 |  |  | EIA Prime Mover-level Data
2021 | MN | USS Mayhew Solar LLC CSG | 63144 | MAYHW | PV | OP | NA | SUN |  | 18606 |  |  | EIA Prime Mover-level Data
2021 | MN | USS Cheyenne Solar LLC CSG | 63145 | CHYNE | PV | OP | NA | SUN |  | 17624 |  |  | EIA Prime Mover-level Data
2021 | MN | USS Midtown Solar LLC CSG | 63146 | MDTWN | PV | OP | NA | SUN |  | 17908 |  |  | EIA Prime Mover-level Data
2021 | MN | USS Monarch Solar LLC CSG | 63147 | MNRCH | PV | OP | NA | SUN |  | 16767 |  |  | EIA Prime Mover-level Data
2021 | MN | USS Turkey Solar LLC CSG | 63148 | TURKY | PV | OP | NA | SUN |  | 18578 |  |  | EIA Prime Mover-level Data
2021 | NJ | Franklin Solar | 63149 | FRANK | PV | OP | NA | SUN |  | 113678 |  |  | EIA Prime Mover-level Data
2021 | NJ | Pohatcong Solar Farm | 63150 | POHAT | PV | OP | NA | SUN |  | 103925 |  |  | EIA Prime Mover-level Data
2021 | MN | USS Solar Sources LLC CSG | 63151 | SOURC | PV | OP | NA | SUN |  | 16211 |  |  | EIA Prime Mover-level Data
2021 | MN | USS Christoffer Solar LLC CSG | 63152 | CHRST | PV | OP | NA | SUN |  | 17277 |  |  | EIA Prime Mover-level Data
2021 | MN | USS Buckaroo Solar LLC CSG | 63153 | BUCKR | PV | OP | NA | SUN |  | 17510 |  |  | EIA Prime Mover-level Data
2021 | MN | USS Horne North Solar LLC CSG | 63154 | HORNN | PV | OP | NA | SUN |  | 18271 |  |  | EIA Prime Mover-level Data
2021 | MN | USS Horne South Solar LLC CSG | 63155 | HORNS | PV | OP | NA | SUN |  | 18967 |  |  | EIA Prime Mover-level Data
2021 | MN | USS JJ Clay Solar LLC CSG | 63156 | JJCLY | PV | OP | NA | SUN |  | 18818 |  |  | EIA Prime Mover-level Data
2021 | MN | USS Verde Solar LLC CSG | 63157 | VERDE | PV | OP | NA | SUN |  | 16580 |  |  | EIA Prime Mover-level Data
2021 | MN | USS Cougar Solar LLC CSG | 63158 | COUGR | PV | OP | NA | SUN |  | 18562 |  |  | EIA Prime Mover-level Data
2021 | MN | USS Flower Solar LLC CSG | 63159 | FLOWR | PV | OP | NA | SUN |  | 17890 |  |  | EIA Prime Mover-level Data
2021 | MN | USS All In Solar LLC CSG | 63160 | ALLIN | PV | OP | NA | SUN |  | 17331 |  |  | EIA Prime Mover-level Data
2021 | NY | AES Tonawanda Solar LLC | 63161 | TNWDA | PV | OP | NA | SUN |  | 27890 |  |  | EIA Prime Mover-level Data
2021 | CO | Tom Sifers Solar | 63163 | SIFRS | PV | OP | NA | SUN |  | 19781 |  |  | EIA Prime Mover-level Data
2021 | CO | Whiskey Hill Solar | 63164 | WHSKY | PV | OP | NA | SUN |  | 19826 |  |  | EIA Prime Mover-level Data
2021 | MN | USS Reindeer Solar LLC CSG | 63165 | RENDR | PV | OP | NA | SUN |  | 19534 |  |  | EIA Prime Mover-level Data
2021 | MN | USS Bush Solar LLC CSG | 63166 | BUSH | PV | OP | NA | SUN |  | 20180 |  |  | EIA Prime Mover-level Data
2021 | MN | USS Hancock Solar LLC CSG | 63167 | HNCCK | PV | OP | NA | SUN |  | 19110 |  |  | EIA Prime Mover-level Data
2021 | MN | USS Pheasant Solar LLC CSG | 63168 | PHSNT | PV | OP | NA | SUN |  | 20003 |  |  | EIA Prime Mover-level Data
2021 | MN | USS KVPV Solar LLC CSG | 63169 | KVPV | PV | OP | NA | SUN |  | 19056 |  |  | EIA Prime Mover-level Data
2021 | MN | USS Kass Solar LLC | 63170 | KASS | PV | OP | NA | SUN |  | 18262 |  |  | EIA Prime Mover-level Data
2021 | MN | USS Chariot Solar LLC | 63171 | CHROT | PV | OP | NA | SUN |  | 18986 |  |  | EIA Prime Mover-level Data
2021 | VA | Orange Street G1 | 63173 | 1 | IC | OP | NA | DFO |  | 1273 | 0.19731 | 0.31 | EIA Prime Mover-level Data | Estimated using an emission factor
2021 | MN | Hartmann Project CSG | 63174 | TC3 | PV | OP | NA | SUN |  | 14608 |  |  | EIA Prime Mover-level Data
2021 | MN | E. Goenner Project CSG | 63175 | TC3 | PV | OP | NA | SUN |  | 14335 |  |  | EIA Prime Mover-level Data
2021 | MN | Prawer Project CSG | 63176 | TC3 | PV | OP | NA | SUN |  | 16448 |  |  | EIA Prime Mover-level Data
2021 | MN | Schwinghamer Project CSG | 63177 | TC3 | PV | OP | NA | SUN |  | 16670 |  |  | EIA Prime Mover-level Data
2021 | MN | STAG St. Paul Project CSG | 63178 | TC3 | PV | OP | NA | SUN |  | 11477 |  |  | EIA Prime Mover-level Data
2021 | MN | Linden 01 CSG | 63179 | KANE1 | PV | OP | NA | SUN |  | 16464 |  |  | EIA Prime Mover-level Data
2021 | TX | TPE Whitney Solar, LLC | 63180 | TXWHT | PV | OP | NA | SUN |  | 193433 |  |  | EIA Prime Mover-level Data
2021 | OH | Monroeville Solar | 63181 | MNVL | PV | OP | NA | SUN |  | 39405 |  |  | EIA Prime Mover-level Data
2021 | MN | Linden 02 CSG | 63182 | LIND2 | PV | OP | NA | SUN |  | 16385 |  |  | EIA Prime Mover-level Data
2021 | MN | Linden 03 CSG | 63183 | LIND3 | PV | OP | NA | SUN |  | 16262 |  |  | EIA Prime Mover-level Data
2021 | NM | Rio Rancho Solar Energy Center | 63184 | RIRA | PV | OP | NA | SUN |  | 245189 |  |  | EIA Prime Mover-level Data
2021 | NJ | Sayreville Solar Project | 63185 | SAYRE | PV | OP | NA | SUN |  | 36679 |  |  | EIA Prime Mover-level Data
2021 | FL | Imeson Solar | 63186 | IMESO | PV | OP | NA | SUN |  | 108469 |  |  | EIA Prime Mover-level Data
2021 | FL | Imeson Solar | 63186 | IMESS | BA | OP | NA | MWH |  | 0 |  |  | EIA Prime Mover-level Data
2021 | FL | FL Solar 4, LLC | 63187 | FL4 | PV | OP | NA | SUN |  | 547357 |  |  | EIA Prime Mover-level Data
2021 | CA | Bio-Rad | 63189 | BIORD | PV | OP | NA | SUN |  | 4731 |  |  | EIA Prime Mover-level Data
2021 | RI | Hopkinton Phase 2 | 63191 | HTP2 | PV | OP | NA | SUN |  | 32559 |  |  | EIA Prime Mover-level Data
2021 | NJ | ACCP NJ 1 | 63198 | ACCP1 | PV | OP | NA | SUN |  | 16209 |  |  | EIA Prime Mover-level Data
2021 | NJ | Bergenmand Solar Partners, LLC Mahwah | 63200 | SA1 | PV | OP | NA | SUN |  | 6844 |  |  | EIA Prime Mover-level Data
2021 | NJ | Bergenmand Solar Partners, LLC Mahwah | 63200 | SA2 | PV | OP | NA | SUN |  | 6844 |  |  | EIA Prime Mover-level Data
2021 | VT | VPPSA Project 10 | 63203 | 12510 | GT | OP | NA | DFO |  | 3627 | 0.029844 | 0.016457 | EIA Prime Mover-level Data | NEI avg EF - PM, fuel type, firing type
2021 | VT | VPPSA Project 10 | 63203 | 12511 | GT | OP | NA | DFO |  | 3627 | 0.029844 | 0.016457 | EIA Prime Mover-level Data | NEI avg EF - PM, fuel type, firing type
2021 | CA | CID Solar (CA) | 63204 | HLS | PV | OP | NA | SUN |  | 37620 |  |  | EIA Prime Mover-level Data
2021 | WA | Skookumchuck Wind Facility | 63205 | 1 | WT | OP | NA | WND |  | 3663321 |  |  | EIA Prime Mover-level Data
2021 | OR | Rafael Solar | 63206 | RSPV1 | PV | OP | NA | SUN |  | 35081 |  |  | EIA Prime Mover-level Data
2021 | OR | Case Creek Solar | 63207 | CCPV1 | PV | OP | NA | SUN |  | 34460 |  |  | EIA Prime Mover-level Data
2021 | OR | Kale Patch Solar | 63208 | KPPV1 | PV | OP | NA | SUN |  | 34551 |  |  | EIA Prime Mover-level Data
2021 | TX | Aviator Wind | 63209 | AVTOR | WT | OP | NA | WND |  | 15856482 |  |  | EIA Prime Mover-level Data
2021 | VT | Battle Creek Solar | 63212 | BC1 | PV | OP | NA | SUN |  | 29617 |  |  | EIA Prime Mover-level Data
2021 | IN | Sheridan School Corporation Solar | 63213 | 418ES | PV | OP | NA | SUN |  | 7223.2 |  |  | EIA Prime Mover-level Data
2021 | IN | Sheridan School Corporation Solar | 63213 | 418HS | PV | OP | NA | SUN |  | 10834.8 |  |  | EIA Prime Mover-level Data
2021 | MA | Middleton Solar Park | 63214 | MDB02 | BA | OP | NA | MWH |  | 0 |  |  | EIA Prime Mover-level Data
2021 | MA | Middleton Solar Park | 63214 | MDL01 | PV | OP | NA | SUN |  | 66454 |  |  | EIA Prime Mover-level Data
2021 | MN | USS Dot Com Solar LLC CSG | 63215 | DOTCM | PV | OP | NA | SUN |  | 15900 |  |  | EIA Prime Mover-level Data
2021 | MN | USS B&B Solar LLC CSG | 63216 | BB | PV | OP | NA | SUN |  | 15963 |  |  | EIA Prime Mover-level Data
2021 | MN | USS Water Town Solar LLC CSG | 63218 | WTRTN | PV | OP | NA | SUN |  | 1432 |  |  | EIA Prime Mover-level Data
2021 | MN | USS Water City Solar LLC CSG | 63220 | WTRCY | PV | OP | NA | SUN |  | 1821 |  |  | EIA Prime Mover-level Data
2021 | MN | USS Steamboat Solar LLC CSG | 63221 | STMBT | PV | OP | NA | SUN |  | 13467 |  |  | EIA Prime Mover-level Data
2021 | TX | Impact Solar 1 | 63222 | TXIM1 | PV | OP | NA | SUN |  | 2386637 |  |  | EIA Prime Mover-level Data
2021 | NY | NY 26 Carthage CSG | 63224 | X0140 | PV | OP | NA | SUN |  | 64644 |  |  | EIA Prime Mover-level Data
2021 | NC | AGA TAG Solar IV LLC | 63225 | PV1 | PV | OP | NA | SUN |  | 34806 |  |  | EIA Prime Mover-level Data
2021 | NJ | Manheim New Jersey | 63229 | NJSGR | PV | OP | NA | SUN |  | 9974.182 |  |  | EIA Prime Mover-level Data
2021 | NJ | Manheim New Jersey | 63229 | NJSRO | PV | OP | NA | SUN |  | 17454.818 |  |  | EIA Prime Mover-level Data
2021 | NY | Knaggs Brothers Farm | 63230 | KNAGG | PV | OP | NA | SUN |  | 56703 |  |  | EIA Prime Mover-level Data
2021 | MN | Woodbury Solar | 63231 | PV | PV | OP | NA | SUN |  | 38873 |  |  | EIA Prime Mover-level Data
2021 | MA | Brookfield Wire Company | 63232 | BROOK | PV | OP | NA | SUN |  | 20472 |  |  | EIA Prime Mover-level Data
2021 | OR | O'Neill Creek Solar | 63235 | OCPV1 | PV | OP | NA | SUN |  | 34913 |  |  | EIA Prime Mover-level Data
2021 | NY | Kings Plaza Total Energy Plant (TEP) | 63236 | DG2 | IC | OP | NA | NG |  | 94603.5 | 0.019961 | 0.000422 | EIA Prime Mover-level Data | Estimated using an emission factor
2021 | NY | Kings Plaza Total Energy Plant (TEP) | 63236 | DG3 | IC | OP | NA | NG |  | 94603.5 | 0.019961 | 0.000422 | EIA Prime Mover-level Data | Estimated using an emission factor
2021 | NY | Kings Plaza Total Energy Plant (TEP) | 63236 | DG4 | IC | OP | NA | NG |  | 94603.5 | 0.019961 | 0.000422 | EIA Prime Mover-level Data | Estimated using an emission factor
2021 | NY | Kings Plaza Total Energy Plant (TEP) | 63236 | DG5 | IC | OP | NA | NG |  | 94603.5 | 0.019961 | 0.000422 | EIA Prime Mover-level Data | Estimated using an emission factor
2021 | MD | Old Court Rd Solar | 63237 | OLDCT | PV | OP | NA | SUN |  | 32013 |  |  | EIA Prime Mover-level Data
2021 | CT | Sherman Solar | 63239 | SHRM | PV | OP | NA | SUN |  | 11699 |  |  | EIA Prime Mover-level Data
2021 | CT | Jackson Solar (CT) | 63240 | JACK | PV | OP | NA | SUN |  | 11945 |  |  | EIA Prime Mover-level Data
2021 | SC | Limelight Solar II LLC | 63241 | SCLL | PV | OP | NA | SUN |  | 27899 |  |  | EIA Prime Mover-level Data
2021 | SC | ATOOD Solar III LLC | 63242 | SCAT | PV | OP | NA | SUN |  | 32905 |  |  | EIA Prime Mover-level Data
2021 | SC | AGA TAG Solar III LLC | 63243 | SCAG | PV | OP | NA | SUN |  | 34805 |  |  | EIA Prime Mover-level Data
2021 | CT | Sydney Solar | 63244 | SYDN | PV | OP | NA | SUN |  | 22160 |  |  | EIA Prime Mover-level Data
2021 | CT | Dickinson Solar (CT) | 63245 | DCKN | PV | OP | NA | SUN |  | 23965 |  |  | EIA Prime Mover-level Data
2021 | WV | New River Clean Energy | 63246 | NEW2 | IC | OP | NA | LFG |  | 22646.5 | 0.16645 | 0.0147 | EIA Prime Mover-level Data | Estimated using an emission factor
2021 | WV | New River Clean Energy | 63246 | NEWR1 | IC | OP | NA | LFG |  | 22646.5 | 0.16645 | 0.0147 | EIA Prime Mover-level Data | Estimated using an emission factor
2021 | MN | Novel Debra Solar LLC CSG | 63247 | DEBRA | PV | OP | NA | SUN |  | 16050 |  |  | EIA Prime Mover-level Data
2021 | MN | Novel Wayne Solar LLC CSG | 63249 | WAYNE | PV | OP | NA | SUN |  | 17218 |  |  | EIA Prime Mover-level Data
2021 | IL | Lone Tree Wind, LLC | 63251 | LTW | WT | OP | NA | WND |  | 2722707 |  |  | EIA Prime Mover-level Data
2021 | MN | Cannon Garden Solar | 63252 | CGS | PV | OP | NA | SUN |  | 15219 |  |  | EIA Prime Mover-level Data
2021 | MD | Francis Scott Key Mall | 63253 | FSK | PV | OP | NA | SUN |  | 16936 |  |  | EIA Prime Mover-level Data
2021 | FL | Altamonte Mall | 63254 | ALT | PV | OP | NA | SUN |  | 9551 |  |  | EIA Prime Mover-level Data
2021 | TX | 2W Permian Solar Project Hybrid | 63255 | 2WPBA | BA | OP | NA | MWH |  | 0 |  |  | EIA Prime Mover-level Data
2021 | TX | 2W Permian Solar Project Hybrid | 63255 | 2WPSO | PV | OP | NA | SUN |  | 5295508 |  |  | EIA Prime Mover-level Data
2021 | FL | Pembroke Lakes Mall | 63256 | PLM | PV | OP | NA | SUN |  | 7101 |  |  | EIA Prime Mover-level Data
2021 | NJ | Short Hills Mall | 63257 | SHM | PV | OP | NA | SUN |  | 34947 |  |  | EIA Prime Mover-level Data
2021 | ND | Aurora Wind Project | 63258 | AURWP | WT | OP | NA | WND |  | 6424793 |  |  | EIA Prime Mover-level Data
2021 | MI | Delta Energy Park | 63259 | DEPC2 | CT | OP | CC | NG | 90 | 23223.997 | 0.062398 | 0.0053736 | EPA/CAMD | NEI avg EF - PM, fuel type, firing type | 2021
2021 | MI | Delta Energy Park | 63259 | DEPC3 | CT | OP | CC | NG | 116 | 38048.134 | 0.10223 | 0.0053736 | EPA/CAMD | NEI avg EF - PM, fuel type, firing type | 2021
2021 | MI | Delta Energy Park | 63259 | DEPS1 | GT | OP | CT | NG | 69 | 25639.7 | 0.10277 | 0.0080165 | EPA/CAMD | NEI avg EF - PM, fuel type, firing type | 2021
2021 | NJ | AC Power | 63260 | ACP | PV | OP | NA | SUN |  | 18738 |  |  | EIA Prime Mover-level Data
2021 | CT | Becton Canaan | 63262 | PH1GR | PV | OP | NA | SUN |  | 15196.2 |  |  | EIA Prime Mover-level Data
2021 | CT | Becton Canaan | 63262 | PH1RF | PV | OP | NA | SUN |  | 5065.4 |  |  | EIA Prime Mover-level Data
2021 | CT | Becton Canaan | 63262 | PH2RF | PV | OP | NA | SUN |  | 5065.4 |  |  | EIA Prime Mover-level Data
2021 | CT | Plainfield Solar 2 | 63263 | PLFD2 | PV | OP | NA | SUN |  | 12097 |  |  | EIA Prime Mover-level Data
2021 | MA | Partridge Hill Solar Hybrid | 63264 | BATT | BA | OP | NA | MWH
2021 | MA | Partridge Hill Solar Hybrid | 63264 | PART3 | PV | OP | NA | SUN |  | 27219 |  |  | EIA Prime Mover-level Data
2021 | NC | Penny Hill Solar | 63266 | NCPHL | PV | OP | NA | SUN |  | 33408 |  |  | EIA Prime Mover-level Data
2021 | NC | Meeks Solar, LLC | 63267 | NCMKS | PV | OP | NA | SUN |  | 32100 |  |  | EIA Prime Mover-level Data
2021 | SD | Crowned Ridge Wind II Energy Center | 63269 | CRW2 | WT | OP | NA | WND |  | 7268812 |  |  | EIA Prime Mover-level Data
2021 | NC | Strider Solar, LLC | 63270 | NCSTR | PV | OP | NA | SUN |  | 82391 |  |  | EIA Prime Mover-level Data
2021 | SC | Huntley | 63271 | 1295 | PV | OP | NA | SUN |  | 1446343 |  |  | EIA Prime Mover-level Data
2021 | NC | Woodsdale Farm, LLC | 63272 | NCWOO | PV | OP | NA | SUN |  | 32630 |  |  | EIA Prime Mover-level Data
2021 | TX | Wagyu | 63273 | 1215 | PV | OP | NA | SUN |  | 2031819 |  |  | EIA Prime Mover-level Data
2021 | CO | Mtn. Solar 1 | 63276 | X0133 | PV | OP | NA | SUN |  | 30579 |  |  | EIA Prime Mover-level Data
2021 | CO | Mtn. Solar 2 | 63277 | X0133 | PV | OP | NA | SUN |  | 31269 |  |  | EIA Prime Mover-level Data
2021 | CO | CO LI CSG 1 - Kamerra | 63278 | X0056 | PV | OP | NA | SUN |  | 32806 |  |  | EIA Prime Mover-level Data
2021 | NY | Barneveld Solar | 63279 | PV1 | PV | OP | NA | SUN |  | 11859 |  |  | EIA Prime Mover-level Data
2021 | HI | AES Kekaha Solar, LLC Hybrid | 63280 | BESS | BA | OP | NA | MWH |  | 0 |  |  | EIA Prime Mover-level Data
2021 | HI | AES Kekaha Solar, LLC Hybrid | 63280 | KEKAH | PV | OP | NA | SUN |  | 197348 |  |  | EIA Prime Mover-level Data
2021 | CA | Valero Wilmington Cogeneration Plant | 63285 | 79G1 | GT | OP | NA | NG |  | 2019461 | 8.0945 | 0.0080165 | EIA Prime Mover-level Data | NEI avg EF - PM, fuel type
2021 | NJ | DG Amaze ACY1 | 63286 | ACY1 | PV | OP | NA | SUN |  | 7410 |  |  | EIA Prime Mover-level Data
2021 | IA | Cerro Gordo Wind Farm | 63287 | CGWF | WT | OP | NA | WND |  | 1491008 |  |  | EIA Prime Mover-level Data
2021 | CT | Brass Mill Center | 63288 | BMC | PV | OP | NA | SUN |  | 26519 |  |  | EIA Prime Mover-level Data
2021 | MD | White Marsh Mall | 63289 | WMM | PV | OP | NA | SUN |  | 8065 |  |  | EIA Prime Mover-level Data
2021 | MA | Natick Mall | 63290 | NM | PV | OP | NA | SUN |  | 25678 |  |  | EIA Prime Mover-level Data
2021 | NY | Grand Prix Solar | 63291 | GPS | PV | OP | NA | SUN |  | 4962 |  |  | EIA Prime Mover-level Data
2021 | NY | 100 Brook Hill Drive Solar | 63292 | BHD | PV | OP | NA | SUN |  | 18395 |  |  | EIA Prime Mover-level Data
2021 | NC | Cottonwood Solar, LLC | 63293 | NCCWD | PV | OP | NA | SUN |  | 46108 |  |  | EIA Prime Mover-level Data
2021 | OH | Parking Lot Array | 63294 | LOTPV | PV | OP | NA | SUN |  | 13424 |  |  | EIA Prime Mover-level Data
2021 | AR | Chicot Solar | 63295 | CHICO | PV | OP | NA | SUN |  | 2026099 |  |  | EIA Prime Mover-level Data
2021 | NC | 232 Long Branch 29 Solar I, LLC | 63296 | NCLFT | PV | OP | NA | SUN |  | 21905 |  |  | EIA Prime Mover-level Data
2021 | NY | Hobart & William Smith College Gates Rd. | 63297 | GATES | PV | OP | NA | SUN |  | 25185 |  |  | EIA Prime Mover-level Data
2021 | NJ | Barrette Outdoor Living, Inc. | 63298 | BARRE | PV | OP | NA | SUN |  | 24274 |  |  | EIA Prime Mover-level Data
2021 | NC | Harvest Beulaville, LLC | 63299 | NCBVL | PV | OP | NA | SUN |  | 32082 |  |  | EIA Prime Mover-level Data
2021 | OR | Garrett Solar | 63301 | 1888 | PV | OP | NA | SUN |  | 220543 |  |  | EIA Prime Mover-level Data
2021 | CT | South Windsor Fuel Cell | 63302 | SWFC5 | FC | OP | NA | NG |  | 28572 | 0 | 0 | EIA Prime Mover-level Data | Estimated using an emission factor
2021 | CA | Alticor Inc - Solar Project | 63303 | AISP | PV | OP | NA | SUN |  | 14342 |  |  | EIA Prime Mover-level Data
2021 | MN | Allium Community Solar Garden, LLC | 63304 | ALIUM | PV | OP | NA | SUN |  | 18888 |  |  | EIA Prime Mover-level Data
2021 | MN | Aster Community Solar Garden, LLC | 63305 | ASTER | PV | OP | NA | SUN |  | 12762 |  |  | EIA Prime Mover-level Data
2021 | MN | Westport Community Solar, LLC | 63307 | WESTP | PV | OP | NA | SUN |  | 18393 |  |  | EIA Prime Mover-level Data
2021 | MN | Marigold Community Solar Garden, LLC | 63308 | MGOLD | PV | OP | NA | SUN |  | 12839 |  |  | EIA Prime Mover-level Data
2021 | MN | Honeysuckle Solar, LLC | 63309 | HONEY | PV | OP | NA | SUN |  | 18448 |  |  | EIA Prime Mover-level Data
2021 | MN | Lantana Solar, LLC | 63311 | LANTA | PV | OP | NA | SUN |  | 19534 |  |  | EIA Prime Mover-level Data
2021 | MN | Hyacinth Solar, LLC | 63312 | HYCIN | PV | OP | NA | SUN |  | 18244 |  |  | EIA Prime Mover-level Data
2021 | MN | Coral Bells Solar, LLC | 63313 | CORAL | PV | OP | NA | SUN |  | 19314 |  |  | EIA Prime Mover-level Data
2021 | MN | Primrose Solar, LLC | 63314 | PROSE | PV | OP | NA | SUN |  | 16501 |  |  | EIA Prime Mover-level Data
2021 | MN | Kerria Solar, LLC | 63315 | KERIA | PV | OP | NA | SUN |  | 18828 |  |  | EIA Prime Mover-level Data
2021 | MN | Geranium Solar, LLC | 63317 | GERNM | PV | OP | NA | SUN |  | 19083 |  |  | EIA Prime Mover-level Data
2021 | MN | Bellflower Solar, LLC | 63318 | BELLF | PV | OP | NA | SUN |  | 16351 |  |  | EIA Prime Mover-level Data
2021 | MN | Iris Solar, LLC (MN) | 63319 | IRIS | PV | OP | NA | SUN |  | 19206 |  |  | EIA Prime Mover-level Data
2021 | TX | Titan Solar Project | 63320 | IPTTN | PV | OP | NA | SUN |  | 353658 |  |  | EIA Prime Mover-level Data
2021 | MI | Bingham Solar, LLC | 63321 | BINGH | PV | OP | NA | SUN |  | 329048 |  |  | EIA Prime Mover-level Data
2021 | MI | Temperance Solar, LLC | 63322 | TEMPR | PV | OP | NA | SUN |  | 341075 |  |  | EIA Prime Mover-level Data
2021 | MD | Bluefin Origination 1 | 63323 | SIMBA | PV | OP | NA | SUN |  | 37380 |  |  | EIA Prime Mover-level Data
2021 | IN | Camp Atterbury Microgrid Hybrid | 63324 | ES1 | BA | OP | NA | MWH |  | 0 |  |  | EIA Prime Mover-level Data
2021 | IN | Camp Atterbury Microgrid Hybrid | 63324 | PV1 | PV | OP | NA | SUN |  | 24752 |  |  | EIA Prime Mover-level Data
2021 | OK | Diamond Spring, LLC | 63327 | 46001 | WT | OP | NA | WND |  | 8608280 |  |  | EIA Prime Mover-level Data
2021 | TX | Juno Solar Project | 63328 | IPJNO | PV | OP | NA | SUN |  | 2236647.28 |  |  | EIA Prime Mover-level Data
2021 | TX | Juno Solar Project | 63328 | JUNO1 | PV | OP | NA | SUN |  | 2522176.72 |  |  | EIA Prime Mover-level Data
2021 | TX | Aragorn Solar Project | 63329 | IPAGN | PV | OP | NA | SUN |  | 265078 |  |  | EIA Prime Mover-level Data
2021 | OR | Duus Solar, LLC | 63330 | ORDUS | PV | OP | NA | SUN |  | 173463 |  |  | EIA Prime Mover-level Data
2021 | OR | Firwood Solar, LLC | 63331 | ORFWD | PV | OP | NA | SUN |  | 165772 |  |  | EIA Prime Mover-level Data
2021 | NC | Aulander Hwy 42 Solar, LLC | 63332 | NCAUL | PV | OP | NA | SUN |  | 82771 |  |  | EIA Prime Mover-level Data
2021 | NJ | Campus Drive Solar | 63334 | CAMPS | PV | OP | NA | SUN |  | 52916 |  |  | EIA Prime Mover-level Data
2021 | TX | HO Clarke Generating | 63335 | CT-1 | GT | OP | CT | NG | 1371 | 458726.983 | 2.26 | 0.0098534 | EPA/CAMD | EPA/NEI | 2020
2021 | TX | HO Clarke Generating | 63335 | CT-2 | GT | OP | CT | NG | 1427 | 479001.04 | 2.05 | 0.0085595 | EPA/CAMD | EPA/NEI | 2020
2021 | TX | HO Clarke Generating | 63335 | CT-3 | GT | OP | CT | NG | 1441 | 486923.857 | 2.12 | 0.0087077 | EPA/CAMD | EPA/NEI | 2020
2021 | TX | HO Clarke Generating | 63335 | CT-4 | GT | OP | CT | NG | 1347 | 464741.501 | 2.07 | 0.0089082 | EPA/CAMD | EPA/NEI | 2020
2021 | TX | HO Clarke Generating | 63335 | CT-5 | GT | OP | CT | NG | 1339 | 443954.828 | 1.57 | 0.0070728 | EPA/CAMD | EPA/NEI | 2020
2021 | TX | HO Clarke Generating | 63335 | CT-6 | GT | OP | CT | NG | 1355 | 460644.127 | 2.36 | 0.010247 | EPA/CAMD | EPA/NEI | 2020
2021 | TX | HO Clarke Generating | 63335 | CT-7 | GT | OP | CT | NG | 162 | 50926.436 | 0.19 | 0.0074617 | EPA/CAMD | EPA/NEI | 2021
2021 | TX | HO Clarke Generating | 63335 | CT-8 | GT | OP | CT | NG | 125 | 40008.719 | 0.21 | 0.010498 | EPA/CAMD | EPA/NEI | 2021
2021 | MA | Sutton Solar 2, LLC CSG | 63336 | 6004 | PV | OP | NA | SUN |  | 4987 |  |  | EIA Prime Mover-level Data
2021 | NY | Lansing Renewables, LLC | 63337 | 6004 | PV | OP | NA | SUN |  | 62723 |  |  | EIA Prime Mover-level Data
2021 | MA | Granby Solar, LLC CSG | 63338 | 4787 | PV | OP | NA | SUN |  | 8021 |  |  | EIA Prime Mover-level Data
2021 | NY | Hales Mills Solar, LLC | 63339 | 6609 | PV | OP | NA | SUN |  | 51926 |  |  | EIA Prime Mover-level Data
2021 | NY | Owlville Creek Solar 2, LLC | 63340 | 6609 | PV | OP | NA | SUN |  | 62944 |  |  | EIA Prime Mover-level Data
2021 | NY | Owlville Creek Solar, LLC | 63341 | 6608 | PV | OP | NA | SUN |  | 55657 |  |  | EIA Prime Mover-level Data
2021 | OR | Starvation | 63344 | STAR | PV | OP | NA | SUN |  | 203648 |  |  | EIA Prime Mover-level Data
2021 | NC | Scotch Bonnet Solar, LLC | 63345 | PGR07 | PV | OP | NA | SUN |  | 58523 |  |  | EIA Prime Mover-level Data
2021 | NC | Cubera Solar, LLC | 63346 | PGR06 | PV | OP | NA | SUN |  | 35566 |  |  | EIA Prime Mover-level Data
2021 | DC | AOC, Capitol Power Plant | 63347 | CTG1 | GT | OP | NA | NG |  | 748940 | 3.0019 | 0.0080165 | EIA Prime Mover-level Data | NEI avg EF - PM, fuel type
2021 | MN | Porcher CSG | 63348 | PRCHR | PV | OP | NA | SUN
2021 | AZ | OE_AZ1 | 63349 | AZ1 | PV | OP | NA | SUN |  | 776177 |  |  | EIA Prime Mover-level Data
2021 | GA | OE_GA3 | 63350 | GA3 | PV | OP | NA | SUN |  | 1063769 |  |  | EIA Prime Mover-level Data
2021 | TX | Bluebell Solar II | 63351 | BBS2 | PV | OP | NA | SUN |  | 2486359 |  |  | EIA Prime Mover-level Data
2021 | NJ | Allied Beverages Elizabeth | 63353 | ABE | PV | OP | NA | SUN |  | 46433 |  |  | EIA Prime Mover-level Data
2021 | CT | Ticket Network South Windsor | 63354 | TNSW | PV | OP | NA | SUN |  | 13282 |  |  | EIA Prime Mover-level Data
2021 | NJ | Chanel Piscataway Rooftop | 63355 | CPR | PV | OP | NA | SUN |  | 27316 |  |  | EIA Prime Mover-level Data
2021 | NJ | Colonial Pipeline Allentown Chesterfield | 63356 | CPAC | PV | OP | NA | SUN |  | 26334 |  |  | EIA Prime Mover-level Data
2021 | NJ | Colonial Pipeline Woodbury West Deptford | 63357 | CPWWD | PV | OP | NA | SUN |  | 51563 |  |  | EIA Prime Mover-level Data
2021 | CT | Corbin Russwin Phase 3 Berlin | 63358 | CRP3B | PV | OP | NA | SUN |  | 15033 |  |  | EIA Prime Mover-level Data
2021 | CA | Medline Ind. Phase 2 Tracy | 63361 | MIP2T | PV | OP | NA | SUN |  | 18987 |  |  | EIA Prime Mover-level Data
2021 | CA | Niagara Bottling Stockton | 63363 | NBS | PV | OP | NA | SUN |  | 14590 |  |  | EIA Prime Mover-level Data
2021 | NV | Soda Lake 3 | 63365 | SL3 | BT | OP | NA | GEO
2021 | NJ | 435A Bergen Avenue | 63366 | 1 | PV | OP | NA | SUN |  | 18493 |  |  | EIA Prime Mover-level Data
2021 | MN | Strandness Garden | 63367 | CGS | PV | OP | NA | SUN |  | 16130 |  |  | EIA Prime Mover-level Data
2021 | VT | GSPP Gilman, LLC | 63368 | GILMA | PV | OP | NA | SUN |  | 27653 |  |  | EIA Prime Mover-level Data
2021 | NY | Riley Road LLC | 63369 | RILE1 | PV | OP | NA | SUN |  | 28982.5 |  |  | EIA Prime Mover-level Data
2021 | NY | Riley Road LLC | 63369 | RILE2 | PV | OP | NA | SUN |  | 28982.5 |  |  | EIA Prime Mover-level Data
2021 | MN | GSSP Schneider LLC | 63370 | SCHN1 | PV | OP | NA | SUN |  | 15800.8 |  |  | EIA Prime Mover-level Data
2021 | MN | GSSP Schneider LLC | 63370 | SCHN2 | PV | OP | NA | SUN |  | 15800.8 |  |  | EIA Prime Mover-level Data
2021 | MN | GSSP Schneider LLC | 63370 | SCHN3 | PV | OP | NA | SUN |  | 15800.8 |  |  | EIA Prime Mover-level Data
2021 | MN | GSSP Schneider LLC | 63370 | SCHN4 | PV | OP | NA | SUN |  | 15800.8 |  |  | EIA Prime Mover-level Data
2021 | MN | GSSP Schneider LLC | 63370 | SCHN5 | PV | OP | NA | SUN |  | 15800.8 |  |  | EIA Prime Mover-level Data
2021 | NY | Hope Solar Farm LLC | 63371 | BRUNS | PV | OP | NA | SUN |  | 27759 |  |  | EIA Prime Mover-level Data
2021 | NY | Catlin Solar 1 LLC | 63372 | CATLI | PV | OP | NA | SUN |  | 58930 |  |  | EIA Prime Mover-level Data
2021 | NY | Saratoga Solar LLC | 63373 | SARAT | PV | OP | NA | SUN |  | 67950 |  |  | EIA Prime Mover-level Data
2021 | CT | CP Middletown Solar I LLC | 63374 | CPMI1 | PV | OP | NA | SUN |  | 14786 |  |  | EIA Prime Mover-level Data
2021 | CT | CP Middletown Solar II LLC | 63375 | CPMI2 | PV | OP | NA | SUN |  | 14749 |  |  | EIA Prime Mover-level Data
2021 | CA | Phelan Pinon Hills CSD Solar | 63376 | PPHS | PV | OP | NA | SUN |  | 23338 |  |  | EIA Prime Mover-level Data
2021 | NC | ESA Hamlet NC , LLC | 63377 | PGR10 | PV | OP | NA | SUN |  | 76341 |  |  | EIA Prime Mover-level Data
2021 | IA | Wapello Solar LLC | 63378 | WAPLO | PV | OP | NA | SUN |  | 1766997 |  |  | EIA Prime Mover-level Data
2021 | CO | Mtn. Solar 3 CSG | 63379 | X0134 | PV | OP | NA | SUN |  | 30835 |  |  | EIA Prime Mover-level Data
2021 | MN | Goodhue Community Solar One LLC CSG | 63380 | 52829 | PV | OP | NA | SUN |  | 14370 |  |  | EIA Prime Mover-level Data
2021 | NC | Railroad Solar Farm, LLC | 63381 | NCRAL | PV | OP | NA | SUN |  | 58840 |  |  | EIA Prime Mover-level Data
2021 | NC | ATOOD Solar IV, LLC | 63383 | NCATD | PV | OP | NA | SUN |  | 73362 |  |  | EIA Prime Mover-level Data
2021 | IL | Bennington Wind | 63384 | BENN | WT | OP | NA | WND |  | 566022 |  |  | EIA Prime Mover-level Data
2021 | CA | Castaic Lake Phase II | 63385 | CA135 | PV | OP | NA | SUN |  | 70106 |  |  | EIA Prime Mover-level Data
2021 | CA | Rancho Seco Solar II, LLC | 63387 | RSS2 | PV | OP | NA | SUN |  | 2850142 |  |  | EIA Prime Mover-level Data
2021 | TX | Oxy Renewable Energy - Goldsmith | 63388 | SOLAR | PV | OP | NA | SUN |  | 357673 |  |  | EIA Prime Mover-level Data
2021 | IN | Jordan Creek Wind Farm, LLC | 63389 | JCW | WT | OP | NA | WND |  | 11128199 |  |  | EIA Prime Mover-level Data
2021 | OH | Shelby Solar Array | 63390 | SHBOH | PV | OP | NA | SUN |  | 30217 |  |  | EIA Prime Mover-level Data
2021 | NM | City of Rio Rancho WWTP | 63391 | CORR | PV | OP | NA | SUN |  | 24778 |  |  | EIA Prime Mover-level Data
2021 | DE | DEC Phase II at Georgetown | 63392 | DECII | PV | OP | NA | SUN |  | 51104 |  |  | EIA Prime Mover-level Data
2021 | NE | Cuming County Renewables, LLC | 63393 | T-1 | WT | OP | NA | WND |  | 100393 |  |  | EIA Prime Mover-level Data
2021 | MN | Falls Creek Garden | 63394 | CGS | PV | OP | NA | SUN |  | 15686 |  |  | EIA Prime Mover-level Data
2021 | MN | Star Garden | 63395 | CGS | PV | OP | NA | SUN |  | 16024 |  |  | EIA Prime Mover-level Data
2021 | MN | Buffalo Garden | 63396 | CGS | PV | OP | NA | SUN |  | 15450 |  |  | EIA Prime Mover-level Data
2021 | MN | Loon Garden | 63397 | CGS | PV | OP | NA | SUN |  | 16253 |  |  | EIA Prime Mover-level Data
2021 | MA | Kearsarge Amesbury Hybrid | 63398 | AMBAT | BA | OP | NA | MWH
2021 | MA | Kearsarge Amesbury Hybrid | 63398 | AMES | PV | OP | NA | SUN |  | 48292 |  |  | EIA Prime Mover-level Data
2021 | IL | Galesburg Solar Array | 63399 | GWA01 | PV | OP | NA | SUN |  | 25380 |  |  | EIA Prime Mover-level Data
2021 | MN | Stearns Solar I | 63400 | STE | PV | OP | NA | SUN |  | 20206 |  |  | EIA Prime Mover-level Data
2021 | MN | Olinda Trail Solar | 63401 | OLI | PV | OP | NA | SUN |  | 18995 |  |  | EIA Prime Mover-level Data
2021 | MN | New Munich Solar | 63402 | MUN | PV | OP | NA | SUN |  | 19572 |  |  | EIA Prime Mover-level Data
2021 | MN | Clara City Solar | 63403 | CCS | PV | OP | NA | SUN |  | 20030 |  |  | EIA Prime Mover-level Data
2021 | NJ | Thermo Fisher | 63404 | 1 | PV | OP | NA | SUN |  | 15122 |  |  | EIA Prime Mover-level Data
2021 | NY | Pearl II | 63405 | 29 | PV | OP | NA | SUN |  | 28730 |  |  | EIA Prime Mover-level Data
2021 | MN | Vermillion River_MN_GRE DEA-GM | 63406 | PV1 | PV | OP | NA | SUN |  | 43206 |  |  | EIA Prime Mover-level Data
2021 | NY | Macedon | 63407 | 101 | PV | OP | NA | SUN |  | 23699 |  |  | EIA Prime Mover-level Data
2021 | NY | Whittier | 63408 | 300 | PV | OP | NA | SUN |  | 19924 |  |  | EIA Prime Mover-level Data
2021 | NY | Williamson | 63409 | 100 | PV | OP | NA | SUN |  | 19632 |  |  | EIA Prime Mover-level Data
2021 | NY | Bennett | 63410 | 304 | PV | OP | NA | SUN |  | 14775 |  |  | EIA Prime Mover-level Data
2021 | NY | Greenwich Solar 1, LLC CSG | 63411 | RTE40 | PV | OP | NA | SUN |  | 72585 |  |  | EIA Prime Mover-level Data
2021 | CA | San Diego Zoo | 63412 | SDZOO | BA | OP | NA | MWH
2021 | NJ | LTMUA | 63413 | 1 | PV | OP | NA | SUN |  | 15043 |  |  | EIA Prime Mover-level Data
2021 | CA | IOS II-LAX9 | 63414 | IOSII | PV | OP | NA | SUN |  | 24195 |  |  | EIA Prime Mover-level Data
2021 | NY | Middletown Solar 1, LLC Hybrid CSG | 63415 | BATT | BA | OP | NA | MWH
2021 | NY | Middletown Solar 1, LLC Hybrid CSG | 63415 | CENTR | PV | OP | NA | SUN |  | 5843 |  |  | EIA Prime Mover-level Data
2021 | CA | Sierra Pacific Industries (2042-RD) | 63416 | GEN1 | PV | OP | NA | SUN |  | 152303 |  |  | EIA Prime Mover-level Data
2021 | MN | Goodhue Community Solar Three LLC CSG | 63417 | 52831 | PV | OP | NA | SUN |  | 13634 |  |  | EIA Prime Mover-level Data
2021 | CA | DGS Wasco State Prison | 63418 | 1122 | PV | OP | NA | SUN |  | 42428 |  |  | EIA Prime Mover-level Data
2021 | CA | DGS Central California Womens Facility | 63419 | 1122 | PV | OP | NA | SUN |  | 33401 |  |  | EIA Prime Mover-level Data
2021 | CA | Fresno Bullard High School Hybrid | 63420 | 903 | PV | OP | NA | SUN |  | 19135 |  |  | EIA Prime Mover-level Data
2021 | CA | Fresno Bullard High School Hybrid | 63420 | BA903 | BA | OP | NA | MWH |  | 0 |  |  | EIA Prime Mover-level Data
2021 | CA | Fresno Hoover High School Hybrid | 63421 | 291 | PV | OP | NA | SUN |  | 18235 |  |  | EIA Prime Mover-level Data
2021 | CA | Fresno Hoover High School Hybrid | 63421 | BA291 | BA | OP | NA | MWH |  | 0 |  |  | EIA Prime Mover-level Data
2021 | CA | Fresno Sunnyside High School Hybrid | 63422 | 1122 | PV | OP | NA | SUN |  | 22205 |  |  | EIA Prime Mover-level Data
2021 | CA | Fresno Sunnyside High School Hybrid | 63422 | BA112 | BA | OP | NA | MWH |  | 0 |  |  | EIA Prime Mover-level Data
2021 | UT | BYU Central Heating Plant | 63423 | GEN1 | GT | OP | NA | NG |  | 1256516 | 5.0364 | 0.0080165 | EIA Prime Mover-level Data | NEI avg EF - PM, fuel type
2021 | MN | Straight Garden Solar | 63424 | CGS | PV | OP | NA | SUN |  | 16067 |  |  | EIA Prime Mover-level Data
2021 | MN | Leven Garden Solar | 63425 | CGS | PV | OP | NA | SUN |  | 15528 |  |  | EIA Prime Mover-level Data
2021 | MN | Zumbro Solar Garden | 63426 | CGS | PV | OP | NA | SUN |  | 14883 |  |  | EIA Prime Mover-level Data
2021 | MN | Mud Garden Solar | 63427 | CGS | PV | OP | NA | SUN |  | 16385 |  |  | EIA Prime Mover-level Data
2021 | DC | IGS CC, LLC | 63428 | 254 | PV | OP | NA | SUN |  | 20295 |  |  | EIA Prime Mover-level Data
2021 | MN | Erin Garden Solar | 63429 | CSG | PV | OP | NA | SUN |  | 16236 |  |  | EIA Prime Mover-level Data
2021 | MN | Chub Garden Solar | 63430 | CGS | PV | OP | NA | SUN |  | 16041 |  |  | EIA Prime Mover-level Data
2021 | MN | Cisco | 63431 | 32001 | WT | OP | NA | WND |  | 158510 |  |  | EIA Prime Mover-level Data
2021 | MN | Lincoln Heights I | 63432 | 32002 | WT | OP | NA | WND |  | 102871 |  |  | EIA Prime Mover-level Data
2021 | MN | Lincoln Heights II | 63433 | 32003 | WT | OP | NA | WND |  | 84122 |  |  | EIA Prime Mover-level Data
2021 | MN | Maston Garden Solar | 63434 | CGS | PV | OP | NA | SUN |  | 11991 |  |  | EIA Prime Mover-level Data
2021 | WY | Corriedale Wind Energy | 63436 | WTG | WT | OP | NA | WND |  | 1931851 |  |  | EIA Prime Mover-level Data
2021 | CT | UB Fuel Cell | 63438 | UBFC1 | FC | OP | NA | NG |  | 80430 | 0 | 0 | EIA Prime Mover-level Data | Estimated using an emission factor
2021 | CA | Central CA Fuel Cell 1 | 63439 | CCFC1 | FC | OP | NA | NG |  | 187122 | 0 | 0 | EIA Prime Mover-level Data | Estimated using an emission factor
2021 | AZ | Sun Streams 2 | 63440 | GEN01 | PV | OP | NA | SUN |  | 2206364 |  |  | EIA Prime Mover-level Data
2021 | OR | Tickle Creek Solar | 63442 | W9317 | PV | OP | NA | SUN |  | 27600 |  |  | EIA Prime Mover-level Data
2021 | OR | Thomas Creek Solar | 63443 | W9318 | PV | OP | NA | SUN |  | 35035 |  |  | EIA Prime Mover-level Data
2021 | NC | 1001 Ebenezer Church Solar | 63444 | 1001 | PV | OP | NA | SUN |  | 59663 |  |  | EIA Prime Mover-level Data
2021 | NC | 1009 Yadkin Solar | 63445 | 1009 | PV | OP | NA | SUN |  | 75394 |  |  | EIA Prime Mover-level Data
2021 | NC | 1073 Onslow Solar | 63446 | 1073 | PV | OP | NA | SUN |  | 58657 |  |  | EIA Prime Mover-level Data
2021 | NC | 1008 Matthews Solar | 63447 | 1008 | PV | OP | NA | SUN |  | 58470 |  |  | EIA Prime Mover-level Data
2021 | NC | 1045 Tomlin Mill Solar | 63448 | 1045 | PV | OP | NA | SUN |  | 35037 |  |  | EIA Prime Mover-level Data
2021 | NC | Lang Solar Farm | 63449 | PV1 | PV | OP | NA | SUN |  | 81859 |  |  | EIA Prime Mover-level Data
2021 | NY | Chenango Solar | 63450 | PV1 | PV | OP | NA | SUN |  | 58176 |  |  | EIA Prime Mover-level Data
2021 | NJ | Monroe Solar Farm, LLC | 63451 | MONR1 | PV | OP | NA | SUN |  | 166973 |  |  | EIA Prime Mover-level Data
2021 | NJ | Solvay Solar | 63452 | SSP | PV | OP | NA | SUN |  | 86901 |  |  | EIA Prime Mover-level Data
2021 | MN | Malmedal Solar Garden | 63453 | CGS | PV | OP | NA | SUN |  | 15893 |  |  | EIA Prime Mover-level Data
2021 | MN | Wollan Garden Solar | 63454 | CGS | PV | OP | NA | SUN |  | 15165 |  |  | EIA Prime Mover-level Data
2021 | CA | RE-VFO LLC | 63455 | INV1 | PV | OP | NA | SUN |  | 8843 |  |  | EIA Prime Mover-level Data
2021 | CA | RE-VFO LLC | 63455 | INV2 | PV | OP | NA | SUN |  | 8843 |  |  | EIA Prime Mover-level Data
2021 | OR | St Louis Solar | 63456 | W9319 | PV | OP | NA | SUN |  | 36981 |  |  | EIA Prime Mover-level Data
2021 | OH | Progress Drive Generation Station | 63457 | PSG1 | IC | OP | NA | DFO |  | 1404 | 0.21762 | 0.31 | EIA Prime Mover-level Data | Estimated using an emission factor
2021 | OH | Progress Drive Generation Station | 63457 | PSG2 | IC | OP | NA | DFO |  | 1404 | 0.21762 | 0.31 | EIA Prime Mover-level Data | Estimated using an emission factor
2021 | OK | Rush Springs Energy Storage (BA) | 63458 | RUSHE | BA | OP | NA | MWH
2021 | NJ | Selective Insurance | 63459 | 9853 | PV | OP | NA | SUN |  | 29844 |  |  | EIA Prime Mover-level Data
2021 | MN | Rock County Wind Fuel, LLC | 63460 | RCWF | WT | OP | NA | WND |  | 171561 |  |  | EIA Prime Mover-level Data
2021 | SC | Bonefish Solar | 63461 | PGR15 | PV | OP | NA | SUN |  | 35211 |  |  | EIA Prime Mover-level Data
2021 | OR | Pika Solar | 63462 | PGR17 | PV | OP | NA | SUN |  | 32418 |  |  | EIA Prime Mover-level Data
2021 | SC | Mohea Solar Energy Center, LLC | 63463 | PGR14 | PV | OP | NA | SUN |  | 70515 |  |  | EIA Prime Mover-level Data
2021 | OR | Brush Creek Solar | 63464 | PGR19 | PV | OP | NA | SUN |  | 29676 |  |  | EIA Prime Mover-level Data
2021 | OR | Minke Solar | 63465 | PGR20 | PV | OP | NA | SUN |  | 26989 |  |  | EIA Prime Mover-level Data
2021 | OR | Drift Creek Solar | 63466 | PGR18 | PV | OP | NA | SUN |  | 29739 |  |  | EIA Prime Mover-level Data
2021 | OR | Bighorn Solar | 63467 | PGR16 | PV | OP | NA | SUN |  | 28219 |  |  | EIA Prime Mover-level Data
2021 | MA | Hurteau Solar Project Hybrid | 63468 | BATT | BA | OP | NA | MWH |  | 0 |  |  | EIA Prime Mover-level Data
2021 | MA | Hurteau Solar Project Hybrid | 63468 | HURTU | PV | OP | NA | SUN |  | 28484 |  |  | EIA Prime Mover-level Data
2021 | MA | Alicea Solar Project Hybrid CSG | 63469 | ALICA | PV | OP | NA | SUN |  | 26228 |  |  | EIA Prime Mover-level Data
2021 | MA | Alicea Solar Project Hybrid CSG | 63469 | BATT | BA | OP | NA | MWH |  | 0 |  |  | EIA Prime Mover-level Data
2021 | MA | McDougle-Mitchell Solar Project Hybrid CSG | 63470 | BATT | BA | OP | NA | MWH |  | 0 |  |  | EIA Prime Mover-level Data
2021 | MA | McDougle-Mitchell Solar Project Hybrid CSG | 63470 | MCDMT | PV | OP | NA | SUN |  | 64270 |  |  | EIA Prime Mover-level Data
2021 | MA | Cycz Solar Project CSG Hybrid | 63472 | BATT | BA | OP | NA | MWH |  | 0 |  |  | EIA Prime Mover-level Data
2021 | MA | Cycz Solar Project CSG Hybrid | 63472 | CYCZ | PV | OP | NA | SUN |  | 30146 |  |  | EIA Prime Mover-level Data
2021 | MA | West A&B Solar Project Hybrid CSG | 63473 | BATT | BA | OP | NA | MWH |  | 0 |  |  | EIA Prime Mover-level Data
2021 | MA | West A&B Solar Project Hybrid CSG | 63473 | WEST | PV | OP | NA | SUN |  | 19833 |  |  | EIA Prime Mover-level Data
2021 | MA | Annese Solar Project Hybrid CSG | 63474 | ANNES | PV | OP | NA | SUN |  | 55365 |  |  | EIA Prime Mover-level Data
2021 | MA | Annese Solar Project Hybrid CSG | 63474 | BATT | BA | OP | NA | MWH |  | 0 |  |  | EIA Prime Mover-level Data
2021 | MA | Randall Solar Project Hybrid | 63475 | BATT | BA | OP | NA | MWH |  | 0 |  |  | EIA Prime Mover-level Data
2021 | MA | Randall Solar Project Hybrid | 63475 | RAND | PV | OP | NA | SUN |  | 16819 |  |  | EIA Prime Mover-level Data
2021 | AZ | Saint Solar | 63476 | SAINT | PV | OP | NA | SUN |  | 2634913 |  |  | EIA Prime Mover-level Data
2021 | NM | Alcalde Solar Array | 63477 | SOLAR | PV | OP | NA | SUN |  | 40226 |  |  | EIA Prime Mover-level Data
2021 | DC | Ross Hall Central Utility Plant | 63478 | CT-1 | GT | OP | NA | NG
2021 | MN | Roberds Garden CSG | 63480 | RPRG | PV | OP | NA | SUN |  | 15581 |  |  | EIA Prime Mover-level Data
2021 | MN | Clear Garden CSG | 63481 | RPCG | PV | OP | NA | SUN |  | 15634 |  |  | EIA Prime Mover-level Data
2021 | CA | Point Wind | 63482 | PW1 | WT | OP | NA | WND |  | 1588310 |  |  | EIA Prime Mover-level Data
2021 | NJ | ACM - Midtown Thermal | 63483 | T60-1 | GT | OP | NA | NG |  | 803300 | 3.2198 | 0.0080165 | EIA Prime Mover-level Data | NEI avg EF - PM, fuel type
2021 | MN | Gohman Community Solar (CSG) | 63484 | GOHMN | PV | OP | NA | SUN |  | 15440 |  |  | EIA Prime Mover-level Data
2021 | PA | ECP Uptown Campus | 63485 | 1 | GT | OP | NA | NG |  | 455425 | 1.8255 | 0.0080165 | EIA Prime Mover-level Data | NEI avg EF - PM, fuel type
2021 | CA | D'Arrigo Brothers - Phase 4 | 63486 | DA04 | PV | OP | NA | SUN |  | 27271 |  |  | EIA Prime Mover-level Data
2021 | OK | Sundance Wind Project, LLC | 63489 | GEN1 | WT | OP | NA | WND |  | 3615939 |  |  | EIA Prime Mover-level Data
2021 | NJ | DCO Burlington | 63492 | CTG-1 | GT | OP | NA | NG |  | 161845 | 0.64871 | 0.0080165 | EIA Prime Mover-level Data | NEI avg EF - PM, fuel type
2021 | CA | PSREC/SIAD Solar | 63493 | SIAD | PV | OP | NA | SUN |  | 52986 |  |  | EIA Prime Mover-level Data
2021 | OK | Maverick Wind Project, LLC | 63494 | GEN1 | WT | OP | NA | WND |  | 1698218 |  |  | EIA Prime Mover-level Data
2021 | FL | Durrance | 63495 | 1 | PV | OP | NA | SUN |  | 915577 |  |  | EIA Prime Mover-level Data
2021 | MD | Frederick County - Landfill | 63496 | PV1 | PV | OP | NA | SUN |  | 33285 |  |  | EIA Prime Mover-level Data
2021 | NY | Calabro Airport North Solar Project | 63497 | NORTH | PV | OP | NA | SUN |  | 19765 |  |  | EIA Prime Mover-level Data
2021 | NY | Calabro Airport South Solar Project | 63498 | SOUTH | PV | OP | NA | SUN |  | 18260 |  |  | EIA Prime Mover-level Data
2021 | OK | Choctaw Nation Solar Farm | 63499 | CVS1 | PV | OP | NA | SUN |  | 83646 |  |  | EIA Prime Mover-level Data
2021 | OK | Chickasaw Nation Solar Farm | 63500 | CVS1 | PV | OP | NA | SUN |  | 96937 |  |  | EIA Prime Mover-level Data
2021 | NJ | Montclair State University Cogen | 63501 | CTG-1 | GT | OP | NA | NG
2021 | NJ | Montclair State University Cogen | 63501 | ENG-1 | IC | OP | NA | NG |  | 10292 | 0.0021716 | 0.000422 | EIA Prime Mover-level Data | Estimated using an emission factor
2021 | NJ | Montclair State University Cogen | 63501 | ENG-2 | IC | OP | NA | NG |  | 10292 | 0.0021716 | 0.000422 | EIA Prime Mover-level Data | Estimated using an emission factor
2021 | NM | Oso Grande Wind Farm | 63502 | OGW24 | WT | OP | NA | WND |  | 359227.293 |  |  | EIA Prime Mover-level Data
2021 | NM | Oso Grande Wind Farm | 63502 | OGW45 | WT | OP | NA | WND |  | 2295653.707 |  |  | EIA Prime Mover-level Data
2021 | NJ | Lakehurst Solar | 63503 | LAKHS | PV | OP | NA | SUN |  | 135423 |  |  | EIA Prime Mover-level Data
2021 | NV | Copper Mountain Solar 5, LLC | 63504 | CM5-1 | PV | OP | NA | SUN |  | 3265366 |  |  | EIA Prime Mover-level Data
2021 | SC | Cherry Blossom Solar LLC | 63505 | CB | PV | OP | NA | SUN |  | 181474 |  |  | EIA Prime Mover-level Data
2021 | CA | Walnut Unified School District Walnut HS Hybrid | 63510 | PV1 | PV | OP | NA | SUN |  | 17906 |  |  | EIA Prime Mover-level Data
2021 | CA | Walnut Unified School District Walnut HS Hybrid | 63510 | ST1 | BA | OP | NA | MWH |  | 0 |  |  | EIA Prime Mover-level Data
2021 | NY | Mohonasen Central School District | 63511 | PV1 | PV | OP | NA | SUN |  | 17154 |  |  | EIA Prime Mover-level Data
2021 | MD | Wor-Wic Community College - Offsite | 63512 | PV1 | PV | OP | NA | SUN |  | 32515 |  |  | EIA Prime Mover-level Data
2021 | CA | Moonlight Packing - Phase 2 | 63514 | MLO2 | PV | OP | NA | SUN |  | 24538 |  |  | EIA Prime Mover-level Data
2021 | CA | California City | 63516 | CACTY | PV | OP | NA | SUN |  | 47874 |  |  | EIA Prime Mover-level Data
2021 | FL | Santa Fe Solar Power Plant | 63517 | PV1 | PV | OP | NA | SUN |  | 1216728 |  |  | EIA Prime Mover-level Data
2021 | FL | Twin Rivers Solar Power Plant | 63518 | PV1 | PV | OP | NA | SUN |  | 751231 |  |  | EIA Prime Mover-level Data
2021 | TX | CED Crane Solar | 63519 | CRN1 | PV | OP | NA | SUN |  | 3378442 |  |  | EIA Prime Mover-level Data
2021 | PA | PA Solar Park II | 63520 | PASP2 | PV | OP | NA | SUN |  | 109061 |  |  | EIA Prime Mover-level Data
2021 | IA | CED Mason City Wind | 63521 | MCW1 | WT | OP | NA | WND |  | 256605 |  |  | EIA Prime Mover-level Data
2021 | MD | Spruce - WCMD - Rubble II | 63523 | GEN1 | PV | OP | NA | SUN |  | 23071 |  |  | EIA Prime Mover-level Data
2021 | MD | Spruce - WCMD - Rubble I | 63524 | GEN1 | PV | OP | NA | SUN |  | 16025 |  |  | EIA Prime Mover-level Data
2021 | MD | Spruce - WCMD - Creek | 63525 | GEN1 | PV | OP | NA | SUN |  | 23442 |  |  | EIA Prime Mover-level Data
2021 | MD | Spruce - WCMD - Resh I | 63526 | GEN1 | PV | OP | NA | SUN |  | 24876 |  |  | EIA Prime Mover-level Data
2021 | CA | Lafayette 2 - Internal Services Dept | 63527 | GEN1 | PV | OP | NA | SUN |  | 17977 |  |  | EIA Prime Mover-level Data
2021 | NJ | Jersey City DWP | 63530 | 10331 | PV | OP | NA | SUN |  | 11674 |  |  | EIA Prime Mover-level Data
2021 | AZ | Pima Community College NW | 63531 | 10327 | PV | OP | NA | SUN |  | 27032 |  |  | EIA Prime Mover-level Data
2021 | MN | Winona Community Solar One LLC | 63532 | 52837 | PV | OP | NA | SUN |  | 15086 |  |  | EIA Prime Mover-level Data
2021 | MN | Goodhue Community Solar Two LLC | 63533 | 52830 | PV | OP | NA | SUN |  | 14785 |  |  | EIA Prime Mover-level Data
2021 | MN | Houston/Winona Community Solar One LLC | 63534 | 52827 | PV | OP | NA | SUN |  | 15538 |  |  | EIA Prime Mover-level Data
2021 | GA | Solar BESS Hybrid | 63535 | SOLAR | PV | OP | NA | SUN |  | 20630 |  |  | EIA Prime Mover-level Data
2021 | GA | Solar BESS Hybrid | 63535 | TEST | BA | OP | NA | MWH |  | 0 |  |  | EIA Prime Mover-level Data
2021 | CO | Amazon DEN2 Solar Project | 63536 | BLD3 | PV | OP | NA | SUN |  | 1892 |  |  | EIA Prime Mover-level Data
2021 | CT | Amazon BDL3 Solar Project | 63537 | BLD3 | PV | OP | NA | SUN |  | 35 |  |  | EIA Prime Mover-level Data
2021 | MI | Assembly Solar II LLC | 63538 | AS2 | PV | OP | NA | SUN |  | 54252 |  |  | EIA Prime Mover-level Data
2021 | NY | Montefiore Weiler (Einstein) Hospital | 63539 | CT500 | IC | SB | NA | DFO
2021 | NY | Montefiore Weiler (Einstein) Hospital | 63539 | CU450 | IC | SB | NA | DFO
2021 | NY | Montefiore Weiler (Einstein) Hospital | 63539 | CU500 | IC | SB | NA | DFO
2021 | NJ | Essex County Correctional Facility Cogen | 63540 | EG1 | IC | OP | NA | NG |  | 143899.5 | 0.030363 | 0.000422 | EIA Prime Mover-level Data | Estimated using an emission factor
2021 | NJ | Essex County Correctional Facility Cogen | 63540 | EG2 | IC | OP | NA | NG |  | 143899.5 | 0.030363 | 0.000422 | EIA Prime Mover-level Data | Estimated using an emission factor
2021 | MN | Enter Solar | 63542 | ENTER | PV | OP | NA | SUN
2021 | MN | Lange Solar | 63543 | LNGE | PV | OP | NA | SUN |  | 18226 |  |  | EIA Prime Mover-level Data
2021 | NY | Fordham University | 63544 | DC350 | IC | SB | NA | DFO
2021 | NY | Fordham University | 63544 | LC565 | IC | SB | NA | DFO
2021 | NY | Fordham University | 63544 | LH275 | IC | SB | NA | DFO
2021 | NY | Fordham University | 63544 | MC750 | IC | OP | NA | DFO
2021 | NY | Fordham University | 63544 | TB1 | IC | SB | NA | DFO
2021 | NY | Fordham University | 63544 | TB2 | IC | SB | NA | DFO
2021 | CA | Chevron - Lost Hills Hybrid | 63545 | GEN1 | PV | OP | NA | SUN |  | 663437 |  |  | EIA Prime Mover-level Data
2021 | NY | St. Luke's Cornwall Hospital | 63546 | GEN1 | IC | SB | NA | DFO
2021 | NY | St. Luke's Cornwall Hospital | 63546 | GEN2 | IC | SB | NA | DFO
2021 | NY | St. Luke's Cornwall Hospital | 63546 | GEN3 | IC | SB | NA | DFO
2021 | SC | Lily Solar | 63548 | 1 | PV | OP | NA | SUN |  | 1384963 |  |  | EIA Prime Mover-level Data
2021 | VA | Water Strider Solar | 63549 | WSS | PV | OP | NA | SUN |  | 1041839 |  |  | EIA Prime Mover-level Data
2021 | NY | Vassar Brothers Medical Center | 63550 | AR-01 | IC | SB | NA | DFO
2021 | NY | Vassar Brothers Medical Center | 63550 | CO-14 | IC | SB | NA | DFO
2021 | NY | Vassar Brothers Medical Center | 63550 | FP-01 | IC | SB | NA | DFO
2021 | NY | Vassar Brothers Medical Center | 63550 | HS-01 | IC | SB | NA | DFO
2021 | NY | Vassar Brothers Medical Center | 63550 | MB-01 | IC | SB | NA | DFO
2021 | NY | Vassar Brothers Medical Center | 63550 | MM-01 | IC | SB | NA | DFO
2021 | NY | Vassar Brothers Medical Center | 63550 | PG-01 | IC | SB | NA | DFO
2021 | NY | Vassar Brothers Medical Center | 63550 | SC-67 | IC | SB | NA | DFO
2021 | NY | Vassar Brothers Medical Center | 63550 | SO-01 | IC | SB | NA | DFO
2021 | NY | Vassar Brothers Medical Center | 63550 | WW-01 | IC | SB | NA | DFO
2021 | NY | Richmond University Medical Center | 63553 | CT200 | IC | SB | NA | DFO
2021 | NY | Richmond University Medical Center | 63553 | CU600 | IC | SB | NA | DFO
2021 | NY | Richmond University Medical Center | 63553 | CU750 | IC | SB | NA | DFO
2021 | AZ | Mohave Electric Cooperative at Joy Lane | 63554 | PV2 | PV | OP | NA | SUN |  | 257745 |  |  | EIA Prime Mover-level Data
2021 | MA | St. Joseph's Solar, LLC CSG | 63555 | STJOE | PV | OP | NA | SUN |  | 14378 |  |  | EIA Prime Mover-level Data
2021 | MA | Boutillier Solar, LLC CSG | 63556 | BOUTI | PV | OP | NA | SUN |  | 40580 |  |  | EIA Prime Mover-level Data
2021 | MA | Blair Wire Village Solar, LLC CSG | 63557 | BLAWV | PV | OP | NA | SUN |  | 14466 |  |  | EIA Prime Mover-level Data
2021 | MA | Barton Acres Solar, LLC CSG | 63558 | BARAC | PV | OP | NA | SUN |  | 14477 |  |  | EIA Prime Mover-level Data
2021 | MA | Cherry Valley Solar, LLC CSG | 63561 | CHERV | PV | OP | NA | SUN |  | 13538 |  |  | EIA Prime Mover-level Data
2021 | MA | ISM Solar Dighton 2, LLC CSG | 63562 | DIGHT | PV | OP | NA | SUN |  | 32905 |  |  | EIA Prime Mover-level Data
2021 | MA | Incom Solar, LLC CSG | 63563 | INCOM | PV | OP | NA | SUN |  | 31277 |  |  | EIA Prime Mover-level Data
2021 | MA | JH Solar, LLC CSG | 63564 | JHSOL | PV | OP | NA | SUN |  | 13486 |  |  | EIA Prime Mover-level Data
2021 | MA | Woodchuck Solar, LLC CSG | 63565 | WOODC | PV | OP | NA | SUN |  | 14130 |  |  | EIA Prime Mover-level Data
2021 | NC | HWY 158 PV | 63566 | HW158 | PV | OP | NA | SUN |  | 173156 |  |  | EIA Prime Mover-level Data
2021 | MA | Dudley River 3 Solar, LLC CSG | 63569 | DUD3 | PV | OP | NA | SUN |  | 14786 |  |  | EIA Prime Mover-level Data
2021 | MA | Dudley River 2 Solar, LLC CSG | 63570 | DUD2 | PV | OP | NA | SUN |  | 14378 |  |  | EIA Prime Mover-level Data
2021 | MA | Dudley River Solar, LLC CSG | 63571 | DUD1 | PV | OP | NA | SUN |  | 14706 |  |  | EIA Prime Mover-level Data
2021 | MA | Ledeaux Solar, LLC CSG | 63572 | LEDEA | PV | OP | NA | SUN |  | 12441 |  |  | EIA Prime Mover-level Data
2021 | MA | Cohasse Solar, LLC CSG | 63573 | COHAS | PV | OP | NA | SUN |  | 13398 |  |  | EIA Prime Mover-level Data
2021 | MO | Atchison County Wind | 63574 | GEN1 | WT | OP | NA | WND |  | 5758006 |  |  | EIA Prime Mover-level Data
2021 | KS | Thunderbird Generator (Tbird) | 63575 | TBRID | IC | OP | NA | DFO |  | 877 | 0.13594 | 0.31 | EIA Prime Mover-level Data | Estimated using an emission factor
2021 | MN | FastSun 4 CSG | 63576 | FS4 | PV | OP | NA | SUN |  | 7313 |  |  | EIA Prime Mover-level Data
2021 | MN | FastSun 21 CSG | 63577 | FS21 | PV | OP | NA | SUN |  | 9833 |  |  | EIA Prime Mover-level Data
2021 | NM | Sagamore Wind | 63578 | SWF01 | WT | OP | NA | WND |  | 18018223 |  |  | EIA Prime Mover-level Data
2021 | NM | Britton Solar Energy Center | 63579 | BSEC | PV | OP | NA | SUN |  | 1250859 |  |  | EIA Prime Mover-level Data
2021 | NY | NYPH - Lawrence | 63580 | CAT15 | IC | SB | NA | DFO
2021 | NY | NYPH - Lawrence | 63580 | CM175 | IC | SB | NA | DFO
2021 | NY | NYPH - Lawrence | 63580 | CU750 | IC | SB | NA | DFO
2021 | NY | NYPH - Lawrence | 63580 | DD300 | IC | SB | NA | DFO
2021 | NY | NYPH - Lawrence | 63580 | KL515 | IC | SB | NA | DFO
2021 | NY | Mount Sinai - Brooklyn | 63581 | CM350 | IC | SB | NA | DFO
2021 | NY | Mount Sinai - Brooklyn | 63581 | DD750 | IC | SB | NA | DFO
2021 | NY | Mount Sinai - Brooklyn | 63581 | KP300 | IC | SB | NA | DFO
2021 | FL | Harmony Solar | 63582 | HFS | PV | OP | NA | SUN |  | 1628994 |  |  | EIA Prime Mover-level Data
2021 | FL | Taylor Creek Solar | 63583 | TCS | PV | OP | NA | SUN |  | 1626246 |  |  | EIA Prime Mover-level Data
2021 | NY | NY3 Battery | 63585 | NY3 | BA | OP | NA | MWH
2021 | CO | SR Kersey II | 63586 | KERII | PV | OP | NA | SUN |  | 17978 |  |  | EIA Prime Mover-level Data
2021 | CO | SR Skylark C | 63587 | SKYC | PV | OP | NA | SUN |  | 20392 |  |  | EIA Prime Mover-level Data
2021 | MA | Palombo Solar, LLC CSG | 63588 | PALOA | PV | OP | NA | SUN |  | 29110 |  |  | EIA Prime Mover-level Data
2021 | MA | Palombo B Solar, LLC CSG | 63589 | PALOB | PV | OP | NA | SUN |  | 14264 |  |  | EIA Prime Mover-level Data
2021 | OK | Ponderosa Wind Energy Center | 63590 | PONDE | WT | OP | NA | WND |  | 7888964 |  |  | EIA Prime Mover-level Data
2021 | CT | Nutmeg Solar | 63592 | NUTMG | PV | OP | NA | SUN |  | 310610 |  |  | EIA Prime Mover-level Data
2021 | MN | Brooten CSG1, LLC | 63593 | SC | PV | OP | NA | SUN |  | 8641 |  |  | EIA Prime Mover-level Data
2021 | MN | Buffalo Lake CSG1, LLC | 63594 | SC | PV | OP | NA | SUN |  | 8825 |  |  | EIA Prime Mover-level Data
2021 | MN | Lowry CSG2, LLC | 63595 | SC | PV | OP | NA | SUN |  | 19154 |  |  | EIA Prime Mover-level Data
2021 | MN | Paynesville CSG1, LLC | 63596 | SC | PV | OP | NA | SUN |  | 20472 |  |  | EIA Prime Mover-level Data
2021 | MN | Plato CSG1, LLC | 63597 | SC | PV | OP | NA | SUN |  | 18544 |  |  | EIA Prime Mover-level Data
2021 | MN | Sacred Heart CSG1, LLC | 63598 | SC | PV | OP | NA | SUN |  | 7730 |  |  | EIA Prime Mover-level Data
2021 | MN | Stewart CSG1, LLC | 63599 | SC | PV | OP | NA | SUN |  | 8578 |  |  | EIA Prime Mover-level Data
2021 | MI | Isabella Wind Park | 63601 | 1 | WT | OP | NA | WND |  | 3246875 |  |  | EIA Prime Mover-level Data
2021 | NY | Montefiore-New Rochelle | 63602 | EG150 | IC | RE | NA | DFO
2021 | NY | Montefiore-New Rochelle | 63602 | EG250 | IC | SB | NA | DFO
2021 | NY | Montefiore-New Rochelle | 63602 | EG300 | IC | SB | NA | DFO
2021 | NY | Montefiore-New Rochelle | 63602 | EG600 | IC | SB | NA | DFO
2021 | CA | Illumina Way SD | 63603 | ILM01 | FC | OP | NA | NG |  | 205053 | 0 | 0 | EIA Prime Mover-level Data | Estimated using an emission factor
2021 | CA | Extreme San Ignacio | 63604 | EXN02 | FC | OP | NA | NG |  | 50553 | 0 | 0 | EIA Prime Mover-level Data | Estimated using an emission factor
2021 | CA | ATT North Watney | 63605 | ATT35 | FC | OP | NA | NG |  | 59163 | 0 | 0 | EIA Prime Mover-level Data | Estimated using an emission factor
2021 | CA | ATT Ventura Blvd | 63606 | ATT27 | FC | OP | NA | NG |  | 57747 | 0 | 0 | EIA Prime Mover-level Data | Estimated using an emission factor
2021 | CA | Extreme Via Del Oro | 63607 | EXN01 | FC | OP | NA | NG |  | 68423 | 0 | 0 | EIA Prime Mover-level Data | Estimated using an emission factor
2021 | CA | Allergan | 63609 | ALRGN | BA | OP | NA | MWH
2021 | CA | Baker | 63610 | BAKER | BA | OP | NA | MWH
2021 | CA | CSU Long Beach | 63611 | CSULB | BA | OP | NA | MWH
2021 | CA | DATS | 63612 | DATS0 | BA | OP | NA | MWH
2021 | CA | Downey | 63613 | DOWNY | BA | OP | NA | MWH
2021 | CA | LAWRP | 63614 | LAWRP | BA | OP | NA | MWH
2021 | CA | Long Beach Convention Center | 63615 | LBCON | BA | OP | NA | MWH
2021 | CA | OCSD | 63616 | OCSD1 | BA | OP | NA | MWH
2021 | CA | SOCCD | 63617 | SOCCD | BA | OP | NA | MWH
2021 | IL | USS Solar Brick | 63618 | USBRK | PV | OP | NA | SUN |  | 19659 |  |  | EIA Prime Mover-level Data
2021 | CA | Lafayette 2 - MLK Jr. Hospital (MLK) | 63623 | GEN1 | PV | OP | NA | SUN |  | 14193 |  |  | EIA Prime Mover-level Data
2021 | TX | La Chalupa, LLC | 63624 | LC | WT | OP | NA | WND |  | 1437987 |  |  | EIA Prime Mover-level Data
2021 | NY | NYU Langone - Orthopedic | 63625 | HJD#1 | IC | SB | NA | DFO
2021 | NY | NYU Langone - Orthopedic | 63625 | HJD#2 | IC | SB | NA | DFO
2021 | NJ | IGS FE Trenton, LLC | 63626 | 229 | PV | OP | NA | SUN |  | 17351 |  |  | EIA Prime Mover-level Data
2021 | AR | Scenic Hill Solar IV, LLC | 63627 | 252 | PV | OP | NA | SUN |  | 35612 |  |  | EIA Prime Mover-level Data
2021 | OK | Tinker | 63628 | 5A-1 | GT | OP | CT | NG | 25 | 18398.758 | 0.073747 | 0.0080165 | EIA non-ozone season distributed and EPA/CAMD ozone season | NEI avg EF - PM, fuel type, firing type | 1971
2021 | OK | Tinker | 63628 | 5A-2 | GT | OP | CT | NG | 25 | 19193.457 | 0.076932 | 0.0080165 | EIA non-ozone season distributed and EPA/CAMD ozone season | NEI avg EF - PM, fuel type, firing type | 1971
2021 | OK | Tinker | 63628 | 5B-1 | GT | OP | CT | NG | 25 | 19515.96 | 0.078225 | 0.0080165 | EIA non-ozone season distributed and EPA/CAMD ozone season | NEI avg EF - PM, fuel type, firing type | 1971
2021 | OK | Tinker | 63628 | 5B-2 | GT | OP | CT | NG | 26 | 20760.125 | 0.083212 | 0.0080165 | EIA non-ozone season distributed and EPA/CAMD ozone season | NEI avg EF - PM, fuel type, firing type | 1971
2021 | MN | Hydra Community Solar Garden, LLC (CSG) | 63629 | HYDRA | PV | OP | NA | SUN |  | 15369 |  |  | EIA Prime Mover-level Data
2021 | CA | Pleasanton - Amador Valley High School | 63630 | AVHS | PV | OP | NA | SUN |  | 13938 |  |  | EIA Prime Mover-level Data
2021 | TN | Tate & Lyle Loudon Plant | 63632 | Y9111 | GT | OP | NA | NG |  | 2090076.5 | 8.3775 | 0.0080165 | EIA Prime Mover-level Data | NEI avg EF - PM, fuel type
2021 | TN | Tate & Lyle Loudon Plant | 63632 | Y9121 | GT | OP | NA | NG |  | 2090076.5 | 8.3775 | 0.0080165 | EIA Prime Mover-level Data | NEI avg EF - PM, fuel type
2021 | SC | Crown | 63635 | CROWN | PV | OP | NA | SUN |  | 57700 |  |  | EIA Prime Mover-level Data
2021 | OR | Fort Rock I | 63636 | FR1 | PV | OP | NA | SUN |  | 225046 |  |  | EIA Prime Mover-level Data
2021 | MA | One Patriot | 63637 | TKG00 | FC | OP | NA | NG |  | 111577 | 0 | 0 | EIA Prime Mover-level Data | Estimated using an emission factor
2021 | CA | Tracy 210 | 63638 | CTC13 | FC | OP | NA | NG |  | 157146 | 0 | 0 | EIA Prime Mover-level Data | Estimated using an emission factor
2021 | IA | Contrail Wind Farm | 63639 | COWF | WT | OP | NA | WND |  | 2464421 |  |  | EIA Prime Mover-level Data
2021 | IA | Southern Hills Wind Farm | 63640 | SHWF | WT | OP | NA | WND |  | 5372316 |  |  | EIA Prime Mover-level Data
2021 | IA | Diamond Trail Wind Farm | 63641 | DTWF | WT | OP | NA | WND |  | 7144576 |  |  | EIA Prime Mover-level Data
2021 | OR | Dunn Road Solar | 63642 | W9736 | PV | OP | NA | SUN |  | 28361 |  |  | EIA Prime Mover-level Data
2021 | NY | North Central Bronx Hospital | 63643 | EG1 | IC | SB | NA | DFO
2021 | NY | North Central Bronx Hospital | 63643 | EG2 | IC | SB | NA | DFO
2021 | NY | Wyckoff Heights Medical Center | 63644 | CT800 | IC | SB | NA | DFO
2021 | NY | Wyckoff Heights Medical Center | 63644 | KT800 | IC | SB | NA | DFO
2021 | NJ | St.Joseph's Regional Medical Center | 63645 | 7E600 | IC | SB | NA | DFO
2021 | NJ | St.Joseph's Regional Medical Center | 63645 | 8E675 | IC | SB | NA | DFO
2021 | NJ | St.Joseph's Regional Medical Center | 63645 | 9E600 | IC | SB | NA | DFO
2021 | NJ | St.Joseph's Regional Medical Center | 63645 | E10 | IC | SB | NA | DFO
2021 | NJ | St.Joseph's Regional Medical Center | 63645 | E16 | IC | SB | NA | DFO
2021 | NJ | St.Joseph's Regional Medical Center | 63645 | E27 | IC | SB | NA | DFO
2021 | NJ | St.Joseph's Regional Medical Center | 63645 | E28 | IC | SB | NA | DFO
2021 | NJ | St.Joseph's Regional Medical Center | 63645 | E29 | IC | SB | NA | DFO
2021 | NJ | St.Joseph's Regional Medical Center | 63645 | E30 | IC | SB | NA | DFO
2021 | NY | Jacobi Medical Center | 63646 | CATA | IC | SB | NA | DFO
2021 | NY | Jacobi Medical Center | 63646 | CATB | IC | SB | NA | DFO
2021 | NY | Jacobi Medical Center | 63646 | CATC | IC | SB | NA | DFO
2021 | NY | Jacobi Medical Center | 63646 | CATD | IC | SB | NA | DFO
2021 | NY | Jacobi Medical Center | 63646 | CU1 | IC | SB | NA | DFO
2021 | NY | Jacobi Medical Center | 63646 | CU2 | IC | SB | NA | DFO
2021 | NY | Jacobi Medical Center | 63646 | CU2SH | IC | SB | NA | DFO
2021 | NY | Jacobi Medical Center | 63646 | CU3 | IC | SB | NA | DFO
2021 | NY | Jacobi Medical Center | 63646 | CU4 | IC | SB | NA | DFO
2021 | NY | Jacobi Medical Center | 63646 | DET | IC | SB | NA | DFO
2021 | NY | Jacobi Medical Center | 63646 | GEN1 | IC | SB | NA | DFO
2021 | NY | SDM000 Clarkson Fuel Cell | 63647 | SDM00 | FC | OP | NA | NG |  | 94390 | 0 | 0 | EIA Prime Mover-level Data | Estimated using an emission factor
2021 | NY | NHH003 Clarkson Fuel Cell | 63648 | NHH03 | FC | OP | NA | NG |  | 62751 | 0 | 0 | EIA Prime Mover-level Data | Estimated using an emission factor
2021 | NY | NHH004 Winthrop Fuel Cell | 63649 | NHH04 | FC | OP | NA | NG |  | 58387 | 0 | 0 | EIA Prime Mover-level Data | Estimated using an emission factor
2021 | MN | Flodquist Community Solar LLC CSG | 63650 | TC3 | PV | OP | NA | SUN |  | 6694 |  |  | EIA Prime Mover-level Data
2021 | CA | North Kern State Prison Phase II | 63651 | 5812 | PV | OP | NA | SUN |  | 71320 |  |  | EIA Prime Mover-level Data
2021 | MD | Sheriff Road | 63654 | SHRFF | PV | OP | NA | SUN |  | 17289 |  |  | EIA Prime Mover-level Data
2021 | TX | Coyote Wind LLC | 63655 | COY | WT | OP | NA | WND |  | 5472576 |  |  | EIA Prime Mover-level Data
2021 | IL | CED Peoria Solar | 63656 | PS1 | PV | OP | NA | SUN |  | 21533 |  |  | EIA Prime Mover-level Data
2021 | MN | Siems Solar Project CSG | 63657 | TC3 | PV | OP | NA | SUN |  | 17748 |  |  | EIA Prime Mover-level Data
2021 | MN | Schueler Community Solar | 63658 | TC3 | PV | OP | NA | SUN |  | 16297 |  |  | EIA Prime Mover-level Data
2021 | MA | Bowden Solar LLC | 63659 | BOWDN | PV | OP | NA | SUN |  | 29290 |  |  | EIA Prime Mover-level Data
2021 | MI | M72 West Solar | 63660 | M72W | PV | OP | NA | SUN |  | 15034 |  |  | EIA Prime Mover-level Data
2021 | NY | SWM Fuel Cell | 63661 | SWM-1 | FC | OP | NA | NG |  | 7085 | 0 | 0 | EIA Prime Mover-level Data | Estimated using an emission factor
2021 | NY | SWM Fuel Cell | 63661 | SWM-2 | FC | OP | NA | NG |  | 7085 | 0 | 0 | EIA Prime Mover-level Data | Estimated using an emission factor
2021 | NY | SWM Fuel Cell | 63661 | SWM-3 | FC | OP | NA | NG |  | 7085 | 0 | 0 | EIA Prime Mover-level Data | Estimated using an emission factor
2021 | NY | Montefiore Nyack Hospital | 63662 | CAT | IC | SB | NA | DFO
2021 | NY | Montefiore Nyack Hospital | 63662 | DET | IC | SB | NA | DFO
2021 | OR | Mt Hope Solar | 63663 | W0053 | PV | OP | NA | SUN |  | 37759 |  |  | EIA Prime Mover-level Data
2021 | OR | Williams Acres Solar | 63664 | W0055 | PV | OP | NA | SUN |  | 32904 |  |  | EIA Prime Mover-level Data
2021 | IN | Bitter Ridge Wind Farm, LLC | 63666 | BIT | WT | OP | NA | WND |  | 3332521 |  |  | EIA Prime Mover-level Data
2021 | ME | Sanford Solar | 63667 | SAS | PV | OP | NA | SUN |  | 774400 |  |  | EIA Prime Mover-level Data
2021 | RI | University Solar, LLC | 63668 | URI | PV | OP | NA | SUN |  | 294914 |  |  | EIA Prime Mover-level Data
2021 | NY | St. Mary's Hospital For Children | 63669 | CHP | IC | OP | NA | NG
2021 | NY | St. Mary's Hospital For Children | 63669 | CU1 | IC | SB | NA | DFO
2021 | NY | St. Mary's Hospital For Children | 63669 | CU2 | IC | SB | NA | DFO
2021 | NY | Harlem Hospital Center | 63671 | CAT1 | IC | SB | NA | DFO
2021 | NY | Harlem Hospital Center | 63671 | CAT2 | IC | SB | NA | DFO
2021 | NY | Harlem Hospital Center | 63671 | CAT3 | IC | SB | NA | DFO
2021 | NY | Harlem Hospital Center | 63671 | CAT4 | IC | SB | NA | DFO
2021 | NY | Harlem Hospital Center | 63671 | CAT5 | IC | SB | NA | DFO
2021 | MA | Lakeville Solar | 63672 | LV | PV | OP | NA | SUN |  | 35982 |  |  | EIA Prime Mover-level Data
2021 | CT | Norwalk Hospital Plant | 63673 | EU-12 | IC | OP | NA | NG |  | 160188 | 0.0338 | 0.000422 | EIA Prime Mover-level Data | Estimated using an emission factor
2021 | CA | Dedeaux | 63674 | DEDEA | PV | OP | NA | SUN
2021 | NY | MSAP 13 | 63675 | TROYL | PV | OP | NA | SUN |  | 25212 |  |  | EIA Prime Mover-level Data
2021 | MN | Paulson Community (CSG) | 63678 | PAUL | PV | OP | NA | SUN |  | 15210 |  |  | EIA Prime Mover-level Data
2021 | MN | Laurel Village (CSG) | 63679 | LAUR | PV | OP | NA | SUN |  | 11619 |  |  | EIA Prime Mover-level Data
2021 | MN | Hertzberg Community (CSG) | 63680 | HERTZ | PV | OP | NA | SUN |  | 18101 |  |  | EIA Prime Mover-level Data
2021 | CO | Oak Leaf Solar XXXIII LLC (Lantz) | 63681 | 13 | PV | OP | NA | SUN |  | 17506 |  |  | EIA Prime Mover-level Data
2021 | CO | Oak Leaf Solar XXXIII LLC (Lantz) | 63681 | 14 | PV | OP | NA | SUN |  | 17506 |  |  | EIA Prime Mover-level Data
2021 | MN | Brenda Luhman - CSG | 63682 | BLCS | PV | OP | NA | SUN |  | 14680 |  |  | EIA Prime Mover-level Data
2021 | MN | Carlson Community (CSG) | 63683 | CRLSN | PV | OP | NA | SUN |  | 14327 |  |  | EIA Prime Mover-level Data
2021 | MN | Hammer Community (CSG) | 63684 | HAMR | PV | OP | NA | SUN |  | 18498 |  |  | EIA Prime Mover-level Data
2021 | MI | Crescent Wind Park | 63686 | GFWP | WT | OP | NA | WND |  | 2810508 |  |  | EIA Prime Mover-level Data
2021 | MI | Gratiot Farms Wind Project | 63687 | CWP | WT | OP | NA | WND |  | 3132490 |  |  | EIA Prime Mover-level Data
2021 | TX | Topaz Generating | 63688 | CT-1 | GT | OP | CT | NG | 451 | 159926.564 | 0.64103 | 0.0080165 | EPA/CAMD | NEI avg EF - PM, fuel type, firing type | 2021
2021 | TX | Topaz Generating | 63688 | CT-10 | GT | OP | CT | NG | 102 | 33996.117 | 0.13626 | 0.0080165 | EPA/CAMD | NEI avg EF - PM, fuel type, firing type | 2021
2021 | TX | Topaz Generating | 63688 | CT-2 | GT | OP | CT | NG | 407 | 145625.039 | 0.5837 | 0.0080165 | EPA/CAMD | NEI avg EF - PM, fuel type, firing type | 2021
2021 | TX | Topaz Generating | 63688 | CT-3 | GT | OP | CT | NG | 377 | 133282.244 | 0.53423 | 0.0080165 | EPA/CAMD | NEI avg EF - PM, fuel type, firing type | 2021
2021 | TX | Topaz Generating | 63688 | CT-4 | GT | OP | CT | NG | 367 | 128664.798 | 0.51572 | 0.0080165 | EPA/CAMD | NEI avg EF - PM, fuel type, firing type | 2021
2021 | TX | Topaz Generating | 63688 | CT-5 | GT | OP | CT | NG | 360 | 126288.093 | 0.50619 | 0.0080165 | EPA/CAMD | NEI avg EF - PM, fuel type, firing type | 2021
2021 | TX | Topaz Generating | 63688 | CT-6 | GT | OP | CT | NG | 338 | 114848.513 | 0.46034 | 0.0080165 | EPA/CAMD | NEI avg EF - PM, fuel type, firing type | 2021
2021 | TX | Topaz Generating | 63688 | CT-7 | GT | OP | CT | NG | 331 | 109922.47 | 0.4406 | 0.0080165 | EPA/CAMD | NEI avg EF - PM, fuel type, firing type | 2021
2021 | TX | Topaz Generating | 63688 | CT-8 | GT | OP | CT | NG | 95 | 30476.949 | 0.12216 | 0.0080165 | EPA/CAMD | NEI avg EF - PM, fuel type, firing type | 2021
2021 | TX | Topaz Generating | 63688 | CT-9 | GT | OP | CT | NG | 78 | 24575.244 | 0.098504 | 0.0080165 | EPA/CAMD | NEI avg EF - PM, fuel type, firing type | 2021
2021 | MN | Red Lake Falls Community Hybrid | 63689 | RLFS | PV | OP | NA | SUN |  | 154098 |  |  | EIA Prime Mover-level Data
2021 | MN | Red Lake Falls Community Hybrid | 63689 | RLFW | WT | OP | NA | WND
2021 | MA | Oak Street Solar | 63690 | PV1 | PV | OP | NA | SUN |  | 48573 |  |  | EIA Prime Mover-level Data
2021 | PA | Hunker Solar River, LLC | 63691 | 13502 | PV | OP | NA | SUN |  | 13264 |  |  | EIA Prime Mover-level Data
2021 | NC | PG Solar, LLC | 63692 | 13504 | PV | OP | NA | SUN |  | 34001 |  |  | EIA Prime Mover-level Data
2021 | NC | Freight Line Solar, LLC | 63693 | 13503 | PV | OP | NA | SUN |  | 39953 |  |  | EIA Prime Mover-level Data
2021 | OR | Butler Solar, LLC | 63694 | 13501 | PV | OP | NA | SUN |  | 73255 |  |  | EIA Prime Mover-level Data
2021 | NC | Holly Swamp Solar, LLC | 63695 | 13502 | PV | OP | NA | SUN |  | 38432 |  |  | EIA Prime Mover-level Data
2021 | VA | Westmoreland County Solar Project | 63696 | WEST | PV | OP | NA | SUN |  | 99289 |  |  | EIA Prime Mover-level Data
2021 | MA | Cranberry Solar | 63697 | 13440 | PV | OP | NA | SUN |  | 15412 |  |  | EIA Prime Mover-level Data
2021 | NJ | Galloway Landfill | 63698 | GALLO | PV | OP | NA | SUN |  | 35294 |  |  | EIA Prime Mover-level Data
2021 | CA | AGT000 Stevens Creek Fuel Cell | 63699 | AGT0A | FC | OP | NA | NG |  | 66747.818 | 0 | 0 | EIA Prime Mover-level Data | Estimated using an emission factor
2021 | CA | AGT000 Stevens Creek Fuel Cell | 63699 | AGT0B | FC | OP | NA | NG |  | 55623.182 | 0 | 0 | EIA Prime Mover-level Data | Estimated using an emission factor
2021 | DE | AGT001 Centerville Fuel Cell | 63700 | AGT01 | FC | OP | NA | NG |  | 64612 | 0 | 0 | EIA Prime Mover-level Data | Estimated using an emission factor
2021 | CA | CST001 McCarthy Fuel Cell | 63701 | CST1A | FC | OP | NA | NG |  | 51574.5 | 0 | 0 | EIA Prime Mover-level Data | Estimated using an emission factor
2021 | CA | CST001 McCarthy Fuel Cell | 63701 | CST1B | FC | OP | NA | NG |  | 17191.5 | 0 | 0 | EIA Prime Mover-level Data | Estimated using an emission factor
2021 | NJ | EQX002 Secaucus Rd Fuel Cell | 63702 | EQX02 | FC | OP | NA | NG |  | 88203 | 0 | 0 | EIA Prime Mover-level Data | Estimated using an emission factor
2021 | NJ | EQX003 Secaucus Rd Fuel Cell | 63703 | EQX03 | FC | OP | NA | NG |  | 106684 | 0 | 0 | EIA Prime Mover-level Data | Estimated using an emission factor
2021 | CA | EQX010 Great Oaks Fuel Cell | 63704 | EQ10A | FC | OP | NA | NG |  | 70754.5 | 0 | 0 | EIA Prime Mover-level Data | Estimated using an emission factor
2021 | CA | EQX010 Great Oaks Fuel Cell | 63704 | EQ10B | FC | OP | NA | NG |  | 70754.5 | 0 | 0 | EIA Prime Mover-level Data | Estimated using an emission factor
2021 | CA | EQX011 Duane Fuel Cell | 63705 | EQ11A | FC | OP | NA | NG |  | 92691.923 | 0 | 0 | EIA Prime Mover-level Data | Estimated using an emission factor
2021 | CA | EQX011 Duane Fuel Cell | 63705 | EQ11B | FC | OP | NA | NG |  | 64884.346 | 0 | 0 | EIA Prime Mover-level Data | Estimated using an emission factor
2021 | CA | EQX011 Duane Fuel Cell | 63705 | EQ11C | FC | OP | NA | NG |  | 83422.731 | 0 | 0 | EIA Prime Mover-level Data | Estimated using an emission factor
2021 | NJ | EQX012 Harz Fuel Cell | 63706 | EQX12 | FC | OP | NA | NG |  | 133306 | 0 | 0 | EIA Prime Mover-level Data | Estimated using an emission factor
2021 | CA | EQX015 Great Oaks Fuel Cell | 63708 | EQ15A | FC | OP | NA | NG |  | 104947.5 | 0 | 0 | EIA Prime Mover-level Data | Estimated using an emission factor
2021 | CA | EQX015 Great Oaks Fuel Cell | 63708 | EQ15B | FC | OP | NA | NG |  | 104947.5 | 0 | 0 | EIA Prime Mover-level Data | Estimated using an emission factor
2021 | MI | Autumn Hills Generating Facility | 63709 | 1 | IC | OP | NA | LFG
2021 | MI | Autumn Hills Generating Facility | 63709 | 2 | IC | OP | NA | LFG
2021 | MI | Autumn Hills Generating Facility | 63709 | 3 | IC | OP | NA | LFG
2021 | CA | JSR000 N Mathilda Fuel Cell | 63711 | JSR00 | FC | OP | NA | NG |  | 65072 | 0 | 0 | EIA Prime Mover-level Data | Estimated using an emission factor
2021 | CA | KSR028 Merced Fuel Cell | 63712 | KSR28 | FC | OP | NA | NG |  | 115185 | 0 | 0 | EIA Prime Mover-level Data | Estimated using an emission factor
2021 | NJ | IIV000 Mt Bethel Fuel Cell | 63713 | IIV0A | FC | OP | NA | NG |  | 71471.5 | 0 | 0 | EIA Prime Mover-level Data | Estimated using an emission factor
2021 | NJ | IIV000 Mt Bethel Fuel Cell | 63713 | IIV0B | FC | OP | NA | NG |  | 71471.5 | 0 | 0 | EIA Prime Mover-level Data | Estimated using an emission factor
2021 | CA | GEN005 Antibody Fuel Cell | 63714 | GEN05 | FC | OP | NA | NG |  | 152596 | 0 | 0 | EIA Prime Mover-level Data | Estimated using an emission factor
2021 | CA | SCU000 El Camino Real Fuel Cell | 63715 | SCU00 | FC | OP | NA | NG |  | 82366 | 0 | 0 | EIA Prime Mover-level Data | Estimated using an emission factor
2021 | CA | KSR053 Cantara Fuel Cell | 63716 | KSR53 | FC | OP | NA | NG |  | 82901 | 0 | 0 | EIA Prime Mover-level Data | Estimated using an emission factor
2021 | CA | TLR000 Hansen Fuel Cell | 63717 | TLR0A | FC | OP | NA | NG |  | 56867.667 | 0 | 0 | EIA Prime Mover-level Data | Estimated using an emission factor
2021 | CA | TLR000 Hansen Fuel Cell | 63717 | TLR0B | FC | OP | NA | NG |  | 85301.5 | 0 | 0 | EIA Prime Mover-level Data | Estimated using an emission factor
2021 | CA | TLR000 Hansen Fuel Cell | 63717 | TLR0C | FC | OP | NA | NG |  | 28433.833 | 0 | 0 | EIA Prime Mover-level Data | Estimated using an emission factor
2021 | RI | ISM Solar Cranston CSG | 63718 | CR | PV | OP | NA | SUN |  | 37530 |  |  | EIA Prime Mover-level Data
2021 | SC | Augusta Solar | 63720 | PGR23 | PV | OP | NA | SUN |  | 31764 |  |  | EIA Prime Mover-level Data
2021 | GA | Cool Springs Solar (Hybrid) | 63721 | COOLS | PV | OP | NA | SUN |  | 137261 |  |  | EIA Prime Mover-level Data
2021 | GA | Cool Springs Solar (Hybrid) | 63721 | CSBAT | BA | OP | NA | MWH |  | 0 |  |  | EIA Prime Mover-level Data
2021 | CO | Rawhide Prairie Solar Hybrid | 63722 | BA1 | BA | OP | NA | MWH |  | 0 |  |  | EIA Prime Mover-level Data
2021 | CO | Rawhide Prairie Solar Hybrid | 63722 | PV1 | PV | OP | NA | SUN |  | 318411 |  |  | EIA Prime Mover-level Data
2021 | MN | Hayfield Solar I LLC CSG | 63724 | HAYF1 | PV | OP | NA | SUN |  | 15617 |  |  | EIA Prime Mover-level Data
2021 | MN | Hayfield Solar III LLC CSG | 63725 | HAYF3 | PV | OP | NA | SUN |  | 15184 |  |  | EIA Prime Mover-level Data
2021 | MN | Pipestone City Solar LLC CSG | 63726 | PSCTY | PV | OP | NA | SUN |  | 4333 |  |  | EIA Prime Mover-level Data
2021 | CA | Slate Hybrid | 63727 | SLATE | PV | OP | NA | SUN |  | 85751 |  |  | EIA Prime Mover-level Data
2021 | NY | CES Marbletown Solar | 63729 | MT1 | PV | OP | NA | SUN |  | 28794 |  |  | EIA Prime Mover-level Data
2021 | NC | ESA Buies Creek, LLC | 63732 | 11630 | PV | OP | NA | SUN |  | 51441 |  |  | EIA Prime Mover-level Data
2021 | NC | Eros Solar, LLC | 63733 | 11631 | PV | OP | NA | SUN |  | 91012 |  |  | EIA Prime Mover-level Data
2021 | NC | Ventura Solar, LLC | 63734 | 11632 | PV | OP | NA | SUN |  | 96149 |  |  | EIA Prime Mover-level Data
2021 | CA | Silverstrand Grid Energy Storage System | 63735 | SLV01 | BA | OP | NA | MWH
2021 | TX | Chisholm Grid Energy Storage System | 63737 | CHS01 | BA | OP | NA | MWH |  | 0 |  |  | EIA Prime Mover-level Data
2021 | TX | Las Majadas Wind Farm | 63739 | LMAJ | WT | OP | NA | WND |  | 6828698 |  |  | EIA Prime Mover-level Data
2021 | MN | USS Bluff Country Solar CSG | 63741 | USBCS | PV | OP | NA | SUN |  | 18695 |  |  | EIA Prime Mover-level Data
2021 | MN | USS Viceroy Solar LLC CSG | 63742 | USVIC | PV | OP | NA | SUN |  | 17714 |  |  | EIA Prime Mover-level Data
2021 | MN | USS Solar Way LLC CSG | 63743 | SOLWY | PV | OP | NA | SUN |  | 19472 |  |  | EIA Prime Mover-level Data
2021 | MN | USS Hubers Solar LLC CSG | 63744 | HUBER | PV | OP | NA | SUN |  | 17544 |  |  | EIA Prime Mover-level Data
2021 | VA | Greensville County Solar Project, LLC | 63745 | GVSO | PV | OP | NA | SUN |  | 1367568 |  |  | EIA Prime Mover-level Data
2021 | VA | TWE Myrtle Solar Farm, LLC | 63746 | MYSO | PV | OP | NA | SUN |  | 287840 |  |  | EIA Prime Mover-level Data
2021 | NY | Fogarty CSG | 63747 | GRA | PV | OP | NA | SUN |  | 12105 |  |  | EIA Prime Mover-level Data
2021 | NY | Mount Hope West | 63748 | MHW | PV | OP | NA | SUN |  | 33301 |  |  | EIA Prime Mover-level Data
2021 | NY | Mount Hope East | 63749 | MHE | PV | OP | NA | SUN |  | 30676 |  |  | EIA Prime Mover-level Data
2021 | NY | Bluestone | 63750 | BLU | PV | OP | NA | SUN |  | 23780 |  |  | EIA Prime Mover-level Data
2021 | NY | Underhill | 63751 | UND | PV | OP | NA | SUN |  | 29553 |  |  | EIA Prime Mover-level Data
2021 | NY | Grabinski | 63752 | GRA | PV | OP | NA | SUN |  | 30508 |  |  | EIA Prime Mover-level Data
2021 | CO | Platteville Solar CSG, LLC | 63753 | 218 | PV | OP | NA | SUN |  | 25937 |  |  | EIA Prime Mover-level Data
2021 | FL | Gulf Power Blue Indigo Energy | 63754 | SBI01 | PV | OP | NA | SUN |  | 1422052 |  |  | EIA Prime Mover-level Data
2021 | ID | Milner Butte LFGE | 63755 | E2 | IC | OP | NA | LFG |  | 79614.5 | 0.58517 | 0.0147 | EIA Prime Mover-level Data | Estimated using an emission factor
2021 | ID | Milner Butte LFGE | 63755 | E3 | IC | OP | NA | LFG |  | 79614.5 | 0.58517 | 0.0147 | EIA Prime Mover-level Data | Estimated using an emission factor
2021 | SC | Omtanke Solar | 63756 | DGSC1 | PV | OP | NA | SUN |  | 95709 |  |  | EIA Prime Mover-level Data
2021 | CA | Kroger La Habra | 63758 | KROLH | PV | OP | NA | SUN |  | 26361 |  |  | EIA Prime Mover-level Data
2021 | SC | Ballenger Road Solar A | 63759 | BALGR | PV | OP | NA | SUN |  | 33400 |  |  | EIA Prime Mover-level Data
2021 | SC | White Horse Solar A | 63760 | WHRSA | PV | OP | NA | SUN |  | 35177 |  |  | EIA Prime Mover-level Data
2021 | CA | Soscol Ferry Solar | 63761 | SSCLC | PV | OP | NA | SUN |  | 23044 |  |  | EIA Prime Mover-level Data
2021 | CA | Soscol Ferry Solar | 63761 | SSCLD | PV | OP | NA | SUN |  | 23044 |  |  | EIA Prime Mover-level Data
2021 | CA | Silveira Ranch Road Solar | 63762 | SILVA | PV | OP | NA | SUN |  | 13526.333 |  |  | EIA Prime Mover-level Data
2021 | CA | Silveira Ranch Road Solar | 63762 | SILVB | PV | OP | NA | SUN |  | 13526.333 |  |  | EIA Prime Mover-level Data
2021 | CA | Silveira Ranch Road Solar | 63762 | SILVC | PV | OP | NA | SUN |  | 13526.333 |  |  | EIA Prime Mover-level Data
2021 | MA | CES Agawam Tuckahoe Solar Hybrid | 63763 | ATES | BA | OP | NA | MWH
2021 | MA | CES Agawam Tuckahoe Solar Hybrid | 63763 | ATPV | PV | OP | NA | SUN |  | 310 |  |  | EIA Prime Mover-level Data
2021 | TX | Elm Branch Solar 1 | 63764 | TXEB1 | PV | OP | NA | SUN |  | 334743 |  |  | EIA Prime Mover-level Data
2021 | PA | Elk Hill Solar 2 | 63768 | PAEH2 | PV | OP | NA | SUN |  | 241874 |  |  | EIA Prime Mover-level Data
2021 | TX | Briar Creek Solar 1 | 63769 | TXBC1 | PV | OP | NA | SUN |  | 102490 |  |  | EIA Prime Mover-level Data
2021 | CO | Bighorn Solar 1 | 63770 | COBH1 | PV | OP | NA | SUN |  | 572222 |  |  | EIA Prime Mover-level Data
2021 | NY | Adirondack Solar | 63772 | 1394 | PV | OP | NA | SUN |  | 14537 |  |  | EIA Prime Mover-level Data
2021 | NY | Mount Kisco Landfill Solar & Storage CSG | 63774 | KISCB | BA | OP | NA | MWH
2021 | NY | Mount Kisco Landfill Solar & Storage CSG | 63774 | KRS | PV | OP | NA | SUN
2021 | GA | Tech Square Microgrid | 63775 | BESS1 | BA | OP | NA | MWH |  | 0 |  |  | EIA Prime Mover-level Data
2021 | GA | Tech Square Microgrid | 63775 | DG1 | IC | OP | NA | DFO |  | 10.2 | 0.001581 | 0.31 | EIA Prime Mover-level Data | Estimated using an emission factor
2021 | GA | Tech Square Microgrid | 63775 | FC1 | FC | OP | NA | NG |  | 11407 | 0 | 0 | EIA Prime Mover-level Data | Estimated using an emission factor
2021 | GA | Tech Square Microgrid | 63775 | NGE1 | IC | OP | NA | NG |  | 3.4 | 7.174e-07 | 0.000422 | EIA Prime Mover-level Data | Estimated using an emission factor
2021 | GA | Tech Square Microgrid | 63775 | NGE2 | IC | OP | NA | NG |  | 3.4 | 7.174e-07 | 0.000422 | EIA Prime Mover-level Data | Estimated using an emission factor
2021 | OR | Suntex Solar, LLC | 63778 | 3 | PV | OP | NA | SUN |  | 223551 |  |  | EIA Prime Mover-level Data
2021 | OR | Rock Garden Solar, LLC | 63779 | 4 | PV | OP | NA | SUN |  | 223153 |  |  | EIA Prime Mover-level Data
2021 | NY | NY- CSG- Johnstown 2 | 63780 | JOHN2 | PV | OP | NA | SUN |  | 20639 |  |  | EIA Prime Mover-level Data
2021 | NY | NY- CSG- Livingston 4 | 63781 | LIV4 | PV | OP | NA | SUN |  | 21541 |  |  | EIA Prime Mover-level Data
2021 | NJ | Ben Moreell Solar Farm | 63786 | BMSF | PV | OP | NA | SUN |  | 341137 |  |  | EIA Prime Mover-level Data
2021 | IL | Illinois PV Fulton 1 CSG | 63790 | FULT | PV | OP | NA | SUN |  | 33683 |  |  | EIA Prime Mover-level Data
2021 | MN | Sobania Community Solar LLC | 63791 | SOB01 | PV | OP | NA | SUN |  | 18120 |  |  | EIA Prime Mover-level Data
2021 | MN | Svihel Community Solar LLC CSG | 63792 | SVH01 | PV | OP | NA | SUN |  | 14186 |  |  | EIA Prime Mover-level Data
2021 | MN | Studenski Community Solar LLC CSG | 63793 | STU01 | PV | OP | NA | SUN |  | 12788 |  |  | EIA Prime Mover-level Data
2021 | MN | Stevens Community Solar LLC | 63794 | ST001 | PV | OP | NA | SUN |  | 18262 |  |  | EIA Prime Mover-level Data
2021 | OR | Alkali Solar, LLC | 63795 | 2 | PV | OP | NA | SUN |  | 224772 |  |  | EIA Prime Mover-level Data
2021 | OR | West Hines Solar I, LLC | 63796 | 1 | PV | OP | NA | SUN |  | 208350 |  |  | EIA Prime Mover-level Data
2021 | NY | NY - CSG - Ellsworth II | 63800 | 23 | PV | OP | NA | SUN |  | 30606 |  |  | EIA Prime Mover-level Data
2021 | IN | St. Joseph Solar | 63801 | 1 | PV | OP | NA | SUN |  | 187656 |  |  | EIA Prime Mover-level Data
2021 | CO | Bronco Plains Wind, LLC | 63803 | WBOPL | WT | OP | NA | WND |  | 9403240 |  |  | EIA Prime Mover-level Data
2021 | MA | Partridgeville Hybrid CSG | 63804 | PAR | PV | OP | NA | SUN |  | 46558 |  |  | EIA Prime Mover-level Data
2021 | MA | Partridgeville Hybrid CSG | 63804 | PBESS | BA | OP | NA | MWH
2021 | MA | Williamsville Hybrid CSG | 63805 | WBESS | BA | OP | NA | MWH
2021 | MA | Williamsville Hybrid CSG | 63805 | WIL | PV | OP | NA | SUN |  | 11443 |  |  | EIA Prime Mover-level Data
2021 | NC | Sugar Solar, LLC | 63807 | PGR29 | PV | OP | NA | SUN
2021 | SC | Centerfield Cooper Solar, LLC | 63810 | PGR24 | PV | OP | NA | SUN |  | 1351661 |  |  | EIA Prime Mover-level Data
2021 | GA | SR Odom | 63814 | ODOM | PV | OP | NA | SUN |  | 418087 |  |  | EIA Prime Mover-level Data
2021 | MN | RJC CSG, LLC | 63816 | RJC01 | PV | OP | NA | SUN |  | 9337 |  |  | EIA Prime Mover-level Data
2021 | MN | Hinterland CSG, LLC | 63817 | HIN01 | PV | OP | NA | SUN |  | 18905 |  |  | EIA Prime Mover-level Data
2021 | MN | Betcher CSG 1, LLC | 63819 | BET01 | PV | OP | NA | SUN |  | 15502 |  |  | EIA Prime Mover-level Data
2021 | MN | Huneke CSG 1, LLC | 63820 | HUN01 | PV | OP | NA | SUN |  | 16173 |  |  | EIA Prime Mover-level Data
2021 | MN | Huneke CSG 2, LLC | 63821 | HUN02 | PV | OP | NA | SUN |  | 16881 |  |  | EIA Prime Mover-level Data
2021 | IL | CED Beecher Sun Solar | 63823 | BS1 | PV | OP | NA | SUN
2021 | IL | CED Hilltop Solar | 63824 | HS1 | PV | OP | NA | SUN
2021 | IL | Lineage Logistics Solar | 63825 | LLCHI | PV | OP | NA | SUN |  | 22823 |  |  | EIA Prime Mover-level Data
2021 | IA | POET Biorefining - Jewell | 63826 | 1 | ST | OP | NA | NG |  | 2129156.64 | 10.1239 | 0.0095098 | EIA Unit-level Data | NEI avg EF - PM, fuel type
2021 | OH | POET Biorefining - Marion, LLC | 63829 | 1 | ST | OP | NA | NG |  | 808227 | 3.843 | 0.0095098 | EIA Prime Mover-level Data | NEI avg EF - PM, fuel type
2021 | OH | POET Biorefining - Marion, LLC | 63829 | 2 | ST | OP | NA | NG |  | 808227 | 3.843 | 0.0095098 | EIA Prime Mover-level Data | NEI avg EF - PM, fuel type
2021 | IL | Conagra Foods at St. Elmo | 63830 | CFS | PV | OP | NA | SUN |  | 27412 |  |  | EIA Prime Mover-level Data
2021 | MI | POET Biorefining Caro, LLC | 63831 | 1 | ST | OP | NA | NG |  | 559331.76 | 2.6596 | 0.0095098 | EIA Unit-level Data | NEI avg EF - PM, fuel type
2021 | IA | POET Biorefining-Hanlontown, LLC | 63832 | 1 | ST | OP | NA | NG |  | 1119003.6 | 5.3207 | 0.0095098 | EIA Unit-level Data | NEI avg EF - PM, fuel type
2021 | SC | Bluebird Solar SC LLC | 63833 | BB | PV | OP | NA | SUN |  | 59539 |  |  | EIA Prime Mover-level Data
2021 | CA | Gateway Energy Storage System | 63834 | GTWAY | BA | OP | NA | MWH |  | 0 |  |  | EIA Prime Mover-level Data
2021 | NC | Pilot Mountain Solar, LLC | 63835 | PV1 | PV | OP | NA | SUN |  | 86652 |  |  | EIA Prime Mover-level Data
2021 | NC | Benson Solar, LLC | 63836 | PV1 | PV | OP | NA | SUN |  | 70884 |  |  | EIA Prime Mover-level Data
2021 | NC | Lane II Solar, LLC | 63837 | PV1 | PV | OP | NA | SUN |  | 90270 |  |  | EIA Prime Mover-level Data
2021 | SC | Midlands | 63839 | 1113 | PV | OP | NA | SUN |  | 1366809 |  |  | EIA Prime Mover-level Data
2021 | NC | Trent River Solar, LLC | 63842 | PGR25 | PV | OP | NA | SUN |  | 451435 |  |  | EIA Prime Mover-level Data
2021 | CA | Johanna Energy Center, LLC | 63843 | SASP1 | BA | OP | NA | MWH
2021 | NE | Fort Calhoun Community Solar | 63844 | FTCAL | PV | OP | NA | SUN |  | 79623 |  |  | EIA Prime Mover-level Data
2021 | IN | POET Biorefining - North Manchester, LLC | 63852 | K745 | ST | OP | NA | NG |  | 1360197 | 6.4676 | 0.0095098 | EIA Prime Mover-level Data | NEI avg EF - PM, fuel type
2021 | SD | POET Biorefining - Chancellor | 63853 | 1 | ST | OP | NA | WDS |  | 1594895.53 | 8.277 | 0.010379 | EIA Unit-level Data | NEI avg EF - PM, fuel type
2021 | NY | Medusa NY 1 | 63854 | 8175C | PV | OP | NA | SUN |  | 25945 |  |  | EIA Prime Mover-level Data
2021 | NY | Walden NY 1 | 63855 | 8175E | PV | OP | NA | SUN |  | 25009 |  |  | EIA Prime Mover-level Data
2021 | NY | Westtown NY 2 | 63856 | 8175D | PV | OP | NA | SUN |  | 28006 |  |  | EIA Prime Mover-level Data
2021 | NY | Middletown NY 1 | 63857 | 8175B | PV | OP | NA | SUN |  | 40588 |  |  | EIA Prime Mover-level Data
2021 | NY | Westerlo NY 1 | 63858 | 8175A | PV | OP | NA | SUN |  | 27529 |  |  | EIA Prime Mover-level Data
2021 | CA | Golden Field Solar III, LLC | 63859 | RCTR | PV | OP | NA | SUN |  | 5106186 |  |  | EIA Prime Mover-level Data
2021 | NM | Encino Solar Energy Center | 63860 | ESEC | PV | OP | NA | SUN |  | 1277213 |  |  | EIA Prime Mover-level Data
2021 | IN | Logansport Solar | 63861 | INLP | PV | OP | NA | SUN |  | 5925 |  |  | EIA Prime Mover-level Data
2021 | CO | IBM Solar | 63869 | DGIBM | PV | OP | NA | SUN |  | 135872 |  |  | EIA Prime Mover-level Data
2021 | MA | East Brookfield Main Street Solar LLC CSG | 63887 | EBMSS | PV | OP | NA | SUN |  | 14112 |  |  | EIA Prime Mover-level Data
2021 | IL | ESIL-PFCHICAGO 3, LLC | 63888 | PF3CH | PV | OP | NA | SUN |  | 20234 |  |  | EIA Prime Mover-level Data
2021 | IL | ESIL-PFCHICAGO 2, LLC | 63889 | PF2CH | PV | OP | NA | SUN |  | 13511 |  |  | EIA Prime Mover-level Data
2021 | CA | Saticoy | 63891 | SATCY | BA | OP | NA | MWH |  | 0 |  |  | EIA Prime Mover-level Data
2021 | TX | Lily Solar Hybrid | 63892 | LILY | PV | OP | NA | SUN |  | 1724112 |  |  | EIA Prime Mover-level Data
2021 | TX | Lily Solar Hybrid | 63892 | LILYB | BA | OP | NA | MWH |  | 0 |  |  | EIA Prime Mover-level Data
2021 | RI | GD Hopkinton Main I, LLC | 63893 | MAIN1 | PV | OP | NA | SUN |  | 33773.755 |  |  | EIA Prime Mover-level Data
2021 | RI | GD Hopkinton Main I, LLC | 63893 | MAIN2 | PV | OP | NA | SUN |  | 50660.632 |  |  | EIA Prime Mover-level Data
2021 | RI | GD Hopkinton Main I, LLC | 63893 | MAIN3 | PV | OP | NA | SUN |  | 53258.613 |  |  | EIA Prime Mover-level Data
2021 | ME | Milo PV - BD Solar 1 LLC | 63894 | MILPV | PV | OP | NA | SUN |  | 124607 |  |  | EIA Prime Mover-level Data
2021 | ME | Augusta PV - BD Solar Augusta LLC | 63895 | AUGPV | PV | OP | NA | SUN |  | 35594 |  |  | EIA Prime Mover-level Data
2021 | ME | Fairfield PV - BD Solar Fairfield LLC | 63896 | FAIPV | PV | OP | NA | SUN |  | 34134 |  |  | EIA Prime Mover-level Data
2021 | ME | Oxford PV - BD Solar Oxford LLC | 63897 | OXFPV | PV | OP | NA | SUN |  | 59407 |  |  | EIA Prime Mover-level Data
2021 | MN | Cornillie 2 Community (CSG) | 63899 | CORN | PV | OP | NA | SUN |  | 14618 |  |  | EIA Prime Mover-level Data
2021 | MD | Pinesburg Solar LLC | 63903 | PINE1 | PV | OP | NA | SUN |  | 68772 |  |  | EIA Prime Mover-level Data
2021 | MD | Timonium Fairgrounds | 63904 | FAIR1 | PV | OP | NA | SUN |  | 27184 |  |  | EIA Prime Mover-level Data
2021 | TX | Azure Sky Solar | 63905 | ASKYS | PV | OP | NA | SUN |  | 2053963 |  |  | EIA Prime Mover-level Data
2021 | NV | Turquoise Nevada, LLC | 63906 | 142 | PV | OP | NA | SUN |  | 918294 |  |  | EIA Prime Mover-level Data
2021 | OR | SulusSolar17 | 63908 | SS17 | PV | OP | NA | SUN |  | 35662 |  |  | EIA Prime Mover-level Data
2021 | WY | Cedar Springs I | 63914 | 82633 | WT | OP | NA | WND |  | 6722970 |  |  | EIA Prime Mover-level Data
2021 | WY | Cedar Springs II | 63915 | 82634 | WT | OP | NA | WND |  | 5925438 |  |  | EIA Prime Mover-level Data
2021 | WY | Cedar Springs III | 63916 | 82635 | WT | OP | NA | WND |  | 4669387 |  |  | EIA Prime Mover-level Data
2021 | DC | DC Water Solar | 63917 | 8030A | PV | OP | NA | SUN |  | 36829 |  |  | EIA Prime Mover-level Data
2021 | SD | POET Biorefining - Hudson | 63918 | 1 | ST | OP | NA | NG |  | 1081813.2 | 5.1439 | 0.0095098 | EIA Unit-level Data | NEI avg EF - PM, fuel type
2021 | IA | POET Biorefining LLC - Corning | 63919 | 1 | ST | OP | NA | NG |  | 1282958 | 6.1003 | 0.0095098 | EIA Prime Mover-level Data | NEI avg EF - PM, fuel type
2021 | OH | POET Biorefining - Fostoria | 63920 | 1 | ST | OP | NA | NG |  | 1337698.96 | 6.3606 | 0.0095098 | EIA Unit-level Data | NEI avg EF - PM, fuel type
2021 | IN | POET Biorefining - Shelbyville | 63921 | 1 | ST | OP | NA | NG
2021 | IN | POET Biorefining - Portland | 63922 | G-745 | ST | OP | NA | NG |  | 1312394.72 | 6.2403 | 0.0095098 | EIA Unit-level Data | NEI avg EF - PM, fuel type
2021 | IA | POET Biorefining - Gowrie | 63923 | 1 | ST | OP | NA | NG |  | 1232262.72 | 5.8593 | 0.0095098 | EIA Unit-level Data | NEI avg EF - PM, fuel type
2021 | IN | POET Biorefining- Alexandria, LLC | 63924 | 1 | ST | OP | NA | NG |  | 1456557.44 | 6.9258 | 0.0095098 | EIA Unit-level Data | NEI avg EF - PM, fuel type
2021 | OR | Riley | 63925 | RILEY | PV | OP | NA | SUN |  | 209862 |  |  | EIA Prime Mover-level Data
2021 | OR | Fort Rock IV | 63926 | FRIV | PV | OP | NA | SUN |  | 218511 |  |  | EIA Prime Mover-level Data
2021 | OH | POET Biorefining - Leipsic, LLC | 63927 | 1 | ST | OP | NA | NG |  | 1529996 | 7.275 | 0.0095098 | EIA Unit-level Data | NEI avg EF - PM, fuel type
2021 | CA | Vacaville Hospital | 63928 | 6701 | PV | OP | NA | SUN |  | 28413 |  |  | EIA Prime Mover-level Data
2021 | IN | Troy Solar | 63929 | TROY1 | PV | OP | NA | SUN |  | 751904 |  |  | EIA Prime Mover-level Data
2021 | CA | Cal Flats BESS | 63930 | CF60 | BA | OP | NA | MWH |  | 0 |  |  | EIA Prime Mover-level Data
2021 | CA | Titan Solar 1 (CA) | 63932 | TITN1 | PV | OP | NA | SUN |  | 1711625 |  |  | EIA Prime Mover-level Data
2021 | MN | Severson Garden | 63934 | CGS | PV | OP | NA | SUN |  | 15686 |  |  | EIA Prime Mover-level Data
2021 | MN | Marion Garden | 63935 | CGS | PV | OP | NA | SUN |  | 16360 |  |  | EIA Prime Mover-level Data
2021 | MN | Silver Lake Garden | 63936 | CGS | PV | OP | NA | SUN |  | 15696 |  |  | EIA Prime Mover-level Data
2021 | MN | Lyman Garden | 63937 | CGS | PV | OP | NA | SUN |  | 14891 |  |  | EIA Prime Mover-level Data
2021 | MN | Nicollet Garden | 63938 | CGS | PV | OP | NA | SUN |  | 16200 |  |  | EIA Prime Mover-level Data
2021 | MN | Union Garden | 63939 | CGS | PV | OP | NA | SUN |  | 13415 |  |  | EIA Prime Mover-level Data
2021 | CA | Central 40 | 63940 | CEN40 | PV | OP | NA | SUN |  | 840040 |  |  | EIA Prime Mover-level Data
2021 | CA | Oasis Alta | 63941 | OA1 | WT | OP | NA | WND |  | 383539 |  |  | EIA Prime Mover-level Data
2021 | MA | Sunpin Blandford | 63942 | SUNBI | PV | OP | NA | SUN |  | 40226 |  |  | EIA Prime Mover-level Data
2021 | RI | Blackhorse Farm Solar, LLC CSG | 63944 | BHF | PV | OP | NA | SUN |  | 50385 |  |  | EIA Prime Mover-level Data
2021 | IL | Clinton Solar 4 LLC CSG | 63945 | CLIN | PV | OP | NA | SUN |  | 32622 |  |  | EIA Prime Mover-level Data
2021 | IL | Vermilion Solar 1, LLC CSG | 63946 | VERM | PV | OP | NA | SUN |  | 33676 |  |  | EIA Prime Mover-level Data
2021 | CA | DGS Valley State Prison | 63947 | 579 | PV | OP | NA | SUN |  | 33559 |  |  | EIA Prime Mover-level Data
2021 | IL | CED Spring Creek Solar | 63948 | CS1 | PV | OP | NA | SUN
2021 | IL | Cortland | 63949 | CORT2 | PV | OP | NA | SUN |  | 22381 |  |  | EIA Prime Mover-level Data
2021 | MA | Erving CSG | 63950 | ERVIN | PV | OP | NA | SUN |  | 13282 |  |  | EIA Prime Mover-level Data
2021 | IL | Lena | 63951 | LENA | PV | OP | NA | SUN |  | 21825 |  |  | EIA Prime Mover-level Data
2021 | IL | Ridge Farm | 63952 | RIDGE | PV | OP | NA | SUN |  | 34541 |  |  | EIA Prime Mover-level Data
2021 | MA | Easthampton CSG | 63953 | EASTP | PV | OP | NA | SUN |  | 31181 |  |  | EIA Prime Mover-level Data
2021 | IL | Mendota | 63954 | MENDS | PV | OP | NA | SUN |  | 26706 |  |  | EIA Prime Mover-level Data
2021 | OR | Palmer Creek Solar, LLC | 63956 | 223 | PV | OP | NA | SUN |  | 36574 |  |  | EIA Prime Mover-level Data
2021 | OR | Day Hill Solar, LLC | 63957 | 221 | PV | OP | NA | SUN |  | 34488 |  |  | EIA Prime Mover-level Data
2021 | OR | SSD Marion 3, LLC | 63958 | 1 | PV | OP | NA | SUN |  | 29260 |  |  | EIA Prime Mover-level Data
2021 | OR | SSD Marion 5, LLC | 63959 | 1 | PV | OP | NA | SUN |  | 32728 |  |  | EIA Prime Mover-level Data
2021 | OR | SSD Marion 6, LLC | 63960 | 1 | PV | OP | NA | SUN |  | 35779 |  |  | EIA Prime Mover-level Data
2021 | OR | SSD Clackamas 1, LLC | 63961 | 1 | PV | OP | NA | SUN |  | 29509 |  |  | EIA Prime Mover-level Data
2021 | OR | SSD Clackamas 4, LLC | 63962 | 1 | PV | OP | NA | SUN |  | 32269 |  |  | EIA Prime Mover-level Data
2021 | OR | SSD Clackamas 7, LLC | 63963 | 1 | PV | OP | NA | SUN |  | 25945 |  |  | EIA Prime Mover-level Data
2021 | OR | SSD Marion 1, LLC | 63964 | 1 | PV | OP | NA | SUN |  | 33586 |  |  | EIA Prime Mover-level Data
2021 | VA | Danville Farm, LLC | 63965 | 1 | PV | OP | NA | SUN |  | 199408 |  |  | EIA Prime Mover-level Data
2021 | MN | FastSun12 CSG | 63966 | FS12 | PV | OP | NA | SUN |  | 9047 |  |  | EIA Prime Mover-level Data
2021 | IL | Charter Durabar at Woodstock | 63967 | CDB1 | PV | OP | NA | SUN |  | 17579.5 |  |  | EIA Prime Mover-level Data
2021 | IL | Charter Durabar at Woodstock | 63967 | CDB2 | PV | OP | NA | SUN |  | 17579.5 |  |  | EIA Prime Mover-level Data
2021 | IL | The GSI Group LLC at Assumption | 63968 | GSI | PV | OP | NA | SUN |  | 16237 |  |  | EIA Prime Mover-level Data
2021 | OR | SulusSolar35 | 63969 | SS35 | PV | OP | NA | SUN |  | 41138 |  |  | EIA Prime Mover-level Data
2021 | DC | 7185 13th Pl. NW | 63970 | 10020 | PV | OP | NA | SUN
2021 | NJ | CCUA Solar | 63971 | CCUA | PV | OP | NA | SUN |  | 21189 |  |  | EIA Prime Mover-level Data
2021 | SC | Cardinal Solar LLC | 63973 | CARD | PV | OP | NA | SUN |  | 141720 |  |  | EIA Prime Mover-level Data
2021 | NC | Hayes Solar, LLC | 63974 | HAYES | PV | OP | NA | SUN |  | 58673 |  |  | EIA Prime Mover-level Data
2021 | NC | Harrison Solar, LLC | 63975 | HARS | PV | OP | NA | SUN |  | 91525 |  |  | EIA Prime Mover-level Data
2021 | NC | Bay Tree | 63976 | 959 | PV | OP | NA | SUN |  | 15396 |  |  | EIA Prime Mover-level Data
2021 | MI | Central Generating | 63977 | 1 | IC | OP | NA | LFG
2021 | MI | Central Generating | 63977 | 2 | IC | OP | NA | LFG
2021 | MI | Central Generating | 63977 | 3 | IC | OP | NA | LFG
2021 | FL | Duette Solar Power Plant | 63978 | PV1 | PV | OP | NA | SUN |  | 226717 |  |  | EIA Prime Mover-level Data
2021 | NC | 315 Vinson Road | 63979 | VINSN | PV | OP | NA | SUN |  | 39360 |  |  | EIA Prime Mover-level Data
2021 | NM | Red Cloud Wind LLC | 63981 | 1 | WT | OP | NA | WND |  | 875465 |  |  | EIA Prime Mover-level Data
2021 | CA | Rialto - High School | 63986 | 10136 | PV | OP | NA | SUN
2021 | IL | Blooming Grove Wind Energy Center | 63988 | GEN1 | WT | OP | NA | WND |  | 8054286 |  |  | EIA Prime Mover-level Data
2021 | IL | Peterman II | 63989 | PETE | PV | OP | NA | SUN |  | 16908 |  |  | EIA Prime Mover-level Data
2021 | IL | Kish CSG | 63990 | KISH | PV | OP | NA | SUN |  | 10885 |  |  | EIA Prime Mover-level Data
2021 | IL | Nostrand | 63991 | NOS | PV | OP | NA | SUN |  | 13972 |  |  | EIA Prime Mover-level Data
2021 | IL | Vulcan | 63992 | VUL | PV | OP | NA | SUN |  | 19030 |  |  | EIA Prime Mover-level Data
2021 | CA | FTF-PackingShed | 63993 | FTF02 | PV | OP | NA | SUN |  | 9885 |  |  | EIA Prime Mover-level Data
2021 | CA | Firebaugh-CCS-PV-1 | 63994 | MWF01 | PV | OP | NA | SUN |  | 10955 |  |  | EIA Prime Mover-level Data
2021 | FL | Trenton | 63995 | ES1 | BA | OP | NA | MWH
2021 | RI | Pine Hill | 63997 | PHS01 | PV | OP | NA | SUN |  | 67739 |  |  | EIA Prime Mover-level Data
2021 | MA | Amaterasu LLC | 64000 | BESS | BA | OP | NA | MWH
2021 | MA | Amaterasu LLC | 64000 | DRC | PV | OP | NA | SUN |  | 19322 |  |  | EIA Prime Mover-level Data
2021 | MN | Camellia Solar, LLC | 64001 | CAMEL | PV | OP | NA | SUN |  | 20136 |  |  | EIA Prime Mover-level Data
2021 | NC | Buttercup Solar, LLC | 64002 | 11629 | PV | OP | NA | SUN |  | 96858 |  |  | EIA Prime Mover-level Data
2021 | KS | Iron Star Wind Project | 64003 | WTG1 | WT | OP | NA | WND |  | 292792 |  |  | EIA Prime Mover-level Data
2021 | NY | Interfaith Medical Center | 64004 | EGB17 | IC | SB | NA | DFO
2021 | OR | SulusSolar33 | 64006 | SS33 | PV | OP | NA | SUN |  | 41774 |  |  | EIA Prime Mover-level Data
2021 | OR | SulusSolar28 | 64007 | SS28 | PV | OP | NA | SUN |  | 41183 |  |  | EIA Prime Mover-level Data
2021 | OR | MilfordSolar OR | 64008 | MS | PV | OP | NA | SUN |  | 40749 |  |  | EIA Prime Mover-level Data
2021 | OR | BristolSolar | 64009 | BS | PV | OP | NA | SUN |  | 38292 |  |  | EIA Prime Mover-level Data
2021 | VA | Energix Hollyfield, LLC | 64010 | ENX06 | PV | OP | NA | SUN |  | 80507 |  |  | EIA Prime Mover-level Data
2021 | GA | Bainbridge Solar | 64011 | 6359 | PV | OP | NA | SUN |  | 17758 |  |  | EIA Prime Mover-level Data
2021 | IL | Somonauk Road Solar 1 | 64013 | 6344 | PV | OP | NA | SUN |  | 29757 |  |  | EIA Prime Mover-level Data
2021 | MA | 28 Livermore Hill Road Solar | 64014 | 7405 | PV | OP | NA | SUN |  | 65235 |  |  | EIA Prime Mover-level Data
2021 | VA | Energix Buckingham, LLC | 64015 | ENX05 | PV | OP | NA | SUN |  | 126216 |  |  | EIA Prime Mover-level Data
2021 | IL | Edwardsville Solar II | 64016 | 6777 | PV | OP | NA | SUN |  | 12495 |  |  | EIA Prime Mover-level Data
2021 | NY | Brick Church Solar | 64017 | 7405 | PV | OP | NA | SUN |  | 53437 |  |  | EIA Prime Mover-level Data
2021 | IL | Route 76 Boone Solar 1 | 64018 | 7724 | PV | OP | NA | SUN |  | 35382 |  |  | EIA Prime Mover-level Data
2021 | VA | Altavista Solar | 64019 | ATLA | PV | OP | NA | SUN |  | 1208246 |  |  | EIA Prime Mover-level Data
2021 | WI | West Riverside Energy Center | 64020 | CTG3 | CT | OP | NA | NG |  | 5002876.873 | 13.4416 | 0.0053736 | EIA Unit-level Data | NEI avg EF - PM, fuel type
2021 | WI | West Riverside Energy Center | 64020 | CTG4 | CT | OP | NA | NG |  | 8359654.572 | 22.4605 | 0.0053736 | EIA Unit-level Data | NEI avg EF - PM, fuel type
2021 | WI | West Riverside Energy Center | 64020 | PV1 | PV | OP | NA | SUN |  | 1548 |  |  | EIA Prime Mover-level Data
2021 | WI | West Riverside Energy Center | 64020 | STG2 | CA | OP | NA | NG |  | 0 | 0 |  | EIA Unit-level Data | Estimated using an emission factor
2021 | CO | Alden Solar CSG LLC | 64021 | 225 | PV | OP | NA | SUN |  | 30916 |  |  | EIA Prime Mover-level Data
2021 | OR | SulusSolar22 | 64022 | SS22 | PV | OP | NA | SUN |  | 34073 |  |  | EIA Prime Mover-level Data
2021 | NJ | 10 Finderne Avenue Solar, LLC | 64023 | 246 | PV | OP | NA | SUN |  | 30817 |  |  | EIA Prime Mover-level Data
2021 | CO | Monte Vista Solar 2 CSG, LLC | 64024 | 262 | PV | OP | NA | SUN |  | 38326 |  |  | EIA Prime Mover-level Data
2021 | NJ | 101 Carnegie Center Solar, LLC | 64025 | 297 | PV | OP | NA | SUN |  | 15810 |  |  | EIA Prime Mover-level Data
2021 | TX | ANSON Solar Center, LLC | 64026 | SF1 | PV | OP | NA | SUN |  | 3245124 |  |  | EIA Prime Mover-level Data
2021 | CA | SB Water Reclamation Fuel Cell | 64027 | MB19 | FC | OP | NA | OBG |  | 52629 | 0 | 0 | EIA Prime Mover-level Data | Estimated using an emission factor
2021 | CA | San Diego - EMDF at San Diego | 64028 | EMDF | PV | OP | NA | SUN |  | 15184 |  |  | EIA Prime Mover-level Data
2021 | MN | Bauer Solar CSG | 64029 | TC3 | PV | OP | NA | SUN
2021 | NY | Kenmare - Sullivan Community College | 64030 | GEN1 | PV | OP | NA | SUN |  | 22011 |  |  | EIA Prime Mover-level Data
2021 | CO | Fremont CO 1, LLC | 64031 | 228 | PV | OP | NA | SUN |  | 34772 |  |  | EIA Prime Mover-level Data
2021 | OR | GreenparkSolar | 64033 | GS | PV | OP | NA | SUN |  | 17510 |  |  | EIA Prime Mover-level Data
2021 | OR | SulusSolar25 | 64034 | SS25 | PV | OP | NA | SUN |  | 28907 |  |  | EIA Prime Mover-level Data
2021 | NC | Powatan Road Solar | 64035 | POWTN | PV | OP | NA | SUN |  | 37133 |  |  | EIA Prime Mover-level Data
2021 | IL | Apple Canyon Lake Solar | 64040 | 1 | PV | OP | NA | SUN |  | 29624 |  |  | EIA Prime Mover-level Data
2021 | NY | Wappinger 9D Solar | 64041 | 4683 | PV | OP | NA | SUN |  | 21940 |  |  | EIA Prime Mover-level Data
2021 | MA | Montague Road Solar | 64042 | 3958 | PV | OP | NA | SUN |  | 43215 |  |  | EIA Prime Mover-level Data
2021 | IL | Olney Solar II CSG | 64043 | 6778 | PV | OP | NA | SUN |  | 14510 |  |  | EIA Prime Mover-level Data
2021 | NY | Off Airport Road - West | 64044 | 7141 | PV | OP | NA | SUN |  | 55694 |  |  | EIA Prime Mover-level Data
2021 | MA | Fitchburg Renewables | 64045 | 4648 | PV | OP | NA | SUN |  | 54040 |  |  | EIA Prime Mover-level Data
2021 | NY | 6140 Route 209 - North | 64046 | 7140 | PV | OP | NA | SUN |  | 53818 |  |  | EIA Prime Mover-level Data
2021 | OR | SulusSolar29 | 64048 | SS29 | PV | OP | NA | SUN |  | 30907 |  |  | EIA Prime Mover-level Data
2021 | CA | San Diego - NCRC at Vista | 64049 | NCRC | PV | OP | NA | SUN |  | 17004 |  |  | EIA Prime Mover-level Data
2021 | OR | Orchard Windfarm 2, LLC | 64051 | OCHW2 | WT | OP | NA | WND |  | 129533 |  |  | EIA Prime Mover-level Data
2021 | OR | Orchard Windfarm 3, LLC | 64052 | OCHW3 | WT | OP | NA | WND |  | 126854 |  |  | EIA Prime Mover-level Data
2021 | OR | Orchard Windfarm 4, LLC | 64053 | OCHW4 | WT | OP | NA | WND |  | 130823 |  |  | EIA Prime Mover-level Data
2021 | NM | Clines Corners Wind Farm LLC | 64054 | 1 | WT | OP | NA | WND |  | 1034287 |  |  | EIA Prime Mover-level Data
2021 | CA | Wonderful Orchards - New Columbia | 64055 | WOC | PV | OP | NA | SUN |  | 92312 |  |  | EIA Prime Mover-level Data
2021 | MN | T Luhman CSG | 64056 | TLU01 | PV | OP | NA | SUN |  | 4466 |  |  | EIA Prime Mover-level Data
2021 | OR | Wheatridge 1 | 64057 | WND | WT | OP | NA | WND |  | 3020848 |  |  | EIA Prime Mover-level Data
2021 | IL | 2662 Freeport Solar 1 CSG | 64058 | FREE | PV | OP | NA | SUN |  | 33701 |  |  | EIA Prime Mover-level Data
2021 | IL | Whiteside Solar 1 CSG | 64059 | WSIDE | PV | OP | NA | SUN |  | 36715 |  |  | EIA Prime Mover-level Data
2021 | MA | SELCO Community Solar | 64060 | SELCO | PV | OP | NA | SUN |  | 42570 |  |  | EIA Prime Mover-level Data
2021 | SC | Hecate Energy West Newberry, LLC | 64061 | HEWNB | PV | OP | NA | SUN |  | 18438 |  |  | EIA Prime Mover-level Data
2021 | NM | Duran Mesa LLC | 64065 | 1 | WT | OP | NA | WND |  | 369107 |  |  | EIA Prime Mover-level Data
2021 | NM | Tecolote Wind LLC | 64066 | 1 | WT | OP | NA | WND |  | 806685 |  |  | EIA Prime Mover-level Data
2021 | MN | Camp Ripley Solar | 64072 | CR1 | PV | OP | NA | SUN |  | 152099 |  |  | EIA Prime Mover-level Data
2021 | KS | Cimarron Bend III | 64074 | 3 | WT | OP | NA | WND |  | 7143066 |  |  | EIA Prime Mover-level Data
2021 | ME | Pittsfield Solar LLC | 64078 | PSLLC | PV | OP | NA | SUN |  | 147430 |  |  | EIA Prime Mover-level Data
2021 | TX | CatanSolar | 64079 | CS | PV | OP | NA | SUN |  | 206149 |  |  | EIA Prime Mover-level Data
2021 | WI | Dane County Airport Solar | 64080 | 1 | PV | OP | NA | SUN |  | 147616 |  |  | EIA Prime Mover-level Data
2021 | NY | Blanchard Road 1 Community Solar | 64084 | BR1CS | PV | OP | NA | SUN |  | 62538 |  |  | EIA Prime Mover-level Data
2021 | RI | North Providence | 64085 | CPRI2 | PV | OP | NA | SUN |  | 31966 |  |  | EIA Prime Mover-level Data
2021 | NY | Blanchard Road 2 Community Solar | 64087 | BR2CS | PV | OP | NA | SUN |  | 65978 |  |  | EIA Prime Mover-level Data
2021 | NY | NYS Rte 12 Community Solar | 64090 | NYR12 | PV | OP | NA | SUN |  | 57965 |  |  | EIA Prime Mover-level Data
2021 | NY | Moore Road Community Solar | 64091 | MROCS | PV | OP | NA | SUN |  | 52217 |  |  | EIA Prime Mover-level Data
2021 | NY | Great Lakes Seaway Community Solar | 64092 | GLSCS | PV | OP | NA | SUN |  | 69338 |  |  | EIA Prime Mover-level Data
2021 | VA | Montross Solar | 64093 | MOSO | PV | OP | NA | SUN |  | 343374 |  |  | EIA Prime Mover-level Data
2021 | NJ | Samuel Mickle School | 64096 | 248 | PV | OP | NA | SUN |  | 13919 |  |  | EIA Prime Mover-level Data
2021 | MI | Electric City Solar | 64097 | 232 | PV | OP | NA | SUN |  | 233259 |  |  | EIA Prime Mover-level Data
2021 | NV | Tesla Reno GigaFactory | 64098 | 1 | PV | OP | NA | SUN |  | 2768.889 |  |  | EIA Prime Mover-level Data
2021 | NV | Tesla Reno GigaFactory | 64098 | 2 | PV | OP | NA | SUN |  | 3461.111 |  |  | EIA Prime Mover-level Data
2021 | NV | Tesla Reno GigaFactory | 64098 | 5 | PV | OP | NA | SUN |  | 6230 |  |  | EIA Prime Mover-level Data
2021 | MN | Tweite Community Solar LLC | 64099 | TWEIT | PV | OP | NA | SUN |  | 18534 |  |  | EIA Prime Mover-level Data
2021 | IL | Morgan Solar 4, LLC CSG | 64100 | MORG | PV | OP | NA | SUN |  | 35399 |  |  | EIA Prime Mover-level Data
2021 | PA | Mid-River PA, LLC (ABE4) | 64101 | 259 | PV | OP | NA | SUN |  | 40120 |  |  | EIA Prime Mover-level Data
2021 | NY | GE 19th Hole | 64102 | GE19H | PV | OP | NA | SUN |  | 90314 |  |  | EIA Prime Mover-level Data
2021 | CA | Desert Harvest II LLC | 64103 | DH002 | PV | OP | NA | SUN |  | 1667878 |  |  | EIA Prime Mover-level Data
2021 | CA | Desert Harvest II LLC | 64103 | DH003 | BA | OP | NA | MWH |  | 0 |  |  | EIA Prime Mover-level Data
2021 | CA | Maverick Solar 4, LLC | 64104 | MAV02 | PV | OP | NA | SUN |  | 2643447 |  |  | EIA Prime Mover-level Data
2021 | CA | Maverick Solar 6, LLC | 64105 | MAV03 | PV | OP | NA | SUN |  | 1004229 |  |  | EIA Prime Mover-level Data
2021 | CA | Maverick Solar 7, LLC | 64106 | MAV05 | PV | OP | NA | SUN |  | 81577 |  |  | EIA Prime Mover-level Data
2021 | MA | Canton | 64107 | CPMA1 | PV | OP | NA | SUN |  | 55137 |  |  | EIA Prime Mover-level Data
2021 | RI | Gold Meadow Farms | 64108 | CPRI7 | PV | OP | NA | SUN |  | 246543 |  |  | EIA Prime Mover-level Data
2021 | MA | Ravenbrook | 64109 | CPMA2 | PV | OP | NA | SUN |  | 61760 |  |  | EIA Prime Mover-level Data
2021 | MA | Hudson | 64110 | CPMA6 | PV | OP | NA | SUN |  | 51237 |  |  | EIA Prime Mover-level Data
2021 | RI | A Street 2 | 64111 | CPRI5 | PV | OP | NA | SUN |  | 25593 |  |  | EIA Prime Mover-level Data
2021 | MA | Berkley | 64112 | CPMA3 | PV | OP | NA | SUN |  | 36850 |  |  | EIA Prime Mover-level Data
2021 | RI | Kilvert | 64113 | CPRI1 | PV | OP | NA | SUN |  | 73919 |  |  | EIA Prime Mover-level Data
2021 | RI | A Street 1 | 64114 | CPRI4 | PV | OP | NA | SUN |  | 17686 |  |  | EIA Prime Mover-level Data
2021 | MA | Carver | 64115 | CPMA4 | PV | OP | NA | SUN |  | 18058 |  |  | EIA Prime Mover-level Data
2021 | RI | Plainfield Pike | 64116 | CPRI6 | PV | OP | NA | SUN |  | 31878 |  |  | EIA Prime Mover-level Data
2021 | NC | Meadowlark Solar | 64117 | MLS01 | PV | OP | NA | SUN |  | 79951 |  |  | EIA Prime Mover-level Data
2021 | NC | Nash 97 Solar 2 | 64118 | N97S2 | PV | OP | NA | SUN |  | 76253 |  |  | EIA Prime Mover-level Data
2021 | NC | Nickelson Solar 2 | 64119 | NS2 | PV | OP | NA | SUN |  | 84616 |  |  | EIA Prime Mover-level Data
2021 | MA | Chicopee | 64120 | CPMA5 | PV | OP | NA | SUN |  | 23575 |  |  | EIA Prime Mover-level Data
2021 | NC | Siler City Solar 2 | 64121 | SCS2 | PV | OP | NA | SUN |  | 86114 |  |  | EIA Prime Mover-level Data
2021 | IL | Marlow Solar, LLC CSG | 64122 | MARL | PV | OP | NA | SUN |  | 35337 |  |  | EIA Prime Mover-level Data
2021 | CO | James W. Broderick Hydropower Plant | 64123 | GEN35 | HY | OP | NA | WAT |  | 71759.8 |  |  | EIA Prime Mover-level Data
2021 | CO | James W. Broderick Hydropower Plant | 64123 | GEN40 | HY | OP | NA | WAT |  | 82011.2 |  |  | EIA Prime Mover-level Data
2021 | IL | IGS Stockton DG CSG | 64124 | BREW | PV | OP | NA | SUN |  | 15833.5 |  |  | EIA Prime Mover-level Data
2021 | IL | IGS Stockton DG CSG | 64124 | BREW2 | PV | OP | NA | SUN |  | 15833.5 |  |  | EIA Prime Mover-level Data
2021 | NY | Podunque Road CSG | 64125 | TWNSD | PV | OP | NA | SUN |  | 54296 |  |  | EIA Prime Mover-level Data
2021 | NY | County Road 16 | 64126 | ORNGE | PV | OP | NA | SUN |  | 24787 |  |  | EIA Prime Mover-level Data
2021 | NY | Townsend Road(CSG) | 64127 | PODNQ | PV | OP | NA | SUN |  | 2883 |  |  | EIA Prime Mover-level Data
2021 | MA | Ware Palmer Road Solar LLC CSG | 64128 | WPRB | BA | OP | NA | MWH
2021 | MA | Ware Palmer Road Solar LLC CSG | 64128 | WPRS | PV | OP | NA | SUN |  | 9374 |  |  | EIA Prime Mover-level Data
2021 | MA | East Brookfield Adams Road Solar LLC CSG | 64129 | EBARB | BA | OP | NA | MWH
2021 | MA | East Brookfield Adams Road Solar LLC CSG | 64129 | EBARS | PV | OP | NA | SUN |  | 17996 |  |  | EIA Prime Mover-level Data
2021 | MN | REG Juhl Glenville Wind, LLC | 64130 | RJGW | WT | OP | NA | WND |  | 71363 |  |  | EIA Prime Mover-level Data
2021 | MA | Kenmare - Mansfield Branch Street | 64137 | GEN1 | PV | OP | NA | SUN |  | 19163 |  |  | EIA Prime Mover-level Data
2021 | KS | Irish Creek Wind | 64138 | ICW1 | WT | OP | NA | WND |  | 921591 |  |  | EIA Prime Mover-level Data
2021 | MA | BWC Stony Brook, LLC Hybrid | 64140 | BESS | BA | OP | NA | MWH |  | 0 |  |  | EIA Prime Mover-level Data
2021 | MA | BWC Stony Brook, LLC Hybrid | 64140 | BSBPV | PV | OP | NA | SUN |  | 3343 |  |  | EIA Prime Mover-level Data
2021 | CA | Still Water Power | 64141 | 4 | IC | OP | NA | OBG |  | 55591 | 0.40859 | 0.0147 | EIA Prime Mover-level Data | Estimated using an emission factor
2021 | NJ | LabCorp Engine | 64142 | LCG | IC | OP | NA | NG |  | 8473 | 0.0017878 | 0.000422 | EIA Prime Mover-level Data | Estimated using an emission factor
2021 | NY | Bloom-Altice Fuel Cell | 64143 | BLA | FC | OP | NA | NG |  | 116556 | 0 | 0 | EIA Prime Mover-level Data | Estimated using an emission factor
2021 | NC | Harts Mill Solar, LLC | 64144 | HMS01 | PV | OP | NA | SUN |  | 1514373 |  |  | EIA Prime Mover-level Data
2021 | MA | ZPD-PT Solar Project 2017-038 Hybrid LLC | 64147 | DRAES | BA | OP | NA | MWH |  | 0 |  |  | EIA Prime Mover-level Data
2021 | MA | ZPD-PT Solar Project 2017-038 Hybrid LLC | 64147 | DRAPV | PV | OP | NA | SUN |  | 31721 |  |  | EIA Prime Mover-level Data
2021 | GA | Lancaster Solar GA | 64150 | LANCR | PV | OP | NA | SUN |  | 73839 |  |  | EIA Prime Mover-level Data
2021 | GA | SR Perry | 64151 | PERRY | PV | OP | NA | SUN |  | 59513 |  |  | EIA Prime Mover-level Data
2021 | CO | SR Rattlesnake | 64152 | SNAKE | PV | OP | NA | SUN |  | 141762 |  |  | EIA Prime Mover-level Data
2021 | MN | Novel Novak Solar LLC CSG | 64153 | NOVAK | PV | OP | NA | SUN |  | 2866 |  |  | EIA Prime Mover-level Data
2021 | OH | Clyde Peaking Engine | 64157 | CPG | IC | OP | NA | NG |  | 88430 | 0.018659 | 0.000422 | EIA Prime Mover-level Data | Estimated using an emission factor
2021 | VA | Mechanicsville Solar | 64158 | MECH | PV | OP | NA | SUN |  | 507289 |  |  | EIA Prime Mover-level Data
2021 | IL | Morgan Solar 2, LLC CSG | 64159 | MRG2 | PV | OP | NA | SUN |  | 34762 |  |  | EIA Prime Mover-level Data
2021 | MA | Newton Rumford Landfill | 64162 | 7759A | PV | OP | NA | SUN |  | 23055 |  |  | EIA Prime Mover-level Data
2021 | NC | Albemarle Beach Solar | 64169 | BEACH | PV | OP | NA | SUN |  | 1840254 |  |  | EIA Prime Mover-level Data
2021 | MA | BWC Muddy Brook, LLC Hybrid | 64170 | MBES | BA | OP | NA | MWH |  | 0 |  |  | EIA Prime Mover-level Data
2021 | MA | BWC Muddy Brook, LLC Hybrid | 64170 | MBPV | PV | OP | NA | SUN |  | 504 |  |  | EIA Prime Mover-level Data
2021 | OK | Rockhaven Wind Project, LLC | 64172 | RHWWT | WT | OP | NA | WND |  | 380276 |  |  | EIA Prime Mover-level Data
2021 | NC | Lotus | 64173 | 1305 | PV | OP | NA | SUN |  | 63811 |  |  | EIA Prime Mover-level Data
2021 | NC | Big Boy | 64174 | 1303 | PV | OP | NA | SUN |  | 40323 |  |  | EIA Prime Mover-level Data
2021 | NC | Beth | 64175 | 1302 | PV | OP | NA | SUN |  | 72186 |  |  | EIA Prime Mover-level Data
2021 | NC | Charlie | 64176 | 1304 | PV | OP | NA | SUN |  | 65491 |  |  | EIA Prime Mover-level Data
2021 | IA | CED Centerville Wind | 64178 | CENTW | WT | OP | NA | WND |  | 10258 |  |  | EIA Prime Mover-level Data
2021 | IA | IA - City of Ames - Airport Road | 64179 | 17000 | PV | OP | NA | SUN |  | 27704 |  |  | EIA Prime Mover-level Data
2021 | MD | MD - CS - Potomac Edison Co - GA29 TPE | 64180 | 19002 | PV | OP | NA | SUN |  | 24018 |  |  | EIA Prime Mover-level Data
2021 | MA | BWC Lake Lashaway, LLC Hybrid | 64182 | DRAES | BA | OP | NA | MWH |  | 0 |  |  | EIA Prime Mover-level Data
2021 | MA | BWC Lake Lashaway, LLC Hybrid | 64182 | DRAPV | PV | OP | NA | SUN |  | 6739 |  |  | EIA Prime Mover-level Data
2021 | IA | Independence Wind Farm | 64183 | IWE | WT | OP | NA | WND |  | 182811 |  |  | EIA Prime Mover-level Data
2021 | MA | ZPD-PT Solar Project 2017-044 LLC CSG | 64184 | DRAPV | PV | OP | NA | SUN |  | 443 |  |  | EIA Prime Mover-level Data
2021 | MA | ZPD-PT Solar Project 2017-023 LLC Hybrid CSG | 64185 | DRAES | BA | OP | NA | MWH |  | 0 |  |  | EIA Prime Mover-level Data
2021 | MA | ZPD-PT Solar Project 2017-023 LLC Hybrid CSG | 64185 | DRAPV | PV | OP | NA | SUN |  | 26671 |  |  | EIA Prime Mover-level Data
2021 | MA | ZPD-PT Solar Project 2017-021 LLC Hybrid CSG | 64187 | DRAES | BA | OP | NA | MWH |  | 0 |  |  | EIA Prime Mover-level Data
2021 | MA | ZPD-PT Solar Project 2017-021 LLC Hybrid CSG | 64187 | DRAPV | PV | OP | NA | SUN |  | 14972 |  |  | EIA Prime Mover-level Data
2021 | HI | Waipio Peninsula | 64190 | 82803 | PV | OP | NA | SUN |  | 219536 |  |  | EIA Prime Mover-level Data
2021 | GA | SR Lumpkin | 64191 | LUMP | PV | OP | NA | SUN |  | 52324 |  |  | EIA Prime Mover-level Data
2021 | NC | Bo Biggs Solar | 64192 | BB08 | PV | OP | NA | SUN |  | 80357 |  |  | EIA Prime Mover-level Data
2021 | NC | Moore Solar | 64193 | MR01 | PV | OP | NA | SUN |  | 77526 |  |  | EIA Prime Mover-level Data
2021 | NJ | 510 Carnegie Center | 64194 | 313 | PV | OP | NA | SUN |  | 17208 |  |  | EIA Prime Mover-level Data
2021 | NJ | 701 Carnegie Center | 64195 | 313 | PV | OP | NA | SUN |  | 13539 |  |  | EIA Prime Mover-level Data
2021 | WA | Horn Rapids Solar, Storage and Training | 64198 | HRBE | BA | OP | NA | MWH |  | 0 |  |  | EIA Prime Mover-level Data
2021 | WA | Horn Rapids Solar, Storage and Training | 64198 | HRPV | PV | OP | NA | SUN |  | 50758 |  |  | EIA Prime Mover-level Data
2021 | CO | Jack's Solar Garden | 64200 | JSG | PV | OP | NA | SUN |  | 17315 |  |  | EIA Prime Mover-level Data
2021 | IL | McDonough Solar 1, LLC CSG | 64201 | MC1B | PV | OP | NA | SUN |  | 18097.5 |  |  | EIA Prime Mover-level Data
2021 | IL | McDonough Solar 1, LLC CSG | 64201 | MCDH | PV | OP | NA | SUN |  | 18097.5 |  |  | EIA Prime Mover-level Data
2021 | TX | Elara Solar | 64204 | ELARA | PV | OP | NA | SUN |  | 340350 |  |  | EIA Prime Mover-level Data
2021 | IN | Crane Battery Energy Storage System | 64207 | ES1 | BA | OP | NA | MWH
2021 | GA | Baxley | 64211 | BAXLY | PV | OP | NA | SUN |  | 537133 |  |  | EIA Prime Mover-level Data
2021 | CT | Blair Solar | 64217 | BLAIR | PV | OP | NA | SUN |  | 12054 |  |  | EIA Prime Mover-level Data
2021 | CT | Madison Solar | 64218 | MADIS | PV | OP | NA | SUN |  | 11397 |  |  | EIA Prime Mover-level Data
2021 | CT | Few Solar | 64219 | FEW | PV | OP | NA | SUN |  | 12054 |  |  | EIA Prime Mover-level Data
2021 | CA | Wonderful Orchards - Westside | 64220 | WOC | PV | OP | NA | SUN |  | 49193 |  |  | EIA Prime Mover-level Data
2021 | CA | Wonderful Orchards - Belridge | 64221 | WOC | PV | OP | NA | SUN |  | 75301 |  |  | EIA Prime Mover-level Data
2021 | NE | Burt County Solar Hybrid | 64222 | 1 | PV | OP | NA | SUN |  | 9072 |  |  | EIA Prime Mover-level Data
2021 | NE | Burt County Solar Hybrid | 64222 | 2 | BA | OP | NA | MWH |  | 0 |  |  | EIA Prime Mover-level Data
2021 | NE | Dodge County Solar Hybrid | 64223 | 1 | PV | OP | NA | SUN |  | 9126 |  |  | EIA Prime Mover-level Data
2021 | NE | Dodge County Solar Hybrid | 64223 | 2 | BA | OP | NA | MWH |  | 0 |  |  | EIA Prime Mover-level Data
2021 | IL | Dressor Plains Solar, LLC | 64224 | DPS | PV | OP | NA | SUN |  | 636511 |  |  | EIA Prime Mover-level Data
2021 | MO | Prosperity Solar Farm CSG | 64225 | PROS1 | PV | OP | NA | SUN |  | 11081 |  |  | EIA Prime Mover-level Data
2021 | GA | Curry Solar | 64226 | CURRY | PV | OP | NA | SUN |  | 19872 |  |  | EIA Prime Mover-level Data
2021 | TX | Alexis Solar, LLC | 64227 | 12001 | PV | OP | NA | SUN |  | 74000 |  |  | EIA Prime Mover-level Data
2021 | IL | Blue Goose Solar CSG | 64228 | BLGS | PV | OP | NA | SUN |  | 35232 |  |  | EIA Prime Mover-level Data
2021 | IL | Iroquois Solar 1B LLC CSG | 64229 | IROQ | PV | OP | NA | SUN |  | 35169 |  |  | EIA Prime Mover-level Data
2021 | IN | Indiana Crossroads Wind Farm LLC | 64230 | GEN01 | WT | OP | NA | WND |  | 490160 |  |  | EIA Prime Mover-level Data
2021 | MA | Hadley 3 Solar (North) | 64231 | 3093 | PV | OP | NA | SUN |  | 20781 |  |  | EIA Prime Mover-level Data
2021 | MA | Hadley 3 Solar (South) | 64232 | 6554 | PV | OP | NA | SUN |  | 28069 |  |  | EIA Prime Mover-level Data
2021 | NC | Solar Lee, LLC | 64237 | 002 | PV | OP | NA | SUN |  | 86210 |  |  | EIA Prime Mover-level Data
2021 | NC | Acme Solar, LLC | 64238 | 018 | PV | OP | NA | SUN |  | 82354 |  |  | EIA Prime Mover-level Data
2021 | MN | St. Cloud Hydro | 64242 | GEN#1 | HY | OP | NA | WAT |  | 171983 |  |  | EIA Prime Mover-level Data
2021 | MN | St. Cloud Hydro | 64242 | GEN#2 | HY | OP | NA | WAT |  | 171983 |  |  | EIA Prime Mover-level Data
2021 | IL | Sullivan B Community Solar LLC | 64243 | SULL | PV | OP | NA | SUN |  | 32401 |  |  | EIA Prime Mover-level Data
2021 | IN | Anderson 3 | 64244 | SAND3 | PV | OP | NA | SUN |  | 769 |  |  | EIA Prime Mover-level Data
2021 | IN | Anderson 5 | 64245 | SAND5 | PV | OP | NA | SUN |  | 13079 |  |  | EIA Prime Mover-level Data
2021 | IN | Peru 2 | 64246 | PERU2 | PV | OP | NA | SUN |  | 114287 |  |  | EIA Prime Mover-level Data
2021 | IN | Richmond 5 | 64247 | RICH5 | PV | OP | NA | SUN |  | 79782 |  |  | EIA Prime Mover-level Data
2021 | IN | Anderson 4 | 64248 | SAND4 | PV | OP | NA | SUN |  | 42118 |  |  | EIA Prime Mover-level Data
2021 | MI | Pickford Solar | 64251 | PICK1 | PV | OP | NA | SUN |  | 89386 |  |  | EIA Prime Mover-level Data
2021 | IL | Kent School Road Solar 1 | 64254 | KENT | PV | OP | NA | SUN |  | 36335 |  |  | EIA Prime Mover-level Data
2021 | IL | Schulte 2 Community Solar | 64257 | SCHU | PV | OP | NA | SUN |  | 31950 |  |  | EIA Prime Mover-level Data
2021 | AR | Forrest City- Prison Site | 64261 | 361 | PV | OP | NA | SUN |  | 9878 |  |  | EIA Prime Mover-level Data
2021 | AR | Forrest City- Eldridge Road | 64262 | 453 | PV | OP | NA | SUN |  | 11249 |  |  | EIA Prime Mover-level Data
2021 | AR | Hot Springs 2020 | 64263 | 364 | PV | OP | NA | SUN |  | 9322 |  |  | EIA Prime Mover-level Data
2021 | CA | Las Virgenes | 64264 | 298 | PV | OP | NA | SUN |  | 55084 |  |  | EIA Prime Mover-level Data
2021 | CO | Rock Creek 2 CSG | 64265 | 263 | PV | OP | NA | SUN |  | 35079 |  |  | EIA Prime Mover-level Data
2021 | CO | Alamosa Solar South CSG | 64266 | 264 | PV | OP | NA | SUN |  | 38521 |  |  | EIA Prime Mover-level Data
2021 | CA | Valencia 2 | 64267 | 265 | PV | OP | NA | SUN |  | 65040 |  |  | EIA Prime Mover-level Data
2021 | VT | Lawrence Brook | 64268 | 280 | PV | OP | NA | SUN |  | 26094 |  |  | EIA Prime Mover-level Data
2021 | IL | Kankakee Solar 4 LLC | 64269 | KANK | PV | OP | NA | SUN |  | 33179 |  |  | EIA Prime Mover-level Data
2021 | CA | ESCA-LL-COLTON, LLC | 64270 | COLT1 | PV | OP | NA | SUN |  | 4943 |  |  | EIA Prime Mover-level Data
2021 | NC | 1051 Lucky Solar, LLC | 64271 | 018 | PV | OP | NA | SUN |  | 40970 |  |  | EIA Prime Mover-level Data
2021 | NC | Sweet Tea Solar, LLC | 64273 | 018 | PV | OP | NA | SUN |  | 45887 |  |  | EIA Prime Mover-level Data
2021 | GA | Bulloch Neville Farms | 64275 | BNF | PV | OP | NA | SUN |  | 51750 |  |  | EIA Prime Mover-level Data
2021 | GA | Franklin Milliken | 64276 | FM | PV | OP | NA | SUN |  | 56815 |  |  | EIA Prime Mover-level Data
2021 | GA | Greene Durham | 64277 | GD | PV | OP | NA | SUN |  | 55897 |  |  | EIA Prime Mover-level Data
2021 | GA | Lowndes IDA | 64278 | LIDA | PV | OP | NA | SUN |  | 25671 |  |  | EIA Prime Mover-level Data
2021 | GA | Lowndes Tycor Farms | 64279 | LTF | PV | OP | NA | SUN |  | 42606 |  |  | EIA Prime Mover-level Data
2021 | GA | Meriwether Jackson | 64280 | MJ | PV | OP | NA | SUN |  | 55561 |  |  | EIA Prime Mover-level Data
2021 | GA | Murray Treadwell Farms | 64281 | MTF | PV | OP | NA | SUN |  | 55515 |  |  | EIA Prime Mover-level Data
2021 | GA | Putnam Erickson | 64282 | PE | PV | OP | NA | SUN |  | 48389 |  |  | EIA Prime Mover-level Data
2021 | GA | Terrell Riles Stovall | 64283 | TRS | PV | OP | NA | SUN |  | 30968 |  |  | EIA Prime Mover-level Data
2021 | GA | Troup RC50 II | 64284 | TRC50 | PV | OP | NA | SUN |  | 27023 |  |  | EIA Prime Mover-level Data
2021 | GA | Ware Avra I | 64285 | WA1 | PV | OP | NA | SUN |  | 52413 |  |  | EIA Prime Mover-level Data
2021 | GA | Ware Avra II | 64286 | WA2 | PV | OP | NA | SUN |  | 36018 |  |  | EIA Prime Mover-level Data
2021 | MO | Renewable Energy Center at BJH | 64288 | RECBJ | PV | OP | NA | SUN |  | 16465 |  |  | EIA Prime Mover-level Data
2021 | CA | SE Athos II, LLC | 64290 | IPAT2 | PV | OP | NA | SUN |  | 294109 |  |  | EIA Prime Mover-level Data
2021 | NY | Lincoln Medical and Mental Health Center | 64291 | A1 | IC | OP | NA | DFO
2021 | NY | Lincoln Medical and Mental Health Center | 64291 | A2 | IC | OP | NA | DFO
2021 | NY | Lincoln Medical and Mental Health Center | 64291 | A3 | IC | OP | NA | DFO
2021 | NY | Lincoln Medical and Mental Health Center | 64291 | B1 | BA | OP | NA | MWH
2021 | NY | Lincoln Medical and Mental Health Center | 64291 | B2 | BA | OP | NA | MWH
2021 | NY | Lincoln Medical and Mental Health Center | 64291 | B3 | BA | OP | NA | MWH
2021 | TX | Alvin | 64293 | ALVIN | BA | OP | NA | MWH
2021 | TX | Odessa | 64294 | ODSA | BA | OP | NA | MWH
2021 | TX | Angleton | 64295 | ANGLE | BA | OP | NA | MWH
2021 | TX | Brazoria | 64296 | BRAZ | BA | OP | NA | MWH
2021 | TX | Heights | 64297 | H8S | BA | OP | NA | MWH
2021 | TX | Magnolia TX | 64298 | MANGO | BA | OP | NA | MWH
2021 | RI | Roger Williams - Melville at Portsmouth | 64299 | MEL | PV | OP | NA | SUN |  | 33303 |  |  | EIA Prime Mover-level Data
2021 | FL | Fort Drum Energy Center | 64300 | FORTD | PV | OP | NA | SUN |  | 713878 |  |  | EIA Prime Mover-level Data
2021 | FL | Willow Solar Energy Center | 64301 | WILLO | PV | OP | NA | SUN |  | 886440 |  |  | EIA Prime Mover-level Data
2021 | IL | Lafayette 2 - McHenry Franks 1 | 64302 | GEN1 | PV | OP | NA | SUN |  | 37009 |  |  | EIA Prime Mover-level Data
2021 | IL | Lafayette 2 - McHenry Franks 2 | 64303 | GEN1 | PV | OP | NA | SUN |  | 31976 |  |  | EIA Prime Mover-level Data
2021 | IL | Lafayette 2 - Kankakee Yonke | 64304 | GEN1 | PV | OP | NA | SUN |  | 36166 |  |  | EIA Prime Mover-level Data
2021 | LA | TCI France | 64305 | TCL1 | PV | OP | NA | SUN |  | 12424 |  |  | EIA Prime Mover-level Data
2021 | LA | TCI Alvar | 64306 | TCI2 | PV | OP | NA | SUN |  | 5651 |  |  | EIA Prime Mover-level Data
2021 | LA | New Orleans Solar Station | 64307 | NOSS | PV | OP | NA | SUN |  | 289370 |  |  | EIA Prime Mover-level Data
2021 | CA | Dissigno Healdsburg FPV, LLC | 64308 | HLDBG | PV | OP | NA | SUN |  | 54464 |  |  | EIA Prime Mover-level Data
2021 | KS | Soldier Creek Wind | 64309 | SCWKS | WT | OP | NA | WND |  | 9185514 |  |  | EIA Prime Mover-level Data
2021 | NY | Corning Riverview (CSG) | 64310 | CORN | PV | OP | NA | SUN |  | 53943 |  |  | EIA Prime Mover-level Data
2021 | NC | Sun Farm VIII, LLC | 64311 | SFS08 | PV | OP | NA | SUN |  | 52430 |  |  | EIA Prime Mover-level Data
2021 | TX | Bat Cave | 64312 | BC | BA | OP | NA | MWH |  | 0 |  |  | EIA Prime Mover-level Data
2021 | TX | Dickinson | 64314 | DIKN | BA | OP | NA | MWH
2021 | TX | Loop 463 | 64315 | LOOP | BA | OP | NA | MWH
2021 | TX | North Fork TX | 64317 | NF | BA | OP | NA | MWH |  | 0 |  |  | EIA Prime Mover-level Data
2021 | TX | Ranchtown | 64319 | RANCH | BA | OP | NA | MWH
2021 | TX | Sweeny | 64321 | SWNY | BA | OP | NA | MWH
2021 | CA | Coachella Hills Wind | 64323 | CHW | WT | OP | NA | WND |  | 1413626 |  |  | EIA Prime Mover-level Data
2021 | TX | Prospero Solar II | 64325 | PROSP | PV | OP | NA | SUN |  | 1760120 |  |  | EIA Prime Mover-level Data
2021 | CA | Summit Winds | 64326 | DYER | WT | OP | NA | WND |  | 597190.652 |  |  | EIA Prime Mover-level Data
2021 | CA | Summit Winds | 64326 | FRICK | WT | OP | NA | WND |  | 125724.348 |  |  | EIA Prime Mover-level Data
2021 | NJ | EDF Ph1 Toms River | 64327 | GEN1 | PV | OP | NA | SUN |  | 209862 |  |  | EIA Prime Mover-level Data
2021 | IL | AES Griggs Solar, LLC | 64328 | GRIG | PV | OP | NA | SUN |  | 34134 |  |  | EIA Prime Mover-level Data
2021 | IL | IGS East Central, LLC | 64329 | EAST | PV | OP | NA | SUN |  | 30118 |  |  | EIA Prime Mover-level Data
2021 | IL | SV CSG Lily Lake 2 LLC | 64330 | LILY | PV | OP | NA | SUN |  | 34107 |  |  | EIA Prime Mover-level Data
2021 | IL | Cedarville Road | 64331 | LENA | PV | OP | NA | SUN |  | 35072 |  |  | EIA Prime Mover-level Data
2021 | MT | Two Dot Wind Broadview East LLC | 64332 | CHL2 | WT | OP | NA | WND |  | 43438 |  |  | EIA Prime Mover-level Data
2021 | RI | WED Coventry Seven, LLC | 64333 | WED7 | PV | OP | NA | SUN |  | 30916 |  |  | EIA Prime Mover-level Data
2021 | RI | GD Glocester White Oak I, LLC | 64334 | GDWH | PV | OP | NA | SUN |  | 24071 |  |  | EIA Prime Mover-level Data
2021 | GA | Quitman II Solar | 64335 | QUIT2 | PV | OP | NA | SUN |  | 816951 |  |  | EIA Prime Mover-level Data
2021 | NE | Little Blue Wind Project, LLC | 64336 | WFW | WT | OP | NA | WND |  | 265635 |  |  | EIA Prime Mover-level Data
2021 | ME | Farmington Solar | 64337 | FNS | PV | OP | NA | SUN |  | 143708 |  |  | EIA Prime Mover-level Data
2021 | MD | 6685 Santa Barbara Ct | 64343 | SBAR | PV | OP | NA | SUN |  | 14708 |  |  | EIA Prime Mover-level Data
2021 | NY | Orbit Bloom Fuel Cell | 64350 | OBFC | FC | OP | NA | NG |  | 344425 | 0 | 0 | EIA Prime Mover-level Data | Estimated using an emission factor
2021 | NY | Amazon JFK8 Solar Project | 64351 | JFK8 | PV | OA | NA | SUN |  | 24699 |  |  | EIA Prime Mover-level Data
2021 | CO | NSE Camber BH CSG 2, LLC | 64355 | SC | PV | OP | NA | SUN |  | 619 |  |  | EIA Prime Mover-level Data
2021 | NJ | American Goldfinch SCS ACY2 NJ, LLC | 64360 | 30001 | PV | OP | NA | SUN |  | 38006 |  |  | EIA Prime Mover-level Data
2021 | IL | SCS American Bottoms 009885 Sauget, LLC | 64362 | 30004 | PV | OP | NA | SUN |  | 24708 |  |  | EIA Prime Mover-level Data
2021 | NC | ESA Boston Solar, LLC | 64363 | 30008 | PV | OP | NA | SUN |  | 85751 |  |  | EIA Prime Mover-level Data
2021 | IL | SCS Beltway 011754 Rock Falls, LLC | 64364 | 30005 | PV | OP | NA | SUN |  | 14573 |  |  | EIA Prime Mover-level Data
2021 | NE | Western Meadowlark Solar SCS NE 1, LLC | 64365 | 30003 | PV | OP | NA | SUN |  | 81593 |  |  | EIA Prime Mover-level Data
2021 | NC | Trojan Solar, LLC | 64366 | 30007 | PV | OP | NA | SUN |  | 86448 |  |  | EIA Prime Mover-level Data
2021 | NC | Zuma Solar, LLC | 64367 | 30006 | PV | OP | NA | SUN |  | 59141 |  |  | EIA Prime Mover-level Data
2021 | CT | Plainfield Solar 1 | 64370 | PLFD1 | PV | OP | NA | SUN |  | 10992 |  |  | EIA Prime Mover-level Data
2021 | NY | Cortlandville I Solar CSG | 64371 | CORT1 | PV | OP | NA | SUN |  | 5191 |  |  | EIA Prime Mover-level Data
2021 | NY | Sangerfield Solar CSG | 64372 | SNGFD | PV | OP | NA | SUN
2021 | NY | Clay Solar CSG | 64373 | CLAY1 | PV | OP | NA | SUN |  | 2592 |  |  | EIA Prime Mover-level Data
2021 | NY | Norwich Solar and Energy Storage CSG | 64374 | NRWCB | BA | OP | NA | MWH
2021 | NY | Norwich Solar and Energy Storage CSG | 64374 | NRWCH | PV | OP | NA | SUN |  | 10169 |  |  | EIA Prime Mover-level Data
2021 | IA | Decorah Battery | 64375 | BESS1 | BA | OP | NA | MWH
2021 | CA | Tranquillity ID | 64376 | TRANQ | PV | OP | NA | SUN |  | 25917 |  |  | EIA Prime Mover-level Data
2021 | NE | Milligan 1 Wind Farm | 64377 | SG275 | WT | OP | NA | WND |  | 2249113.35 |  |  | EIA Prime Mover-level Data
2021 | NE | Milligan 1 Wind Farm | 64377 | SG4.5 | WT | OP | NA | WND |  | 3066972.75 |  |  | EIA Prime Mover-level Data
2021 | NE | Milligan 1 Wind Farm | 64377 | V110 | WT | OP | NA | WND |  | 1499408.9 |  |  | EIA Prime Mover-level Data
2021 | MA | Signature Breads Chelsea | 64378 | EG1 | IC | OP | NA | DFO |  | 82 | 0.01271 | 0.31 | EIA Prime Mover-level Data | Estimated using an emission factor
2021 | DC | Ridgecrest | 64379 | 467 | PV | OP | NA | SUN |  | 9074 |  |  | EIA Prime Mover-level Data
2021 | NJ | Cascades | 64380 | 464 | PV | OP | NA | SUN |  | 13999 |  |  | EIA Prime Mover-level Data
2021 | IL | Glacier Sands Wind Power, LLC | 64381 | GS001 | WT | OP | NA | WND |  | 894001 |  |  | EIA Prime Mover-level Data
2021 | MA | IXYS - Beverly | 64382 | EG1 | IC | OP | NA | DFO |  | 42.667 | 0.0066134 | 0.31 | EIA Prime Mover-level Data | Estimated using an emission factor
2021 | MA | IXYS - Beverly | 64382 | NG1 | IC | OP | NA | NG |  | 49.778 | 1.0503e-05 | 0.000422 | EIA Prime Mover-level Data | Estimated using an emission factor
2021 | MA | IXYS - Beverly | 64382 | NG2 | IC | OP | NA | NG |  | 49.778 | 1.0503e-05 | 0.000422 | EIA Prime Mover-level Data | Estimated using an emission factor
2021 | MA | IXYS - Beverly | 64382 | NG3 | IC | OP | NA | NG |  | 49.778 | 1.0503e-05 | 0.000422 | EIA Prime Mover-level Data | Estimated using an emission factor
2021 | NC | Gliden (Op Zone) | 64385 | 304 | PV | OP | NA | SUN |  | 85025 |  |  | EIA Prime Mover-level Data
2021 | CO | Gilcrest V CSG | 64386 | GLCRV | PV | OP | NA | SUN |  | 83708 |  |  | EIA Prime Mover-level Data
2021 | CT | Quinebaug Solar | 64387 | QBS | PV | OP | NA | SUN |  | 7446 |  |  | EIA Prime Mover-level Data
2021 | CO | TruStile Doors - Denver | 64388 | TRUCO | PV | OP | NA | SUN |  | 5297 |  |  | EIA Prime Mover-level Data
2021 | TX | Niagara Bottling - Seguin | 64389 | NIAGS | PV | OP | NA | SUN |  | 1725 |  |  | EIA Prime Mover-level Data
2021 | CA | Firestone Walker Brewery - Phase 1 | 64391 | FWBP1 | PV | OP | NA | SUN |  | 23407 |  |  | EIA Prime Mover-level Data
2021 | AR | Branch Solar Farm | 64392 | CVS1 | PV | OP | NA | SUN |  | 1485 |  |  | EIA Prime Mover-level Data
2021 | MA | ZPD-PT Solar Project 2017-006 LLC Hybrid | 64395 | DRAES | BA | OP | NA | MWH |  | 0 |  |  | EIA Prime Mover-level Data
2021 | MA | ZPD-PT Solar Project 2017-006 LLC Hybrid | 64395 | DRAPV | PV | OP | NA | SUN |  | 1795 |  |  | EIA Prime Mover-level Data
2021 | CA | EMWD - Perris Valley RWRF | 64396 | EMSJN | PV | OP | NA | SUN |  | 14238 |  |  | EIA Prime Mover-level Data
2021 | CA | EMWD - San Jacinto RWRF NEM | 64397 | EMSJN | PV | OP | NA | SUN |  | 4325 |  |  | EIA Prime Mover-level Data
2021 | CA | EMWD - Sun City RWRF | 64398 | EMSUN | PV | OP | NA | SUN |  | 8500 |  |  | EIA Prime Mover-level Data
2021 | HI | BYU - Hawaii | 64400 | BYESS | BA | OP | NA | MWH
2021 | HI | BYU - Hawaii | 64400 | BYUHI | PV | OP | NA | SUN |  | 3157 |  |  | EIA Prime Mover-level Data
2021 | CA | CSU San Jose State University | 64401 | CSUSJ | PV | OP | NA | SUN
2021 | CA | El Dorado County | 64402 | ELDCO | PV | OP | NA | SUN |  | 20162 |  |  | EIA Prime Mover-level Data
2021 | CA | California State Univ at Channel Islands | 64403 | CSUCI | PV | OP | NA | SUN
2021 | AZ | Mesa Carport PV | 64404 | CPTPV | PV | OP | NA | SUN |  | 54273.13 |  |  | EIA Prime Mover-level Data
2021 | AZ | Mesa Carport PV | 64404 | GFTPV | PV | OP | NA | SUN |  | 15075.87 |  |  | EIA Prime Mover-level Data
2021 | CA | EMWD - Moreno Valley RWRF | 64406 | EMMOR | PV | OP | NA | SUN |  | 7871 |  |  | EIA Prime Mover-level Data
2021 | KS | Flat Ridge 3 | 64407 | FRW3 | WT | OP | NA | WND |  | 325033 |  |  | EIA Prime Mover-level Data
2021 | ME | Georges River Energy | 64408 | WEG | ST | OP | NA | WDS |  | 1031475 | 5.353 | 0.010379 | EIA Unit-level Data | NEI avg EF - PM, fuel type
2021 | SC | Anderson (SC) | 64409 | ANDER | PV | OP | NA | SUN |  | 8419 |  |  | EIA Prime Mover-level Data
2021 | SC | Briarwood | 64410 | BRIAR | PV | OP | NA | SUN |  | 34743 |  |  | EIA Prime Mover-level Data
2021 | NJ | Delanco | 64411 | DELAN | PV | OP | NA | SUN |  | 21277 |  |  | EIA Prime Mover-level Data
2021 | SC | Gold Mine | 64412 | GMINE | PV | OP | NA | SUN |  | 26538 |  |  | EIA Prime Mover-level Data
2021 | MN | Schull CSG | 64413 | SCHUL | PV | OP | NA | SUN |  | 20737 |  |  | EIA Prime Mover-level Data
2021 | IL | Pontiac | 64414 | PONTC | PV | OP | NA | SUN |  | 32479 |  |  | EIA Prime Mover-level Data
2021 | IL | Rockford CSG | 64415 | ROCKF | PV | OP | NA | SUN
2021 | IL | Sandoval | 64416 | SANDL | PV | OP | NA | SUN |  | 33055 |  |  | EIA Prime Mover-level Data
2021 | MA | Wilbraham | 64417 | WILBR | PV | OP | NA | SUN |  | 47452 |  |  | EIA Prime Mover-level Data
2021 | CA | Big Bear | 64418 | BB000 | PV | OP | NA | SUN |  | 75290 |  |  | EIA Prime Mover-level Data
2021 | MA | Elm Street | 64419 | ELM | PV | OP | NA | SUN |  | 66402 |  |  | EIA Prime Mover-level Data
2021 | NE | Scribner Diesel Generation Facility | 64420 | 1 | IC | OP | NA | DFO |  | 73.5 | 0.011392 | 0.31 | EIA Prime Mover-level Data | Estimated using an emission factor
2021 | NE | Scribner Diesel Generation Facility | 64420 | 2 | IC | OP | NA | DFO |  | 73.5 | 0.011392 | 0.31 | EIA Prime Mover-level Data | Estimated using an emission factor
2021 | NY | Sunvestment Energy Group NY 63 LLC | 64421 | DEWIT | PV | OP | NA | SUN |  | 27076 |  |  | EIA Prime Mover-level Data
2021 | NJ | GSPP Onyx New Brunswick LLC | 64422 | NBOE1 | PV | OP | NA | SUN |  | 3728.727 |  |  | EIA Prime Mover-level Data
2021 | NJ | GSPP Onyx New Brunswick LLC | 64422 | NBOE2 | PV | OP | NA | SUN |  | 4971.636 |  |  | EIA Prime Mover-level Data
2021 | NJ | GSPP Onyx New Brunswick LLC | 64422 | NBOE3 | PV | OP | NA | SUN |  | 3728.727 |  |  | EIA Prime Mover-level Data
2021 | NJ | GSPP Onyx New Brunswick LLC | 64422 | NBOE4 | PV | OP | NA | SUN |  | 1242.909 |  |  | EIA Prime Mover-level Data
2021 | TX | TX7 Flat Top | 64423 | TX7 | BA | OP | NA | MWH
2021 | TX | TX8 Worsham | 64424 | TX8 | BA | OP | NA | MWH
2021 | TX | TX2 Port Lavaca | 64425 | TX2 | BA | OP | NA | MWH
2021 | AZ | Wilmot Energy Center LLC | 64426 | WIL | PV | OP | NA | SUN |  | 1759350 |  |  | EIA Prime Mover-level Data
2021 | AZ | Wilmot Energy Center LLC | 64426 | WILBA | BA | OP | NA | MWH |  | 0 |  |  | EIA Prime Mover-level Data
2021 | WI | Point Beach Solar | 64431 | PBS | PV | OP | NA | SUN |  | 340288 |  |  | EIA Prime Mover-level Data
2021 | MA | Breckenridge Solar | 64432 | BBA | BA | OP | NA | MWH
2021 | MA | Breckenridge Solar | 64432 | BKS | PV | OP | NA | SUN |  | 7774 |  |  | EIA Prime Mover-level Data
2021 | MA | Rounseville Solar | 64434 | ROU | PV | OP | NA | SUN |  | 48354 |  |  | EIA Prime Mover-level Data
2021 | MA | Town of Ware - Canadian Tree(CSG) | 64435 | TOW | PV | OP | NA | SUN |  | 21206 |  |  | EIA Prime Mover-level Data
2021 | MA | Wilmarth Solar | 64436 | WIL | PV | OP | NA | SUN |  | 76616 |  |  | EIA Prime Mover-level Data
2021 | MA | Wilmarth Solar | 64436 | WILB | BA | OP | NA | MWH
2021 | MA | Dresser Hill CSG | 64437 | DRH | PV | OP | NA | SUN |  | 36574 |  |  | EIA Prime Mover-level Data
2021 | CA | Vallecitos Water District | 64438 | VALLE | PV | OP | NA | SUN |  | 7145 |  |  | EIA Prime Mover-level Data
2021 | IL | Pine Road Solar, LLC CSG | 64439 | PINE | PV | OP | NA | SUN |  | 29006 |  |  | EIA Prime Mover-level Data
2021 | NY | White Plains Hospital Medical Center | 64440 | EGEN3 | IC | SB | NA | DFO
2021 | NY | White Plains Hospital Medical Center | 64440 | ENGN2 | IC | SB | NA | DFO
2021 | NY | White Plains Hospital Medical Center | 64440 | ENGN4 | IC | SB | NA | DFO
2021 | NY | White Plains Hospital Medical Center | 64440 | ENGN5 | IC | SB | NA | DFO
2021 | NY | White Plains Hospital Medical Center | 64440 | ENGN6 | IC | SB | NA | DFO
2021 | CA | Valencia 3 | 64441 | 266 | PV | OP | NA | SUN |  | 49080 |  |  | EIA Prime Mover-level Data
2021 | VT | Golden Solar | 64443 | GOLD | PV | OP | NA | SUN |  | 2935 |  |  | EIA Prime Mover-level Data
2021 | AR | City of Paris Solar | 64444 | PARIS | PV | OP | NA | SUN |  | 24620 |  |  | EIA Prime Mover-level Data
2021 | NY | County of Dutchess, NY (Airport) | 64445 | PV1 | PV | OP | NA | SUN |  | 26805 |  |  | EIA Prime Mover-level Data
2021 | WA | Arlington Microgrid | 64446 | AMGB | BA | OP | NA | MWH |  | 0 |  |  | EIA Prime Mover-level Data
2021 | WA | Arlington Microgrid | 64446 | AMGPV | PV | OP | NA | SUN |  | 4952 |  |  | EIA Prime Mover-level Data
2021 | NC | Grissom Solar, LLC | 64450 | GSF01 | PV | OP | NA | SUN |  | 58770 |  |  | EIA Prime Mover-level Data
2021 | NC | Grissom Solar, LLC | 64450 | GSF02 | BA | OP | NA | MWH |  | 0 |  |  | EIA Prime Mover-level Data
2021 | NY | Rosemond Solar Community Solar | 64451 | 1583 | PV | OP | NA | SUN |  | 27203 |  |  | EIA Prime Mover-level Data
2021 | NY | Volney II | 64453 | VOLES | BA | OP | NA | MWH
2021 | NY | Volney II | 64453 | VOLNE | PV | OP | NA | SUN |  | 2441 |  |  | EIA Prime Mover-level Data
2021 | NH | Merrimack Solar Farm, LLC | 64454 | PV1 | PV | OP | NA | SUN |  | 32587 |  |  | EIA Prime Mover-level Data
2021 | MI | 13 Mile Solar, LLC | 64456 | FAC13 | PV | OP | NA | SUN |  | 34719 |  |  | EIA Prime Mover-level Data
2021 | MI | Captain Solar, LLC | 64457 | FACCA | PV | OP | NA | SUN |  | 34885 |  |  | EIA Prime Mover-level Data
2021 | MI | Coldwater Solar, LLC | 64458 | FAACW | PV | OP | NA | SUN |  | 32056 |  |  | EIA Prime Mover-level Data
2021 | MI | Geddes 1 Solar, LLC | 64459 | FACG1 | PV | OP | NA | SUN |  | 35814 |  |  | EIA Prime Mover-level Data
2021 | MI | Jack Francis Solar, LLC | 64460 | FACJF | PV | OP | NA | SUN |  | 34320 |  |  | EIA Prime Mover-level Data
2021 | MI | May Shannon Solar, LLC | 64461 | FACMS | PV | OP | NA | SUN |  | 34928 |  |  | EIA Prime Mover-level Data
2021 | MI | Stoneheart Solar, LLC | 64462 | FACSH | PV | OP | NA | SUN |  | 34727 |  |  | EIA Prime Mover-level Data
2021 | MI | Workman Road Solar Farm, LLC | 64463 | FACWR | PV | OP | NA | SUN |  | 32701 |  |  | EIA Prime Mover-level Data
2021 | IL | Clendenin A Community Solar, LLC CSG | 64464 | CLEN | PV | OP | NA | SUN |  | 11364 |  |  | EIA Prime Mover-level Data
2021 | IL | Kern A Community Solar, LLC CSG | 64465 | KERN | PV | OP | NA | SUN |  | 14645 |  |  | EIA Prime Mover-level Data
2021 | IL | Lukuc B Community Solar LLC CSG | 64466 | LUKC | PV | OP | NA | SUN |  | 11187 |  |  | EIA Prime Mover-level Data
2021 | IL | CSG Mt. Morris 2, LLC | 64467 | MTMO | PV | OP | NA | SUN |  | 26431 |  |  | EIA Prime Mover-level Data
2021 | IL | Tower Road Solar, LLC CSG | 64468 | BOIG | PV | OP | NA | SUN |  | 23293 |  |  | EIA Prime Mover-level Data
2021 | MI | Interchange Solar, LLC | 64470 | FACIC | PV | OP | NA | SUN |  | 35300 |  |  | EIA Prime Mover-level Data
2021 | SC | Berry Road Solar | 64472 | BERRY | PV | OP | NA | SUN |  | 22000 |  |  | EIA Prime Mover-level Data
2021 | OK | Norman Solar | 64473 | NORMN | PV | OP | NA | SUN |  | 33807 |  |  | EIA Prime Mover-level Data
2021 | NC | Swansboro Solar, LLC | 64476 | 1102 | PV | OP | NA | SUN |  | 73379 |  |  | EIA Prime Mover-level Data
2021 | NC | Suncaster, LLC | 64477 | 1 | PV | OP | NA | SUN |  | 40182 |  |  | EIA Prime Mover-level Data
2021 | NC | 1034 Catherine Lake Solar, LLC | 64478 | 1034 | PV | OP | NA | SUN |  | 76889 |  |  | EIA Prime Mover-level Data
2021 | MN | Rice Two Solar CSG | 64480 | TC3 | PV | OP | NA | SUN
2021 | MN | Novel Stavem Solar LLC CSG | 64482 | STAVM | PV | OP | NA | SUN |  | 3298 |  |  | EIA Prime Mover-level Data
2021 | MN | Novel Huneke Solar LLC CSG | 64487 | HNKE | PV | OP | NA | SUN |  | 2273 |  |  | EIA Prime Mover-level Data
2021 | MI | Hendershot Solar, LLC | 64496 | FACHE | PV | OP | NA | SUN |  | 33772 |  |  | EIA Prime Mover-level Data
2021 | MI | Hazel Solar, LLC | 64497 | FACHA | PV | OP | NA | SUN |  | 32137 |  |  | EIA Prime Mover-level Data
2021 | MI | Geddes 2 Solar, LLC | 64498 | FACG2 | PV | OP | NA | SUN |  | 34204 |  |  | EIA Prime Mover-level Data
2021 | MI | Bullhead Solar, LLC | 64499 | FACBH | PV | OP | NA | SUN |  | 33868 |  |  | EIA Prime Mover-level Data
2021 | MI | Angola Solar, LLC | 64500 | FACAN | PV | OP | NA | SUN |  | 35443 |  |  | EIA Prime Mover-level Data
2021 | MD | 7448 Candlewood Road | 64502 | 1 | PV | OP | NA | SUN |  | 21754 |  |  | EIA Prime Mover-level Data
2021 | MN | Palmer Community Solar LLC CSG | 64503 | PALM | PV | OP | NA | SUN |  | 6075 |  |  | EIA Prime Mover-level Data
2021 | MN | Medin 2 Community Solar LLC CSG | 64504 | MED2 | PV | OP | NA | SUN |  | 6287 |  |  | EIA Prime Mover-level Data
2021 | MT | Flathead Landfill to Gas Energy Facility | 64505 | LFGE1 | IC | OP | NA | LFG |  | 114657 | 0.84273 | 0.0147 | EIA Prime Mover-level Data | Estimated using an emission factor
2021 | MN | Cokato CSG | 64506 | COK | PV | OP | NA | SUN |  | 13742 |  |  | EIA Prime Mover-level Data
2021 | CT | Stamford Health | 64515 | 1 | IC | OP | NA | DFO |  | 35.286 | 0.0054693 | 0.31 | EIA Prime Mover-level Data | Estimated using an emission factor
2021 | CT | Stamford Health | 64515 | 13 | IC | OP | NA | DFO |  | 44.107 | 0.0068366 | 0.31 | EIA Prime Mover-level Data | Estimated using an emission factor
2021 | CT | Stamford Health | 64515 | 14 | IC | OP | NA | DFO |  | 35.286 | 0.0054693 | 0.31 | EIA Prime Mover-level Data | Estimated using an emission factor
2021 | CT | Stamford Health | 64515 | 15 | IC | OP | NA | DFO |  | 220.536 | 0.034183 | 0.31 | EIA Prime Mover-level Data | Estimated using an emission factor
2021 | CT | Stamford Health | 64515 | 16 | IC | OP | NA | DFO |  | 220.536 | 0.034183 | 0.31 | EIA Prime Mover-level Data | Estimated using an emission factor
2021 | CT | Stamford Health | 64515 | 4 | IC | OP | NA | DFO |  | 70.571 | 0.010939 | 0.31 | EIA Prime Mover-level Data | Estimated using an emission factor
2021 | CT | Stamford Health | 64515 | 5 | IC | OP | NA | DFO |  | 70.571 | 0.010939 | 0.31 | EIA Prime Mover-level Data | Estimated using an emission factor
2021 | CT | Stamford Health | 64515 | 7 | IC | OP | NA | DFO |  | 44.107 | 0.0068366 | 0.31 | EIA Prime Mover-level Data | Estimated using an emission factor
2021 | CA | Department of Justice | 64517 | DOJ | PV | OP | NA | SUN |  | 35841 |  |  | EIA Prime Mover-level Data
2021 | CA | CA Institute for Women | 64518 | CIW | PV | OP | NA | SUN |  | 23117 |  |  | EIA Prime Mover-level Data
2021 | CA | Centinela State Prison | 64519 | CENSP | PV | OP | NA | SUN |  | 158759 |  |  | EIA Prime Mover-level Data
2021 | CA | Calipatria State Prison | 64521 | CALSP | PV | OP | NA | SUN |  | 152295 |  |  | EIA Prime Mover-level Data
2021 | NC | Old Cedar Solar Energy Storage | 64522 | BAT1 | BA | OP | NA | MWH |  | 0 |  |  | EIA Prime Mover-level Data
2021 | NC | Old Cedar Solar Energy Storage | 64522 | SOL1 | PV | OP | NA | SUN |  | 8092 |  |  | EIA Prime Mover-level Data
2021 | CA | Atascadero State Hospital | 64523 | ATASC | PV | OP | NA | SUN |  | 17774 |  |  | EIA Prime Mover-level Data
2021 | NM | SoCore Clovis 1 | 64524 | 79100 | PV | OP | NA | SUN |  | 8365 |  |  | EIA Prime Mover-level Data
2021 | NY | Troupsburg | 64525 | TB1 | PV | OP | NA | SUN |  | 69312 |  |  | EIA Prime Mover-level Data
2021 | MA | Raboth - Marion Drive | 64526 | RABTH | PV | OP | NA | SUN |  | 30111 |  |  | EIA Prime Mover-level Data
2021 | NC | Flatwood Farm | 64527 | 16507 | PV | OP | NA | SUN |  | 80526 |  |  | EIA Prime Mover-level Data
2021 | TX | Gambit Energy Storage - Angleton Storage | 64528 | 1 | BA | OP | NA | MWH |  | 0 |  |  | EIA Prime Mover-level Data
2021 | NC | Camden Solar LLC | 64535 | KOV4A | PV | OP | NA | SUN |  | 26237 |  |  | EIA Prime Mover-level Data
2021 | TX | Corazon Energy LLC | 64538 | KOV4A | PV | OP | NA | SUN |  | 1511737 |  |  | EIA Prime Mover-level Data
2021 | FL | Wynwood Energy Storage | 64546 | 1 | BA | OP | NA | MWH
2021 | RI | Smithfield Solar Farm, LLC | 64549 | PV1 | PV | OP | NA | SUN |  | 38600 |  |  | EIA Prime Mover-level Data
2021 | IA | Downtown Generation Plant | 64552 | 1 | IC | OP | NA | DFO |  | 510 | 0.07905 | 0.31 | EIA Prime Mover-level Data | Estimated using an emission factor
2021 | IA | Downtown Generation Plant | 64552 | 2 | IC | OP | NA | DFO |  | 510 | 0.07905 | 0.31 | EIA Prime Mover-level Data | Estimated using an emission factor
2021 | IN | Riverstart Solar Park LLC | 64553 | GEN01 | PV | OP | NA | SUN |  | 281747 |  |  | EIA Prime Mover-level Data
2021 | NY | Bright Field Solar LLC(CSG) | 64554 | BF | PV | OP | NA | SUN |  | 752 |  |  | EIA Prime Mover-level Data
2021 | NY | Bright Oak Solar LLC(CSG) | 64555 | BO | PV | OP | NA | SUN |  | 1035 |  |  | EIA Prime Mover-level Data
2021 | NY | Bright Hill Solar LLC(CSG) | 64556 | BH | PV | OP | NA | SUN |  | 442 |  |  | EIA Prime Mover-level Data
2021 | NY | River Valley LLC (NY) (csg) | 64557 | RV | PV | OP | NA | SUN |  | 80 |  |  | EIA Prime Mover-level Data
2021 | CT | Wallingford Solar | 64559 | WS | PV | OP | NA | SUN |  | 106001 |  |  | EIA Prime Mover-level Data
2021 | NY | Tioga Solar South(CSG) | 64560 | TSS | PV | OP | NA | SUN |  | 2963 |  |  | EIA Prime Mover-level Data
2021 | NY | Tioga Solar North(CSG) | 64561 | TSN | PV | OP | NA | SUN |  | 1707 |  |  | EIA Prime Mover-level Data
2021 | NY | Washingtonville(CSG) | 64562 | WAS | PV | OP | NA | SUN |  | 13795 |  |  | EIA Prime Mover-level Data
2021 | GA | Apalachicola | 64565 | GPAPA | PV | OP | NA | SUN |  | 42056 |  |  | EIA Prime Mover-level Data
2021 | GA | Arnold Cochran | 64569 | GPACO | PV | OP | NA | SUN |  | 26466 |  |  | EIA Prime Mover-level Data
2021 | GA | Columbia Substation | 64570 | GPCOL | PV | OP | NA | SUN |  | 35391 |  |  | EIA Prime Mover-level Data
2021 | GA | Coody Cochran | 64571 | GPCOD | PV | OP | NA | SUN |  | 49823 |  |  | EIA Prime Mover-level Data
2021 | MA | Dudley | 64572 | 1 | PV | OP | NA | SUN |  | 39193 |  |  | EIA Prime Mover-level Data
2021 | MA | Joe Jenny | 64573 | 1 | PV | OP | NA | SUN |  | 21903 |  |  | EIA Prime Mover-level Data
2021 | MA | Westport Community Solar Garden | 64574 | 1 | PV | OP | NA | SUN |  | 29906 |  |  | EIA Prime Mover-level Data
2021 | MA | Mendon | 64575 | 1 | PV | OP | NA | SUN |  | 34037 |  |  | EIA Prime Mover-level Data
2021 | NY | Minisink CSG | 64577 | MIN | PV | OP | NA | SUN |  | 2370 |  |  | EIA Prime Mover-level Data
2021 | NY | Slate Hill(CSG) | 64578 | SLT | PV | OP | NA | SUN |  | 15908 |  |  | EIA Prime Mover-level Data
2021 | CA | Broadway 2 - UC Riverside | 64579 | GEN1 | PV | OP | NA | SUN |  | 44781 |  |  | EIA Prime Mover-level Data
2021 | AZ | Broadway 2 - Tucson Phase II | 64580 | GEN | PV | OP | NA | SUN |  | 61121 |  |  | EIA Prime Mover-level Data
2021 | GA | Shawnee - GA | 64582 | GPSHA | PV | OP | NA | SUN |  | 36425 |  |  | EIA Prime Mover-level Data
2021 | GA | Westberry Jesup | 64583 | GPWJE | PV | OP | NA | SUN |  | 48079 |  |  | EIA Prime Mover-level Data
2021 | GA | Fountain Folkston | 64584 | GPFTF | PV | OP | NA | SUN |  | 35948 |  |  | EIA Prime Mover-level Data
2021 | GA | Harris Shiloh | 64585 | GPHAR | PV | OP | NA | SUN |  | 30798 |  |  | EIA Prime Mover-level Data
2021 | GA | Polk Cedartown | 64586 | GPPOL | PV | OP | NA | SUN |  | 38052 |  |  | EIA Prime Mover-level Data
2021 | MA | Dover | 64587 | 1 | PV | OP | NA | SUN |  | 15060 |  |  | EIA Prime Mover-level Data
2021 | MA | Adirondack A+B Community Solar Garden | 64588 | 1 | PV | OP | NA | SUN |  | 75140 |  |  | EIA Prime Mover-level Data
2021 | MA | Westport B Community Solar Garden | 64589 | 1 | PV | OP | NA | SUN |  | 65040 |  |  | EIA Prime Mover-level Data
2021 | WI | O'Brien Solar Fields | 64590 | OBSFN | PV | OP | NA | SUN |  | 75482.679 |  |  | EIA Prime Mover-level Data
2021 | WI | O'Brien Solar Fields | 64590 | OBSFS | PV | OP | NA | SUN |  | 75482.679 |  |  | EIA Prime Mover-level Data
2021 | WI | O'Brien Solar Fields | 64590 | OBSFW | PV | OP | NA | SUN |  | 50018.643 |  |  | EIA Prime Mover-level Data
2021 | CO | 3 MW LLC | 64592 | GEN1 | IC | OP | NA | OG |  | 26335.333 |  |  | EIA Prime Mover-level Data
2021 | CO | 3 MW LLC | 64592 | GEN2 | IC | OP | NA | OG |  | 26335.333 |  |  | EIA Prime Mover-level Data
2021 | CO | 3 MW LLC | 64592 | GEN3 | IC | OP | NA | OG |  | 26335.333 |  |  | EIA Prime Mover-level Data
2021 | NY | Bellisario Solar 1 | 64593 | B1 | PV | OP | NA | SUN |  | 39300 |  |  | EIA Prime Mover-level Data
2021 | NY | Bellisario Solar 2 | 64594 | B1 | PV | OP | NA | SUN |  | 3696 |  |  | EIA Prime Mover-level Data
2021 | NY | Bellisario Solar 3 | 64595 | B1 | PV | OP | NA | SUN |  | 29624 |  |  | EIA Prime Mover-level Data
2021 | CA | Prologis L.P | 64600 | PLDPL | PV | OP | NA | SUN |  | 32772 |  |  | EIA Prime Mover-level Data
2021 | CA | County of San Diego COC Hybrid | 64601 | ESS | BA | OP | NA | MWH |  | 0 |  |  | EIA Prime Mover-level Data
2021 | CA | County of San Diego COC Hybrid | 64601 | PV | PV | OP | NA | SUN |  | 25664 |  |  | EIA Prime Mover-level Data
2021 | MD | Kirby Road Solar, LLC | 64602 | KBR | PV | OP | NA | SUN |  | 13281 |  |  | EIA Prime Mover-level Data
2021 | MD | MNCPPC Randall Farm | 64604 | X0009 | PV | OP | NA | SUN |  | 17720 |  |  | EIA Prime Mover-level Data
2021 | RI | TPE Hopkins Solar Holdings1, LLC | 64605 | 64605 | PV | OP | NA | SUN |  | 91019 |  |  | EIA Prime Mover-level Data
2021 | MD | Burns Solar One LLC | 64606 | 64606 | PV | OP | NA | SUN |  | 34266 |  |  | EIA Prime Mover-level Data
2021 | ID | MC6 Hydro Facility | 64607 | GEN1 | HY | OP | NA | WAT |  | 51024 |  |  | EIA Prime Mover-level Data
2021 | MD | Hostetter Solar One, LLC | 64608 | 64608 | PV | OP | NA | SUN |  | 34143 |  |  | EIA Prime Mover-level Data
2021 | IL | Amazon MDW6 Solar Project | 64610 | MDW6 | PV | OA | NA | SUN
2021 | CA | SEPV Sierra | 64611 | 1 | BA | OP | NA | MWH |  | 0 |  |  | EIA Prime Mover-level Data
2021 | CA | SEPV Sierra | 64611 | 2 | PV | OP | NA | SUN |  | 5296 |  |  | EIA Prime Mover-level Data
2021 | PR | Eaton Corp - Arecibo - Puerto Rico Hybrid | 64613 | G1 | IC | SB | NA | DFO
2021 | PR | Eaton Corp - Arecibo - Puerto Rico Hybrid | 64613 | G2 | IC | SB | NA | DFO
2021 | PR | Eaton Corp - Arecibo - Puerto Rico Hybrid | 64613 | G3 | IC | SB | NA | DFO
2021 | PR | Eaton Corp - Arecibo - Puerto Rico Hybrid | 64613 | G4 | IC | SB | NA | DFO
2021 | PR | Eaton Corp - Arecibo - Puerto Rico Hybrid | 64613 | G5 | IC | SB | NA | DFO
2021 | PR | Eaton Corp - Arecibo - Puerto Rico Hybrid | 64613 | G7 | IC | SB | NA | DFO
2021 | MA | Kearsarge William Way | 64617 | BWBAT | BA | OP | NA | MWH
2021 | MA | Kearsarge William Way | 64617 | BWW | PV | OP | NA | SUN |  | 849 |  |  | EIA Prime Mover-level Data
2021 | MA | Kearsarge Haverhill | 64618 | HABAT | BA | OP | NA | MWH |  | 0 |  |  | EIA Prime Mover-level Data
2021 | MA | Kearsarge Haverhill | 64618 | HAV | PV | OP | NA | SUN |  | 33586 |  |  | EIA Prime Mover-level Data
2021 | MA | Kearsarge Montague BD(CSG) | 64620 | MBBAT | BA | OP | NA | MWH
2021 | MA | Kearsarge Montague BD(CSG) | 64620 | MBD | PV | OP | NA | SUN |  | 1689 |  |  | EIA Prime Mover-level Data
2021 | CA | Diamond H Dairy Power | 64622 | GEN1 | IC | OP | NA | OBG |  | 11857.5 | 0.087153 | 0.0147 | EIA Prime Mover-level Data | Estimated using an emission factor
2021 | CA | Diamond H Dairy Power | 64622 | GEN2 | IC | OP | NA | OBG |  | 11857.5 | 0.087153 | 0.0147 | EIA Prime Mover-level Data | Estimated using an emission factor
2021 | MN | Freeborn Wind Farm | 64623 | FBW01 | WT | OP | NA | WND |  | 3439150 |  |  | EIA Prime Mover-level Data
2021 | CA | Hudson - High Desert Hybrid | 64624 | BESS1 | BA | OP | NA | MWH |  | 0 |  |  | EIA Prime Mover-level Data
2021 | CA | Hudson - High Desert Hybrid | 64624 | GEN1 | PV | OP | NA | SUN |  | 903507 |  |  | EIA Prime Mover-level Data
2021 | MA | Blodgett Solar CSG | 64627 | BLD | PV | OP | NA | SUN |  | 17 |  |  | EIA Prime Mover-level Data
2021 | MA | Blodgett Solar CSG | 64627 | BLO | BA | OP | NA | MWH
2021 | IL | JM Huber at Quincy | 64629 | JMH | PV | OP | NA | SUN |  | 3183 |  |  | EIA Prime Mover-level Data
2021 | NM | Borderlands Wind, LLC | 64638 | WBB | WT | OP | NA | WND |  | 98776 |  |  | EIA Prime Mover-level Data
2021 | MD | P52ES 1755 Henryton Rd Phase 1 LLC CSG | 64642 | HCSG | PV | OP | NA | SUN |  | 13593 |  |  | EIA Prime Mover-level Data
2021 | MD | P52ES 1755 Henryton Rd Phase 2 LLC | 64643 | HVNM | PV | OP | NA | SUN |  | 15184 |  |  | EIA Prime Mover-level Data
2021 | MD | P52ES Raphel Rd Community Solar LLC | 64644 | WM | PV | OP | NA | SUN |  | 23965 |  |  | EIA Prime Mover-level Data
2021 | MD | Mason Solar One LLC | 64645 | MAS | PV | OP | NA | SUN |  | 18500 |  |  | EIA Prime Mover-level Data
2021 | MD | Pittman Solar One LLC | 64646 | PITT | PV | OP | NA | SUN |  | 32994 |  |  | EIA Prime Mover-level Data
2021 | MD | Bulldog Solar One, LLC | 64647 | QAB | PV | OP | NA | SUN |  | 34840 |  |  | EIA Prime Mover-level Data
2021 | FL | Magnolia Solar | 64657 | 1 | PV | OP | NA | SUN |  | 41085 |  |  | EIA Prime Mover-level Data
2021 | IA | Sac County Wind, LLC | 64662 | SAC | WT | OP | NA | WND |  | 122962 |  |  | EIA Prime Mover-level Data
2021 | OR | WLWPCF Cogeneration Facility | 64663 | EG075 | IC | OA | NA | OBG |  | 59971 | 0.44079 | 0.0147 | EIA Prime Mover-level Data | Estimated using an emission factor
2021 | MA | Clark Road Solar 1, LLC | 64664 | 10604 | PV | OP | NA | SUN |  | 53394 |  |  | EIA Prime Mover-level Data
2021 | MA | Clark Road Solar 1, LLC | 64664 | 10605 | BA | OP | NA | MWH
2021 | ME | Acton | 64673 | ACT | PV | OP | NA | SUN |  | 97 |  |  | EIA Prime Mover-level Data
2021 | NC | Van Buren | 64674 | VAN | PV | OP | NA | SUN |  | 33773 |  |  | EIA Prime Mover-level Data
2021 | ME | Naples | 64675 | NAP | PV | OP | NA | SUN |  | 663 |  |  | EIA Prime Mover-level Data
2021 | CA | Lake Herman | 64676 | 359 | PV | OP | NA | SUN |  | 10549 |  |  | EIA Prime Mover-level Data
2021 | NC | Ryland Road Solar | 64677 | RYLND | PV | OP | NA | SUN |  | 20180 |  |  | EIA Prime Mover-level Data
2021 | NC | Windsor Hwy 17 Solar | 64678 | WDH17 | PV | OP | NA | SUN |  | 10788 |  |  | EIA Prime Mover-level Data
2021 | NY | Hamlin Solar 1, LLC | 64679 | HS1 | PV | OP | NA | SUN |  | 83910 |  |  | EIA Prime Mover-level Data
2021 | NY | Clifton Park Solar 1, LLC | 64680 | CP1 | PV | OP | NA | SUN |  | 73078 |  |  | EIA Prime Mover-level Data
2021 | NY | Clifton Park Solar 2, LLC | 64681 | CP2 | PV | OP | NA | SUN |  | 28881 |  |  | EIA Prime Mover-level Data
2021 | SC | Adams | 64682 | ADA | PV | OP | NA | SUN |  | 4192 |  |  | EIA Prime Mover-level Data
2021 | CA | Van der Hoek Solar Array/ Dairy | 64687 | VDH | PV | OP | NA | SUN |  | 2468 |  |  | EIA Prime Mover-level Data
2021 | MD | Todd Solar | 64690 | 65004 | PV | OP | NA | SUN |  | 225726 |  |  | EIA Prime Mover-level Data
2021 | NY | Fredonia Solar LLC | 64692 | 533 | PV | OP | NA | SUN |  | 901 |  |  | EIA Prime Mover-level Data
2021 | CA | Dos Palos | 64693 | 299 | PV | OP | NA | SUN |  | 2131 |  |  | EIA Prime Mover-level Data
2021 | MA | Dunstable Solar 1, LLC | 64696 | DUBLN | BA | OP | NA | MWH |  | 0 |  |  | EIA Prime Mover-level Data
2021 | MA | Dunstable Solar 1, LLC | 64696 | DUNST | PV | OP | NA | SUN |  | 39669 |  |  | EIA Prime Mover-level Data
2021 | MN | Swan Garden | 64697 | CGS | PV | OP | NA | SUN |  | 3237 |  |  | EIA Prime Mover-level Data
2021 | WI | Blue Prairie Solar, LLC | 64698 | 508 | PV | OP | NA | SUN |  | 5792 |  |  | EIA Prime Mover-level Data
2021 | CA | El Dorado Solar, LLC | 64700 | 390 | PV | OP | NA | SUN |  | 5739 |  |  | EIA Prime Mover-level Data
2021 | MA | Fairhaven MA 2 | 64705 | FHAF | PV | OP | NA | SUN |  | 8251 |  |  | EIA Prime Mover-level Data
2021 | MN | Connexus Solar Baldwin 1BDN | 64708 | C1BDN | PV | OP | NA | SUN |  | 38307 |  |  | EIA Prime Mover-level Data
2021 | TX | White Mesa Wind | 64710 | WM001 | WT | OP | NA | WND |  | 3704023 |  |  | EIA Prime Mover-level Data
2021 | CA | Sanborn BESS 1 | 64712 | ESSB1 | BA | OP | NA | MWH |  | 0 |  |  | EIA Prime Mover-level Data
2021 | CA | Sanborn BESS 2 | 64713 | ESSB2 | BA | OP | NA | MWH |  | 0 |  |  | EIA Prime Mover-level Data
2021 | WI | Rice Lake Solar Array | 64714 | RLK01 | PV | OP | NA | SUN |  | 31242 |  |  | EIA Prime Mover-level Data
2021 | NY | Dusenberry | 64715 | DSNBR | PV | OP | NA | SUN |  | 150 |  |  | EIA Prime Mover-level Data
2021 | NY | Knapp East (CSG) | 64716 | KNPPE | PV | OP | NA | SUN
2021 | NY | Glenmere Lake | 64719 | BESS | BA | OP | NA | MWH |  | 0 |  |  | EIA Prime Mover-level Data
2021 | NY | Glenmere Lake | 64719 | GLNMR | PV | OP | NA | SUN |  | 9868 |  |  | EIA Prime Mover-level Data
2021 | NY | Knapp West(CSG) | 64720 | KNPPW | PV | OP | NA | SUN
2021 | NY | Rowe (CSG) | 64721 | RWEAV | PV | OP | NA | SUN
2021 | RI | Alton Road Solar | 64723 | 50835 | PV | OP | NA | SUN |  | 215118 |  |  | EIA Prime Mover-level Data
2021 | NY | Williams Rd | 64725 | WLMRD | PV | OP | NA | SUN |  | 291 |  |  | EIA Prime Mover-level Data
2021 | MA | Maple(CSG) | 64731 | M2 | BA | OP | NA | MWH
2021 | MA | Maple(CSG) | 64731 | MAPLE | PV | OP | NA | SUN |  | 884 |  |  | EIA Prime Mover-level Data
2021 | IL | Segunda II (CSG) | 64732 | SEGU2 | PV | OP | NA | SUN |  | 1079 |  |  | EIA Prime Mover-level Data
2021 | IL | Woodlawn II (CSG) | 64733 | WOOD2 | PV | OP | NA | SUN |  | 15758 |  |  | EIA Prime Mover-level Data
2021 | IL | Dodds (CSG) | 64734 | DOODS | PV | OP | NA | SUN |  | 7614 |  |  | EIA Prime Mover-level Data
2021 | IL | Olmstead II CSG | 64735 | OLMS2 | PV | OP | NA | SUN |  | 18517 |  |  | EIA Prime Mover-level Data
2021 | IL | Wolfcastle | 64736 | WOLFC | PV | OP | NA | SUN |  | 1310 |  |  | EIA Prime Mover-level Data
2021 | IL | Morgan Solar 1 CSG | 64741 | MORG1 | PV | OP | NA | SUN |  | 11850 |  |  | EIA Prime Mover-level Data
2021 | IL | Morgan Solar 1b CSG | 64742 | MOR1B | PV | OP | NA | SUN |  | 12204 |  |  | EIA Prime Mover-level Data
2021 | NY | Goldman Sachs Carports Solar | 64746 | GSCS | PV | OP | NA | SUN |  | 6103 |  |  | EIA Prime Mover-level Data
2021 | NY | Fuel Cell 18A Sneden Avenue | 64748 | CR18A | FC | OP | NA | NG |  | 193918 | 0 | 0 | EIA Prime Mover-level Data | Estimated using an emission factor
2021 | NY | Fuel Cell 18B Sneden Avenue | 64749 | CR18B | FC | OP | NA | NG |  | 219719 | 0 | 0 | EIA Prime Mover-level Data | Estimated using an emission factor
2021 | OK | Glass Sands Wind Facility | 64750 | 1 | WT | OP | NA | WND |  | 497835 |  |  | EIA Prime Mover-level Data
2021 | CA | Amazon PSP1 | 64751 | 267 | PV | OP | NA | SUN |  | 13450 |  |  | EIA Prime Mover-level Data
2021 | CT | FDX010.0 FedEx Fuel Cell | 64753 | FDX10 | FC | OP | NA | NG |  | 57442 | 0 | 0 | EIA Prime Mover-level Data | Estimated using an emission factor
2021 | CA | EQX005.0 Toyama Fuel Cell | 64756 | EQX05 | FC | OP | NA | NG |  | 56476 | 0 | 0 | EIA Prime Mover-level Data | Estimated using an emission factor
2021 | FL | Blue Springs | 64757 | 1 | PV | OP | NA | SUN
2021 | ME | Rumford ESS | 64763 | RUM | BA | OP | NA | MWH
2021 | ME | Madison BTM | 64764 | MBTM | BA | OP | NA | MWH
2021 | ME | Madison ESS | 64765 | MESS | BA | OP | NA | MWH
2021 | CA | Redwood Coast Airport Microgrid | 64766 | RCAM1 | PV | OP | NA | SUN |  | 327 |  |  | EIA Prime Mover-level Data
2021 | CA | Redwood Coast Airport Microgrid | 64766 | RCAM2 | BA | OP | NA | MWH |  | 0 |  |  | EIA Prime Mover-level Data
2021 | TX | WAL194 | 64769 | GEN1 | IC | OP | NA | NG |  | 709.667 | 0.00014974 | 0.000422 | EIA Prime Mover-level Data | Estimated using an emission factor
2021 | TX | WAL194 | 64769 | GEN2 | IC | OP | NA | NG |  | 709.667 | 0.00014974 | 0.000422 | EIA Prime Mover-level Data | Estimated using an emission factor
2021 | TX | WAL194 | 64769 | GEN3 | IC | OP | NA | NG |  | 709.667 | 0.00014974 | 0.000422 | EIA Prime Mover-level Data | Estimated using an emission factor
2021 | TX | WAL202 | 64770 | GEN1 | IC | OP | NA | DFO |  | 463 | 0.071765 | 0.31 | EIA Prime Mover-level Data | Estimated using an emission factor
2021 | TX | WAL266 | 64771 | GEN1 | IC | OP | NA | NG
2021 | TX | WAL266 | 64771 | GEN2 | IC | OP | NA | NG
2021 | TX | WAL266 | 64771 | GEN3 | IC | OP | NA | NG
2021 | TX | WAL284 | 64772 | GEN1 | IC | OP | NA | NG |  | 50.333 | 1.062e-05 | 0.000422 | EIA Prime Mover-level Data | Estimated using an emission factor
2021 | TX | WAL284 | 64772 | GEN2 | IC | OP | NA | NG |  | 50.333 | 1.062e-05 | 0.000422 | EIA Prime Mover-level Data | Estimated using an emission factor
2021 | TX | WAL284 | 64772 | GEN3 | IC | OP | NA | NG |  | 50.333 | 1.062e-05 | 0.000422 | EIA Prime Mover-level Data | Estimated using an emission factor
2021 | TX | WAL407 | 64773 | GEN1 | IC | OP | NA | NG
2021 | TX | WAL407 | 64773 | GEN2 | IC | OP | NA | NG
2021 | TX | WAL407 | 64773 | GEN3 | IC | OP | NA | NG
2021 | TX | WAL414 | 64774 | GEN1 | IC | OP | NA | NG |  | 499.333 | 0.00010536 | 0.000422 | EIA Prime Mover-level Data | Estimated using an emission factor
2021 | TX | WAL414 | 64774 | GEN2 | IC | OP | NA | NG |  | 499.333 | 0.00010536 | 0.000422 | EIA Prime Mover-level Data | Estimated using an emission factor
2021 | TX | WAL414 | 64774 | GEN3 | IC | OP | NA | NG |  | 499.333 | 0.00010536 | 0.000422 | EIA Prime Mover-level Data | Estimated using an emission factor
2021 | TX | WAL447 | 64775 | GEN1 | IC | OP | NA | NG |  | 37.333 | 7.8773e-06 | 0.000422 | EIA Prime Mover-level Data | Estimated using an emission factor
2021 | TX | WAL447 | 64775 | GEN2 | IC | OP | NA | NG |  | 37.333 | 7.8773e-06 | 0.000422 | EIA Prime Mover-level Data | Estimated using an emission factor
2021 | TX | WAL447 | 64775 | GEN3 | IC | OP | NA | NG |  | 37.333 | 7.8773e-06 | 0.000422 | EIA Prime Mover-level Data | Estimated using an emission factor
2021 | TX | WAL452 | 64776 | GEN1 | IC | OP | NA | NG
2021 | TX | WAL452 | 64776 | GEN2 | IC | OP | NA | NG
2021 | TX | WAL452 | 64776 | GEN3 | IC | OP | NA | NG
2021 | TX | WAL456 | 64777 | GEN1 | IC | OP | NA | NG
2021 | TX | WAL456 | 64777 | GEN2 | IC | OP | NA | NG
2021 | TX | WAL456 | 64777 | GEN3 | IC | OP | NA | NG
2021 | TX | WAL461 | 64778 | GEN1 | IC | OP | NA | NG |  | 0.333 | 7.0263e-08 | 0.000422 | EIA Prime Mover-level Data | Estimated using an emission factor
2021 | TX | WAL461 | 64778 | GEN2 | IC | OP | NA | NG |  | 0.333 | 7.0263e-08 | 0.000422 | EIA Prime Mover-level Data | Estimated using an emission factor
2021 | TX | WAL461 | 64778 | GEN3 | IC | OP | NA | NG |  | 0.333 | 7.0263e-08 | 0.000422 | EIA Prime Mover-level Data | Estimated using an emission factor
2021 | IL | IGS Frankfort 2 CSG | 64779 | FRAN2 | PV | OP | NA | SUN |  | 13602 |  |  | EIA Prime Mover-level Data
2021 | RI | Kearsarge Westerly | 64781 | WES | PV | OP | NA | SUN |  | 60946 |  |  | EIA Prime Mover-level Data
2021 | RI | Kearsarge Fogland | 64782 | TIV | PV | OP | NA | SUN |  | 27439 |  |  | EIA Prime Mover-level Data
2021 | RI | Kearsarge East Providence | 64783 | EPRO | PV | OP | NA | SUN |  | 30695 |  |  | EIA Prime Mover-level Data
2021 | IL | Long John CSG | 64784 | LJOHN | PV | OP | NA | SUN |  | 18580 |  |  | EIA Prime Mover-level Data
2021 | IL | Woodlawn CSG | 64785 | WOOD | PV | OP | NA | SUN |  | 15758 |  |  | EIA Prime Mover-level Data
2021 | IL | Hurricane Creek CSG | 64786 | HRCRK | PV | OP | NA | SUN |  | 13796 |  |  | EIA Prime Mover-level Data
2021 | IL | Viking Solar CSG | 64787 | VIKNG | PV | OP | NA | SUN |  | 15174 |  |  | EIA Prime Mover-level Data
2021 | NY | Freehold(CSG) | 64788 | FRHOL | PV | OP | NA | SUN |  | 19092 |  |  | EIA Prime Mover-level Data
2021 | IL | Moraine CSG | 64789 | MORAI | PV | OP | NA | SUN |  | 1361 |  |  | EIA Prime Mover-level Data
2021 | MD | OER Checkerspot | 64790 | CHECK | PV | OP | NA | SUN |  | 592 |  |  | EIA Prime Mover-level Data
2021 | TX | WAL462 | 64791 | GEN1 | IC | OP | NA | NG |  | 4011 | 0.00084632 | 0.000422 | EIA Prime Mover-level Data | Estimated using an emission factor
2021 | TX | WAL522 | 64793 | GEN1 | IC | OP | NA | NG |  | 1268.667 | 0.00026769 | 0.000422 | EIA Prime Mover-level Data | Estimated using an emission factor
2021 | TX | WAL522 | 64793 | GEN2 | IC | OP | NA | NG |  | 1268.667 | 0.00026769 | 0.000422 | EIA Prime Mover-level Data | Estimated using an emission factor
2021 | TX | WAL522 | 64793 | GEN3 | IC | OP | NA | NG |  | 1268.667 | 0.00026769 | 0.000422 | EIA Prime Mover-level Data | Estimated using an emission factor
2021 | TX | WAL529 | 64794 | GEN1 | IC | OP | NA | NG |  | 4261 | 0.00089907 | 0.000422 | EIA Prime Mover-level Data | Estimated using an emission factor
2021 | TX | WAL536 | 64795 | GEN1 | IC | OP | NA | NG |  | 57.333 | 1.2097e-05 | 0.000422 | EIA Prime Mover-level Data | Estimated using an emission factor
2021 | TX | WAL536 | 64795 | GEN2 | IC | OP | NA | NG |  | 57.333 | 1.2097e-05 | 0.000422 | EIA Prime Mover-level Data | Estimated using an emission factor
2021 | TX | WAL536 | 64795 | GEN3 | IC | OP | NA | NG |  | 57.333 | 1.2097e-05 | 0.000422 | EIA Prime Mover-level Data | Estimated using an emission factor
2021 | TX | WAL537 | 64796 | GEN1 | IC | OP | NA | NG
2021 | TX | WAL537 | 64796 | GEN2 | IC | OP | NA | NG
2021 | TX | WAL537 | 64796 | GEN3 | IC | OP | NA | NG
2021 | TX | WAL546 | 64797 | GEN1 | IC | OP | NA | NG |  | 1166.667 | 0.00024617 | 0.000422 | EIA Prime Mover-level Data | Estimated using an emission factor
2021 | TX | WAL546 | 64797 | GEN2 | IC | OP | NA | NG |  | 1166.667 | 0.00024617 | 0.000422 | EIA Prime Mover-level Data | Estimated using an emission factor
2021 | TX | WAL546 | 64797 | GEN3 | IC | OP | NA | NG |  | 1166.667 | 0.00024617 | 0.000422 | EIA Prime Mover-level Data | Estimated using an emission factor
2021 | TX | WAL602 | 64799 | GEN1 | IC | OP | NA | NG |  | 1407 | 0.00029688 | 0.000422 | EIA Prime Mover-level Data | Estimated using an emission factor
2021 | TX | WAL602 | 64799 | GEN2 | IC | OP | NA | NG |  | 1407 | 0.00029688 | 0.000422 | EIA Prime Mover-level Data | Estimated using an emission factor
2021 | TX | WAL602 | 64799 | GEN3 | IC | OP | NA | NG |  | 1407 | 0.00029688 | 0.000422 | EIA Prime Mover-level Data | Estimated using an emission factor
2021 | TX | WAL744 | 64800 | GEN1 | IC | OP | NA | NG |  | 2089.333 | 0.00044085 | 0.000422 | EIA Prime Mover-level Data | Estimated using an emission factor
2021 | TX | WAL744 | 64800 | GEN2 | IC | OP | NA | NG |  | 2089.333 | 0.00044085 | 0.000422 | EIA Prime Mover-level Data | Estimated using an emission factor
2021 | TX | WAL744 | 64800 | GEN3 | IC | OP | NA | NG |  | 2089.333 | 0.00044085 | 0.000422 | EIA Prime Mover-level Data | Estimated using an emission factor
2021 | TX | WAL752 | 64801 | GEN1 | IC | OP | NA | NG |  | 1099 | 0.00023189 | 0.000422 | EIA Prime Mover-level Data | Estimated using an emission factor
2021 | TX | WAL752 | 64801 | GEN2 | IC | OP | NA | NG |  | 1099 | 0.00023189 | 0.000422 | EIA Prime Mover-level Data | Estimated using an emission factor
2021 | TX | WAL752 | 64801 | GEN3 | IC | OP | NA | NG |  | 1099 | 0.00023189 | 0.000422 | EIA Prime Mover-level Data | Estimated using an emission factor
2021 | TX | WAL768 | 64802 | GEN1 | IC | OP | NA | NG |  | 1117.333 | 0.00023576 | 0.000422 | EIA Prime Mover-level Data | Estimated using an emission factor
2021 | TX | WAL768 | 64802 | GEN2 | IC | OP | NA | NG |  | 1117.333 | 0.00023576 | 0.000422 | EIA Prime Mover-level Data | Estimated using an emission factor
2021 | TX | WAL768 | 64802 | GEN3 | IC | OP | NA | NG |  | 1117.333 | 0.00023576 | 0.000422 | EIA Prime Mover-level Data | Estimated using an emission factor
2021 | TX | WAL772 | 64803 | GEN1 | IC | OP | NA | NG
2021 | TX | WAL772 | 64803 | GEN2 | IC | OP | NA | NG
2021 | TX | WAL772 | 64803 | GEN3 | IC | OP | NA | NG
2021 | TX | WAL791 | 64804 | GEN1 | IC | OP | NA | NG
2021 | TX | WAL791 | 64804 | GEN2 | IC | OP | NA | NG
2021 | TX | WAL791 | 64804 | GEN3 | IC | OP | NA | NG
2021 | TX | WAL849 | 64805 | GEN1 | IC | OP | NA | NG |  | 1314.333 | 0.00027732 | 0.000422 | EIA Prime Mover-level Data | Estimated using an emission factor
2021 | TX | WAL849 | 64805 | GEN2 | IC | OP | NA | NG |  | 1314.333 | 0.00027732 | 0.000422 | EIA Prime Mover-level Data | Estimated using an emission factor
2021 | TX | WAL849 | 64805 | GEN3 | IC | OP | NA | NG |  | 1314.333 | 0.00027732 | 0.000422 | EIA Prime Mover-level Data | Estimated using an emission factor
2021 | TX | WAL872 | 64806 | GEN1 | IC | OP | NA | NG |  | 1143.333 | 0.00024124 | 0.000422 | EIA Prime Mover-level Data | Estimated using an emission factor
2021 | TX | WAL872 | 64806 | GEN2 | IC | OP | NA | NG |  | 1143.333 | 0.00024124 | 0.000422 | EIA Prime Mover-level Data | Estimated using an emission factor
2021 | TX | WAL872 | 64806 | GEN3 | IC | OP | NA | NG |  | 1143.333 | 0.00024124 | 0.000422 | EIA Prime Mover-level Data | Estimated using an emission factor
2021 | TX | WAL896 | 64807 | GEN1 | IC | OP | NA | NG |  | 201 | 4.2411e-05 | 0.000422 | EIA Prime Mover-level Data | Estimated using an emission factor
2021 | TX | WAL896 | 64807 | GEN2 | IC | OP | NA | NG |  | 201 | 4.2411e-05 | 0.000422 | EIA Prime Mover-level Data | Estimated using an emission factor
2021 | TX | WAL896 | 64807 | GEN3 | IC | OP | NA | NG |  | 201 | 4.2411e-05 | 0.000422 | EIA Prime Mover-level Data | Estimated using an emission factor
2021 | TX | WAL897 | 64808 | GEN1 | IC | OP | NA | NG |  | 1553 | 0.00032768 | 0.000422 | EIA Prime Mover-level Data | Estimated using an emission factor
2021 | TX | WAL940 | 64809 | GEN1 | IC | OP | NA | NG |  | 1653 | 0.00034878 | 0.000422 | EIA Prime Mover-level Data | Estimated using an emission factor
2021 | TX | WAL940 | 64809 | GEN2 | IC | OP | NA | NG |  | 1653 | 0.00034878 | 0.000422 | EIA Prime Mover-level Data | Estimated using an emission factor
2021 | TX | WAL940 | 64809 | GEN3 | IC | OP | NA | NG |  | 1653 | 0.00034878 | 0.000422 | EIA Prime Mover-level Data | Estimated using an emission factor
2021 | TX | WAL947 | 64810 | GEN1 | IC | OP | NA | NG |  | 1514.333 | 0.00031952 | 0.000422 | EIA Prime Mover-level Data | Estimated using an emission factor
2021 | TX | WAL947 | 64810 | GEN2 | IC | OP | NA | NG |  | 1514.333 | 0.00031952 | 0.000422 | EIA Prime Mover-level Data | Estimated using an emission factor
2021 | TX | WAL947 | 64810 | GEN3 | IC | OP | NA | NG |  | 1514.333 | 0.00031952 | 0.000422 | EIA Prime Mover-level Data | Estimated using an emission factor
2021 | TX | WAL972 | 64812 | GEN1 | IC | OP | NA | NG |  | 702.333 | 0.00014819 | 0.000422 | EIA Prime Mover-level Data | Estimated using an emission factor
2021 | TX | WAL972 | 64812 | GEN2 | IC | OP | NA | NG |  | 702.333 | 0.00014819 | 0.000422 | EIA Prime Mover-level Data | Estimated using an emission factor
2021 | TX | WAL972 | 64812 | GEN3 | IC | OP | NA | NG |  | 702.333 | 0.00014819 | 0.000422 | EIA Prime Mover-level Data | Estimated using an emission factor
2021 | TX | WAL1040 | 64813 | GEN1 | IC | OP | NA | NG |  | 1793 | 0.00037832 | 0.000422 | EIA Prime Mover-level Data | Estimated using an emission factor
2021 | TX | WAL1040 | 64813 | GEN2 | IC | OP | NA | NG |  | 1793 | 0.00037832 | 0.000422 | EIA Prime Mover-level Data | Estimated using an emission factor
2021 | TX | WAL1040 | 64813 | GEN3 | IC | OP | NA | NG |  | 1793 | 0.00037832 | 0.000422 | EIA Prime Mover-level Data | Estimated using an emission factor
2021 | TX | WAL1062 | 64814 | GEN1 | IC | OP | NA | NG |  | 947 | 0.00019982 | 0.000422 | EIA Prime Mover-level Data | Estimated using an emission factor
2021 | TX | WAL1062 | 64814 | GEN2 | IC | OP | NA | NG |  | 947 | 0.00019982 | 0.000422 | EIA Prime Mover-level Data | Estimated using an emission factor
2021 | TX | WAL1062 | 64814 | GEN3 | IC | OP | NA | NG |  | 947 | 0.00019982 | 0.000422 | EIA Prime Mover-level Data | Estimated using an emission factor
2021 | TX | WAL1103 | 64815 | GEN1 | IC | OP | NA | NG |  | 1813.667 | 0.00038268 | 0.000422 | EIA Prime Mover-level Data | Estimated using an emission factor
2021 | TX | WAL1103 | 64815 | GEN2 | IC | OP | NA | NG |  | 1813.667 | 0.00038268 | 0.000422 | EIA Prime Mover-level Data | Estimated using an emission factor
2021 | TX | WAL1103 | 64815 | GEN3 | IC | OP | NA | NG |  | 1813.667 | 0.00038268 | 0.000422 | EIA Prime Mover-level Data | Estimated using an emission factor
2021 | TX | WAL1232 | 64816 | GEN1 | IC | OP | NA | NG |  | 1398.667 | 0.00029512 | 0.000422 | EIA Prime Mover-level Data | Estimated using an emission factor
2021 | TX | WAL1232 | 64816 | GEN2 | IC | OP | NA | NG |  | 1398.667 | 0.00029512 | 0.000422 | EIA Prime Mover-level Data | Estimated using an emission factor
2021 | TX | WAL1232 | 64816 | GEN3 | IC | OP | NA | NG |  | 1398.667 | 0.00029512 | 0.000422 | EIA Prime Mover-level Data | Estimated using an emission factor
2021 | VA | Energix Leatherwood, LLC | 64817 | ENX10 | PV | OP | NA | SUN |  | 111846 |  |  | EIA Prime Mover-level Data
2021 | MN | Connexus Solar Stanford 1STF | 64818 | C1STF | PV | OP | NA | SUN |  | 71849 |  |  | EIA Prime Mover-level Data
2021 | CA | AEC- Santa Rosa Solar | 64819 | AECSR | PV | OP | NA | SUN
2021 | NC | Broadway Road Solar, LLC | 64820 | OS | PV | OP | NA | SUN
2021 | TX | FELPS 1 - Calaveras | 64821 | FLPS1 | PV | OP | NA | SUN |  | 13760 |  |  | EIA Prime Mover-level Data
2021 | NC | Wyse Fork Solar Farm, LLC | 64822 | OS | PV | OP | NA | SUN
2021 | TX | FELPS 2 - Calaveras | 64823 | FLPS2 | PV | OP | NA | SUN |  | 14946 |  |  | EIA Prime Mover-level Data
2021 | TX | FELPS 3 - Floresville South | 64824 | FLPS3 | PV | OP | NA | SUN |  | 8586 |  |  | EIA Prime Mover-level Data
2021 | TX | FELPS 4 - Floresville South | 64825 | FLPS4 | PV | OP | NA | SUN |  | 9408 |  |  | EIA Prime Mover-level Data
2021 | TX | FELPS 5- Floresville South | 64826 | FLPS5 | PV | OP | NA | SUN |  | 8685 |  |  | EIA Prime Mover-level Data
2021 | TX | FELPS 6- Floresville West | 64827 | FLPS6 | PV | OP | NA | SUN |  | 7137 |  |  | EIA Prime Mover-level Data
2021 | TX | FELPS 7- Floresville West | 64828 | FLPS7 | PV | OP | NA | SUN |  | 10081 |  |  | EIA Prime Mover-level Data
2021 | TX | WAL1272 | 64829 | GEN1 | IC | OP | NA | NG |  | 591 | 0.0001247 | 0.000422 | EIA Prime Mover-level Data | Estimated using an emission factor
2021 | TX | WAL1272 | 64829 | GEN2 | IC | OP | NA | NG |  | 591 | 0.0001247 | 0.000422 | EIA Prime Mover-level Data | Estimated using an emission factor
2021 | TX | WAL1272 | 64829 | GEN3 | IC | OP | NA | NG |  | 591 | 0.0001247 | 0.000422 | EIA Prime Mover-level Data | Estimated using an emission factor
2021 | OR | Brightwood Solar, LLC | 64830 | OS | PV | OP | NA | SUN
2021 | CO | Oak Leaf Solar XVIII LLC | 64831 | DIA7 | PV | OP | NA | SUN
2021 | CA | Catalina Express | 64836 | CATAL | PV | OP | NA | SUN |  | 16209 |  |  | EIA Prime Mover-level Data
2021 | CA | Marina South | 64837 | MARIN | PV | OP | NA | SUN |  | 17209 |  |  | EIA Prime Mover-level Data
2021 | TN | SR Washington I, LLC | 64843 | SRWA1 | PV | OP | NA | SUN
2021 | CA | Prairie | 64846 | PR000 | PV | OP | NA | SUN |  | 21293 |  |  | EIA Prime Mover-level Data
2021 | IN | Tate & Lyle Lafayette South | 64854 | CT1 | GT | OP | CT | NG | 1295 | 423230.325 | 1.6964 | 0.0080165 | EPA/CAMD | NEI avg EF - PM, fuel type, firing type | 2021
2021 | IN | Tate & Lyle Lafayette South | 64854 | CT2 | GT | OP | CT | NG | 34 | 8609.45 | 0.034509 | 0.0080165 | EPA/CAMD | NEI avg EF - PM, fuel type, firing type | 2021
2021 | VT | Billings Road | 64860 | 286 | PV | OP | NA | SUN |  | 512 |  |  | EIA Prime Mover-level Data
2021 | CA | Deer Creek 2 | 64861 | 392 | PV | OP | NA | SUN |  | 3122 |  |  | EIA Prime Mover-level Data
2021 | WI | Strobus | 64862 | 515 | PV | OP | NA | SUN |  | 708 |  |  | EIA Prime Mover-level Data
2021 | VT | ER Salvage Yard | 64863 | 284 | PV | OP | NA | SUN |  | 690 |  |  | EIA Prime Mover-level Data
2021 | MN | USS Wildcat Solar LLC | 64866 | USSWC | PV | OP | NA | SUN |  | 557 |  |  | EIA Prime Mover-level Data
2021 | IL | Keeversville Solar CSG | 64868 | KEEV | PV | OP | NA | SUN |  | 11736 |  |  | EIA Prime Mover-level Data
2021 | MN | Helen CSG 1 LLC | 64869 | HLCSG | PV | OP | NA | SUN |  | 1424 |  |  | EIA Prime Mover-level Data
2021 | MN | USS Danube Solar LLC | 64871 | USSDA | PV | OP | NA | SUN |  | 637 |  |  | EIA Prime Mover-level Data
2021 | PA | Pittsburgh Airport Gas Plant | 64873 | GEN1 | IC | OP | NA | NG |  | 107156 | 0.02261 | 0.000422 | EIA Prime Mover-level Data | Estimated using an emission factor
2021 | PA | Pittsburgh Airport Gas Plant | 64873 | GEN2 | IC | OP | NA | NG |  | 107156 | 0.02261 | 0.000422 | EIA Prime Mover-level Data | Estimated using an emission factor
2021 | PA | Pittsburgh Airport Gas Plant | 64873 | GEN3 | IC | OP | NA | NG |  | 107156 | 0.02261 | 0.000422 | EIA Prime Mover-level Data | Estimated using an emission factor
2021 | PA | Pittsburgh Airport Gas Plant | 64873 | GEN4 | IC | OP | NA | NG |  | 107156 | 0.02261 | 0.000422 | EIA Prime Mover-level Data | Estimated using an emission factor
2021 | PA | Pittsburgh Airport Gas Plant | 64873 | GEN5 | IC | OP | NA | NG |  | 107156 | 0.02261 | 0.000422 | EIA Prime Mover-level Data | Estimated using an emission factor
2021 | PA | PG Solar 1 | 64874 | SGEN1 | PV | OP | NA | SUN |  | 16598 |  |  | EIA Prime Mover-level Data
2021 | MA | 276 Federal Rd(CSG) | 64875 | 276FB | BA | OP | NA | MWH
2021 | MA | 276 Federal Rd(CSG) | 64875 | 276FP | PV | OP | NA | SUN |  | 9 |  |  | EIA Prime Mover-level Data
2021 | MA | 0 Hammond St CSG | 64876 | 0HAMP | PV | OP | NA | SUN
2021 | MA | 0 Hammond St CSG | 64876 | OHAMB | BA | OP | NA | MWH
2021 | CA | Edwards Sanborn E3 | 64877 | BESS | BA | OP | NA | MWH
2021 | CA | Edwards Sanborn E3 | 64877 | PV | PV | OP | NA | SUN |  | 10364 |  |  | EIA Prime Mover-level Data
2021 | CA | Edwards Sanborn E2 | 64879 | PV | PV | OP | NA | SUN |  | 40032 |  |  | EIA Prime Mover-level Data
2021 | CO | Venture 1 - 1A CSG | 64880 | 75020 | PV | OP | NA | SUN |  | 19199 |  |  | EIA Prime Mover-level Data
2021 | NM | NMSU Solar and Storage | 64881 | NMSUF | PV | OP | NA | SUN
2021 | TX | WAL1455 | 64883 | GEN1 | IC | OP | NA | NG |  | 36.667 | 7.7367e-06 | 0.000422 | EIA Prime Mover-level Data | Estimated using an emission factor
2021 | TX | WAL1455 | 64883 | GEN2 | IC | OP | NA | NG |  | 36.667 | 7.7367e-06 | 0.000422 | EIA Prime Mover-level Data | Estimated using an emission factor
2021 | TX | WAL1455 | 64883 | GEN3 | IC | OP | NA | NG |  | 36.667 | 7.7367e-06 | 0.000422 | EIA Prime Mover-level Data | Estimated using an emission factor
2021 | TX | WAL2257 | 64885 | GEN1 | IC | OP | NA | NG
2021 | TX | WAL2257 | 64885 | GEN2 | IC | OP | NA | NG
2021 | TX | WAL2257 | 64885 | GEN3 | IC | OP | NA | NG
2021 | TX | WAL2439 | 64886 | GEN1 | IC | OP | NA | NG |  | 12.667 | 2.6727e-06 | 0.000422 | EIA Prime Mover-level Data | Estimated using an emission factor
2021 | TX | WAL2439 | 64886 | GEN2 | IC | OP | NA | NG |  | 12.667 | 2.6727e-06 | 0.000422 | EIA Prime Mover-level Data | Estimated using an emission factor
2021 | TX | WAL2439 | 64886 | GEN3 | IC | OP | NA | NG |  | 12.667 | 2.6727e-06 | 0.000422 | EIA Prime Mover-level Data | Estimated using an emission factor
2021 | TX | WAL2667 | 64887 | GEN1 | IC | OP | NA | NG
2021 | TX | WAL2667 | 64887 | GEN2 | IC | OP | NA | NG
2021 | TX | WAL2667 | 64887 | GEN3 | IC | OP | NA | NG
2021 | TX | WAL2724 | 64888 | GEN1 | IC | OP | NA | NG |  | 1227 | 0.0002589 | 0.000422 | EIA Prime Mover-level Data | Estimated using an emission factor
2021 | TX | WAL2724 | 64888 | GEN2 | IC | OP | NA | NG |  | 1227 | 0.0002589 | 0.000422 | EIA Prime Mover-level Data | Estimated using an emission factor
2021 | TX | WAL2724 | 64888 | GEN3 | IC | OP | NA | NG |  | 1227 | 0.0002589 | 0.000422 | EIA Prime Mover-level Data | Estimated using an emission factor
2021 | TX | WAL2883 | 64889 | GEN1 | IC | OP | NA | NG
2021 | TX | WAL2883 | 64889 | GEN2 | IC | OP | NA | NG
2021 | TX | WAL2883 | 64889 | GEN3 | IC | OP | NA | NG
2021 | TX | WAL2980 | 64890 | GEN1 | IC | OP | NA | NG |  | 62.667 | 1.3223e-05 | 0.000422 | EIA Prime Mover-level Data | Estimated using an emission factor
2021 | TX | WAL2980 | 64890 | GEN2 | IC | OP | NA | NG |  | 62.667 | 1.3223e-05 | 0.000422 | EIA Prime Mover-level Data | Estimated using an emission factor
2021 | TX | WAL2980 | 64890 | GEN3 | IC | OP | NA | NG |  | 62.667 | 1.3223e-05 | 0.000422 | EIA Prime Mover-level Data | Estimated using an emission factor
2021 | TX | WAL2993 | 64891 | GEN1 | IC | OP | NA | NG
2021 | TX | WAL2993 | 64891 | GEN2 | IC | OP | NA | NG
2021 | TX | WAL2993 | 64891 | GEN3 | IC | OP | NA | NG
2021 | TX | TPE Erath Solar, LLC | 64892 | ERATH | PV | OP | NA | SUN
2021 | TX | WAL3226 | 64895 | GEN1 | IC | OP | NA | NG |  | 1927.333 | 0.00040667 | 0.000422 | EIA Prime Mover-level Data | Estimated using an emission factor
2021 | TX | WAL3226 | 64895 | GEN2 | IC | OP | NA | NG |  | 1927.333 | 0.00040667 | 0.000422 | EIA Prime Mover-level Data | Estimated using an emission factor
2021 | TX | WAL3226 | 64895 | GEN3 | IC | OP | NA | NG |  | 1927.333 | 0.00040667 | 0.000422 | EIA Prime Mover-level Data | Estimated using an emission factor
2021 | TX | WAL3284 | 64896 | GEN1 | IC | OP | NA | NG |  | 681 | 0.00014369 | 0.000422 | EIA Prime Mover-level Data | Estimated using an emission factor
2021 | TX | WAL3284 | 64896 | GEN2 | IC | OP | NA | NG |  | 681 | 0.00014369 | 0.000422 | EIA Prime Mover-level Data | Estimated using an emission factor
2021 | TX | WAL3284 | 64896 | GEN3 | IC | OP | NA | NG |  | 681 | 0.00014369 | 0.000422 | EIA Prime Mover-level Data | Estimated using an emission factor
2021 | TX | WAL3285 | 64897 | GEN1 | IC | OP | NA | NG |  | 80 | 1.688e-05 | 0.000422 | EIA Prime Mover-level Data | Estimated using an emission factor
2021 | TX | WAL3285 | 64897 | GEN2 | IC | OP | NA | NG |  | 80 | 1.688e-05 | 0.000422 | EIA Prime Mover-level Data | Estimated using an emission factor
2021 | TX | WAL3285 | 64897 | GEN3 | IC | OP | NA | NG |  | 80 | 1.688e-05 | 0.000422 | EIA Prime Mover-level Data | Estimated using an emission factor
2021 | TX | WAL3297 | 64898 | GEN1 | IC | OP | NA | NG |  | 1794.667 | 0.00037867 | 0.000422 | EIA Prime Mover-level Data | Estimated using an emission factor
2021 | TX | WAL3297 | 64898 | GEN2 | IC | OP | NA | NG |  | 1794.667 | 0.00037867 | 0.000422 | EIA Prime Mover-level Data | Estimated using an emission factor
2021 | TX | WAL3297 | 64898 | GEN3 | IC | OP | NA | NG |  | 1794.667 | 0.00037867 | 0.000422 | EIA Prime Mover-level Data | Estimated using an emission factor
2021 | TX | WAL3298 | 64899 | GEN1 | IC | OP | NA | NG |  | 1297.667 | 0.00027381 | 0.000422 | EIA Prime Mover-level Data | Estimated using an emission factor
2021 | TX | WAL3298 | 64899 | GEN2 | IC | OP | NA | NG |  | 1297.667 | 0.00027381 | 0.000422 | EIA Prime Mover-level Data | Estimated using an emission factor
2021 | TX | WAL3298 | 64899 | GEN3 | IC | OP | NA | NG |  | 1297.667 | 0.00027381 | 0.000422 | EIA Prime Mover-level Data | Estimated using an emission factor
2021 | TX | WAL3302 | 64900 | GEN1 | IC | OP | NA | NG
2021 | TX | WAL3302 | 64900 | GEN2 | IC | OP | NA | NG
2021 | TX | WAL3302 | 64900 | GEN3 | IC | OP | NA | NG
2021 | TX | WAL3320 | 64901 | GEN1 | IC | OP | NA | NG |  | 127.333 | 2.6867e-05 | 0.000422 | EIA Prime Mover-level Data | Estimated using an emission factor
2021 | TX | WAL3320 | 64901 | GEN2 | IC | OP | NA | NG |  | 127.333 | 2.6867e-05 | 0.000422 | EIA Prime Mover-level Data | Estimated using an emission factor
2021 | TX | WAL3320 | 64901 | GEN3 | IC | OP | NA | NG |  | 127.333 | 2.6867e-05 | 0.000422 | EIA Prime Mover-level Data | Estimated using an emission factor
2021 | TX | WAL3390 | 64902 | GEN1 | IC | OP | NA | NG |  | 1777.333 | 0.00037502 | 0.000422 | EIA Prime Mover-level Data | Estimated using an emission factor
2021 | TX | WAL3390 | 64902 | GEN2 | IC | OP | NA | NG |  | 1777.333 | 0.00037502 | 0.000422 | EIA Prime Mover-level Data | Estimated using an emission factor
2021 | TX | WAL3390 | 64902 | GEN3 | IC | OP | NA | NG |  | 1777.333 | 0.00037502 | 0.000422 | EIA Prime Mover-level Data | Estimated using an emission factor
2021 | IL | Mt. Morris Solar CSG | 64905 | MTMIL | PV | OP | NA | SUN |  | 29350 |  |  | EIA Prime Mover-level Data
2021 | MN | Hazel | 64906 | 512 | PV | OP | NA | SUN |  | 3547 |  |  | EIA Prime Mover-level Data
2021 | MN | Fountain | 64907 | 511 | PV | OP | NA | SUN |  | 2892 |  |  | EIA Prime Mover-level Data
2021 | TX | Flower Valley I | 64915 | FLRV1 | BA | OP | NA | MWH
2021 | TX | Swoose I | 64916 | SWOO1 | BA | OP | NA | MWH
2021 | TX | Triple Butte I | 64917 | TRBT1 | BA | OP | NA | MWH
2021 | IL | NorthropGrummanSolar(Rolling Meadows,IL) | 64918 | NGCIL | PV | OP | NA | SUN |  | 12453 |  |  | EIA Prime Mover-level Data
2021 | IL | FedEx Chicago Solar Facility | 64919 | FDXIL | PV | OP | NA | SUN |  | 16891 |  |  | EIA Prime Mover-level Data
2021 | IL | GE-Hitachi Solar - Morris, IL | 64920 | GEHIL | PV | OP | NA | SUN
2021 | TX | WAL3425 | 64923 | GEN1 | IC | OP | NA | NG
2021 | TX | WAL3425 | 64923 | GEN2 | IC | OP | NA | NG
2021 | TX | WAL3425 | 64923 | GEN3 | IC | OP | NA | NG
2021 | TX | WAL3432 | 64924 | GEN1 | IC | OP | NA | NG |  | 8 | 1.688e-06 | 0.000422 | EIA Prime Mover-level Data | Estimated using an emission factor
2021 | TX | WAL3432 | 64924 | GEN2 | IC | OP | NA | NG |  | 8 | 1.688e-06 | 0.000422 | EIA Prime Mover-level Data | Estimated using an emission factor
2021 | TX | WAL3432 | 64924 | GEN3 | IC | OP | NA | NG |  | 8 | 1.688e-06 | 0.000422 | EIA Prime Mover-level Data | Estimated using an emission factor
2021 | TX | WAL3500 | 64925 | GEN1 | IC | OP | NA | NG |  | 6.667 | 1.4067e-06 | 0.000422 | EIA Prime Mover-level Data | Estimated using an emission factor
2021 | TX | WAL3500 | 64925 | GEN2 | IC | OP | NA | NG |  | 6.667 | 1.4067e-06 | 0.000422 | EIA Prime Mover-level Data | Estimated using an emission factor
2021 | TX | WAL3500 | 64925 | GEN3 | IC | OP | NA | NG |  | 6.667 | 1.4067e-06 | 0.000422 | EIA Prime Mover-level Data | Estimated using an emission factor
2021 | TX | WAL3510 | 64926 | GEN1 | IC | OP | NA | NG |  | 1800 | 0.0003798 | 0.000422 | EIA Prime Mover-level Data | Estimated using an emission factor
2021 | MN | Stockton (MN) | 64930 | 514 | PV | OP | NA | SUN |  | 2352 |  |  | EIA Prime Mover-level Data
2021 | MN | Rushford Village | 64932 | 513 | PV | OP | NA | SUN |  | 1159 |  |  | EIA Prime Mover-level Data
2021 | TX | WAL3518 | 64933 | GEN1 | IC | OP | NA | NG
2021 | TX | WAL3518 | 64933 | GEN2 | IC | OP | NA | NG
2021 | TX | WAL3518 | 64933 | GEN3 | IC | OP | NA | NG
2021 | TX | WAL3572 | 64934 | GEN1 | IC | OP | NA | NG |  | 2335 | 0.00049268 | 0.000422 | EIA Prime Mover-level Data | Estimated using an emission factor
2021 | TX | WAL3584 | 64935 | GEN1 | IC | OP | NA | NG
2021 | TX | WAL3584 | 64935 | GEN2 | IC | OP | NA | NG
2021 | TX | WAL3584 | 64935 | GEN3 | IC | OP | NA | NG
2021 | TX | WAL3631 | 64936 | GEN1 | IC | OP | NA | NG |  | 1498.333 | 0.00031615 | 0.000422 | EIA Prime Mover-level Data | Estimated using an emission factor
2021 | TX | WAL3631 | 64936 | GEN2 | IC | OP | NA | NG |  | 1498.333 | 0.00031615 | 0.000422 | EIA Prime Mover-level Data | Estimated using an emission factor
2021 | TX | WAL3631 | 64936 | GEN3 | IC | OP | NA | NG |  | 1498.333 | 0.00031615 | 0.000422 | EIA Prime Mover-level Data | Estimated using an emission factor
2021 | TX | WAL3773 | 64937 | GEN1 | IC | OP | NA | NG |  | 1674 | 0.00035321 | 0.000422 | EIA Prime Mover-level Data | Estimated using an emission factor
2021 | TX | WAL3773 | 64937 | GEN2 | IC | OP | NA | NG |  | 1674 | 0.00035321 | 0.000422 | EIA Prime Mover-level Data | Estimated using an emission factor
2021 | TX | WAL3773 | 64937 | GEN3 | IC | OP | NA | NG |  | 1674 | 0.00035321 | 0.000422 | EIA Prime Mover-level Data | Estimated using an emission factor
2021 | TX | WAL3777 | 64938 | GEN1 | IC | OP | NA | DFO |  | 768 | 0.11904 | 0.31 | EIA Prime Mover-level Data | Estimated using an emission factor
2021 | TX | WAL3827 | 64939 | GEN1 | IC | OP | NA | NG |  | 1204.667 | 0.00025418 | 0.000422 | EIA Prime Mover-level Data | Estimated using an emission factor
2021 | TX | WAL3827 | 64939 | GEN2 | IC | OP | NA | NG |  | 1204.667 | 0.00025418 | 0.000422 | EIA Prime Mover-level Data | Estimated using an emission factor
2021 | TX | WAL3827 | 64939 | GEN3 | IC | OP | NA | NG |  | 1204.667 | 0.00025418 | 0.000422 | EIA Prime Mover-level Data | Estimated using an emission factor
2021 | TX | WAL3886 | 64940 | GEN1 | IC | OP | NA | NG |  | 166.667 | 3.5167e-05 | 0.000422 | EIA Prime Mover-level Data | Estimated using an emission factor
2021 | TX | WAL3886 | 64940 | GEN2 | IC | OP | NA | NG |  | 166.667 | 3.5167e-05 | 0.000422 | EIA Prime Mover-level Data | Estimated using an emission factor
2021 | TX | WAL3886 | 64940 | GEN3 | IC | OP | NA | NG |  | 166.667 | 3.5167e-05 | 0.000422 | EIA Prime Mover-level Data | Estimated using an emission factor
2021 | TX | WAL4298 | 64942 | GEN1 | IC | OP | NA | NG |  | 64.333 | 1.3574e-05 | 0.000422 | EIA Prime Mover-level Data | Estimated using an emission factor
2021 | TX | WAL4298 | 64942 | GEN2 | IC | OP | NA | NG |  | 64.333 | 1.3574e-05 | 0.000422 | EIA Prime Mover-level Data | Estimated using an emission factor
2021 | TX | WAL4298 | 64942 | GEN3 | IC | OP | NA | NG |  | 64.333 | 1.3574e-05 | 0.000422 | EIA Prime Mover-level Data | Estimated using an emission factor
2021 | TX | WAL4509 | 64943 | GEN1 | IC | OP | NA | NG |  | 947.333 | 0.00019989 | 0.000422 | EIA Prime Mover-level Data | Estimated using an emission factor
2021 | TX | WAL4509 | 64943 | GEN2 | IC | OP | NA | NG |  | 947.333 | 0.00019989 | 0.000422 | EIA Prime Mover-level Data | Estimated using an emission factor
2021 | TX | WAL4509 | 64943 | GEN3 | IC | OP | NA | NG |  | 947.333 | 0.00019989 | 0.000422 | EIA Prime Mover-level Data | Estimated using an emission factor
2021 | TX | WAL4512 | 64944 | GEN1 | IC | OP | NA | NG |  | 1958.333 | 0.00041321 | 0.000422 | EIA Prime Mover-level Data | Estimated using an emission factor
2021 | TX | WAL4512 | 64944 | GEN2 | IC | OP | NA | NG |  | 1958.333 | 0.00041321 | 0.000422 | EIA Prime Mover-level Data | Estimated using an emission factor
2021 | TX | WAL4512 | 64944 | GEN3 | IC | OP | NA | NG |  | 1958.333 | 0.00041321 | 0.000422 | EIA Prime Mover-level Data | Estimated using an emission factor
2021 | TX | WAL4526 | 64945 | GEN1 | IC | OP | NA | NG
2021 | TX | WAL4526 | 64945 | GEN2 | IC | OP | NA | NG
2021 | TX | WAL4526 | 64945 | GEN3 | IC | OP | NA | NG
2021 | TX | WAL4538 | 64946 | GEN1 | IC | OP | NA | NG |  | 944 | 0.00019918 | 0.000422 | EIA Prime Mover-level Data | Estimated using an emission factor
2021 | TX | WAL4538 | 64946 | GEN2 | IC | OP | NA | NG |  | 944 | 0.00019918 | 0.000422 | EIA Prime Mover-level Data | Estimated using an emission factor
2021 | TX | WAL4538 | 64946 | GEN3 | IC | OP | NA | NG |  | 944 | 0.00019918 | 0.000422 | EIA Prime Mover-level Data | Estimated using an emission factor
2021 | TX | WAL5045 | 64947 | GEN1 | IC | OP | NA | NG |  | 1812.333 | 0.0003824 | 0.000422 | EIA Prime Mover-level Data | Estimated using an emission factor
2021 | TX | WAL5045 | 64947 | GEN2 | IC | OP | NA | NG |  | 1812.333 | 0.0003824 | 0.000422 | EIA Prime Mover-level Data | Estimated using an emission factor
2021 | TX | WAL5045 | 64947 | GEN3 | IC | OP | NA | NG |  | 1812.333 | 0.0003824 | 0.000422 | EIA Prime Mover-level Data | Estimated using an emission factor
2021 | TX | WAL5091 | 64949 | GEN1 | IC | OP | NA | NG |  | 1488.667 | 0.00031411 | 0.000422 | EIA Prime Mover-level Data | Estimated using an emission factor
2021 | TX | WAL5091 | 64949 | GEN2 | IC | OP | NA | NG |  | 1488.667 | 0.00031411 | 0.000422 | EIA Prime Mover-level Data | Estimated using an emission factor
2021 | TX | WAL5091 | 64949 | GEN3 | IC | OP | NA | NG |  | 1488.667 | 0.00031411 | 0.000422 | EIA Prime Mover-level Data | Estimated using an emission factor
2021 | TX | WAL5116 | 64950 | GEN1 | IC | OP | NA | NG |  | 1477 | 0.00031165 | 0.000422 | EIA Prime Mover-level Data | Estimated using an emission factor
2021 | TX | WAL5116 | 64950 | GEN2 | IC | OP | NA | NG |  | 1477 | 0.00031165 | 0.000422 | EIA Prime Mover-level Data | Estimated using an emission factor
2021 | TX | WAL5116 | 64950 | GEN3 | IC | OP | NA | NG |  | 1477 | 0.00031165 | 0.000422 | EIA Prime Mover-level Data | Estimated using an emission factor
2021 | TX | WAL5165 | 64951 | GEN1 | IC | OP | NA | NG |  | 103.333 | 2.1803e-05 | 0.000422 | EIA Prime Mover-level Data | Estimated using an emission factor
2021 | TX | WAL5165 | 64951 | GEN2 | IC | OP | NA | NG |  | 103.333 | 2.1803e-05 | 0.000422 | EIA Prime Mover-level Data | Estimated using an emission factor
2021 | TX | WAL5165 | 64951 | GEN3 | IC | OP | NA | NG |  | 103.333 | 2.1803e-05 | 0.000422 | EIA Prime Mover-level Data | Estimated using an emission factor
2021 | TX | WAL5211 | 64952 | GEN1 | IC | OP | NA | DFO |  | 918 | 0.14229 | 0.31 | EIA Prime Mover-level Data | Estimated using an emission factor
2021 | TX | WAL5287 | 64953 | GE N3 | IC | OP | NA | NG |  | 1300.333 | 0.00027437 | 0.000422 | EIA Prime Mover-level Data | Estimated using an emission factor
2021 | TX | WAL5287 | 64953 | GEN1 | IC | OP | NA | NG |  | 1300.333 | 0.00027437 | 0.000422 | EIA Prime Mover-level Data | Estimated using an emission factor
2021 | TX | WAL5287 | 64953 | GEN2 | IC | OP | NA | NG |  | 1300.333 | 0.00027437 | 0.000422 | EIA Prime Mover-level Data | Estimated using an emission factor
2021 | TX | WAL5311 | 64954 | GEN1 | IC | OP | NA | DFO |  | 636 | 0.09858 | 0.31 | EIA Prime Mover-level Data | Estimated using an emission factor
2021 | TX | WAL5312 | 64955 | GEN1 | IC | OP | NA | NG |  | 906.667 | 0.00019131 | 0.000422 | EIA Prime Mover-level Data | Estimated using an emission factor
2021 | TX | WAL5312 | 64955 | GEN2 | IC | OP | NA | NG |  | 906.667 | 0.00019131 | 0.000422 | EIA Prime Mover-level Data | Estimated using an emission factor
2021 | TX | WAL5312 | 64955 | GEN3 | IC | OP | NA | NG |  | 906.667 | 0.00019131 | 0.000422 | EIA Prime Mover-level Data | Estimated using an emission factor
2021 | TX | WAL5316 | 64956 | GEN1 | IC | OP | NA | NG |  | 1366.667 | 0.00028837 | 0.000422 | EIA Prime Mover-level Data | Estimated using an emission factor
2021 | TX | WAL5316 | 64956 | GEN2 | IC | OP | NA | NG |  | 1366.667 | 0.00028837 | 0.000422 | EIA Prime Mover-level Data | Estimated using an emission factor
2021 | TX | WAL5316 | 64956 | GEN3 | IC | OP | NA | NG |  | 1366.667 | 0.00028837 | 0.000422 | EIA Prime Mover-level Data | Estimated using an emission factor
2021 | TX | WAL5388 | 64957 | GEN1 | IC | OP | NA | NG |  | 3953 | 0.00083408 | 0.000422 | EIA Prime Mover-level Data | Estimated using an emission factor
2021 | TX | WAL5479 | 64958 | GEN1 | IC | OP | NA | NG
2021 | TX | WAL5479 | 64958 | GEN2 | IC | OP | NA | NG
2021 | TX | WAL5479 | 64958 | GEN3 | IC | OP | NA | NG
2021 | TX | WAL5480 | 64959 | GEN1 | IC | OP | NA | NG |  | 44.333 | 9.3543e-06 | 0.000422 | EIA Prime Mover-level Data | Estimated using an emission factor
2021 | TX | WAL5480 | 64959 | GEN2 | IC | OP | NA | NG |  | 44.333 | 9.3543e-06 | 0.000422 | EIA Prime Mover-level Data | Estimated using an emission factor
2021 | TX | WAL5480 | 64959 | GEN3 | IC | OP | NA | NG |  | 44.333 | 9.3543e-06 | 0.000422 | EIA Prime Mover-level Data | Estimated using an emission factor
2021 | TX | WAL5612 | 64960 | GEN1 | IC | OP | NA | NG |  | 5.333 | 1.1253e-06 | 0.000422 | EIA Prime Mover-level Data | Estimated using an emission factor
2021 | TX | WAL5612 | 64960 | GEN2 | IC | OP | NA | NG |  | 5.333 | 1.1253e-06 | 0.000422 | EIA Prime Mover-level Data | Estimated using an emission factor
2021 | TX | WAL5612 | 64960 | GEN3 | IC | OP | NA | NG |  | 5.333 | 1.1253e-06 | 0.000422 | EIA Prime Mover-level Data | Estimated using an emission factor
2021 | TX | WAL5713 | 64961 | GEN1 | IC | OP | NA | NG
2021 | TX | WAL5713 | 64961 | GEN2 | IC | OP | NA | NG
2021 | TX | WAL5713 | 64961 | GEN3 | IC | OP | NA | NG
2021 | TX | WAL5764 | 64962 | GEN1 | IC | OP | NA | NG |  | 795.333 | 0.00016782 | 0.000422 | EIA Prime Mover-level Data | Estimated using an emission factor
2021 | TX | WAL5764 | 64962 | GEN2 | IC | OP | NA | NG |  | 795.333 | 0.00016782 | 0.000422 | EIA Prime Mover-level Data | Estimated using an emission factor
2021 | TX | WAL5764 | 64962 | GEN3 | IC | OP | NA | NG |  | 795.333 | 0.00016782 | 0.000422 | EIA Prime Mover-level Data | Estimated using an emission factor
2021 | TX | WAL6929 | 64963 | GEN1 | IC | OP | NA | NG |  | 1197 | 0.00025257 | 0.000422 | EIA Prime Mover-level Data | Estimated using an emission factor
2021 | TX | WAL6929 | 64963 | GEN2 | IC | OP | NA | NG |  | 1197 | 0.00025257 | 0.000422 | EIA Prime Mover-level Data | Estimated using an emission factor
2021 | TX | WAL6929 | 64963 | GEN3 | IC | OP | NA | NG |  | 1197 | 0.00025257 | 0.000422 | EIA Prime Mover-level Data | Estimated using an emission factor
2021 | IL | SV Gardner 1 (Lutz) CSG | 64967 | LUTZ | PV | OP | NA | SUN |  | 3953 |  |  | EIA Prime Mover-level Data
2021 | WI | Barron Solar Array | 64969 | BAR01 | PV | OP | NA | SUN |  | 25141 |  |  | EIA Prime Mover-level Data
2021 | MA | 59 Federal Rd(CSG) | 64970 | 59FBA | BA | OP | NA | MWH
2021 | MA | 59 Federal Rd(CSG) | 64970 | 59FPV | PV | OP | NA | SUN |  | 9 |  |  | EIA Prime Mover-level Data
2021 | IL | Prophet CSG | 64972 | PROPH | PV | OP | NA | SUN |  | 14122 |  |  | EIA Prime Mover-level Data
2021 | IL | Gala (CSG) | 64973 | GALA | PV | OP | NA | SUN |  | 14016 |  |  | EIA Prime Mover-level Data
2021 | VT | Park St | 64975 | 628 | PV | OP | NA | SUN |  | 5784 |  |  | EIA Prime Mover-level Data
2021 | WI | Spooner Solar Array | 64976 | SPN01 | PV | OP | NA | SUN |  | 15686 |  |  | EIA Prime Mover-level Data
2021 | CT | Torrington Solar One, LLC | 64977 | TORS1 | PV | OP | NA | SUN |  | 21330 |  |  | EIA Prime Mover-level Data
2021 | CT | Bristol Solar One, LLC | 64978 | BRIS1 | PV | OP | NA | SUN |  | 24442 |  |  | EIA Prime Mover-level Data
2021 | CT | Watertown Solar One, LLC | 64979 | WTRS1 | PV | OP | NA | SUN |  | 11435 |  |  | EIA Prime Mover-level Data
2021 | MA | UMass Boston | 64980 | 010G | IC | SB | NA | DFO |  | 29.739 | 0.0046095 | 0.31 | EIA Prime Mover-level Data | Estimated using an emission factor
2021 | MA | UMass Boston | 64980 | 020G | IC | SB | NA | DFO |  | 39.652 | 0.0061461 | 0.31 | EIA Prime Mover-level Data | Estimated using an emission factor
2021 | MA | UMass Boston | 64980 | 030G | IC | SB | NA | DFO |  | 49.565 | 0.0076826 | 0.31 | EIA Prime Mover-level Data | Estimated using an emission factor
2021 | MA | UMass Boston | 64980 | 050G | IC | SB | NA | DFO |  | 79.304 | 0.012292 | 0.31 | EIA Prime Mover-level Data | Estimated using an emission factor
2021 | MA | UMass Boston | 64980 | 060G | IC | SB | NA | DFO |  | 158.609 | 0.024584 | 0.31 | EIA Prime Mover-level Data | Estimated using an emission factor
2021 | MA | UMass Boston | 64980 | 080D1 | IC | SB | NA | DFO |  | 29.739 | 0.0046095 | 0.31 | EIA Prime Mover-level Data | Estimated using an emission factor
2021 | MA | UMass Boston | 64980 | 080D2 | IC | SB | NA | DFO |  | 49.565 | 0.0076826 | 0.31 | EIA Prime Mover-level Data | Estimated using an emission factor
2021 | MA | UMass Boston | 64980 | 080G | IC | SB | NA | DFO |  | 39.652 | 0.0061461 | 0.31 | EIA Prime Mover-level Data | Estimated using an emission factor
2021 | MA | UMass Boston | 64980 | 090G | IC | SB | NA | DFO |  | 59.478 | 0.0092191 | 0.31 | EIA Prime Mover-level Data | Estimated using an emission factor
2021 | MA | UMass Boston | 64980 | 110G | IC | SB | NA | DFO |  | 19.826 | 0.003073 | 0.31 | EIA Prime Mover-level Data | Estimated using an emission factor
2021 | MA | UMass Boston | 64980 | 120G | IC | SB | NA | DFO |  | 19.826 | 0.003073 | 0.31 | EIA Prime Mover-level Data | Estimated using an emission factor
2021 | MA | UMass Boston | 64980 | 160G | IC | SB | NA | DFO |  | 9.913 | 0.0015365 | 0.31 | EIA Prime Mover-level Data | Estimated using an emission factor
2021 | MA | UMass Boston | 64980 | 200G | IC | SB | NA | DFO |  | 9.913 | 0.0015365 | 0.31 | EIA Prime Mover-level Data | Estimated using an emission factor
2021 | MA | UMass Boston | 64980 | BATT1 | BA | OP | NA | MWH |  | 0 |  |  | EIA Prime Mover-level Data
2021 | MA | UMass Boston | 64980 | RHG | IC | SB | NA | DFO |  | 49.565 | 0.0076826 | 0.31 | EIA Prime Mover-level Data | Estimated using an emission factor
2021 | MA | UMass Boston | 64980 | SOL1 | PV | OP | NA | SUN |  | 2695.714 |  |  | EIA Prime Mover-level Data
2021 | MA | UMass Boston | 64980 | SOL2 | PV | OP | NA | SUN |  | 6739.286 |  |  | EIA Prime Mover-level Data
2021 | MA | UMass Boston | 64980 | WG | IC | SB | NA | DFO |  | 39.652 | 0.0061461 | 0.31 | EIA Prime Mover-level Data | Estimated using an emission factor
2021 | PA | North Wales Diesel | 64983 | GEN1 | IC | SB | NA | DFO
2021 | PA | North Wales Diesel | 64983 | GEN2 | IC | SB | NA | DFO
2021 | PA | North Wales Diesel | 64983 | GEN3 | IC | SB | NA | DFO
2021 | PA | North Wales Diesel | 64983 | GEN4 | IC | SB | NA | DFO
2021 | MN | Medin CSG | 64990 | MED1 | PV | OP | NA | SUN |  | 239 |  |  | EIA Prime Mover-level Data
2021 | MN | Johnson CSG 1 | 64991 | JOHN | PV | OP | NA | SUN |  | 433 |  |  | EIA Prime Mover-level Data
2021 | MN | Cornillie Solar CSG | 64992 | CORN1 | PV | OP | NA | SUN |  | 150 |  |  | EIA Prime Mover-level Data
2021 | CA | Sacramento Point West Medical Offices | 64994 | 6115 | PV | OP | NA | SUN |  | 21029 |  |  | EIA Prime Mover-level Data
2021 | CA | SSI West Riverside Landfill LLC | 65002 | WERL | PV | OP | NA | SUN |  | 44800 |  |  | EIA Prime Mover-level Data
2021 | IL | Albertsons at Melrose Park | 65005 | PV1 | PV | OP | NA | SUN |  | 1432 |  |  | EIA Prime Mover-level Data
2021 | IL | Marengo Solar | 65013 | MARIL | PV | OP | NA | SUN |  | 30879 |  |  | EIA Prime Mover-level Data
2021 | VA | Gardy's Mill Solar | 65016 | GMS | PV | OP | NA | SUN |  | 54014 |  |  | EIA Prime Mover-level Data
2021 | VA | Briel Solar Farm | 65022 | BMS | PV | OP | NA | SUN |  | 135015 |  |  | EIA Prime Mover-level Data
2021 | TX | HEB00292 | 65026 | H2921 | IC | OP | NA | NG |  | 1758.333 | 0.00037101 | 0.000422 | EIA Prime Mover-level Data | Estimated using an emission factor
2021 | TX | HEB00292 | 65026 | H2922 | IC | OP | NA | NG |  | 1758.333 | 0.00037101 | 0.000422 | EIA Prime Mover-level Data | Estimated using an emission factor
2021 | TX | HEB00292 | 65026 | H2923 | IC | OP | NA | NG |  | 1758.333 | 0.00037101 | 0.000422 | EIA Prime Mover-level Data | Estimated using an emission factor
2021 | MI | Bissell Solar and Battery Generator | 65029 | BISBP | BA | OP | NA | MWH |  | 0 |  |  | EIA Prime Mover-level Data
2021 | MI | Bissell Solar and Battery Generator | 65029 | BISSP | PV | OP | NA | SUN |  | 1264 |  |  | EIA Prime Mover-level Data
2021 | CA | Kings River Syphon | 65033 | UNIT1 | HY | SB | NA | WAT
2021 | CA | Kings River Syphon | 65033 | UNIT2 | HY | SB | NA | WAT
2021 | CA | Kings River Syphon | 65033 | UNIT3 | HY | SB | NA | WAT
2021 | CA | Kings River Syphon | 65033 | UNIT4 | HY | SB | NA | WAT
2021 | FL | Cotton Creek Solar Energy Center | 65036 | 1 | PV | OP | NA | SUN
2021 | TX | Hubbard Wind | 65048 | HW001 | WT | OP | NA | WND |  | 1982132 |  |  | EIA Prime Mover-level Data
2021 | MA | 71 Charlotte Furnace Rd Hybrid(CSG) | 65054 | 71CBA | BA | OP | NA | MWH
2021 | MA | 71 Charlotte Furnace Rd Hybrid(CSG) | 65054 | 71CPV | PV | OP | NA | SUN
2021 | MA | 77 Farm to Market Rd Hybrid(CSG) | 65055 | 77FBA | BA | OP | NA | MWH
2021 | MA | 77 Farm to Market Rd Hybrid(CSG) | 65055 | 77FPV | PV | OP | NA | SUN
2021 | MA | 160 Tihonet Rd Hybrid(CSG) | 65056 | 160BA | BA | OP | NA | MWH
2021 | MA | 160 Tihonet Rd Hybrid(CSG) | 65056 | 160PV | PV | OP | NA | SUN |  | 601 |  |  | EIA Prime Mover-level Data
2021 | MA | 299 Farm to Market Rd Hybrid(CSG) | 65057 | 299BA | BA | OP | NA | MWH
2021 | MA | 299 Farm to Market Rd Hybrid(CSG) | 65057 | 299PV | PV | OP | NA | SUN |  | 9 |  |  | EIA Prime Mover-level Data
2021 | CO | Niyol Wind, LLC | 65059 | WNIYO | WT | OP | NA | WND |  | 1845932 |  |  | EIA Prime Mover-level Data
2021 | MA | Halifax Solar | 65083 | PV1 | PV | OP | NA | SUN |  | 34320 |  |  | EIA Prime Mover-level Data
2021 | CO | Pitkin County Solar | 65084 | PTKN | PV | OP | NA | SUN |  | 8799 |  |  | EIA Prime Mover-level Data
2021 | MA | 580 River Solar | 65085 | PV1 | PV | OP | NA | SUN |  | 39856 |  |  | EIA Prime Mover-level Data
2021 | WI | Shamrock Solar LLC | 65087 | 554 | PV | OP | NA | SUN
2021 | WI | Stromland Solar | 65088 | 510 | PV | OP | NA | SUN
2021 | CA | Foothill Sanitary Landfill - Solar Array | 65089 | 05452 | PV | OP | NA | SUN |  | 83505 |  |  | EIA Prime Mover-level Data
2021 | MA | 115 G Fisher | 65092 | 634 | PV | OP | NA | SUN |  | 2554 |  |  | EIA Prime Mover-level Data
2021 | MA | 154 D Fisher | 65093 | 633 | PV | OP | NA | SUN |  | 2636 |  |  | EIA Prime Mover-level Data
2021 | NJ | Jackson Legler Solar 1 LLC | 65094 | 314 | PV | OP | NA | SUN |  | 2096 |  |  | EIA Prime Mover-level Data
2021 | NJ | Mt Arlington Solar 1 LLC | 65095 | 196 | PV | OP | NA | SUN |  | 920 |  |  | EIA Prime Mover-level Data
2021 | NE | South Sioux City Energy Storage | 65098 | SSCES | BA | OP | NA | MWH
2021 | NC | Ridgeback | 65110 | RID | PV | OP | NA | SUN |  | 27 |  |  | EIA Prime Mover-level Data
2021 | NC | Thunderhead | 65111 | THU | PV | OP | NA | SUN
2021 | MA | 196 Tremont St(CSG) | 65114 | 196BA | BA | OP | NA | MWH
2021 | MA | 196 Tremont St(CSG) | 65114 | 196PV | PV | OP | NA | SUN
2021 | NY | NY8 - Branscomb Solar | 65122 | GEN1 | PV | OP | NA | SUN |  | 1724 |  |  | EIA Prime Mover-level Data
2021 | IL | AES Belleville Solar LLC | 65127 | BELL | PV | OP | NA | SUN
2021 | KS | Jayhawk Wind Energy Center | 65129 | 65010 | WT | OP | NA | WND
2021 | MD | City of Bowie | 65130 | PV1 | PV | OP | NA | SUN |  | 18747 |  |  | EIA Prime Mover-level Data
2021 | CA | Fremont - Kato Rd | 65131 | PV1 | PV | OP | NA | SUN |  | 4942.5 |  |  | EIA Prime Mover-level Data
2021 | CA | Fremont - Kato Rd | 65131 | PV2 | PV | OP | NA | SUN |  | 8896.5 |  |  | EIA Prime Mover-level Data
2021 | DC | Benning Road | 65133 | BENRD | PV | OP | NA | SUN
2021 | MI | Big Turtle Wind Farm 2 | 65143 | BTWF2 | WT | OP | NA | WND |  | 969467 |  |  | EIA Prime Mover-level Data
2021 | CT | Clinton Solar | 65152 | CLINT | PV | OP | NA | SUN |  | 8604 |  |  | EIA Prime Mover-level Data
2021 | CA | Five H Farms Solar Array | 65168 | FHF | PV | OP | NA | SUN |  | 5473 |  |  | EIA Prime Mover-level Data
2021 | CA | Van der Kooi Dairy Solary Array | 65169 | VDK | PV | OP | NA | SUN |  | 2211 |  |  | EIA Prime Mover-level Data
2021 | MA | Cranberry Highway Solar LLC | 65174 | BA1 | BA | OP | NA | MWH |  | 0 |  |  | EIA Prime Mover-level Data
2021 | MA | Cranberry Highway Solar LLC | 65174 | PV1 | PV | OP | NA | SUN |  | 21178 |  |  | EIA Prime Mover-level Data
2021 | MA | ENGIE 2019 ProjectCo-MA1, LLC | 65175 | PV1 | PV | OP | NA | SUN |  | 56153 |  |  | EIA Prime Mover-level Data
2021 | CA | Donaghy-Stockton | 65177 | DSPV1 | PV | OP | NA | SUN |  | 2954 |  |  | EIA Prime Mover-level Data
2021 | CO | Mtn. Solar 4 (CSG) | 65178 | MTNS4 | PV | OP | NA | SUN |  | 1406 |  |  | EIA Prime Mover-level Data
2021 | MA | Norton LLC | 65183 | 671 | PV | OP | NA | SUN |  | 1157 |  |  | EIA Prime Mover-level Data
2021 | MA | Holliston LLC | 65184 | 674 | PV | OP | NA | SUN |  | 602 |  |  | EIA Prime Mover-level Data
2021 | AZ | Broadway 3 - Tucson Phase I | 65185 | GEN1 | PV | OP | NA | SUN |  | 17350 |  |  | EIA Prime Mover-level Data
2021 | CA | Broadway 3 - UC Merced 1 | 65186 | GEN1 | PV | OP | NA | SUN |  | 9047 |  |  | EIA Prime Mover-level Data
2021 | CA | Broadway 3 - UCSB Lot 38 | 65187 | GEN1 | PV | OP | NA | SUN |  | 29065 |  |  | EIA Prime Mover-level Data
2021 | CA | Broadway 4 - Target Shafter | 65188 | GEN1 | PV | OP | NA | SUN |  | 29083 |  |  | EIA Prime Mover-level Data
2021 | CA | University of San Diego | 65191 | USD00 | FC | OP | NA | NG |  | 55489 | 0 | 0 | EIA Prime Mover-level Data | Estimated using an emission factor
2021 | CA | AT&T San Diego | 65192 | ATT41 | FC | OP | NA | NG |  | 40551 | 0 | 0 | EIA Prime Mover-level Data | Estimated using an emission factor
2021 | CA | CalTech - Pasadena (PPA) | 65193 | CLT05 | FC | OP | NA | NG |  | 55906 | 0 | 0 | EIA Prime Mover-level Data | Estimated using an emission factor
2021 | NJ | AT&T Middletown | 65194 | ATT39 | FC | OP | NA | NG |  | 107908 | 0 | 0 | EIA Prime Mover-level Data | Estimated using an emission factor
2021 | CA | SCC - San Jose | 65196 | SCC02 | FC | OP | NA | NG |  | 56948 | 0 | 0 | EIA Prime Mover-level Data | Estimated using an emission factor
2021 | CT | Medtronic - New Haven 2 | 65197 | MDC04 | FC | OP | NA | NG |  | 114409 | 0 | 0 | EIA Prime Mover-level Data | Estimated using an emission factor
2021 | CT | Medtronic - New Haven | 65198 | MDC02 | FC | OP | NA | NG |  | 115151 | 0 | 0 | EIA Prime Mover-level Data | Estimated using an emission factor
2021 | CA | Keysight - Santa Rosa | 65199 | KST00 | FC | OP | NA | NG |  | 226024 | 0 | 0 | EIA Prime Mover-level Data | Estimated using an emission factor
2021 | CA | DirecTV - Los Angeles | 65200 | DTV02 | FC | OP | NA | NG |  | 50740 | 0 | 0 | EIA Prime Mover-level Data | Estimated using an emission factor
2021 | NY | Certain Solar - Staten Island | 65201 | CTS0A | FC | OP | NA | NG |  | 113612.533 | 0 | 0 | EIA Prime Mover-level Data | Estimated using an emission factor
2021 | NY | Certain Solar - Staten Island | 65201 | CTS0B | FC | OP | NA | NG |  | 85209.4 | 0 | 0 | EIA Prime Mover-level Data | Estimated using an emission factor
2021 | NY | Certain Solar - Staten Island | 65201 | CTS0C | FC | OP | NA | NG |  | 113612.533 | 0 | 0 | EIA Prime Mover-level Data | Estimated using an emission factor
2021 | NY | Certain Solar - Staten Island | 65201 | CTS0D | FC | OP | NA | NG |  | 113612.533 | 0 | 0 | EIA Prime Mover-level Data | Estimated using an emission factor
2021 | CA | CalTech - Pasadena | 65202 | CLT05 | FC | OP | NA | NG |  | 58738 | 0 | 0 | EIA Prime Mover-level Data | Estimated using an emission factor
2021 | CA | Beckton Dickenson - San Jose | 65203 | BDB01 | FC | OP | NA | NG |  | 51420 | 0 | 0 | EIA Prime Mover-level Data | Estimated using an emission factor
2021 | CA | AT&T - Redwood City | 65204 | ATT95 | FC | OP | NA | NG |  | 49664 | 0 | 0 | EIA Prime Mover-level Data | Estimated using an emission factor
2021 | CA | AT&T - Gardena | 65205 | ATT26 | FC | OP | NA | NG |  | 55246 | 0 | 0 | EIA Prime Mover-level Data | Estimated using an emission factor
2021 | CA | AT&T - Hawthorne | 65206 | ATT58 | FC | OP | NA | NG |  | 48014 | 0 | 0 | EIA Prime Mover-level Data | Estimated using an emission factor
2021 | CA | AT&T - Hayward | 65208 | ATA17 | FC | OP | NA | NG |  | 51849 | 0 | 0 | EIA Prime Mover-level Data | Estimated using an emission factor
2021 | MA | Equinix - Billerica | 65209 | EQX53 | FC | OP | NA | NG |  | 12125 | 0 | 0 | EIA Prime Mover-level Data | Estimated using an emission factor
2021 | CA | Enloe Medical - Chico | 65210 | ENL00 | FC | OP | NA | NG |  | 47465 | 0 | 0 | EIA Prime Mover-level Data | Estimated using an emission factor
2021 | CA | Comcast - Universal City | 65211 | CMC04 | FC | OP | NA | NG |  | 13413 | 0 | 0 | EIA Prime Mover-level Data | Estimated using an emission factor
2021 | NY | Altice - Hicksville | 65212 | ATC04 | FC | OP | NA | NG |  | 31259 | 0 | 0 | EIA Prime Mover-level Data | Estimated using an emission factor
2021 | NJ | Altice - Parsippany | 65213 | ATC03 | FC | OP | NA | NG |  | 48623 | 0 | 0 | EIA Prime Mover-level Data | Estimated using an emission factor
2021 | MA | Woburn | 65216 | 673 | PV | OP | NA | SUN |  | 619 |  |  | EIA Prime Mover-level Data
2021 | NY | South Goshen (Community Solar) | 65217 | BESS | BA | OP | NA | MWH |  | 0 |  |  | EIA Prime Mover-level Data
2021 | NY | South Goshen (Community Solar) | 65217 | SGOSH | PV | OP | NA | SUN |  | 2724 |  |  | EIA Prime Mover-level Data
2021 | IL | Ameresco Danville Solar, LLC | 65227 | 401 | PV | OP | NA | SUN
2021 | OR | Red Prairie Solar | 65228 | RP21 | PV | OP | NA | SUN |  | 4174 |  |  | EIA Prime Mover-level Data
2021 | CA | OK Produce Fresno Carport | 65229 | OKPVC | PV | OP | NA | SUN |  | 32232 |  |  | EIA Prime Mover-level Data
2021 | MO | Truman Solar | 65230 | TMS | PV | OP | NA | SUN |  | 128675 |  |  | EIA Prime Mover-level Data
2021 | NY | Chambers 3 - Lewis County | 65232 | GEN1 | PV | OP | NA | SUN |  | 22824 |  |  | EIA Prime Mover-level Data
2021 | NY | Chambers 3 - Erie County Alden | 65233 | GEN1 | PV | OP | NA | SUN |  | 25590 |  |  | EIA Prime Mover-level Data
2021 | CO | Venture 2 - 1B | 65235 | 75024 | PV | OP | NA | SUN |  | 6297 |  |  | EIA Prime Mover-level Data
2021 | CO | Venture 3 - 1C | 65236 | 75021 | PV | OP | NA | SUN |  | 4059 |  |  | EIA Prime Mover-level Data
2021 | CO | Venture 4 - 1D | 65237 | 75023 | PV | OP | NA | SUN |  | 6057 |  |  | EIA Prime Mover-level Data
2021 | CA | Chambers 4 - Eastvale LGB3 | 65238 | GEN1 | PV | OP | NA | SUN |  | 25758 |  |  | EIA Prime Mover-level Data
2021 | MA | Charlemont A | 65242 | CMS | PV | OP | NA | SUN |  | 3254 |  |  | EIA Prime Mover-level Data
2021 | MA | Charlemont A | 65242 | CMSB | BA | OP | NA | MWH
2021 | CA | Chambers 4 - Redland LGB4 | 65251 | GEN1 | PV | OP | NA | SUN |  | 21274 |  |  | EIA Prime Mover-level Data
2021 | CA | Chambers 4 - Riverside LGB6 | 65252 | GEN1 | PV | OP | NA | SUN |  | 25758 |  |  | EIA Prime Mover-level Data
2021 | CA | Chambers 4 - Rialto LGB8 | 65253 | GEN1 | PV | OP | NA | SUN |  | 24885 |  |  | EIA Prime Mover-level Data
2021 | CA | Chambers 4 - Sacramento SMF1 | 65254 | GEN1 | PV | OP | NA | SUN |  | 25750 |  |  | EIA Prime Mover-level Data
2021 | CA | Chambers 4 - Eastvale DCA2 | 65255 | GEN1 | PV | OP | NA | SUN |  | 16032 |  |  | EIA Prime Mover-level Data
2021 | CA | Chambers 4 - San Bernardino SNA7 | 65256 | GEN1 | PV | OP | NA | SUN |  | 21691 |  |  | EIA Prime Mover-level Data
2021 | MS | Lineage MS | 65257 | LMS01 | PV | OP | NA | SUN
2021 | OH | Wapakoneta-Pratt | 65258 | WKP01 | PV | OP | NA | SUN |  | 230 |  |  | EIA Prime Mover-level Data
2021 | TX | HEB00020 | 65261 | H0201 | IC | OP | NA | NG |  | 1375 | 0.00029013 | 0.000422 | EIA Prime Mover-level Data | Estimated using an emission factor
2021 | TX | HEB00020 | 65261 | H0202 | IC | OP | NA | NG |  | 1375 | 0.00029013 | 0.000422 | EIA Prime Mover-level Data | Estimated using an emission factor
2021 | TX | HEB00020 | 65261 | H0203 | IC | OP | NA | NG |  | 1375 | 0.00029013 | 0.000422 | EIA Prime Mover-level Data | Estimated using an emission factor
2021 | TX | HEB00028 | 65262 | H0281 | IC | OP | NA | NG |  | 1806.667 | 0.00038121 | 0.000422 | EIA Prime Mover-level Data | Estimated using an emission factor
2021 | TX | HEB00028 | 65262 | H0282 | IC | OP | NA | NG |  | 1806.667 | 0.00038121 | 0.000422 | EIA Prime Mover-level Data | Estimated using an emission factor
2021 | TX | HEB00028 | 65262 | H0283 | IC | OP | NA | NG |  | 1806.667 | 0.00038121 | 0.000422 | EIA Prime Mover-level Data | Estimated using an emission factor
2021 | TX | HEB00038 | 65263 | H0381 | IC | OP | NA | NG |  | 1774.333 | 0.00037438 | 0.000422 | EIA Prime Mover-level Data | Estimated using an emission factor
2021 | TX | HEB00038 | 65263 | H0382 | IC | OP | NA | NG |  | 1774.333 | 0.00037438 | 0.000422 | EIA Prime Mover-level Data | Estimated using an emission factor
2021 | TX | HEB00038 | 65263 | H0383 | IC | OP | NA | NG |  | 1774.333 | 0.00037438 | 0.000422 | EIA Prime Mover-level Data | Estimated using an emission factor
2021 | TX | HEB00054 | 65264 | H0541 | IC | OP | NA | NG |  | 1268 | 0.00026755 | 0.000422 | EIA Prime Mover-level Data | Estimated using an emission factor
2021 | TX | HEB00054 | 65264 | H0542 | IC | OP | NA | NG |  | 1268 | 0.00026755 | 0.000422 | EIA Prime Mover-level Data | Estimated using an emission factor
2021 | TX | HEB00054 | 65264 | H0543 | IC | OP | NA | NG |  | 1268 | 0.00026755 | 0.000422 | EIA Prime Mover-level Data | Estimated using an emission factor
2021 | TX | HEB00057 | 65265 | H0571 | IC | OP | NA | NG |  | 1929 | 0.00040702 | 0.000422 | EIA Prime Mover-level Data | Estimated using an emission factor
2021 | TX | HEB00057 | 65265 | H0572 | IC | OP | NA | NG |  | 1929 | 0.00040702 | 0.000422 | EIA Prime Mover-level Data | Estimated using an emission factor
2021 | TX | HEB00057 | 65265 | H0573 | IC | OP | NA | NG |  | 1929 | 0.00040702 | 0.000422 | EIA Prime Mover-level Data | Estimated using an emission factor
2021 | TX | HEB00070 | 65266 | H0701 | IC | OP | NA | NG |  | 1406.667 | 0.00029681 | 0.000422 | EIA Prime Mover-level Data | Estimated using an emission factor
2021 | TX | HEB00070 | 65266 | H0702 | IC | OP | NA | NG |  | 1406.667 | 0.00029681 | 0.000422 | EIA Prime Mover-level Data | Estimated using an emission factor
2021 | TX | HEB00070 | 65266 | H0703 | IC | OP | NA | NG |  | 1406.667 | 0.00029681 | 0.000422 | EIA Prime Mover-level Data | Estimated using an emission factor
2021 | TX | HEB00099 | 65267 | H0991 | IC | OP | NA | NG |  | 1724 | 0.00036376 | 0.000422 | EIA Prime Mover-level Data | Estimated using an emission factor
2021 | TX | HEB00099 | 65267 | H0992 | IC | OP | NA | NG |  | 1724 | 0.00036376 | 0.000422 | EIA Prime Mover-level Data | Estimated using an emission factor
2021 | TX | HEB00099 | 65267 | H0993 | IC | OP | NA | NG |  | 1724 | 0.00036376 | 0.000422 | EIA Prime Mover-level Data | Estimated using an emission factor
2021 | TX | HEB00109 | 65268 | H1091 | IC | OP | NA | NG |  | 1510.333 | 0.00031868 | 0.000422 | EIA Prime Mover-level Data | Estimated using an emission factor
2021 | TX | HEB00109 | 65268 | H1092 | IC | OP | NA | NG |  | 1510.333 | 0.00031868 | 0.000422 | EIA Prime Mover-level Data | Estimated using an emission factor
2021 | TX | HEB00109 | 65268 | H1093 | IC | OP | NA | NG |  | 1510.333 | 0.00031868 | 0.000422 | EIA Prime Mover-level Data | Estimated using an emission factor
2021 | TX | HEB00110 | 65269 | H1101 | IC | OP | NA | NG |  | 1305 | 0.00027536 | 0.000422 | EIA Prime Mover-level Data | Estimated using an emission factor
2021 | TX | HEB00110 | 65269 | H1102 | IC | OP | NA | NG |  | 1305 | 0.00027536 | 0.000422 | EIA Prime Mover-level Data | Estimated using an emission factor
2021 | TX | HEB00110 | 65269 | H1103 | IC | OP | NA | NG |  | 1305 | 0.00027536 | 0.000422 | EIA Prime Mover-level Data | Estimated using an emission factor
2021 | TX | HEB00182 | 65274 | H1821 | IC | OP | NA | NG |  | 1089.667 | 0.00022992 | 0.000422 | EIA Prime Mover-level Data | Estimated using an emission factor
2021 | TX | HEB00182 | 65274 | H1822 | IC | OP | NA | NG |  | 1089.667 | 0.00022992 | 0.000422 | EIA Prime Mover-level Data | Estimated using an emission factor
2021 | TX | HEB00182 | 65274 | H1823 | IC | OP | NA | NG |  | 1089.667 | 0.00022992 | 0.000422 | EIA Prime Mover-level Data | Estimated using an emission factor
2021 | CA | Wonderful Huller & Shellling | 65277 | WHS01 | PV | OP | NA | SUN |  | 18726 |  |  | EIA Prime Mover-level Data
2021 | CA | Wonderful Lost Hills | 65278 | WLH01 | PV | OP | NA | SUN |  | 30950 |  |  | EIA Prime Mover-level Data
2021 | MA | Fairhaven E | 65279 | FHS | PV | OP | NA | SUN |  | 4386 |  |  | EIA Prime Mover-level Data
2021 | NJ | 601 Doremus CDG | 65280 | 1 | PV | OP | NA | SUN |  | 4642 |  |  | EIA Prime Mover-level Data
2021 | MD | Bomber CSG | 65281 | BOMB | PV | OP | NA | SUN |  | 4130 |  |  | EIA Prime Mover-level Data
2021 | MD | Chalk Point Steam | 65285 | GT1 | GT | OP | NA | DFO
2021 | MD | Chalk Point Steam | 65285 | ST1 | ST | RE | NA | BIT
2021 | MD | Chalk Point Steam | 65285 | ST2 | ST | RE | NA | BIT
2021 | CT | Barrow Solar | 65287 | BARRO | PV | OP | NA | SUN |  | 14238 |  |  | EIA Prime Mover-level Data
2021 | NJ | 5601 Westside CDG | 65289 | 1 | PV | OP | NA | SUN |  | 3068 |  |  | EIA Prime Mover-level Data
2021 | MA | Indian River Hydro | 65294 | 1 | HY | OP | NA | WAT |  | 15408 |  |  | EIA Prime Mover-level Data
2021 | MA | Indian River Hydro | 65294 | 2 | HY | OP | NA | WAT |  | 15408 |  |  | EIA Prime Mover-level Data
2021 | NY | DOCCS Midstate | 65297 | 81722 | PV | OP | NA | SUN |  | 681 |  |  | EIA Prime Mover-level Data
2021 | NY | DOCCS Eastern | 65298 | 81724 | PV | OP | NA | SUN |  | 4554 |  |  | EIA Prime Mover-level Data
2021 | NY | DOCCS Wende | 65299 | 81721 | PV | OP | NA | SUN
2021 | NY | DOCCS Greenhaven | 65300 | 81723 | PV | OP | NA | SUN |  | 3997 |  |  | EIA Prime Mover-level Data
2021 | IL | Sapphire Sky Wind Energy LLC | 65316 | 65011 | WT | OP | NA | WND
2021 | VA | Rochambeau Solar | 65321 | RBSO | PV | OP | NA | SUN |  | 460 |  |  | EIA Prime Mover-level Data
2021 | VA | Bedford Solar | 65323 | BEDF | PV | OP | NA | SUN |  | 71239 |  |  | EIA Prime Mover-level Data
2021 | MD | Hollins Ferry CSG | 65324 | HOLL | PV | OP | NA | SUN |  | 814 |  |  | EIA Prime Mover-level Data
2021 | NJ | Mount Laurel Solar | 65329 | LAURL | PV | OP | NA | SUN |  | 32850 |  |  | EIA Prime Mover-level Data
2021 | CA | 20333 Normandie PV, LLC | 65331 | NORMA | PV | OP | NA | SUN |  | 52457 |  |  | EIA Prime Mover-level Data
2021 | AR | General Dynamics | 65351 | GD | PV | OP | NA | SUN |  | 29059 |  |  | EIA Prime Mover-level Data
2021 | VT | MacKinnon Solar | 65352 | MACKN | PV | OP | NA | SUN |  | 8366 |  |  | EIA Prime Mover-level Data
2021 | CT | McHenry Solar | 65353 | MCHEN | PV | OP | NA | SUN |  | 2546 |  |  | EIA Prime Mover-level Data
2021 | MD | OER Monarch CSG | 65357 | OERMN | PV | OP | NA | SUN |  | 16766 |  |  | EIA Prime Mover-level Data
2021 | MD | Shepherds Mill CSG | 65359 | SHEPM | PV | OP | NA | SUN |  | 4580 |  |  | EIA Prime Mover-level Data
2021 | CA | AT&T - San Diego Trade Street | 65360 | ATA02 | FC | OP | NA | NG |  | 43882 | 0 | 0 | EIA Prime Mover-level Data | Estimated using an emission factor
2021 | CA | CalTech - Pasadena Wilson Ave | 65361 | CLT30 | FC | OP | NA | NG
2021 | CA | Danell Bros Inc | 65364 | 12585 | PV | OP | NA | SUN |  | 9242 |  |  | EIA Prime Mover-level Data
2021 | SD | POET Bioprocessing- Mitchell | 65367 | 1 | ST | OP | NA | NG |  | 317167 | 1.5081 | 0.0095098 | EIA Prime Mover-level Data | NEI avg EF - PM, fuel type
2021 | NJ | Linden Hawk Rise Solar CSG | 65368 | LINDN | PV | OP | NA | SUN
2021 | ME | BWC Maces Pond LLC | 65370 | RCKPT | PV | OP | NA | SUN
2021 | GA | SR Snipesville II | 65376 | SNIP2 | PV | OP | NA | SUN |  | 108017 |  |  | EIA Prime Mover-level Data
2021 | NY | OYA State Route 122 | 65379 | NY001 | PV | OP | NA | SUN |  | 177 |  |  | EIA Prime Mover-level Data
2021 | CA | Lincoln WWTF Hybrid | 65382 | PV | PV | OP | NA | SUN |  | 22682 |  |  | EIA Prime Mover-level Data
2021 | CA | Bodega Avenue Solar LLC | 65383 | 003-A | PV | OP | NA | SUN |  | 20161 |  |  | EIA Prime Mover-level Data
2021 | CA | Bodega Avenue Solar LLC | 65383 | 003-B | PV | OP | NA | SUN |  | 20161 |  |  | EIA Prime Mover-level Data
2021 | CA | Rancho Cordova Medical Offices | 65384 | 7101 | PV | OP | NA | SUN |  | 15281 |  |  | EIA Prime Mover-level Data
2021 | SC | Midway Green Solar | 65389 | MIDGS | PV | OP | NA | SUN |  | 194122 |  |  | EIA Prime Mover-level Data
2021 | NY | Mill Pond Hydro | 65399 | U1 | HY | OP | NA | WAT
2021 | NY | Mill Pond Hydro | 65399 | U2 | HY | SB | NA | WAT
2021 | CA | Antioch Central Utility Plant | 65404 | 5702 | PV | OP | NA | SUN |  | 19720 |  |  | EIA Prime Mover-level Data
2021 | MN | Flint Hills Resources Pine Bend, LLC | 65405 | CTG | CT | OP | NA | NG
2021 | MN | Flint Hills Resources Pine Bend, LLC | 65405 | STG | CA | OP | NA | NG
2021 | KY | LGE-KU Solar Share Facility Simpsonville | 65406 | SSP | PV | OP | NA | SUN
2021 | CA | Gilead Oceanside Solar Project | 65408 | GOSSB | BA | OP | NA | MWH
2021 | CA | Gilead Oceanside Solar Project | 65408 | GOSSP | PV | OP | NA | SUN
2021 | CA | Gilead Foster City Solar Project | 65409 | GFCS1 | PV | OP | NA | SUN |  | 10179.818 |  |  | EIA Prime Mover-level Data
2021 | CA | Gilead Foster City Solar Project | 65409 | GFCS2 | PV | OP | NA | SUN |  | 2262.182 |  |  | EIA Prime Mover-level Data
2021 | CA | Gilead Foster City Solar Project | 65409 | GFCSB | BA | OP | NA | MWH
2021 | NE | Airport 009239 SCS Lexington, LLC | 65411 | 20215 | PV | OP | NA | SUN |  | 11629 |  |  | EIA Prime Mover-level Data
2021 | IL | Northern Cardinal Solar SCS IL 1, LLC | 65412 | 20213 | PV | OP | NA | SUN |  | 155991 |  |  | EIA Prime Mover-level Data
2021 | IL | SCS West Fairchild 011958 Danville, LLC | 65413 | 20217 | PV | OP | NA | SUN |  | 11442 |  |  | EIA Prime Mover-level Data
2021 | IL | SCS Plainfield 011755 Naperville, LLC | 65414 | 20212 | PV | OP | NA | SUN |  | 13009 |  |  | EIA Prime Mover-level Data
2021 | IL | SCS Galena 012589 Peoria, LLC | 65415 | 20218 | PV | OP | NA | SUN |  | 557 |  |  | EIA Prime Mover-level Data
2021 | NE | Monroe 009452 SCS Cozad, LLC | 65416 | 20214 | PV | OP | NA | SUN |  | 12875 |  |  | EIA Prime Mover-level Data
2021 | IL | SCS COUNTY 012631 Champaign, LLC | 65417 | 20216 | PV | OP | NA | SUN |  | 7684 |  |  | EIA Prime Mover-level Data
2021 | NJ | SCS Randolph 012175 Somerset, LLC | 65418 | 20211 | PV | OP | NA | SUN |  | 10045 |  |  | EIA Prime Mover-level Data
2021 | MN | SolarClub 10 LLC | 65448 | SC 10 | PV | OP | NA | SUN
2021 | MN | SolarClub 15 LLC | 65449 | SC 15 | PV | OP | NA | SUN
2021 | MN | SolarClub 20 LLC | 65451 | SC 20 | PV | OP | NA | SUN
2021 | MN | SolarClub 23 LLC | 65452 | SC 23 | PV | OP | NA | SUN
2021 | MN | SolarClub 28 LLC | 65453 | SC 28 | PV | OP | NA | SUN
2021 | MN | SolarClub 35 LLC | 65455 | SC 35 | PV | OP | NA | SUN
2021 | ME | Hartland Solar | 65460 | HART1 | PV | OP | NA | SUN
2021 | ME | Unity Solar | 65461 | UNITY | PV | OP | NA | SUN
2021 | CA | Laredo Detention Facility - Solar 2, 3 | 65464 | LDF2 | PV | OP | NA | SUN |  | 22668.75 |  |  | EIA Prime Mover-level Data
2021 | CA | Laredo Detention Facility - Solar 2, 3 | 65464 | LDF3 | PV | OP | NA | SUN |  | 15356.25 |  |  | EIA Prime Mover-level Data
2021 | NJ | Cinnaminson Landfill Solar | 65465 | CINN | PV | OP | NA | SUN |  | 151720 |  |  | EIA Prime Mover-level Data
2021 | NJ | Kinsley II Landfill Solar System | 65466 | KINS2 | PV | OP | NA | SUN |  | 50229 |  |  | EIA Prime Mover-level Data
2021 | NJ | Pennsauken Brownfield Solar | 65467 | PENN | PV | OP | NA | SUN |  | 148032 |  |  | EIA Prime Mover-level Data
2021 | NJ | Highland Park Borough Solar | 65468 | HIGH | PV | OP | NA | SUN |  | 5765 |  |  | EIA Prime Mover-level Data
2021 | NJ | Highland Park Borough Solar | 65468 | HPBA | BA | OP | NA | MWH
2021 | NV | Chukar Battery Energy Storage System | 65472 | CHUK1 | BA | OP | NA | MWH
2021 | RI | GD Johnson Scituate I, LLC | 65473 | GDJSI | PV | OP | NA | SUN |  | 9 |  |  | EIA Prime Mover-level Data
2021 | RI | GDIM 1, LLC | 65474 | GDIM1 | PV | OP | NA | SUN |  | 9 |  |  | EIA Prime Mover-level Data
2021 | RI | GDIM 2, LLC | 65475 | GDIM2 | PV | OP | NA | SUN |  | 9 |  |  | EIA Prime Mover-level Data
2021 | RI | GDIM 3, LLC | 65476 | GDIM3 | PV | OP | NA | SUN |  | 9 |  |  | EIA Prime Mover-level Data
2021 | RI | GDIM 4, LLC | 65477 | GDIM4 | PV | OP | NA | SUN |  | 9 |  |  | EIA Prime Mover-level Data
2021 | RI | Green Providence Wind I, LLC | 65478 | GPWI | WT | OP | NA | WND |  | 9 |  |  | EIA Prime Mover-level Data
2021 | RI | Green Providence Wind II, LLC | 65479 | GPWII | WT | OP | NA | WND |  | 9 |  |  | EIA Prime Mover-level Data
2021 | GA | Wilkinson DeFore | 65481 | WD | PV | OP | NA | SUN |  | 54261 |  |  | EIA Prime Mover-level Data
2021 | KS | Western Plains Wind | 65484 | WPW1 | WT | OP | NA | WND |  | 22169 |  |  | EIA Prime Mover-level Data
2021 | NY | Washington Avenue Solar, LLC | 65487 | WASH | PV | OP | NA | SUN
2021 | MI | Garden 1 Solar Park | 65497 | GRDS1 | PV | OP | NA | SUN
2021 | NC | Beaker | 65502 | BEAKR | PV | OP | NA | SUN
2021 | NC | Belafonte | 65503 | BELAF | PV | OP | NA | SUN
2021 | NC | Gilead | 65505 | GILEA | PV | OP | NA | SUN
2021 | NC | Gladstone Farm | 65506 | GLADS | PV | OP | NA | SUN
2021 | KS | Kansas Ethanol, LLC | 65512 | KSET | GT | OP | NA | NG
2021 | CO | Vasquez V CSG | 65520 | VASQV | PV | OP | NA | SUN |  | 3785 |  |  | EIA Prime Mover-level Data
2021 | TX | Bakke | 65535 | BAK1 | IC | OP | NA | DFO
2021 | TX | Bakke | 65535 | BAK10 | IC | OP | NA | DFO
2021 | TX | Bakke | 65535 | BAK11 | IC | OP | NA | DFO
2021 | TX | Bakke | 65535 | BAK12 | IC | OP | NA | DFO
2021 | TX | Bakke | 65535 | BAK13 | IC | OP | NA | DFO
2021 | TX | Bakke | 65535 | BAK14 | IC | OP | NA | DFO
2021 | TX | Bakke | 65535 | BAK15 | IC | OP | NA | DFO
2021 | TX | Bakke | 65535 | BAK2 | IC | OP | NA | DFO
2021 | TX | Bakke | 65535 | BAK3 | IC | OP | NA | DFO
2021 | TX | Bakke | 65535 | BAK4 | IC | OP | NA | DFO
2021 | TX | Bakke | 65535 | BAK5 | IC | OP | NA | DFO
2021 | TX | Bakke | 65535 | BAK6 | IC | OP | NA | DFO
2021 | TX | Bakke | 65535 | BAK7 | IC | OP | NA | DFO
2021 | TX | Bakke | 65535 | BAK8 | IC | OP | NA | DFO
2021 | TX | Bakke | 65535 | BAK9 | IC | OP | NA | DFO
2021 | TX | Citrus City | 65536 | CC1 | IC | OP | NA | DFO
2021 | TX | Citrus City | 65536 | CC10 | IC | OP | NA | DFO
2021 | TX | Citrus City | 65536 | CC11 | IC | OP | NA | DFO
2021 | TX | Citrus City | 65536 | CC12 | IC | OP | NA | DFO
2021 | TX | Citrus City | 65536 | CC13 | IC | OP | NA | DFO
2021 | TX | Citrus City | 65536 | CC14 | IC | OP | NA | DFO
2021 | TX | Citrus City | 65536 | CC15 | IC | OP | NA | DFO
2021 | TX | Citrus City | 65536 | CC2 | IC | OP | NA | DFO
2021 | TX | Citrus City | 65536 | CC3 | IC | OP | NA | DFO
2021 | TX | Citrus City | 65536 | CC4 | IC | OP | NA | DFO
2021 | TX | Citrus City | 65536 | CC5 | IC | OP | NA | DFO
2021 | TX | Citrus City | 65536 | CC6 | IC | OP | NA | DFO
2021 | TX | Citrus City | 65536 | CC7 | IC | OP | NA | DFO
2021 | TX | Citrus City | 65536 | CC8 | IC | OP | NA | DFO
2021 | TX | Citrus City | 65536 | CC9 | IC | OP | NA | DFO
2021 | TX | Clara | 65537 | CLA1 | IC | OP | NA | DFO
2021 | TX | Clara | 65537 | CLA10 | IC | OP | NA | DFO
2021 | TX | Clara | 65537 | CLA11 | IC | OP | NA | DFO
2021 | TX | Clara | 65537 | CLA12 | IC | OP | NA | DFO
2021 | TX | Clara | 65537 | CLA13 | IC | OP | NA | DFO
2021 | TX | Clara | 65537 | CLA14 | IC | OP | NA | DFO
2021 | TX | Clara | 65537 | CLA15 | IC | OP | NA | DFO
2021 | TX | Clara | 65537 | CLA2 | IC | OP | NA | DFO
2021 | TX | Clara | 65537 | CLA3 | IC | OP | NA | DFO
2021 | TX | Clara | 65537 | CLA4 | IC | OP | NA | DFO
2021 | TX | Clara | 65537 | CLA5 | IC | OP | NA | DFO
2021 | TX | Clara | 65537 | CLA6 | IC | OP | NA | DFO
2021 | TX | Clara | 65537 | CLA7 | IC | OP | NA | DFO
2021 | TX | Clara | 65537 | CLA8 | IC | OP | NA | DFO
2021 | TX | Clara | 65537 | CLA9 | IC | OP | NA | DFO
2021 | TX | Cutten | 65538 | CUT1 | IC | OP | NA | DFO
2021 | TX | Cutten | 65538 | CUT10 | IC | OP | NA | DFO
2021 | TX | Cutten | 65538 | CUT11 | IC | OP | NA | DFO
2021 | TX | Cutten | 65538 | CUT12 | IC | OP | NA | DFO
2021 | TX | Cutten | 65538 | CUT13 | IC | OP | NA | DFO
2021 | TX | Cutten | 65538 | CUT14 | IC | OP | NA | DFO
2021 | TX | Cutten | 65538 | CUT15 | IC | OP | NA | DFO
2021 | TX | Cutten | 65538 | CUT2 | IC | OP | NA | DFO
2021 | TX | Cutten | 65538 | CUT3 | IC | OP | NA | DFO
2021 | TX | Cutten | 65538 | CUT4 | IC | OP | NA | DFO
2021 | TX | Cutten | 65538 | CUT5 | IC | OP | NA | DFO
2021 | TX | Cutten | 65538 | CUT6 | IC | OP | NA | DFO
2021 | TX | Cutten | 65538 | CUT7 | IC | OP | NA | DFO
2021 | TX | Cutten | 65538 | CUT8 | IC | OP | NA | DFO
2021 | TX | Cutten | 65538 | CUT9 | IC | OP | NA | DFO
2021 | TX | E. Porte Ct. | 65539 | EPC1 | IC | OP | NA | DFO
2021 | TX | E. Porte Ct. | 65539 | EPC10 | IC | OP | NA | DFO
2021 | TX | E. Porte Ct. | 65539 | EPC11 | IC | OP | NA | DFO
2021 | TX | E. Porte Ct. | 65539 | EPC12 | IC | OP | NA | DFO
2021 | TX | E. Porte Ct. | 65539 | EPC13 | IC | OP | NA | DFO
2021 | TX | E. Porte Ct. | 65539 | EPC14 | IC | OP | NA | DFO
2021 | TX | E. Porte Ct. | 65539 | EPC15 | IC | OP | NA | DFO
2021 | TX | E. Porte Ct. | 65539 | EPC2 | IC | OP | NA | DFO
2021 | TX | E. Porte Ct. | 65539 | EPC3 | IC | OP | NA | DFO
2021 | TX | E. Porte Ct. | 65539 | EPC4 | IC | OP | NA | DFO
2021 | TX | E. Porte Ct. | 65539 | EPC5 | IC | OP | NA | DFO
2021 | TX | E. Porte Ct. | 65539 | EPC6 | IC | OP | NA | DFO
2021 | TX | E. Porte Ct. | 65539 | EPC7 | IC | OP | NA | DFO
2021 | TX | E. Porte Ct. | 65539 | EPC8 | IC | OP | NA | DFO
2021 | TX | E. Porte Ct. | 65539 | EPC9 | IC | OP | NA | DFO
2021 | TX | Frankel | 65540 | FRA1 | IC | OP | NA | DFO
2021 | TX | Frankel | 65540 | FRA10 | IC | OP | NA | DFO
2021 | TX | Frankel | 65540 | FRA11 | IC | OP | NA | DFO
2021 | TX | Frankel | 65540 | FRA12 | IC | OP | NA | DFO
2021 | TX | Frankel | 65540 | FRA13 | IC | OP | NA | DFO
2021 | TX | Frankel | 65540 | FRA14 | IC | OP | NA | DFO
2021 | TX | Frankel | 65540 | FRA15 | IC | OP | NA | DFO
2021 | TX | Frankel | 65540 | FRA2 | IC | OP | NA | DFO
2021 | TX | Frankel | 65540 | FRA3 | IC | OP | NA | DFO
2021 | TX | Frankel | 65540 | FRA4 | IC | OP | NA | DFO
2021 | TX | Frankel | 65540 | FRA5 | IC | OP | NA | DFO
2021 | TX | Frankel | 65540 | FRA6 | IC | OP | NA | DFO
2021 | TX | Frankel | 65540 | FRA7 | IC | OP | NA | DFO
2021 | TX | Frankel | 65540 | FRA8 | IC | OP | NA | DFO
2021 | TX | Frankel | 65540 | FRA9 | IC | OP | NA | DFO
2021 | TX | GCWA | 65541 | IPS1 | IC | OP | NA | DFO
2021 | TX | GCWA | 65541 | IPS2 | IC | OP | NA | DFO
2021 | TX | GCWA | 65541 | IPS3 | IC | OP | NA | DFO
2021 | TX | GCWA | 65541 | IPS4 | IC | OP | NA | DFO
2021 | TX | GCWA | 65541 | IPS5 | IC | OP | NA | DFO
2021 | TX | GCWA | 65541 | IPS6 | IC | OP | NA | DFO
2021 | TX | GCWA | 65541 | IPS7 | IC | OP | NA | DFO
2021 | TX | GCWA | 65541 | IPS8 | IC | OP | NA | DFO
2021 | TX | GCWA | 65541 | MUN1 | IC | OP | NA | DFO
2021 | TX | GCWA | 65541 | MUN2 | IC | OP | NA | DFO
2021 | TX | GCWA | 65541 | MUN3 | IC | OP | NA | DFO
2021 | TX | GCWA | 65541 | MUN4 | IC | OP | NA | DFO
2021 | TX | Goldsmith | 65542 | GS1 | IC | OP | NA | DFO
2021 | TX | Goldsmith | 65542 | GS10 | IC | OP | NA | DFO
2021 | TX | Goldsmith | 65542 | GS11 | IC | OP | NA | DFO
2021 | TX | Goldsmith | 65542 | GS12 | IC | OP | NA | DFO
2021 | TX | Goldsmith | 65542 | GS13 | IC | OP | NA | DFO
2021 | TX | Goldsmith | 65542 | GS14 | IC | OP | NA | DFO
2021 | TX | Goldsmith | 65542 | GS15 | IC | OP | NA | DFO
2021 | TX | Goldsmith | 65542 | GS2 | IC | OP | NA | DFO
2021 | TX | Goldsmith | 65542 | GS3 | IC | OP | NA | DFO
2021 | TX | Goldsmith | 65542 | GS4 | IC | OP | NA | DFO
2021 | TX | Goldsmith | 65542 | GS5 | IC | OP | NA | DFO
2021 | TX | Goldsmith | 65542 | GS6 | IC | OP | NA | DFO
2021 | TX | Goldsmith | 65542 | GS7 | IC | OP | NA | DFO
2021 | TX | Goldsmith | 65542 | GS8 | IC | OP | NA | DFO
2021 | TX | Goldsmith | 65542 | GS9 | IC | OP | NA | DFO
2021 | TX | Mckeever | 65543 | MK1 | IC | OP | NA | DFO
2021 | TX | Mckeever | 65543 | MK10 | IC | OP | NA | DFO
2021 | TX | Mckeever | 65543 | MK11 | IC | OP | NA | DFO
2021 | TX | Mckeever | 65543 | MK12 | IC | OP | NA | DFO
2021 | TX | Mckeever | 65543 | MK13 | IC | OP | NA | DFO
2021 | TX | Mckeever | 65543 | MK14 | IC | OP | NA | DFO
2021 | TX | Mckeever | 65543 | MK15 | IC | OP | NA | DFO
2021 | TX | Mckeever | 65543 | MK2 | IC | OP | NA | DFO
2021 | TX | Mckeever | 65543 | MK3 | IC | OP | NA | DFO
2021 | TX | Mckeever | 65543 | MK4 | IC | OP | NA | DFO
2021 | TX | Mckeever | 65543 | MK5 | IC | OP | NA | DFO
2021 | TX | Mckeever | 65543 | MK6 | IC | OP | NA | DFO
2021 | TX | Mckeever | 65543 | MK7 | IC | OP | NA | DFO
2021 | TX | Mckeever | 65543 | MK8 | IC | OP | NA | DFO
2021 | TX | Mckeever | 65543 | MK9 | IC | OP | NA | DFO
2021 | TX | N. Mary Francis | 65544 | NMF1 | IC | OP | NA | DFO
2021 | TX | N. Mary Francis | 65544 | NMF10 | IC | OP | NA | DFO
2021 | TX | N. Mary Francis | 65544 | NMF11 | IC | OP | NA | DFO
2021 | TX | N. Mary Francis | 65544 | NMF12 | IC | OP | NA | DFO
2021 | TX | N. Mary Francis | 65544 | NMF13 | IC | OP | NA | DFO
2021 | TX | N. Mary Francis | 65544 | NMF14 | IC | OP | NA | DFO
2021 | TX | N. Mary Francis | 65544 | NMF15 | IC | OP | NA | DFO
2021 | TX | N. Mary Francis | 65544 | NMF2 | IC | OP | NA | DFO
2021 | TX | N. Mary Francis | 65544 | NMF3 | IC | OP | NA | DFO
2021 | TX | N. Mary Francis | 65544 | NMF4 | IC | OP | NA | DFO
2021 | TX | N. Mary Francis | 65544 | NMF5 | IC | OP | NA | DFO
2021 | TX | N. Mary Francis | 65544 | NMF6 | IC | OP | NA | DFO
2021 | TX | N. Mary Francis | 65544 | NMF7 | IC | OP | NA | DFO
2021 | TX | N. Mary Francis | 65544 | NMF8 | IC | OP | NA | DFO
2021 | TX | N. Mary Francis | 65544 | NMF9 | IC | OP | NA | DFO
2021 | NC | Wedge | 65547 | WEDGE | PV | OP | NA | SUN |  | 74785 |  |  | EIA Prime Mover-level Data
2021 | NC | Truman (NC) | 65548 | TRUMN | PV | OP | NA | SUN
2021 | NC | Trent River Farm | 65549 | TRENT | PV | OP | NA | SUN
2021 | NC | Tinker (NC) | 65550 | TINKR | PV | OP | NA | SUN
2021 | NC | Sneads Grove | 65551 | SNEAD | PV | OP | NA | SUN
2021 | NC | Henry Farm | 65552 | HENRY | PV | OP | NA | SUN
2021 | NC | Kalish Farm Solar | 65553 | KALIS | PV | OP | NA | SUN
2021 | NC | Kendall Farm | 65554 | KENDL | PV | OP | NA | SUN
2021 | NC | Peake Road | 65555 | PEAKE | PV | OP | NA | SUN
2021 | NC | Seagrove | 65556 | SEAGR | PV | OP | NA | SUN
2021 | MA | Nolan | 65559 | NOLAN | PV | OP | NA | SUN
2021 | MA | Truck Stop | 65560 | TRUCK | PV | OP | NA | SUN
2021 | MA | Bradford Solar | 65566 | BRADF | PV | OP | NA | SUN
2021 | NC | Smith Solar Farm | 65567 | SMITH | PV | OP | NA | SUN
2021 | CA | Google Moffett Park Solar Project | 65568 | GMSP1 | PV | OP | NA | SUN |  | 15110.588 |  |  | EIA Prime Mover-level Data
2021 | CA | Google Moffett Park Solar Project | 65568 | GMSP2 | PV | OP | NA | SUN |  | 10577.412 |  |  | EIA Prime Mover-level Data
2021 | CA | Google Moffett Park Solar Project | 65568 | GMSPB | BA | OP | NA | MWH
2021 | CA | Gilead Sciences La Verne Rooftop Solar | 65569 | GSRBA | BA | OP | NA | MWH
2021 | CA | Gilead Sciences La Verne Rooftop Solar | 65569 | GSRSP | PV | OP | NA | SUN |  | 14955 |  |  | EIA Prime Mover-level Data
2021 | TX | Ridge Rd | 65573 | RR1 | IC | OP | NA | DFO
2021 | TX | Ridge Rd | 65573 | RR10 | IC | OP | NA | DFO
2021 | TX | Ridge Rd | 65573 | RR11 | IC | OP | NA | DFO
2021 | TX | Ridge Rd | 65573 | RR12 | IC | OP | NA | DFO
2021 | TX | Ridge Rd | 65573 | RR13 | IC | OP | NA | DFO
2021 | TX | Ridge Rd | 65573 | RR14 | IC | OP | NA | DFO
2021 | TX | Ridge Rd | 65573 | RR15 | IC | OP | NA | DFO
2021 | TX | Ridge Rd | 65573 | RR2 | IC | OP | NA | DFO
2021 | TX | Ridge Rd | 65573 | RR3 | IC | OP | NA | DFO
2021 | TX | Ridge Rd | 65573 | RR4 | IC | OP | NA | DFO
2021 | TX | Ridge Rd | 65573 | RR5 | IC | OP | NA | DFO
2021 | TX | Ridge Rd | 65573 | RR6 | IC | OP | NA | DFO
2021 | TX | Ridge Rd | 65573 | RR7 | IC | OP | NA | DFO
2021 | TX | Ridge Rd | 65573 | RR8 | IC | OP | NA | DFO
2021 | TX | Ridge Rd | 65573 | RR9 | IC | OP | NA | DFO
2021 | TX | Santa Rosa | 65574 | SR1 | IC | OP | NA | DFO
2021 | TX | Santa Rosa | 65574 | SR10 | IC | OP | NA | DFO
2021 | TX | Santa Rosa | 65574 | SR11 | IC | OP | NA | DFO
2021 | TX | Santa Rosa | 65574 | SR12 | IC | OP | NA | DFO
2021 | TX | Santa Rosa | 65574 | SR13 | IC | OP | NA | DFO
2021 | TX | Santa Rosa | 65574 | SR14 | IC | OP | NA | DFO
2021 | TX | Santa Rosa | 65574 | SR15 | IC | OP | NA | DFO
2021 | TX | Santa Rosa | 65574 | SR2 | IC | OP | NA | DFO
2021 | TX | Santa Rosa | 65574 | SR3 | IC | OP | NA | DFO
2021 | TX | Santa Rosa | 65574 | SR4 | IC | OP | NA | DFO
2021 | TX | Santa Rosa | 65574 | SR5 | IC | OP | NA | DFO
2021 | TX | Santa Rosa | 65574 | SR6 | IC | OP | NA | DFO
2021 | TX | Santa Rosa | 65574 | SR7 | IC | OP | NA | DFO
2021 | TX | Santa Rosa | 65574 | SR8 | IC | OP | NA | DFO
2021 | TX | Santa Rosa | 65574 | SR9 | IC | OP | NA | DFO
2021 | TX | Southwick | 65575 | SW1 | IC | OP | NA | DFO
2021 | TX | Southwick | 65575 | SW10 | IC | OP | NA | DFO
2021 | TX | Southwick | 65575 | SW11 | IC | OP | NA | DFO
2021 | TX | Southwick | 65575 | SW12 | IC | OP | NA | DFO
2021 | TX | Southwick | 65575 | SW13 | IC | OP | NA | DFO
2021 | TX | Southwick | 65575 | SW14 | IC | OP | NA | DFO
2021 | TX | Southwick | 65575 | SW15 | IC | OP | NA | DFO
2021 | TX | Southwick | 65575 | SW2 | IC | OP | NA | DFO
2021 | TX | Southwick | 65575 | SW3 | IC | OP | NA | DFO
2021 | TX | Southwick | 65575 | SW4 | IC | OP | NA | DFO
2021 | TX | Southwick | 65575 | SW5 | IC | OP | NA | DFO
2021 | TX | Southwick | 65575 | SW6 | IC | OP | NA | DFO
2021 | TX | Southwick | 65575 | SW7 | IC | OP | NA | DFO
2021 | TX | Southwick | 65575 | SW8 | IC | OP | NA | DFO
2021 | TX | Southwick | 65575 | SW9 | IC | OP | NA | DFO
2021 | TX | Stonegate | 65576 | STG1 | IC | OP | NA | DFO
2021 | TX | Stonegate | 65576 | STG10 | IC | OP | NA | DFO
2021 | TX | Stonegate | 65576 | STG11 | IC | OP | NA | DFO
2021 | TX | Stonegate | 65576 | STG12 | IC | OP | NA | DFO
2021 | TX | Stonegate | 65576 | STG13 | IC | OP | NA | DFO
2021 | TX | Stonegate | 65576 | STG14 | IC | OP | NA | DFO
2021 | TX | Stonegate | 65576 | STG15 | IC | OP | NA | DFO
2021 | TX | Stonegate | 65576 | STG2 | IC | OP | NA | DFO
2021 | TX | Stonegate | 65576 | STG3 | IC | OP | NA | DFO
2021 | TX | Stonegate | 65576 | STG4 | IC | OP | NA | DFO
2021 | TX | Stonegate | 65576 | STG5 | IC | OP | NA | DFO
2021 | TX | Stonegate | 65576 | STG6 | IC | OP | NA | DFO
2021 | TX | Stonegate | 65576 | STG7 | IC | OP | NA | DFO
2021 | TX | Stonegate | 65576 | STG8 | IC | OP | NA | DFO
2021 | TX | Stonegate | 65576 | STG9 | IC | OP | NA | DFO
2021 | TX | Tumbleweed | 65578 | TWD1 | IC | OP | NA | DFO
2021 | TX | Tumbleweed | 65578 | TWD10 | IC | OP | NA | DFO
2021 | TX | Tumbleweed | 65578 | TWD11 | IC | OP | NA | DFO
2021 | TX | Tumbleweed | 65578 | TWD12 | IC | OP | NA | DFO
2021 | TX | Tumbleweed | 65578 | TWD13 | IC | OP | NA | DFO
2021 | TX | Tumbleweed | 65578 | TWD14 | IC | OP | NA | DFO
2021 | TX | Tumbleweed | 65578 | TWD15 | IC | OP | NA | DFO
2021 | TX | Tumbleweed | 65578 | TWD2 | IC | OP | NA | DFO
2021 | TX | Tumbleweed | 65578 | TWD3 | IC | OP | NA | DFO
2021 | TX | Tumbleweed | 65578 | TWD4 | IC | OP | NA | DFO
2021 | TX | Tumbleweed | 65578 | TWD5 | IC | OP | NA | DFO
2021 | TX | Tumbleweed | 65578 | TWD6 | IC | OP | NA | DFO
2021 | TX | Tumbleweed | 65578 | TWD7 | IC | OP | NA | DFO
2021 | TX | Tumbleweed | 65578 | TWD8 | IC | OP | NA | DFO
2021 | TX | Tumbleweed | 65578 | TWD9 | IC | OP | NA | DFO
2021 | TX | Vaquero | 65579 | VQ1 | IC | OP | NA | DFO
2021 | TX | Vaquero | 65579 | VQ10 | IC | OP | NA | DFO
2021 | TX | Vaquero | 65579 | VQ11 | IC | OP | NA | DFO
2021 | TX | Vaquero | 65579 | VQ12 | IC | OP | NA | DFO
2021 | TX | Vaquero | 65579 | VQ13 | IC | OP | NA | DFO
2021 | TX | Vaquero | 65579 | VQ14 | IC | OP | NA | DFO
2021 | TX | Vaquero | 65579 | VQ15 | IC | OP | NA | DFO
2021 | TX | Vaquero | 65579 | VQ2 | IC | OP | NA | DFO
2021 | TX | Vaquero | 65579 | VQ3 | IC | OP | NA | DFO
2021 | TX | Vaquero | 65579 | VQ4 | IC | OP | NA | DFO
2021 | TX | Vaquero | 65579 | VQ5 | IC | OP | NA | DFO
2021 | TX | Vaquero | 65579 | VQ6 | IC | OP | NA | DFO
2021 | TX | Vaquero | 65579 | VQ7 | IC | OP | NA | DFO
2021 | TX | Vaquero | 65579 | VQ8 | IC | OP | NA | DFO
2021 | TX | Vaquero | 65579 | VQ9 | IC | OP | NA | DFO
2021 | TX | Villa Cavasos | 65580 | VC1 | IC | OP | NA | DFO
2021 | TX | Villa Cavasos | 65580 | VC10 | IC | OP | NA | DFO
2021 | TX | Villa Cavasos | 65580 | VC11 | IC | OP | NA | DFO
2021 | TX | Villa Cavasos | 65580 | VC12 | IC | OP | NA | DFO
2021 | TX | Villa Cavasos | 65580 | VC13 | IC | OP | NA | DFO
2021 | TX | Villa Cavasos | 65580 | VC14 | IC | OP | NA | DFO
2021 | TX | Villa Cavasos | 65580 | VC15 | IC | OP | NA | DFO
2021 | TX | Villa Cavasos | 65580 | VC2 | IC | OP | NA | DFO
2021 | TX | Villa Cavasos | 65580 | VC3 | IC | OP | NA | DFO
2021 | TX | Villa Cavasos | 65580 | VC4 | IC | OP | NA | DFO
2021 | TX | Villa Cavasos | 65580 | VC5 | IC | OP | NA | DFO
2021 | TX | Villa Cavasos | 65580 | VC6 | IC | OP | NA | DFO
2021 | TX | Villa Cavasos | 65580 | VC7 | IC | OP | NA | DFO
2021 | TX | Villa Cavasos | 65580 | VC8 | IC | OP | NA | DFO
2021 | TX | Villa Cavasos | 65580 | VC9 | IC | OP | NA | DFO
2021 | TX | Westover | 65581 | WSI1 | IC | OP | NA | DFO
2021 | TX | Westover | 65581 | WSI10 | IC | OP | NA | DFO
2021 | TX | Westover | 65581 | WSI11 | IC | OP | NA | DFO
2021 | TX | Westover | 65581 | WSI12 | IC | OP | NA | DFO
2021 | TX | Westover | 65581 | WSI13 | IC | OP | NA | DFO
2021 | TX | Westover | 65581 | WSI14 | IC | OP | NA | DFO
2021 | TX | Westover | 65581 | WSI15 | IC | OP | NA | DFO
2021 | TX | Westover | 65581 | WSI2 | IC | OP | NA | DFO
2021 | TX | Westover | 65581 | WSI3 | IC | OP | NA | DFO
2021 | TX | Westover | 65581 | WSI4 | IC | OP | NA | DFO
2021 | TX | Westover | 65581 | WSI5 | IC | OP | NA | DFO
2021 | TX | Westover | 65581 | WSI6 | IC | OP | NA | DFO
2021 | TX | Westover | 65581 | WSI7 | IC | OP | NA | DFO
2021 | TX | Westover | 65581 | WSI8 | IC | OP | NA | DFO
2021 | TX | Westover | 65581 | WSI9 | IC | OP | NA | DFO
2021 | NC | Richlands Solar, LLC | 65583 | RICH1 | PV | OP | NA | SUN |  | 34470 |  |  | EIA Prime Mover-level Data
2021 | NC | Cruise Solar, LLC | 65584 | CRUI1 | PV | OP | NA | SUN |  | 34099 |  |  | EIA Prime Mover-level Data
2021 | MA | Whatley Renewables | 65585 | 2684 | PV | OP | NA | SUN
2021 | MA | Wachusett Solar | 65586 | 2910 | PV | OP | NA | SUN
2021 | NY | RT32 Westerlo Solar 1 | 65587 | 7105 | PV | OP | NA | SUN
2021 | NY | CEC, LLC Westtown B | 65597 | CLWB | PV | OP | NA | SUN
2021 | CO | Gilcrest Sun CSG | 65609 | GLCRS | PV | OP | NA | SUN
2021 | MD | Snowden River CSG | 65612 | SNOWD | PV | OP | NA | SUN |  | 11646 |  |  | EIA Prime Mover-level Data
2021 | NY | JB-Tobin 2 | 65613 | JBTB2 | PV | OP | NA | SUN
2021 | CA | BBARWA | 65617 | P3998 | PV | OP | NA | SUN |  | 256 |  |  | EIA Prime Mover-level Data
2021 | NY | 100 Lower | 65620 | 100LR | PV | OP | NA | SUN
2021 | NY | 456 Lower | 65621 | 456LR | PV | OP | NA | SUN
2021 | NJ | Absegami | 65622 | ABSGI | PV | OP | NA | SUN |  | 14811 |  |  | EIA Prime Mover-level Data
2021 | NJ | Cedar Creek | 65623 | CDRCK | PV | OP | NA | SUN |  | 10427 |  |  | EIA Prime Mover-level Data
2021 | MA | Dartmouth Farms Solar | 65636 | 2132 | PV | OP | NA | SUN
2021 | MA | Dartmouth Farms Solar | 65636 | 5138 | PV | OP | NA | SUN
2021 | RI | Foster Solar | 65637 | 2481 | PV | OP | NA | SUN
2021 | NY | Castleton | 65643 | CASTN | PV | OP | NA | SUN |  | 25265 |  |  | EIA Prime Mover-level Data
2021 | NY | Croton Solar | 65647 | CROT | PV | OP | NA | SUN
2021 | MA | Brockelman Road Solar 2 | 65650 | 15446 | PV | OP | NA | SUN |  | 15219 |  |  | EIA Prime Mover-level Data
2021 | MA | Brockelman Road Solar 2 | 65650 | 15447 | BA | OP | NA | MWH
2021 | CA | Niagara Bottling - Rialto | 65652 | NBRIA | PV | OP | NA | SUN
2021 | MA | TES Rowtier | 65653 | NBRIA | PV | OP | NA | SUN |  | 35771 |  |  | EIA Prime Mover-level Data
2021 | NJ | DRPA Lindenwold Station Solar Project | 65658 | DLSSP | PV | OP | NA | SUN |  | 2105 |  |  | EIA Prime Mover-level Data
2021 | WI | ENGIE 2020 ProjectCo-WI1 LLC | 65659 | PV1 | PV | OP | NA | SUN
2021 | CT | East Windsor Solar One | 65667 | EWS1 | PV | OP | NA | SUN
2021 | MA | Kearsarge Ludlow LLC | 65688 | LUD | PV | OP | NA | SUN
2021 | MA | Kearsarge Acushnet | 65690 | ACUSH | PV | OP | NA | SUN
2021 | OH | KSU Trumbull | 65691 | TRUMB | PV | OP | NA | SUN |  | 6447 |  |  | EIA Prime Mover-level Data
2021 | CA | POM Juice Solar | 65706 | PJS | PV | OP | NA | SUN
2021 | CA | POM Beverage Solar | 65707 | PBS | PV | OP | NA | SUN
2021 | MA | Long Plain Solar | 65716 | 3779 | PV | OP | NA | SUN |  | 30489 |  |  | EIA Prime Mover-level Data
2021 | MA | Settlers Solar | 65717 | 4452 | PV | OP | NA | SUN |  | 57569 |  |  | EIA Prime Mover-level Data
2021 | MA | Griffin Road Solar 2 | 65719 | 4809 | PV | OP | NA | SUN |  | 19833 |  |  | EIA Prime Mover-level Data
2021 | MA | Woodland Avenue Solar 1 | 65720 | 5571 | PV | OP | NA | SUN |  | 72088 |  |  | EIA Prime Mover-level Data
2021 | NY | RT405 Westerlo Solar 2 | 65721 | 7104 | PV | OP | NA | SUN |  | 66553 |  |  | EIA Prime Mover-level Data
2021 | MA | Webster Solar | 65722 | 2538 | PV | OP | NA | SUN |  | 10990 |  |  | EIA Prime Mover-level Data
2021 | NY | LR Wheatfield Solar 1 | 65723 | 15557 | PV | OP | NA | SUN |  | 74290 |  |  | EIA Prime Mover-level Data
2021 | NY | Pendleton Solar 1 | 65724 | 15889 | PV | OP | NA | SUN |  | 52077 |  |  | EIA Prime Mover-level Data
2021 | IL | Rockford CS 1 | 65731 | 29197 | PV | OP | NA | SUN |  | 22463 |  |  | EIA Prime Mover-level Data
2021 | IL | Rockford CS 2 | 65732 | 29198 | PV | OP | NA | SUN |  | 22833 |  |  | EIA Prime Mover-level Data
2021 | CA | Canal Energy S23, LLC | 65740 | 21536 | PV | OP | NA | SUN
2021 | NY | East Fishkill CSG | 65752 | EFK | PV | OP | NA | SUN
2021 | NY | ELP Greenport CSG | 65753 | GRPRT | PV | OP | NA | SUN
2021 | NY | ELP Kinderhook CSG | 65754 | KDRHK | PV | OP | NA | SUN
2021 | NY | ELP Myer CSG | 65755 | MYER | PV | OP | NA | SUN
2021 | NY | ELP Rockdale CSG | 65756 | RKDAL | PV | OP | NA | SUN
2021 | NY | ELP Saugerties CSG | 65757 | SGRTS | PV | OP | NA | SUN
2021 | GA | Putnam Erikson 2 | 65759 | PE2 | PV | OP | NA | SUN
2021 | AK | Gustavus | 65767 | 1 | IC | OP | NA | DFO |  | 1486 | 0.23033 | 0.31 | EIA Prime Mover-level Data | Estimated using an emission factor
2021 | AK | Gustavus | 65767 | 2 | IC | OP | NA | DFO |  | 1486 | 0.23033 | 0.31 | EIA Prime Mover-level Data | Estimated using an emission factor
2021 | AK | Gustavus | 65767 | 3 | IC | OP | NA | DFO |  | 371.5 | 0.057583 | 0.31 | EIA Prime Mover-level Data | Estimated using an emission factor
2021 | AK | Gustavus | 65767 | 4 | IC | OP | NA | DFO |  | 1857.5 | 0.28791 | 0.31 | EIA Prime Mover-level Data | Estimated using an emission factor
2021 | MA | Centech Gas Generator | 65768 | G1 | IC | OP | NA | NG |  | 2289 | 0.00048298 | 0.000422 | EIA Prime Mover-level Data | Estimated using an emission factor
2021 | CA | Ventura Solar | 65770 | SOLAR | PV | OP | NA | SUN
2021 | IL | Alden Road Harvard Solar 1 | 65774 | 18031 | PV | OP | NA | SUN
2021 | NY | Cream Street Solar | 65775 | 5324 | PV | OP | NA | SUN
2021 | NY | Little Falls Solar | 65776 | 5939 | PV | OP | NA | SUN
2021 | NY | Little Falls Solar 1 | 65777 | 5779 | PV | OP | NA | SUN
2021 | CA | Wonderful Nursery | 65783 | WN01 | PV | OP | NA | SUN
2021 | NY | 1639 RT 29 Solar 1 | 65785 | 19822 | PV | OP | NA | SUN
2021 | NY | 1639 RT 29 Solar 2 | 65786 | 19823 | PV | OP | NA | SUN
2021 | NY | NY - Mines Press | 65815 | MPRES | PV | OP | NA | SUN
2021 | NC | Clear Solar I, LLC | 65817 | CLEA1 | PV | OP | NA | SUN
2021 | CA | VS LADWPGLP Francisco, LLC | 65824 | VSPRC | PV | OP | NA | SUN
2021 | TX | Toyah Power Station | 65836 | TOYAH | BA | OP | NA | MWH
2021 | TX | Hoef's Road Storage | 65838 | HOEFS | BA | OP | NA | MWH
2021 | GA | Hartwell Energy Facility | 70454 | MAG1 | GT | OP | CT | NG | 972 | 1106032.895 | 6.8929 | 0.012464 | EPA/CAMD | EPA/NEI | 1994
2021 | GA | Hartwell Energy Facility | 70454 | MAG2 | GT | OP | CT | NG | 935 | 1065218.464 | 4.2697 | 0.0080165 | EPA/CAMD | NEI avg EF - PM, fuel type, firing type | 1994

## 2021 PM Plant-level Data
Data Year | Plant state abbreviation | Plant name | DOE/EIA ORIS plant or facility code | eGRID subregion acronym | eGRID subregion name | Plant primary fuel | Plant nameplate capacity (MW) | CHP plant electric allocation factor | Plant annual net generation (MWh) | Plant total annual heat input (MMBtu) | Plant annual PM2.5 emissions (tons) | Plant annual PM2.5 total output emission rate (lb/MWh) | Plant annual PM2.5 total input emission rate (lb/MMBtu) | PM Source | Plant unadjusted total annual heat input (MMBtu) | Plant unadjusted annual PM2.5 emissions (tons)
YEAR | PSTATABB | PNAME | ORISPL | SUBRGN | SRNAME | PLPRMFL | NAMEPCAP | ELCALLOC | PLNGENAN | PLHTIAN | PLPM25AN | PLPM25RTA | PLPM25RA | PM25SRC | UNHTIT | UNPM25
2021 | AK | Agrium Kenai Nitrogen Operations | 54452 | AKGD | ASCC Alaska Grid | NG | 12.5
2021 | AK | Alakanuk | 57053 | AKMS | ASCC Miscellaneous | JF | 0.8 | 0 | 0
2021 | AK | Allison Creek Hydro | 58982 | AKMS | ASCC Miscellaneous | WAT | 6.5 |  | 17551 |  |  | 0 |  |  |  | 0
2021 | AK | Ambler | 60243 | AKMS | ASCC Miscellaneous | DFO | 1.1 |  | 1298 | 13418.999 | 2.0799 | 3.2048 | 0.31 | Estimated using an emission factor | 13418.999 | 2.0799
2021 | AK | Angoon | 7462 | AKMS | ASCC Miscellaneous | DFO | 1.5 | 1 | 1742.001 | 17910 | 2.7761 | 3.1872 | 0.31 | Estimated using an emission factor | 17910 | 2.7761
2021 | AK | Aniak | 7182 | AKMS | ASCC Miscellaneous | DFO | 2.2 |  | 2282 | 26685 | 4.1362 | 3.625 | 0.31 | Estimated using an emission factor | 26685 | 4.1362
2021 | AK | Annex Creek | 62 | AKMS | ASCC Miscellaneous | WAT | 4 |  | 25983 |  |  | 0 |  |  |  | 0
2021 | AK | Auke Bay | 7250 | AKMS | ASCC Miscellaneous | DFO | 36.2 |  | -354 | 2141 | 0.03978 | 0 | 0.03716 | EPA/NEI; Estimated using an emission factor | 2141 | 0.03978
2021 | AK | Aurora Energy LLC Chena | 79 | AKGD | ASCC Alaska Grid | SUB | 27.5 | 0.5356 | 177115 | 1663630.766 | 11.4966 | 0.12982 | 0.013821 | NEI avg EF - PM, fuel type | 3106095.9 | 21.4649
2021 | AK | Barrow | 7173 | AKMS | ASCC Miscellaneous | NG | 20.3 | 1 | 47331.001 | 748193.999 | 2.9989 | 0.12672 | 0.0080165 | EPA/NEI; Estimated using an emission factor | 748193.999 | 2.9989
2021 | AK | Battery Energy Storage System | 57583 | AKGD | ASCC Alaska Grid | MWH | 40 |  | -3433 | 0 |  | 0 |  |  | 0 | 0
2021 | AK | Beaver Falls | 6580 | AKMS | ASCC Miscellaneous | WAT | 5.4 |  | 48192 |  |  | 0 |  |  |  | 0
2021 | AK | Beluga | 96 | AKGD | ASCC Alaska Grid | NG | 312.4 |  | 2049 | 138262 | 0.55419 | 0.54094 | 0.0080165 | NEI avg EF - PM, fuel type | 138262 | 0.55419
2021 | AK | Bernice Lake | 6292 | AKGD | ASCC Alaska Grid | NG | 76.7 |  | 785 | 44342.001 | 0.17773 | 0.45282 | 0.0080165 | NEI avg EF - PM, fuel type | 44342.001 | 0.17773
2021 | AK | Bethel | 6566 | AKMS | ASCC Miscellaneous | DFO | 12.6 | 1 | 43093.998 | 405490.002 | 62.851 | 2.9169 | 0.31 | Estimated using an emission factor | 405490.002 | 62.851
2021 | AK | Black Bear Lake | 7752 | AKMS | ASCC Miscellaneous | WAT | 4.5 |  | 22727 |  |  | 0 |  |  |  | 0
2021 | AK | Blue Lake Hydro | 93 | AKMS | ASCC Miscellaneous | WAT | 15.9 |  | 77838 |  |  | 0 |  |  |  | 0
2021 | AK | Bradley Lake | 7367 | AKGD | ASCC Alaska Grid | WAT | 126 |  | 391018 |  |  | 0 |  |  |  | 0
2021 | AK | Brevig Mission | 60260 | AKMS | ASCC Miscellaneous | DFO | 1 |  | 1261 | 12183 | 1.8884 | 2.995 | 0.31 | Estimated using an emission factor | 12183 | 1.8884
2021 | AK | Centennial | 7112 | AKMS | ASCC Miscellaneous | DFO | 3.3 |  | 760 | 10544 | 1.6343 | 4.3008 | 0.31 | Estimated using an emission factor | 10544 | 1.6343
2021 | AK | Chester Lake | 7168 | AKMS | ASCC Miscellaneous | WAT | 1.3 |  | 3601 |  |  | 0 |  |  |  | 0
2021 | AK | Chevak | 6311 | AKMS | ASCC Miscellaneous | DFO | 1.8 |  | 2561 | 23082.001 | 3.5777 | 2.794 | 0.31 | Estimated using an emission factor | 23082.001 | 3.5777
2021 | AK | Cooper Lake | 6291 | AKGD | ASCC Alaska Grid | WAT | 19.4 |  | 36381 |  |  | 0 |  |  |  | 0
2021 | AK | Craig (AK) | 421 | AKMS | ASCC Miscellaneous | DFO | 4.6 |  | 324 | 4869.999 | 0.75485 | 4.6596 | 0.31 | Estimated using an emission factor | 4869.999 | 0.75485
2021 | AK | Delta Power | 56325 | AKGD | ASCC Alaska Grid | DFO | 23.1 |  | -121 | 1026 | 0.0084423 | 0 | 0.016457 | NEI avg EF - PM, fuel type, firing type | 1026 | 0.0084423
2021 | AK | Delta Wind Farm | 58511 | AKGD | ASCC Alaska Grid | WND | 1.9 |  | 3654 |  |  | 0 |  |  |  | 0
2021 | AK | Dillingham | 109 | AKMS | ASCC Miscellaneous | DFO | 11 |  | 18552.998 | 177231 | 27.4708 | 2.9613 | 0.31 | Estimated using an emission factor | 177231 | 27.4708
2021 | AK | Dutch Harbor | 7502 | AKMS | ASCC Miscellaneous | DFO | 21.9 |  | 45653.999 | 408877.001 | 63.3759 | 2.7764 | 0.31 | Estimated using an emission factor | 408877.001 | 63.3759
2021 | AK | Eielson AFB Central Heat & Power Plant | 50392 | AKGD | ASCC Alaska Grid | SUB | 31 | 0.14339 | 73952 | 411088.522 | 2.8377 | 0.076745 | 0.013806 | EPA/NEI; Estimated using an emission factor | 2866828.248 | 19.7896
2021 | AK | Eklutna Generation Station | 58989 | AKGD | ASCC Alaska Grid | NG | 171 |  | 678552 | 5878083 | 1.2403 | 0.0036557 | 0.000422 | Estimated using an emission factor | 5878083 | 1.2403
2021 | AK | Eklutna Hydro Project | 77 | AKGD | ASCC Alaska Grid | WAT | 44.4 |  | 139994 |  |  | 0 |  |  |  | 0
2021 | AK | Elim | 57060 | AKMS | ASCC Miscellaneous | DFO | 1.1 | 0.83963 | 1353 | 11849.701 | 1.8367 | 2.715 | 0.31 | Estimated using an emission factor | 14113 | 2.1875
2021 | AK | Emmonak | 6314 | AKMS | ASCC Miscellaneous | DFO | 3.2 | 1 | 5928.999 | 51280 | 7.9484 | 2.6812 | 0.31 | Estimated using an emission factor | 51280 | 7.9484
2021 | AK | ESS Battery Microgrid | 58405 | AKMS | ASCC Miscellaneous | MWH | 3 |  | -246 | 0 |  | 0 |  |  | 0 | 0
2021 | AK | Eva Creek Wind | 57935 | AKGD | ASCC Alaska Grid | WND | 24.6 |  | 56648 |  |  | 0 |  |  |  | 0
2021 | AK | Eyak Service Center BESS | 62714 | AKMS | ASCC Miscellaneous | MWH | 1 |  | -85 | 0 |  | 0 |  |  | 0 | 0
2021 | AK | Fairbanks | 6286 | AKGD | ASCC Alaska Grid | DFO | 42.2 |  | 9024 | 174205 | 1.4547 | 0.32241 | 0.016701 | EPA/NEI; Estimated using an emission factor | 174205 | 1.4547
2021 | AK | False Island | 56146 | AKMS | ASCC Miscellaneous | DFO | 1.3 |  | 696 | 6957 | 1.0783 | 3.0987 | 0.31 | Estimated using an emission factor | 6957 | 1.0783
2021 | AK | Fire Island Wind | 58425 | AKGD | ASCC Alaska Grid | WND | 18 |  | 41759 |  |  | 0 |  |  |  | 0
2021 | AK | Flywheel Energy Storage System Microgrid | 60563 | AKMS | ASCC Miscellaneous | MWH | 2 |  | -291 | 0 |  | 0 |  |  | 0 | 0
2021 | AK | Fort Greely Power Plant | 54834 | AKGD | ASCC Alaska Grid | DFO | 7.4 |  | 59.78 | 572 | 0.08866 | 2.9662 | 0.31 | Estimated using an emission factor | 572 | 0.08866
2021 | AK | Galena Electric Utility | 7437 | AKMS | ASCC Miscellaneous | DFO | 3.9 | 1 | 4954.999 | 56969.001 | 8.8302 | 3.5642 | 0.31 | Estimated using an emission factor | 56969.001 | 8.8302
2021 | AK | Gambell | 57062 | AKMS | ASCC Miscellaneous | DFO | 1.6 | 0.9935 | 2176 | 21869.883 | 3.3898 | 3.1157 | 0.31 | Estimated using an emission factor | 22012.999 | 3.412
2021 | AK | George M Sullivan Generation Plant 2 | 6559 | AKGD | ASCC Alaska Grid | NG | 346.9 |  | 761372 | 5871788.343 | 15.844 | 0.04162 | 0.0053967 | EPA/NEI; Estimated using an emission factor | 5871788.343 | 15.844
2021 | AK | Glennallen | 6305 | AKMS | ASCC Miscellaneous | DFO | 9.2 |  | 8490 | 88158 | 13.6645 | 3.219 | 0.31 | Estimated using an emission factor | 88158 | 13.6645
2021 | AK | Goat Lake Hydro | 7751 | AKMS | ASCC Miscellaneous | WAT | 4 |  | 14473 |  |  | 0 |  |  |  | 0
2021 | AK | Gold Creek | 63 | AKMS | ASCC Miscellaneous | WAT | 9.7 |  | 5424 | 51.001 | 0.0079052 | 0.0029149 | 0.31 | EPA/NEI; Estimated using an emission factor | 51.001 | 0.0079052
2021 | AK | Green Lake | 313 | AKMS | ASCC Miscellaneous | WAT | 18.6 |  | 41550 |  |  | 0 |  |  |  | 0
2021 | AK | Gustavus | 65767 | AKMS | ASCC Miscellaneous | DFO | 1.4 |  | 469 | 5201 | 0.80615 | 3.4378 | 0.31 | Estimated using an emission factor | 5201 | 0.80615
2021 | AK | Gwitchyaa Zhee | 7174 | AKMS | ASCC Miscellaneous | DFO | 2.8 | 1 | 2546 | 30932 | 4.7945 | 3.7663 | 0.31 | Estimated using an emission factor | 30932 | 4.7945
2021 | AK | Haines | 69 | AKMS | ASCC Miscellaneous | DFO | 9.6 |  | 1390.001 | 16644 | 2.5798 | 3.712 | 0.31 | Estimated using an emission factor | 16644 | 2.5798
2021 | AK | Hank Nikkels Plant 1 | 75 | AKGD | ASCC Alaska Grid | NG | 77.9 |  | 2252 | 110833 | 0.44425 | 0.39453 | 0.0080165 | EPA/NEI; Estimated using an emission factor | 110833 | 0.44425
2021 | AK | Healy Power Plant | 6288 | AKGD | ASCC Alaska Grid | LIG | 92.8 | 1 | 373973 | 5250388 | 23.0193 | 0.12311 | 0.0087686 | EPA/NEI; Estimated using an emission factor | 5250388 | 23.0193
2021 | AK | Hiilangaay Hydro | 59037 | AKMS | ASCC Miscellaneous | WAT | 5 |  | 1663 |  |  | 0 |  |  |  | 0
2021 | AK | Hoonah | 7463 | AKMS | ASCC Miscellaneous | DFO | 2 |  | 3418 | 35315 | 5.4738 | 3.2029 | 0.31 | Estimated using an emission factor | 35315 | 5.4738
2021 | AK | Hooper Bay | 6319 | AKMS | ASCC Miscellaneous | DFO | 2.2 |  | 3638 | 32583 | 5.0504 | 2.7765 | 0.31 | Estimated using an emission factor | 32583 | 5.0504
2021 | AK | Humpback Creek | 7042 | AKMS | ASCC Miscellaneous | WAT | 1.2 |  | 3247.999 |  |  | 0 |  |  |  | 0
2021 | AK | Hydaburg | 423 | AKMS | ASCC Miscellaneous | DFO | 1 |  | 12 | 496 | 0.07688 | 12.8133 | 0.31 | Estimated using an emission factor | 496 | 0.07688
2021 | AK | Industrial Plant | 59793 | AKMS | ASCC Miscellaneous | DFO | 41.7 |  | -125 | 2358 | 0.019403 | 0 | 0.016457 | NEI avg EF - PM, fuel type, firing type | 2358 | 0.019403
2021 | AK | International | 6293 | AKGD | ASCC Alaska Grid | NG | 15 |  | 0
2021 | AK | Jarvis Street | 6801 | AKMS | ASCC Miscellaneous | DFO | 25.6 |  | -794.999 | 2037 | 0.31573 | 0 | 0.31 | Estimated using an emission factor | 2037 | 0.31573
2021 | AK | JBER Landfill Gas Power Plant | 58380 | AKGD | ASCC Alaska Grid | LFG | 11.5 |  | 38093 | 397372 | 2.9207 | 0.15334 | 0.0147 | Estimated using an emission factor | 397372 | 2.9207
2021 | AK | Kake | 7464 | AKMS | ASCC Miscellaneous | DFO | 3.1 | 1 | 1367.001 | 13828.002 | 2.1433 | 3.1358 | 0.31 | Estimated using an emission factor | 13828.002 | 2.1433
2021 | AK | Kasidaya Creek Hydro | 56542 | AKMS | ASCC Miscellaneous | WAT | 3 |  | 6902 |  |  | 0 |  |  |  | 0
2021 | AK | Kasigluk | 57066 | AKMS | ASCC Miscellaneous | DFO | 2 | 1 | 2737 | 25548 | 3.9599 | 2.8936 | 0.31 | Estimated using an emission factor | 25548 | 3.9599
2021 | AK | Ketchikan | 84 | AKMS | ASCC Miscellaneous | WAT | 4.2 |  | 23220.999 |  |  | 0 |  |  |  | 0
2021 | AK | Kiana | 6323 | AKMS | ASCC Miscellaneous | DFO | 1.2 |  | 1670 | 18641 | 2.8894 | 3.4603 | 0.31 | Estimated using an emission factor | 18641 | 2.8894
2021 | AK | King Cove | 7493 | AKMS | ASCC Miscellaneous | WAT | 2.6 | 1 | 4329 | 7851 | 1.2169 | 0.56221 | 0.31 | EPA/NEI; Estimated using an emission factor | 7851 | 1.2169
2021 | AK | Kivalina | 57065 | AKMS | ASCC Miscellaneous | DFO | 1.1 | 0.89522 | 1828 | 16152.529 | 2.5036 | 2.7392 | 0.31 | Estimated using an emission factor | 18042.999 | 2.7967
2021 | AK | Klawock Power Generation Station | 61684 | AKMS | ASCC Miscellaneous | DFO | 2.5 |  | 600 | 6535 | 1.0129 | 3.3764 | 0.31 | Estimated using an emission factor | 6535 | 1.0129
2021 | AK | Kodiak Microgrid | 6281 | AKMS | ASCC Miscellaneous | DFO | 18.3 |  | 0
2021 | AK | Kotlik | 57064 | AKMS | ASCC Miscellaneous | DFO | 1.4 | 0.92893 | 2137 | 19531.714 | 3.0274 | 2.8333 | 0.31 | Estimated using an emission factor | 21026 | 3.259
2021 | AK | Kotzebue Hybrid | 6304 | AKMS | ASCC Miscellaneous | DFO | 17.1 |  | 18753.002 | 170637.999 | 26.4489 | 2.8208 | 0.31 | EPA/NEI; Estimated using an emission factor | 170637.999 | 26.4489
2021 | AK | Koyuk | 57059 | AKMS | ASCC Miscellaneous | DFO | 1.1 | 0.88872 | 1265 | 11069.905 | 1.7158 | 2.7128 | 0.31 | Estimated using an emission factor | 12456 | 1.9307
2021 | AK | Lake Dorothy Hydroelectric Project | 57085 | AKMS | ASCC Miscellaneous | WAT | 14.3 |  | 87446 |  |  | 0 |  |  |  | 0
2021 | AK | Lemon Creek | 64 | AKMS | ASCC Miscellaneous | DFO | 61.7 |  | -844 | 3950.997 | 0.31108 | 0 | 0.15747 | EPA/NEI; Estimated using an emission factor | 3950.997 | 0.31108
2021 | AK | Marshall | 60244 | AKMS | ASCC Miscellaneous | DFO | 1.1 |  | 1537 | 14507.999 | 2.2487 | 2.9261 | 0.31 | Estimated using an emission factor | 14507.999 | 2.2487
2021 | AK | McGrath | 6555 | AKMS | ASCC Miscellaneous | DFO | 3.8 | 1 | 1900 | 20060.998 | 3.1095 | 3.2731 | 0.31 | Estimated using an emission factor | 20060.998 | 3.1095
2021 | AK | Mountain Village | 6329 | AKMS | ASCC Miscellaneous | DFO | 2.3 |  | 805 | 10076.001 | 1.5618 | 3.8802 | 0.31 | Estimated using an emission factor | 10076.001 | 1.5618
2021 | AK | Naknek | 6301 | AKMS | ASCC Miscellaneous | DFO | 16.5 | 0.55605 | 23770.001 | 125766.164 | 19.4937 | 1.6402 | 0.31 | Estimated using an emission factor | 226175.998 | 35.0573
2021 | AK | New Stuyahok | 60245 | AKMS | ASCC Miscellaneous | DFO | 1.4 |  | 1878.999 | 19426 | 3.011 | 3.2049 | 0.31 | Estimated using an emission factor | 19426 | 3.011
2021 | AK | Newhalen | 7183 | AKMS | ASCC Miscellaneous | WAT | 1.7 |  | 3491.999 | 1688.001 | 0.26164 | 0.14985 | 0.31 | EPA/NEI; Estimated using an emission factor | 1688.001 | 0.26164
2021 | AK | Nikiski Combined Cycle | 55966 | AKGD | ASCC Alaska Grid | NG | 80.8 |  | 399354 | 3567557.376 | 9.0216 | 0.045181 | 0.0050576 | EPA/NEI; Estimated using an emission factor | 3567557.376 | 9.0216
2021 | AK | Noatak | 57051 | AKMS | ASCC Miscellaneous | DFO | 1.3 | 0.87561 | 1808.001 | 16656.767 | 2.5818 | 2.856 | 0.31 | Estimated using an emission factor | 19022.999 | 2.9486
2021 | AK | Noorvik | 6330 | AKMS | ASCC Miscellaneous | DFO | 1.5 |  | 2007 | 21229 | 3.2905 | 3.279 | 0.31 | Estimated using an emission factor | 21229 | 3.2905
2021 | AK | North Pole | 6285 | AKGD | ASCC Alaska Grid | WO | 181 |  | 464977 | 3868010.9 | 437.3539 | 1.8812 | 0.22614 | EPA/NEI; Estimated using an emission factor | 3868010.9 | 437.3539
2021 | AK | Northway | 7169 | AKMS | ASCC Miscellaneous | DFO | 1.1 |  | 1084 | 12123.001 | 1.8791 | 3.4669 | 0.31 | Estimated using an emission factor | 12123.001 | 1.8791
2021 | AK | NSB Anaktuvuk Pass | 7487 | AKMS | ASCC Miscellaneous | DFO | 2.7 | 1 | 3924 | 44379 | 6.8787 | 3.506 | 0.31 | Estimated using an emission factor | 44379 | 6.8787
2021 | AK | NSB Atqasuk Utility | 7482 | AKMS | ASCC Miscellaneous | DFO | 3.2 | 1 | 2160.999 | 36903 | 5.72 | 5.2938 | 0.31 | Estimated using an emission factor | 36903 | 5.72
2021 | AK | NSB Kaktovik Utility | 7483 | AKMS | ASCC Miscellaneous | DFO | 2.6 | 1 | 4932 | 52921 | 8.2028 | 3.3263 | 0.31 | Estimated using an emission factor | 52921 | 8.2028
2021 | AK | NSB Nuiqsut Utility | 7484 | AKMS | ASCC Miscellaneous | DFO | 4.4 | 1 | 7329 | 79950.001 | 6.2046 | 1.6932 | 0.15521 | Estimated using an emission factor | 79950.001 | 6.2046
2021 | AK | NSB Point Hope Utility | 7485 | AKMS | ASCC Miscellaneous | DFO | 3.1 | 1 | 6468 | 71088.999 | 11.0188 | 3.4072 | 0.31 | Estimated using an emission factor | 71088.999 | 11.0188
2021 | AK | NSB Point Lay Utility | 7486 | AKMS | ASCC Miscellaneous | DFO | 2.4 | 1 | 3719 | 41137 | 6.3762 | 3.429 | 0.31 | Estimated using an emission factor | 41137 | 6.3762
2021 | AK | NSB Wainwright Utility | 7488 | AKMS | ASCC Miscellaneous | DFO | 3 | 1 | 6921.999 | 77679 | 12.0402 | 3.4788 | 0.31 | Estimated using an emission factor | 77679 | 12.0402
2021 | AK | Nunapitchuk | 6333 | AKMS | ASCC Miscellaneous | DFO | 0.5
2021 | AK | Nymans Plant Microgrid | 7723 | AKMS | ASCC Miscellaneous | DFO | 10 |  | 0
2021 | AK | Orca | 789 | AKMS | ASCC Miscellaneous | DFO | 10.7 |  | 8065 | 80898.001 | 12.5392 | 3.1095 | 0.31 | Estimated using an emission factor | 80898.001 | 12.5392
2021 | AK | Pelican | 6702 | AKMS | ASCC Miscellaneous | WAT | 2.4 |  | 1301 | 5698 | 0.88319 | 1.3577 | 0.31 | EPA/NEI; Estimated using an emission factor | 5698 | 0.88319
2021 | AK | Petersburg | 91 | AKMS | ASCC Miscellaneous | WAT | 14.5 |  | 14383 | 9047.999 | 1.4024 | 0.19501 | 0.31 | EPA/NEI; Estimated using an emission factor | 9047.999 | 1.4024
2021 | AK | Pillar Mountain Wind Project Microgrid | 57187 | AKMS | ASCC Miscellaneous | WND | 9 |  | 25238 |  |  | 0 |  |  |  | 0
2021 | AK | Pilot Station | 57058 | AKMS | ASCC Miscellaneous | DFO | 1.3 | 0.75669 | 1854 | 16818.277 | 2.6068 | 2.8121 | 0.31 | Estimated using an emission factor | 22226.001 | 3.445
2021 | AK | Port Lions Microgrid | 6282 | AKMS | ASCC Miscellaneous | DFO | 0.5
2021 | AK | Power Creek | 7862 | AKMS | ASCC Miscellaneous | WAT | 6 |  | 15433 |  |  | 0 |  |  |  | 0
2021 | AK | Purple Lake | 6302 | AKMS | ASCC Miscellaneous | WAT | 3.9 |  | 13956 |  |  | 0 |  |  |  | 0
2021 | AK | Quinhagak | 57057 | AKMS | ASCC Miscellaneous | DFO | 1.2 | 1 | 2388 | 17156 | 2.6592 | 2.2271 | 0.31 | Estimated using an emission factor | 17156 | 2.6592
2021 | AK | S W Bailey | 85 | AKMS | ASCC Miscellaneous | DFO | 25.9 |  | -106 | 13828 | 2.1433 | 0 | 0.31 | Estimated using an emission factor | 13828 | 2.1433
2021 | AK | Salmon Creek 1 | 65 | AKMS | ASCC Miscellaneous | WAT | 8.5 |  | 24590 |  |  | 0 |  |  |  | 0
2021 | AK | Sand Point | 1 | AKMS | ASCC Miscellaneous | DFO | 4 |  | 2863 | 35490 | 5.5009 | 3.8428 | 0.31 | EPA/NEI; Estimated using an emission factor | 35490 | 5.5009
2021 | AK | Savoonga | 57052 | AKMS | ASCC Miscellaneous | DFO | 1.7 | 1 | 2484 | 22384 | 3.4695 | 2.7935 | 0.31 | Estimated using an emission factor | 22384 | 3.4695
2021 | AK | Scammon Bay | 57056 | AKMS | ASCC Miscellaneous | DFO | 1.3 | 0.91563 | 1677 | 16077.539 | 2.492 | 2.972 | 0.31 | Estimated using an emission factor | 17559 | 2.7216
2021 | AK | Selawik | 6341 | AKMS | ASCC Miscellaneous | DFO | 2.2 |  | 2827 | 29128 | 4.5148 | 3.1941 | 0.31 | Estimated using an emission factor | 29128 | 4.5148
2021 | AK | Seldovia | 6283 | AKGD | ASCC Alaska Grid | DFO | 2.2 |  | 224 | 2055 | 0.31853 | 2.844 | 0.31 | Estimated using an emission factor | 2055 | 0.31853
2021 | AK | Seward (AK) | 92 | AKGD | ASCC Alaska Grid | DFO | 15.6 |  | 335 | 3641.002 | 0.56436 | 3.3693 | 0.31 | Estimated using an emission factor | 3641.002 | 0.56436
2021 | AK | Shishmaref | 6345 | AKMS | ASCC Miscellaneous | DFO | 1.5 |  | 1798 | 18143 | 2.8122 | 3.1281 | 0.31 | Estimated using an emission factor | 18143 | 2.8122
2021 | AK | Shungnak | 57063 | AKMS | ASCC Miscellaneous | DFO | 1.2 | 0.83602 | 1642 | 16279.024 | 2.5232 | 3.0734 | 0.31 | Estimated using an emission factor | 19472 | 3.0182
2021 | AK | Silvis | 6581 | AKMS | ASCC Miscellaneous | WAT | 2.1 |  | 14462 |  |  | 0 |  |  |  | 0
2021 | AK | Skagway | 66 | AKMS | ASCC Miscellaneous | WAT | 4.4 |  | 3928 | 14231 | 2.2058 | 1.1231 | 0.31 | EPA/NEI; Estimated using an emission factor | 14231 | 2.2058
2021 | AK | Slana Generating Station | 61685 | AKMS | ASCC Miscellaneous | DFO | 1.6 |  | 1403 | 15017 | 2.3276 | 3.3181 | 0.31 | Estimated using an emission factor | 15017 | 2.3276
2021 | AK | Snake River | 90 | AKMS | ASCC Miscellaneous | DFO | 19.2 | 1 | 33504.001 | 269127 | 41.7147 | 2.4901 | 0.31 | EPA/NEI; Estimated using an emission factor | 269127 | 41.7147
2021 | AK | Snettisham | 78 | AKMS | ASCC Miscellaneous | WAT | 78.2 |  | 289785.001 |  |  | 0 |  |  |  | 0
2021 | AK | Soldotna | 57206 | AKGD | ASCC Alaska Grid | NG | 50 |  | 33121 | 330814 | 1.326 | 0.080069 | 0.0080165 | NEI avg EF - PM, fuel type | 330814 | 1.326
2021 | AK | Solomon Gulch | 390 | AKMS | ASCC Miscellaneous | WAT | 12 |  | 41182 |  |  | 0 |  |  |  | 0
2021 | AK | South Fork | 56265 | AKMS | ASCC Miscellaneous | WAT | 2 |  | 6206 |  |  | 0 |  |  |  | 0
2021 | AK | Southcentral Power Project | 57036 | AKGD | ASCC Alaska Grid | NG | 203.9 |  | 1041694 | 8073094 | 21.6906 | 0.041645 | 0.0053736 | EPA/NEI; Estimated using an emission factor | 8073094 | 21.6906
2021 | AK | St Marys IC | 6338 | AKMS | ASCC Miscellaneous | DFO | 6.5 | 1 | 5689 | 26438 | 4.0979 | 1.4406 | 0.31 | Estimated using an emission factor | 26438 | 4.0979
2021 | AK | St. Michael | 57061 | AKMS | ASCC Miscellaneous | DFO | 0.7
2021 | AK | Stebbins | 57055 | AKMS | ASCC Miscellaneous | DFO | 2 | 1 | 3472 | 32871 | 5.095 | 2.9349 | 0.31 | Estimated using an emission factor | 32871 | 5.095
2021 | AK | Swampy Acres Microgrid | 60250 | AKMS | ASCC Miscellaneous | DFO | 8.4 |  | 3.999 | 3253 | 0.50421 | 252.1705 | 0.31 | Estimated using an emission factor | 3253 | 0.50421
2021 | AK | Swan Lake | 70 | AKMS | ASCC Miscellaneous | WAT | 22.6 |  | 81117 |  |  | 0 |  |  |  | 0
2021 | AK | Terror Lake Microgrid | 71 | AKMS | ASCC Miscellaneous | WAT | 33.6 |  | 132333 |  |  | 0 |  |  |  | 0
2021 | AK | Tesoro Kenai Cogeneration Plant | 52184 | AKGD | ASCC Alaska Grid | NG | 8.6 | 0.40527 | 64878 | 321526.244 | 1.2888 | 0.039729 | 0.0080165 | NEI avg EF - PM, fuel type | 793356 | 3.18
2021 | AK | Thorne Bay Plant | 7414 | AKMS | ASCC Miscellaneous | DFO | 1 |  | 20 | 1013 | 0.15701 | 15.7015 | 0.31 | Estimated using an emission factor | 1013 | 0.15701
2021 | AK | TNSG North Plant | 58278 | AKMS | ASCC Miscellaneous | NG | 25.7 |  | 49695 | 646425 | 2.591 | 0.10428 | 0.0080165 | EPA/NEI; Estimated using an emission factor | 646425 | 2.591
2021 | AK | TNSG South Plant | 58117 | AKMS | ASCC Miscellaneous | NG | 7.8 |  | -375.002 | 929.001 | 0.00019602 | 0 | 0.000422 | Estimated using an emission factor | 929.001 | 0.00019602
2021 | AK | Togiak | 6348 | AKMS | ASCC Miscellaneous | DFO | 2.8 | 1 | 3226 | 30346 | 4.7036 | 2.9161 | 0.31 | Estimated using an emission factor | 30346 | 4.7036
2021 | AK | Tok | 406 | AKMS | ASCC Miscellaneous | DFO | 5.3 |  | 10247 | 99420.001 | 15.4101 | 3.0077 | 0.31 | Estimated using an emission factor | 99420.001 | 15.4101
2021 | AK | Toksook Bay | 57067 | AKMS | ASCC Miscellaneous | DFO | 2.1 | 1 | 3702.001 | 34281.001 | 5.3136 | 2.8706 | 0.31 | Estimated using an emission factor | 34281.001 | 5.3136
2021 | AK | Tyee Lake Hydroelectric Facility | 61166 | AKMS | ASCC Miscellaneous | WAT | 22.6 |  | 88071 |  |  | 0 |  |  |  | 0
2021 | AK | Unalakleet | 6299 | AKMS | ASCC Miscellaneous | DFO | 2 | 1 | 3597 | 32579 | 5.0497 | 2.8078 | 0.31 | Estimated using an emission factor | 32579 | 5.0497
2021 | AK | Unalaska Power Module | 7503 | AKMS | ASCC Miscellaneous | DFO | 1.1 |  | 1143 | 13261 | 2.0555 | 3.5966 | 0.31 | Estimated using an emission factor | 13261 | 2.0555
2021 | AK | Unisea G 2 | 54422 | AKMS | ASCC Miscellaneous | DFO | 17.5 | 1 | 29138.999 | 317865.001 | 49.2691 | 3.3817 | 0.31 | Estimated using an emission factor | 317865.001 | 49.2691
2021 | AK | University of Alaska Fairbanks | 50711 | AKGD | ASCC Alaska Grid | SUB | 39.6 | 0.23693 | 70972 | 408666.147 | 2.8892 | 0.081417 | 0.01414 | EPA/NEI; Estimated using an emission factor | 1724837.46 | 12.1942
2021 | AK | Upper Kalskag | 57054 | AKMS | ASCC Miscellaneous | DFO | 1.1 | 0.99965 | 1502 | 14625.865 | 2.267 | 3.0187 | 0.31 | Estimated using an emission factor | 14631.001 | 2.2678
2021 | AK | Utility Plants Section | 50308 | AKGD | ASCC Alaska Grid | SUB | 20 | 0.13061 | 65058 | 398821.332 | 2.7561 | 0.084727 | 0.013821 | NEI avg EF - PM, fuel type | 3053571.714 | 21.1019
2021 | AK | Valdez | 6306 | AKMS | ASCC Miscellaneous | DFO | 8.6 |  | 3642 | 41831.001 | 6.4838 | 3.5606 | 0.31 | Estimated using an emission factor | 41831.001 | 6.4838
2021 | AK | Valdez Cogen | 7841 | AKMS | ASCC Miscellaneous | WO | 5.3 | 0.54449 | 25547 | 199687.972 | 30.9517 | 2.4231 | 0.31 | Estimated using an emission factor | 366742 | 56.845
2021 | AK | Viking | 56147 | AKMS | ASCC Miscellaneous | DFO | 1
2021 | AK | Westward Seafoods | 54305 | AKMS | ASCC Miscellaneous | DFO | 6.6 | 0.63936 | 16290.999 | 77845.838 | 12.0661 | 1.4813 | 0.31 | Estimated using an emission factor | 121755 | 18.872
2021 | AK | Whitman | 58977 | AKMS | ASCC Miscellaneous | WAT | 4.8 |  | 10841 |  |  | 0 |  |  |  | 0
2021 | AK | Wrangell | 95 | AKMS | ASCC Miscellaneous | DFO | 8.5 |  | 520 | 5525 | 0.85637 | 3.2938 | 0.31 | Estimated using an emission factor | 5525 | 0.85637
2021 | AK | Yakutat | 6637 | AKMS | ASCC Miscellaneous | DFO | 3.8 | 1 | 6357.999 | 56382 | 8.7392 | 2.749 | 0.31 | Estimated using an emission factor | 56382 | 8.7392
2021 | AL | ABC Coke | 56076 | SRSO | SERC South | COG | 3.8 | 0.000622 | 116 | 659.81 | 0.0062992 | 0.10861 | 0.019094 | NEI avg EF - PM, fuel type | 1061587 | 10.1274
2021 | AL | Alabama Pine Pulp | 54429 | SRSO | SERC South | BLQ | 69 | 0.19834 | 401206.62 | 2771992.84 | 12.6153 | 0.062887 | 0.009102 | NEI avg EF - PM, fuel type | 13976120.4 | 63.605
2021 | AL | Alabama River Pulp | 10216 | SRSO | SERC South | BLQ | 48 | 0.12994 | 324410.47 | 2104824.044 | 9.9847 | 0.061556 | 0.0094874 | NEI avg EF - PM, fuel type | 16198180.24 | 76.8395
2021 | AL | Albertville | 7924 | SRTV | SERC Tennessee Valley | DFO | 4 |  | 0
2021 | AL | AMEA Sylacauga Plant | 56018 | SRSO | SERC South | NG | 98.6 |  | 51777 | 519639.2 | 1.72 | 0.066439 | 0.00662 | EPA/NEI | 519639.2 | 1.72
2021 | AL | ANAD Solar Array | 60680 | SRSO | SERC South | SUN | 7.4 |  | 11491 |  |  | 0 |  |  |  | 0
2021 | AL | Bankhead Dam | 2 | SRSO | SERC South | WAT | 53.9 |  | 215446 |  |  | 0 |  |  |  | 0
2021 | AL | Barry | 3 | SRSO | SERC South | BIT | 2569.5 |  | 11792286 | 97913749 | 326.95 | 0.055452 | 0.0066783 | EPA/NEI | 97913749 | 326.95
2021 | AL | Bartletts Ferry | 702 | SRSO | SERC South | WAT | 173 |  | 464697 |  |  | 0 |  |  |  | 0
2021 | AL | Bellefonte | 6150 | SRTV | SERC Tennessee Valley | DFO | 14
2021 | AL | Browns Ferry | 46 | SRTV | SERC Tennessee Valley | NUC | 3567.5 |  | 31053552.001 |  |  | 0 |  |  |  | 0
2021 | AL | Calhoun Generating Facility | 55409 | SRSO | SERC South | NG | 748 |  | 49866 | 559678.236 | 1.655 | 0.066378 | 0.0059141 | EPA/NEI | 559678.236 | 1.655
2021 | AL | Central Alabama Gen Station | 55440 | SRSO | SERC South | NG | 927.1 |  | 4202153 | 32177955.715 | 75.7 | 0.036029 | 0.0047051 | EPA/NEI | 32177955.715 | 75.7
2021 | AL | Colbert | 47 | SRTV | SERC Tennessee Valley | NG | 476 |  | 1997 | 269756.4 | 1.7501 | 1.7527 | 0.012975 | EPA/NEI | 269756.4 | 1.7501
2021 | AL | Crestwood Dothan | 54985 | SRSO | SERC South | DFO | 8.6 | 1 | 445.998 | 8174.999 | 1.2671 | 5.6822 | 0.31 | Estimated using an emission factor | 8174.999 | 1.2671
2021 | AL | Cumblerland Land Holdings, LLC | 61924 | SRTV | SERC Tennessee Valley | SUN | 14.7 |  | 31427 |  |  | 0 |  |  |  | 0
2021 | AL | Decatur Energy Center | 55292 | SRTV | SERC Tennessee Valley | NG | 902.4 | 1 | 1766065 | 13115192.885 | 20.47 | 0.023181 | 0.0031216 | EPA/NEI | 13115192.885 | 20.47
2021 | AL | Decatur-Morgan Co LFG Recovery Project | 58061 | SRTV | SERC Tennessee Valley | LFG | 1.6 |  | 13380 | 136474 | 1.0031 | 0.14994 | 0.0147 | Estimated using an emission factor | 136474 | 1.0031
2021 | AL | E B Harris Generating Plant | 7897 | SRSO | SERC South | NG | 1304 |  | 4700572 | 32910283.925 | 61.59 | 0.026205 | 0.0037429 | EPA/NEI | 32910283.925 | 61.59
2021 | AL | E C Gaston | 26 | SRSO | SERC South | BIT | 2034 |  | 4335978 | 49997605.675 | 85.08 | 0.039244 | 0.0034034 | EPA/NEI | 49997605.675 | 85.08
2021 | AL | Fort Rucker Solar Array | 60679 | SRSO | SERC South | SUN | 10.6 |  | 12802 |  |  | 0 |  |  |  | 0
2021 | AL | Gadsden | 7 | SRSO | SERC South | NG | 138 | 1 | -5901 |  | 0 | 0 |  | EPA/NEI |  | 0
2021 | AL | Gantt | 53 | SRSO | SERC South | WAT | 3 |  | 6019 |  |  | 0 |  |  |  | 0
2021 | AL | Georgia-Pacific Brewton Mill | 54789 | SRSO | SERC South | BLQ | 103.4 | 0.17101 | 461460.642 | 2600879.229 | 11.1833 | 0.048469 | 0.0085996 | EPA/NEI; Estimated using an emission factor | 15208546.06 | 65.3942
2021 | AL | Georgia-Pacific Consr Prods LP-Naheola | 10699 | SRSO | SERC South | BLQ | 87.5 | 0.14391 | 400424 | 2309381.364 | 9.5587 | 0.047743 | 0.0082782 | EPA/NEI; Estimated using an emission factor | 16047817.98 | 66.4234
2021 | AL | Goat Rock | 707 | SRSO | SERC South | WAT | 38.6 |  | 178531 |  |  | 0 |  |  |  | 0
2021 | AL | Greene County | 10 | SRSO | SERC South | NG | 1288.4 |  | 750420.001 | 8383213.175 | 29.0071 | 0.077309 | 0.0069203 | EPA/NEI | 8383213.175 | 29.0071
2021 | AL | Guntersville | 48 | SRTV | SERC Tennessee Valley | WAT | 115.2 |  | 599319 |  |  | 0 |  |  |  | 0
2021 | AL | H Neely Henry Dam | 11 | SRSO | SERC South | WAT | 72.9 |  | 257981.001 |  |  | 0 |  |  |  | 0
2021 | AL | Harris Dam | 6188 | SRSO | SERC South | WAT | 135 |  | 155199 |  |  | 0 |  |  |  | 0
2021 | AL | Hillabee Energy Center | 55411 | SRSO | SERC South | NG | 822.8 |  | 5147792 | 35941972.307 | 116.71 | 0.045344 | 0.0064944 | EPA/NEI | 35941972.307 | 116.71
2021 | AL | Hog Bayou Energy Center | 55241 | SRSO | SERC South | NG | 280 | 1 | 1518733 | 11538108.504 | 50.2 | 0.066108 | 0.0087016 | EPA/NEI | 11538108.504 | 50.2
2021 | AL | Holt Dam | 12 | SRSO | SERC South | WAT | 46.9 |  | 218024 |  |  | 0 |  |  |  | 0
2021 | AL | International Paper Pine Hill Mill | 54752 | SRSO | SERC South | BLQ | 77.4 | 0.17048 | 462151 | 2714073.377 | 13.2521 | 0.05735 | 0.0097655 | NEI avg EF - PM, fuel type | 15920548.72 | 77.7359
2021 | AL | International Paper-Prattville Mill | 52140 | SRSO | SERC South | BLQ | 89.8 | 0.17556 | 568088 | 1035428.249 | 6.2763 | 0.022096 | 0.012123 | EPA/NEI | 5897795.954 | 35.75
2021 | AL | International Paper-Riverdale Mill | 54096 | SRSO | SERC South | NG | 104.2 | 0.20341 | 620019 | 1908573.788 | 3.1932 | 0.0103 | 0.0033462 | EPA/NEI | 9383130.207 | 15.6989
2021 | AL | James H Miller Jr | 6002 | SRSO | SERC South | SUB | 2822 |  | 20528965 | 218967616.55 | 218.0072 | 0.021239 | 0.0019912 | EPA/NEI | 218967616.55 | 218.0072
2021 | AL | Jones Bluff | 6131 | SRSO | SERC South | WAT | 82 |  | 365903 |  |  | 0 |  |  |  | 0
2021 | AL | Jordan Dam | 13 | SRSO | SERC South | WAT | 100 |  | 570572 |  |  | 0 |  |  |  | 0
2021 | AL | Joseph M Farley | 6001 | SRSO | SERC South | NUC | 1776.4 |  | 14982937 |  |  | 0 |  |  |  | 0
2021 | AL | Kimberly Clark Mobile - CHP Plant | 62449 | SRSO | SERC South | NG | 50 | 1 | 343744 | 3538899 | 14.1848 | 0.082531 | 0.0080165 | NEI avg EF - PM, fuel type | 3538899 | 14.1848
2021 | AL | LaFayette Solar Farm | 60583 | SRSO | SERC South | SUN | 79.2 |  | 157850 |  |  | 0 |  |  |  | 0
2021 | AL | Lay Dam | 15 | SRSO | SERC South | WAT | 177 |  | 719764.998 |  |  | 0 |  |  |  | 0
2021 | AL | Lewis Smith Dam | 18 | SRSO | SERC South | WAT | 181 |  | 387891 |  |  | 0 |  |  |  | 0
2021 | AL | Logan Martin Dam | 14 | SRSO | SERC South | WAT | 128.1 |  | 458370.999 |  |  | 0 |  |  |  | 0
2021 | AL | Martin Dam | 16 | SRSO | SERC South | WAT | 210.6 |  | 393715.001 |  |  | 0 |  |  |  | 0
2021 | AL | McIntosh (7063) | 7063 | SRSO | SERC South | NG | 676 |  | 572942 | 6432343.089 | 21.3 | 0.074353 | 0.0066228 | EPA/NEI | 6432343.089 | 21.3
2021 | AL | McWilliams | 533 | SRSO | SERC South | NG | 654 |  | 3999501 | 28622563.224 | 94.5 | 0.047256 | 0.0066032 | EPA/NEI | 28622563.224 | 94.5
2021 | AL | Millers Ferry | 38 | SRSO | SERC South | WAT | 101.1 |  | 428681.001 |  |  | 0 |  |  |  | 0
2021 | AL | Mitchell Dam | 17 | SRSO | SERC South | WAT | 170 |  | 585826.001 |  |  | 0 |  |  |  | 0
2021 | AL | Morgan Energy Center | 55293 | SRTV | SERC Tennessee Valley | NG | 900 | 0.85099 | 4031284 | 26763006.964 | 19.743 | 0.0097949 | 0.0014754 | EPA/NEI | 31449169.358 | 23.2
2021 | AL | Muscle Shoals | 62462 | SRTV | SERC Tennessee Valley | SUN | 227 |  | 112859 |  |  | 0 |  |  |  | 0
2021 | AL | Packaging Corporation of America Jackson Mill | 55044 | SRSO | SERC South | BLQ | 15.6 | 0.066848 | 103511.7 | 587271.978 | 2.6995 | 0.052158 | 0.0091932 | NEI avg EF - PM, fuel type | 8785175.482 | 40.3822
2021 | AL | Plant H. Allen Franklin | 7710 | SRSO | SERC South | NG | 1995.7 |  | 11356994 | 78603849.5 | 181.4 | 0.031945 | 0.0046156 | EPA/NEI | 78603849.5 | 181.4
2021 | AL | Point A | 55 | SRSO | SERC South | WAT | 5.2 |  | 19189.001 |  |  | 0 |  |  |  | 0
2021 | AL | Redstone Arsenal Hybrid | 61901 | SRTV | SERC Tennessee Valley | SUN | 11 |  | 17237 | 0 |  | 0 |  |  | 0 | 0
2021 | AL | River Bend Solar, LLC | 60058 | SRTV | SERC Tennessee Valley | SUN | 75 |  | 150357 |  |  | 0 |  |  |  | 0
2021 | AL | SABIC Innovative Plastics - Burkville | 7698 | SRSO | SERC South | NG | 97 | 0.4158 | 578712 | 2383438.226 | 18.5781 | 0.064205 | 0.015589 | EPA/NEI | 5732121.15 | 44.68
2021 | AL | Sand Valley Power Station | 59710 | SRTV | SERC Tennessee Valley | LFG | 4.8 |  | 30560.001 | 408714.999 | 3.0041 | 0.1966 | 0.0147 | Estimated using an emission factor | 408714.999 | 3.0041
2021 | AL | Sloss Industries Corp | 50359 | SRSO | SERC South | NG | 25 | 0 | 0 | 0 | 0 |  |  | NEI avg EF - PM, fuel type | 760626 | 3.6167
2021 | AL | Tenaska Lindsay Hill Generating Station | 55271 | SRSO | SERC South | NG | 939.4 |  | 1887341 | 14795553.298 | 36.553 | 0.038735 | 0.0049411 | EPA/NEI | 14795553.298 | 36.553
2021 | AL | Theodore Cogeneration | 7721 | SRSO | SERC South | NG | 317.4 | 0.57747 | 1564309 | 6948518.902 | 54.9003 | 0.070191 | 0.015802 | EPA/NEI | 12032654.775 | 95.07
2021 | AL | Thurlow Dam | 19 | SRSO | SERC South | WAT | 91 |  | 259462 |  |  | 0 |  |  |  | 0
2021 | AL | U S Alliance Coosa Pines | 54216 | SRSO | SERC South | BLQ | 25.9 | 0.082543 | 135954 | 754039.88 | 3.4596 | 0.050894 | 0.0091762 | NEI avg EF - PM, fuel type | 9135158.23 | 41.9128
2021 | AL | W&T Onshore Treating Facility (OTF) | 54550 | SRSO | SERC South | NG | 12 | 0.40051 | 63092 | 332457.397 | 0.89324 | 0.028315 | 0.0053736 | EPA/NEI; Estimated using an emission factor | 830093.48 | 2.2303
2021 | AL | Walter Bouldin Dam | 4 | SRSO | SERC South | WAT | 225 |  | 392133.999 |  |  | 0 |  |  |  | 0
2021 | AL | Walton Discover Power Facility | 55138 | SRSO | SERC South | NG | 103 |  | 134 | 1833.952 | 0.006123 | 0.091388 | 0.0066774 | EPA/NEI | 1833.952 | 0.006123
2021 | AL | Washington County Cogen (Olin) | 7697 | SRSO | SERC South | NG | 122.5 | 0.5713 | 849610 | 4989976.456 | 31.6558 | 0.074519 | 0.012688 | EPA/NEI | 8734395.1 | 55.41
2021 | AL | Weiss Dam | 20 | SRSO | SERC South | WAT | 87.6 |  | 276815.001 |  |  | 0 |  |  |  | 0
2021 | AL | Westervelt Moundville Cogen | 57467 | SRSO | SERC South | WDS | 13 | 0.12685 | 27413 | 157464.7 | 0.81719 | 0.059621 | 0.010379 | NEI avg EF - PM, fuel type | 1241383.44 | 6.4424
2021 | AL | WestRock Coated Board | 54802 | SRSO | SERC South | NG | 120.5 | 0.1684 | 738954.46 | 2534279.995 | 1.4482 | 0.0039195 | 0.0011429 | EPA/NEI | 15049457.506 | 8.5997
2021 | AL | WestRock Demopolis Mill | 54763 | SRSO | SERC South | BLQ | 47.4 | 0.13156 | 304078.717 | 1717634.283 | 8.1107 | 0.053346 | 0.0094441 | NEI avg EF - PM, fuel type | 13056065.913 | 61.6514
2021 | AL | Wheeler Dam | 49 | SRTV | SERC Tennessee Valley | WAT | 404 |  | 1611098.997 |  |  | 0 |  |  |  | 0
2021 | AL | Wilson Dam | 6440 | SRTV | SERC Tennessee Valley | WAT | 666.7 |  | 2801659.001 |  |  | 0 |  |  |  | 0
2021 | AL | Yates Dam | 21 | SRSO | SERC South | WAT | 50.5 |  | 154511 |  |  | 0 |  |  |  | 0
2021 | AL | Yellowhammer Gas Plant | 54730 | SRSO | SERC South | NG | 3.4
2021 | AR | Arkansas Nuclear One | 8055 | SRMV | SERC Mississippi Valley | NUC | 1845 |  | 13555684 |  |  | 0 |  |  |  | 0
2021 | AR | Ashdown | 54104 | SPSO | SPP South | BLQ | 156.5 | 0.1463 | 601508.678 | 3314106.487 | 18.0631 | 0.060059 | 0.010901 | EPA/NEI; Estimated using an emission factor | 22653485.82 | 123.4696
2021 | AR | Beaver Dam | 182 | SPSO | SPP South | WAT | 112 |  | 155521 |  |  | 0 |  |  |  | 0
2021 | AR | Blakely Mountain | 197 | SRMV | SERC Mississippi Valley | WAT | 75 |  | 241456 |  |  | 0 |  |  |  | 0
2021 | AR | Branch Solar Farm | 64392 | SPSO | SPP South | SUN | 5 |  | 168 |  |  | 0 |  |  |  | 0
2021 | AR | Bull Shoals | 198 | SPSO | SPP South | WAT | 340 |  | 1070984 |  |  | 0 |  |  |  | 0
2021 | AR | Carl Bailey | 202 | SRMV | SERC Mississippi Valley | NG | 120
2021 | AR | Carpenter | 166 | SRMV | SERC Mississippi Valley | WAT | 56 |  | 138495 |  |  | 0 |  |  |  | 0
2021 | AR | Chicot Solar | 63295 | SRMV | SERC Mississippi Valley | SUN | 100 |  | 229119 |  |  | 0 |  |  |  | 0
2021 | AR | City of Paris Solar | 64444 | SRMV | SERC Mississippi Valley | SUN | 1.5 |  | 2784 |  |  | 0 |  |  |  | 0
2021 | AR | City Water & Light - City of Jonesboro | 56505 | SPSO | SPP South | NG | 224.3 |  | 34139.001 | 330212.5 | 2.297 | 0.13457 | 0.013912 | EPA/NEI | 330212.5 | 2.297
2021 | AR | Clearwater Paper APP CB | 50638 | SRMV | SERC Mississippi Valley | BLQ | 28 | 0.076309 | 114300 | 658080.517 | 3.0251 | 0.052933 | 0.0091938 | NEI avg EF - PM, fuel type | 8623922.98 | 39.6434
2021 | AR | Dam 2 | 7246 | SRMV | SERC Mississippi Valley | WAT | 102.6 |  | 448365.999 |  |  | 0 |  |  |  | 0
2021 | AR | Dardanelle | 199 | SPSO | SPP South | WAT | 160.8 |  | 639209 |  |  | 0 |  |  |  | 0
2021 | AR | Degray | 187 | SRMV | SERC Mississippi Valley | WAT | 70 |  | 171350 |  |  | 0 |  |  |  | 0
2021 | AR | Dell Power Plant | 55340 | SRMW | SERC Midwest | NG | 679.1 |  | 2963265 | 23475504.554 | 63.0735 | 0.04257 | 0.0053736 | NEI avg EF - PM, fuel type, firing type | 23475504.554 | 63.0735
2021 | AR | Elkins Generating Center | 56489 | SPSO | SPP South | NG | 66 |  | 2597.001 | 29544.999 | 0.11842 | 0.0912 | 0.0080165 | NEI avg EF - PM, fuel type | 29544.999 | 0.11842
2021 | AR | Ellis Hydro | 7040 | SPSO | SPP South | WAT | 32.4 |  | 134235 |  |  | 0 |  |  |  | 0
2021 | AR | FECC Solar Benton | 61839 | SRMV | SERC Mississippi Valley | SUN | 1 |  | 1434 |  |  | 0 |  |  |  | 0
2021 | AR | Flint Creek Power Plant | 6138 | SPSO | SPP South | SUB | 558 |  | 2805375 | 30645130.109 | 19.7712 | 0.014095 | 0.0012903 | EPA/NEI | 30645130.109 | 19.7712
2021 | AR | Forrest City- Eldridge Road | 64262 | SRMV | SERC Mississippi Valley | SUN | 1 |  | 1272 |  |  | 0 |  |  |  | 0
2021 | AR | Forrest City- Prison Site | 64261 | SRMV | SERC Mississippi Valley | SUN | 1 |  | 1117 |  |  | 0 |  |  |  | 0
2021 | AR | Fourche Creek Wastewater | 10050 | SRMV | SERC Mississippi Valley | OBG | 1.3 | 0.72069 | 4801 | 21085.294 | 0.15498 | 0.06456 | 0.0147 | Estimated using an emission factor | 29257 | 0.21504
2021 | AR | Fulton | 7825 | SPSO | SPP South | NG | 154.8 |  | 129619 | 1373155.23 | 2.4339 | 0.037555 | 0.003545 | EPA/NEI | 1373155.23 | 2.4339
2021 | AR | General Dynamics | 65351 | SRMV | SERC Mississippi Valley | SUN | 2 |  | 3286 |  |  | 0 |  |  |  | 0
2021 | AR | Georgia-Pacific Crossett LLC | 10606 | SRMV | SERC Mississippi Valley | NG | 25 | 0.13251 | 51756.329 | 291230.254 | 1.3848 | 0.053511 | 0.0095098 | NEI avg EF - PM, fuel type | 2197853.125 | 10.4506
2021 | AR | Greers Ferry Lake | 188 | SPSO | SPP South | WAT | 96 |  | 206245 |  |  | 0 |  |  |  | 0
2021 | AR | Harry D. Mattison Power Plant | 56328 | SPSO | SPP South | NG | 349 |  | 69062 | 869613.5 | 2.2352 | 0.064731 | 0.0051407 | EPA/NEI | 869613.5 | 2.2352
2021 | AR | Hot Spring Energy Facility | 55418 | SRMV | SERC Mississippi Valley | NG | 714.8 |  | 2542869 | 18588692.406 | 24.3761 | 0.019172 | 0.0026227 | EPA/NEI | 18588692.406 | 24.3761
2021 | AR | Hot Springs 2020 | 64263 | SRMV | SERC Mississippi Valley | SUN | 1 |  | 1054 |  |  | 0 |  |  |  | 0
2021 | AR | Independence | 6641 | SRMV | SERC Mississippi Valley | SUB | 1800 |  | 4114039 | 46990028.878 | 283.8557 | 0.13799 | 0.012082 | EPA/NEI | 46990028.878 | 283.8557
2021 | AR | John W. Turk Jr. Power Plant | 56564 | SPSO | SPP South | SUB | 609 |  | 3421595 | 32371558.151 | 134.337 | 0.078523 | 0.0082997 | EPA/NEI | 32371558.151 | 134.337
2021 | AR | Lake Catherine | 170 | SRMV | SERC Mississippi Valley | NG | 552.5 |  | 196186 | 2196777.999 | 8.1779 | 0.083369 | 0.0074454 | EPA/NEI | 2196777.999 | 8.1779
2021 | AR | Lee Creek Water Treatment Facility | 54283 | SRMV | SERC Mississippi Valley | WAT | 1.3 |  | 0
2021 | AR | Magnet Cove Generating Station | 55714 | SRMV | SERC Mississippi Valley | NG | 746 |  | 1264693 | 8986962.935 | 23.8439 | 0.037707 | 0.0053063 | EPA/NEI | 8986962.935 | 23.8439
2021 | AR | McClellan | 203 | SRMV | SERC Mississippi Valley | NG | 136 |  | 13684 | 257322.912 | 0.99833 | 0.14591 | 0.0077594 | NEI avg EF - PM, fuel type, firing type | 257322.912 | 0.99833
2021 | AR | Municipal Light | 193 | SRMV | SERC Mississippi Valley | DFO | 7.2 |  | 126 | 1263 | 0.19576 | 3.1074 | 0.31 | Estimated using an emission factor | 1263 | 0.19576
2021 | AR | Murray | 7166 | SRMV | SERC Mississippi Valley | WAT | 45.4 |  | 100477 |  |  | 0 |  |  |  | 0
2021 | AR | Narrows (AR) | 195 | SPSO | SPP South | WAT | 25.5 |  | 45174.999 |  |  | 0 |  |  |  | 0
2021 | AR | Noland Wastewater Treatment Plant Hybrid | 62682 | SPSO | SPP South | SUN | 11 |  | 9141 | 0 |  | 0 |  |  | 0 | 0
2021 | AR | Norfork | 196 | SPSO | SPP South | WAT | 80.4 |  | 279161 |  |  | 0 |  |  |  | 0
2021 | AR | Osceola (AR) | 172 | SRMV | SERC Mississippi Valley | DFO | 1.6 |  | 0
2021 | AR | Oswald Generating Station | 55221 | SRMV | SERC Mississippi Valley | NG | 599.5 |  | 673397 | 5335577.695 | 8.2082 | 0.024378 | 0.0030768 | EPA/NEI | 5335577.695 | 8.2082
2021 | AR | Ozark | 6142 | SPSO | SPP South | WAT | 100 |  | 249823 |  |  | 0 |  |  |  | 0
2021 | AR | Ozarks Natural Energy Community Solar | 60924 | SPSO | SPP South | SUN | 1 |  | 1517 |  |  | 0 |  |  |  | 0
2021 | AR | Paragould Reciprocating | 8015 | SPSO | SPP South | NG | 19.2 |  | 474 | 4740.999 | 0.0010004 | 0.0042209 | 0.000422 | Estimated using an emission factor | 4740.999 | 0.0010004
2021 | AR | Paragould Turbine | 7283 | SPSO | SPP South | NG | 13.9 |  | 76 | 1061 | 0.0042528 | 0.11191 | 0.0080165 | EPA/NEI; Estimated using an emission factor | 1061 | 0.0042528
2021 | AR | Pine Bluff Energy Center | 55075 | SRMV | SERC Mississippi Valley | NG | 236 | 0.55847 | 999324 | 5629416.257 | 0.53479 | 0.0010703 | 0.00019 | EPA/NEI | 10079988.949 | 0.9576
2021 | AR | Pine Bluff Mill | 10627 | SRMV | SERC Mississippi Valley | BLQ | 85 | 0.13612 | 312716 | 1785986.876 | 8.1542 | 0.052151 | 0.0091313 | NEI avg EF - PM, fuel type | 13120226.82 | 59.9022
2021 | AR | Plum Point Energy Station | 56456 | SRMV | SERC Mississippi Valley | SUB | 720 |  | 4046219 | 42910663.382 | 155.6309 | 0.076927 | 0.0072537 | EPA/NEI | 42910663.382 | 155.6309
2021 | AR | Remmel | 174 | SRMV | SERC Mississippi Valley | WAT | 9 |  | 39429.999 |  |  | 0 |  |  |  | 0
2021 | AR | Riceland Foods Cogeneration Plant | 56079 | SRMV | SERC Mississippi Valley | OBS | 18 | 1 | 0 | 0 | 0 |  |  | Estimated using an emission factor | 0 | 0
2021 | AR | Scenic Hill Solar III | 61869 | SPSO | SPP South | SUN | 5 |  | 9607 |  |  | 0 |  |  |  | 0
2021 | AR | Scenic Hill Solar IV, LLC | 63627 | SRMV | SERC Mississippi Valley | SUN | 2.2 |  | 4027 |  |  | 0 |  |  |  | 0
2021 | AR | SR Camden | 59947 | SRMV | SERC Mississippi Valley | SUN | 12 |  | 23392 |  |  | 0 |  |  |  | 0
2021 | AR | Stuttgart Solar | 61262 | SRMV | SERC Mississippi Valley | SUN | 81 |  | 164678 |  |  | 0 |  |  |  | 0
2021 | AR | Thomas Fitzhugh | 201 | SPSO | SPP South | NG | 185 |  | 242326 | 2161184.959 | 0.20531 | 0.0016945 | 0.00019 | EPA/NEI | 2161184.959 | 0.20531
2021 | AR | Two Pine Landfill Gas Recovery | 56523 | SRMV | SERC Mississippi Valley | LFG | 4.8 | 1 | 25593 | 330786 | 2.4313 | 0.19 | 0.0147 | Estimated using an emission factor | 330786 | 2.4313
2021 | AR | UA Central Utility Plant | 60536 | SPSO | SPP South | NG | 5.6 | 0.80415 | 41981 | 430721.222 | 1.7264 | 0.082249 | 0.0080165 | NEI avg EF - PM, fuel type | 535623 | 2.1469
2021 | AR | Union Power Station | 55380 | SRMV | SERC Mississippi Valley | NG | 2428 |  | 11206830 | 81250752.462 | 1181.3312 | 0.21082 | 0.029079 | EPA/NEI | 81250752.462 | 1181.3312
2021 | AR | Waste Management Eco Vista LFGTE | 57025 | SPSO | SPP South | LFG | 4 |  | 31356 | 378671 | 2.7832 | 0.17752 | 0.0147 | Estimated using an emission factor | 378671 | 2.7832
2021 | AR | Westside Wastewater Treatment Plant Hybrid | 62683 | SPSO | SPP South | SUN | 11 |  | 9238 | 0 |  | 0 |  |  | 0 | 0
2021 | AR | Whillock | 7135 | SRMV | SERC Mississippi Valley | WAT | 32.4 |  | 132249.999 |  |  | 0 |  |  |  | 0
2021 | AR | White Bluff | 6009 | SRMV | SERC Mississippi Valley | SUB | 1800 |  | 7060258 | 77152783.902 | 204.5807 | 0.057953 | 0.0053033 | EPA/NEI | 77152783.902 | 204.5807
2021 | AR | White River Lock and Dam 1 | 57160 | SRMV | SERC Mississippi Valley | WAT | 4.3 |  | 15051 |  |  | 0 |  |  |  | 0
2021 | AR | White River Lock and Dam 2 | 57161 | SRMV | SERC Mississippi Valley | WAT | 3.5 |  | 15049 |  |  | 0 |  |  |  | 0
2021 | AR | White River Lock and Dam 3 | 57162 | SRMV | SERC Mississippi Valley | WAT | 4.3 |  | 30108 |  |  | 0 |  |  |  | 0
2021 | AZ | Actus Lend Lease DMAFB | 58632 | AZNM | WECC Southwest | SUN | 3 |  | 3991 |  |  | 0 |  |  |  | 0
2021 | AZ | AES ES GILBERT | 61861 | AZNM | WECC Southwest | MWH | 10 |  | -2199 | 0 |  | 0 |  |  | 0 | 0
2021 | AZ | Agua Caliente Solar Project | 57373 | CAMX | WECC California | SUN | 347.7 |  | 706960.999 |  |  | 0 |  |  |  | 0
2021 | AZ | Agua Fria Generating Station | 141 | AZNM | WECC Southwest | NG | 638.5 |  | 123378.999 | 1384372.271 | 5.1995 | 0.084285 | 0.0075117 | EPA/NEI; Estimated using an emission factor | 1384372.271 | 5.1995
2021 | AZ | Amphitheater High School Solar | 60684 | AZNM | WECC Southwest | SUN | 1 |  | 2193 |  |  | 0 |  |  |  | 0
2021 | AZ | Apache Solar 1 | 60964 | AZNM | WECC Southwest | SUN | 20 |  | 53276 |  |  | 0 |  |  |  | 0
2021 | AZ | Apache Station | 160 | AZNM | WECC Southwest | SUB | 660.7 |  | 1995504 | 23141620.959 | 134.3292 | 0.13463 | 0.011609 | EPA/NEI | 23141620.959 | 134.3292
2021 | AZ | APS Saguaro Power Plant | 118 | AZNM | WECC Southwest | NG | 184.5 |  | 84782 | 909586.221 | 3.831 | 0.090373 | 0.0084236 | EPA/NEI | 909586.221 | 3.831
2021 | AZ | APS West Phoenix Power Plant | 117 | AZNM | WECC Southwest | NG | 1207.4 |  | 2856546 | 15528668.636 | 16.3176 | 0.011425 | 0.0021016 | EPA/NEI | 15528668.636 | 16.3176
2021 | AZ | Arizona State University CHP | 58199 | AZNM | WECC Southwest | NG | 17.1 | 0.40237 | 36566 | 195012.68 | 0.041148 | 0.0022506 | 0.000422 | EPA/NEI; Estimated using an emission factor | 484664.263 | 0.10226
2021 | AZ | Arizona Western College PV | 57765 | AZNM | WECC Southwest | SUN | 4.7 |  | 8474.998 |  |  | 0 |  |  |  | 0
2021 | AZ | Arlington Valley Energy Facility | 55282 | AZNM | WECC Southwest | NG | 713 |  | 2378008 | 17388046.047 | 15.3009 | 0.012869 | 0.0017599 | EPA/NEI | 17388046.047 | 15.3009
2021 | AZ | Arlington Valley Solar Energy II | 57680 | AZNM | WECC Southwest | SUN | 129 |  | 353290 |  |  | 0 |  |  |  | 0
2021 | AZ | Avalon Solar | 59168 | AZNM | WECC Southwest | SUN | 29 |  | 71931 |  |  | 0 |  |  |  | 0
2021 | AZ | Avalon Solar II | 60062 | AZNM | WECC Southwest | SUN | 16 |  | 43567 |  |  | 0 |  |  |  | 0
2021 | AZ | Avra Valley Solar | 57657 | AZNM | WECC Southwest | SUN | 25 |  | 67215 |  |  | 0 |  |  |  | 0
2021 | AZ | AZ State University - Tempe Campus Solar | 62643 | AZNM | WECC Southwest | SUN | 2.4 |  | 3550.998 |  |  | 0 |  |  |  | 0
2021 | AZ | Badger 1 | 58262 | AZNM | WECC Southwest | SUN | 14.8 |  | 37903 |  |  | 0 |  |  |  | 0
2021 | AZ | Black Mountain Generating Station | 56482 | AZNM | WECC Southwest | NG | 121 |  | 127687 | 1321109.541 | 7.7353 | 0.12116 | 0.01171 | EPA/NEI | 1321109.541 | 7.7353
2021 | AZ | Black Mountain Solar LLC | 58042 | AZNM | WECC Southwest | SUN | 9 |  | 20384 |  |  | 0 |  |  |  | 0
2021 | AZ | Bonnybrooke PV | 60413 | AZNM | WECC Southwest | SUN | 50 |  | 134962 |  |  | 0 |  |  |  | 0
2021 | AZ | Broadway 2 - Tucson Phase II | 64580 | AZNM | WECC Southwest | SUN | 3 |  | 6912 |  |  | 0 |  |  |  | 0
2021 | AZ | Broadway 3 - Tucson Phase I | 65185 | AZNM | WECC Southwest | SUN | 1 |  | 1962 |  |  | 0 |  |  |  | 0
2021 | AZ | Buckeye Union HS District 201 | 58037 | AZNM | WECC Southwest | SUN | 3.3 |  | 7063 |  |  | 0 |  |  |  | 0
2021 | AZ | Canyon Del Oro High School Solar | 60685 | AZNM | WECC Southwest | SUN | 4.4 |  | 2619.999 |  |  | 0 |  |  |  | 0
2021 | AZ | Chino Solar Valley | 57560 | AZNM | WECC Southwest | SUN | 19 |  | 46770 |  |  | 0 |  |  |  | 0
2021 | AZ | Cholla | 113 | AZNM | WECC Southwest | SUB | 425.9 |  | 1926547 | 24422381.808 | 131.8456 | 0.13687 | 0.010797 | EPA/NEI | 24422381.808 | 131.8456
2021 | AZ | Cogeneration 1 | 56229 | AZNM | WECC Southwest | NG | 9 | 0.43669 | 50731 | 262463.047 | 0.05538 | 0.0021833 | 0.000422 | Estimated using an emission factor | 601025.332 | 0.12682
2021 | AZ | Cogeneration 2 | 59233 | AZNM | WECC Southwest | NG | 6 | 0.39728 | 35651.38 | 182987.769 | 0.03861 | 0.002166 | 0.000422 | Estimated using an emission factor | 460601.016 | 0.097187
2021 | AZ | Cogenra - TEP | 58832 | AZNM | WECC Southwest | SUN | 1 |  | 2034 |  |  | 0 |  |  |  | 0
2021 | AZ | Coolidge Generating Station | 56948 | AZNM | WECC Southwest | NG | 726 |  | 276761.004 | 2902110.983 | 6.6 | 0.047695 | 0.0045484 | EPA/NEI | 2902110.983 | 6.6
2021 | AZ | Coronado Generating Station | 6177 | AZNM | WECC Southwest | RC | 821.8 |  | 3402198 | 41117793.321 | 568.2492 | 0.33405 | 0.02764 | EPA/NEI | 41117793.321 | 568.2492
2021 | AZ | Cotton Center Solar Hybrid | 57561 | AZNM | WECC Southwest | SUN | 17 |  | 40865 |  |  | 0 |  |  |  | 0
2021 | AZ | Crosscut | 143 | AZNM | WECC Southwest | WAT | 3
2021 | AZ | Davis Dam | 152 | AZNM | WECC Southwest | WAT | 254.8 |  | 1115621.002 |  |  | 0 |  |  |  | 0
2021 | AZ | Davis Monthan AFB (AZ) West Airfield | 59779 | AZNM | WECC Southwest | SUN | 12.6 |  | 27657 |  |  | 0 |  |  |  | 0
2021 | AZ | De Moss Petrie Generating Station | 124 | AZNM | WECC Southwest | NG | 85 |  | 735 | 15864.82 | 0.06359 | 0.17303 | 0.0080165 | NEI avg EF - PM, fuel type, firing type | 15864.82 | 0.06359
2021 | AZ | Desert Basin Generating Station | 55129 | AZNM | WECC Southwest | NG | 646.1 |  | 1865594 | 14709357.122 | 39.5208 | 0.042368 | 0.0053736 | NEI avg EF - PM, fuel type, firing type | 14709357.122 | 39.5208
2021 | AZ | Desert Star Hybrid | 59444 | AZNM | WECC Southwest | SUN | 10 |  | 31627 |  |  | 0 |  |  |  | 0
2021 | AZ | Douglas | 114 | AZNM | WECC Southwest | DFO | 26.1 |  | 62 | 1229 | 0.010113 | 0.32622 | 0.016457 | NEI avg EF - PM, fuel type, firing type | 1229 | 0.010113
2021 | AZ | Dry Lake Wind LLC | 57098 | AZNM | WECC Southwest | WND | 63 |  | 118509 |  |  | 0 |  |  |  | 0
2021 | AZ | East Line Solar | 62899 | AZNM | WECC Southwest | SUN | 100 |  | 272684 |  |  | 0 |  |  |  | 0
2021 | AZ | Estrella Mountain PV | 60230 | AZNM | WECC Southwest | SUN | 1.8 |  | 3987 |  |  | 0 |  |  |  | 0
2021 | AZ | Foothills Solar Plant Hybrid | 57997 | AZNM | WECC Southwest | SUN | 35 |  | 104279 |  |  | 0 |  |  |  | 0
2021 | AZ | Fort Huachuca Solar PV Project | 58972 | AZNM | WECC Southwest | SUN | 17.7 |  | 40064 |  |  | 0 |  |  |  | 0
2021 | AZ | FRB Solar Farm | 57930 | AZNM | WECC Southwest | SUN | 1.9 |  | 843 |  |  | 0 |  |  |  | 0
2021 | AZ | Gato Montes Solar, LLC | 58842 | AZNM | WECC Southwest | SUN | 5 |  | 8339 |  |  | 0 |  |  |  | 0
2021 | AZ | Gila Bend Hybrid | 59020 | AZNM | WECC Southwest | SUN | 37.4 |  | 96043 |  |  | 0 |  |  |  | 0
2021 | AZ | Gila River Power Block 2 | 60768 | AZNM | WECC Southwest | NG | 619 |  | 3130183 | 22305123.54 | 57.825 | 0.036947 | 0.0051849 | EPA/NEI; Estimated using an emission factor | 22305123.54 | 57.825
2021 | AZ | Gila River Power Station | 55306 | AZNM | WECC Southwest | NG | 1857 |  | 7066889 | 75458979.984 | 117.8226 | 0.033345 | 0.0031228 | EPA/NEI | 75458979.984 | 117.8226
2021 | AZ | Gilbert Solar Facility I, LLC | 58543 | AZNM | WECC Southwest | SUN | 2 |  | 3688 |  |  | 0 |  |  |  | 0
2021 | AZ | Glen Canyon Dam | 153 | RMPA | WECC Rockies | WAT | 1312 |  | 3086693.999 |  |  | 0 |  |  |  | 0
2021 | AZ | Gray Hawk Solar | 61272 | AZNM | WECC Southwest | SUN | 55 |  | 137440 |  |  | 0 |  |  |  | 0
2021 | AZ | Griffith Energy Project | 55124 | AZNM | WECC Southwest | NG | 655 |  | 3449007 | 24837799.533 | 50.565 | 0.029321 | 0.0040716 | EPA/NEI | 24837799.533 | 50.565
2021 | AZ | Headgate Rock | 7179 | AZNM | WECC Southwest | WAT | 19.5 |  | 68991.999 |  |  | 0 |  |  |  | 0
2021 | AZ | Hoover Dam (AZ) | 8902 | AZNM | WECC Southwest | WAT | 1039.4 |  | 1604876 |  |  | 0 |  |  |  | 0
2021 | AZ | Horse Mesa | 145 | AZNM | WECC Southwest | WAT | 129.5 |  | 79532.001 |  |  | 0 |  |  |  | 0
2021 | AZ | Hyder II Hybrid | 58383 | AZNM | WECC Southwest | SUN | 14 |  | 38069 |  |  | 0 |  |  |  | 0
2021 | AZ | Hyder Solar Hybrid | 57563 | AZNM | WECC Southwest | SUN | 32 |  | 40609 |  |  | 0 |  |  |  | 0
2021 | AZ | Intel - Ocotillo Campus Solar | 60822 | AZNM | WECC Southwest | SUN | 4.2 |  | 9198 |  |  | 0 |  |  |  | 0
2021 | AZ | IRC Generator Facility | 56899 | NWPP | WECC Northwest | DFO | 3 |  | 0
2021 | AZ | Iron Horse Battery Storage Hybrid | 60996 | AZNM | WECC Southwest | SUN | 12 |  | 3012 | 0 |  | 0 |  |  | 0 | 0
2021 | AZ | Irvington Generating Station | 126 | AZNM | WECC Southwest | NG | 528.9 | 0.98993 | 818629 | 5072319.29 | 21.1703 | 0.051721 | 0.0083474 | EPA/NEI | 5123896.091 | 21.3856
2021 | AZ | Jacobson 5 MW Solar | 60603 | AZNM | WECC Southwest | SUN | 4.4 |  | 9373 |  |  | 0 |  |  |  | 0
2021 | AZ | Jewish Community Center PV | 58292 | AZNM | WECC Southwest | SUN | 1.1 |  | 2109 |  |  | 0 |  |  |  | 0
2021 | AZ | Kayenta Solar Project | 61268 | NWPP | WECC Northwest | SUN | 55.3 |  | 125525 |  |  | 0 |  |  |  | 0
2021 | AZ | Kingman 1 | 57775 | AZNM | WECC Southwest | WND | 10.5 |  | 21333 |  |  | 0 |  |  |  | 0
2021 | AZ | Kyrene Generating Station | 147 | AZNM | WECC Southwest | NG | 573.7 |  | 1406034.001 | 9913236.106 | 26.6347 | 0.037886 | 0.0053736 | NEI avg EF - PM, fuel type, firing type | 9913236.106 | 26.6347
2021 | AZ | La Senita | 57556 | AZNM | WECC Southwest | SUN | 1 |  | 2080 |  |  | 0 |  |  |  | 0
2021 | AZ | Lake Pleasant WTP | 58539 | AZNM | WECC Southwest | SUN | 6.5 |  | 14482 |  |  | 0 |  |  |  | 0
2021 | AZ | Luke Solar | 57324 | AZNM | WECC Southwest | SUN | 15 |  | 30771 |  |  | 0 |  |  |  | 0
2021 | AZ | Macys Goodyear | 57673 | AZNM | WECC Southwest | SUN | 3.5 |  | 3390 |  |  | 0 |  |  |  | 0
2021 | AZ | Mesa Carport PV | 64404 | AZNM | WECC Southwest | SUN | 4.6 |  | 7842 |  |  | 0 |  |  |  | 0
2021 | AZ | Mesquite Generating Station | 55481 | AZNM | WECC Southwest | NG | 1383.2 |  | 6173339 | 45260616.863 | 52.8177 | 0.017112 | 0.0023339 | EPA/NEI | 45260616.863 | 52.8177
2021 | AZ | Mesquite Solar 1 | 57707 | CAMX | WECC California | SUN | 170 |  | 404973 |  |  | 0 |  |  |  | 0
2021 | AZ | Mesquite Solar 2, LLC | 60307 | CAMX | WECC California | SUN | 100 |  | 256211 |  |  | 0 |  |  |  | 0
2021 | AZ | Mesquite Solar 3, LLC | 60308 | CAMX | WECC California | SUN | 150 |  | 433102 |  |  | 0 |  |  |  | 0
2021 | AZ | Mohave County Wind Farm | 63114 | AZNM | WECC Southwest | WND | 350 |  | 1070180 |  |  | 0 |  |  |  | 0
2021 | AZ | Mohave Electric at Fort Mohave | 59819 | AZNM | WECC Southwest | SUN | 4.4 |  | 9493 |  |  | 0 |  |  |  | 0
2021 | AZ | Mohave Electric Cooperative at Joy Lane | 63554 | AZNM | WECC Southwest | SUN | 10 |  | 29147 |  |  | 0 |  |  |  | 0
2021 | AZ | Mormon Flat | 148 | AZNM | WECC Southwest | WAT | 63.5 |  | 38200 |  |  | 0 |  |  |  | 0
2021 | AZ | New Harquahala Generating Company | 55372 | AZNM | WECC Southwest | NG | 1277.1 |  | 2238544 | 15869168.514 | 42.6369 | 0.038093 | 0.0053736 | NEI avg EF - PM, fuel type, firing type | 15869168.514 | 42.6369
2021 | AZ | North Loop | 6088 | AZNM | WECC Southwest | NG | 107.8 |  | 1688.999 | 23452.001 | 0.094001 | 0.11131 | 0.0080165 | NEI avg EF - PM, fuel type | 23452.001 | 0.094001
2021 | AZ | Northwest Regional | 57403 | AZNM | WECC Southwest | LFG | 3.2 |  | 19470 | 218110 | 1.6031 | 0.16467 | 0.0147 | Estimated using an emission factor | 218110 | 1.6031
2021 | AZ | Novo BioPower Plant | 56616 | AZNM | WECC Southwest | WDS | 27.2 |  | 190741 | 2886337.67 | 14.9792 | 0.15706 | 0.010379 | NEI avg EF - PM, fuel type | 2886337.67 | 14.9792
2021 | AZ | Ocotillo Power Plant | 116 | AZNM | WECC Southwest | NG | 915.7 |  | 668400.001 | 6486870.966 | 26.001 | 0.077801 | 0.0080165 | NEI avg EF - PM, fuel type, firing type | 6486870.966 | 26.001
2021 | AZ | OE_AZ1 | 63349 | AZNM | WECC Southwest | SUN | 32.5 |  | 87773 |  |  | 0 |  |  |  | 0
2021 | AZ | Palo Verde | 6008 | AZNM | WECC Southwest | NUC | 4209.6 |  | 31629861.999 |  |  | 0 |  |  |  | 0
2021 | AZ | Paloma Solar Hybrid | 57562 | AZNM | WECC Southwest | SUN | 17.6 |  | 39553 |  |  | 0 |  |  |  | 0
2021 | AZ | Paradise Valley H.S. PV | 58293 | AZNM | WECC Southwest | SUN | 1.3 |  | 2538 |  |  | 0 |  |  |  | 0
2021 | AZ | Perrin Ranch Wind LLC | 58155 | AZNM | WECC Southwest | WND | 99.2 |  | 208377 |  |  | 0 |  |  |  | 0
2021 | AZ | Phoenix Airport East Economy Lot | 58708 | AZNM | WECC Southwest | SUN | 1.1 |  | 1521 |  |  | 0 |  |  |  | 0
2021 | AZ | Phoenix Airport Rental Car Center | 58709 | AZNM | WECC Southwest | SUN | 1.6 |  | 5849 |  |  | 0 |  |  |  | 0
2021 | AZ | Picture Rocks Solar, LLC | 58486 | AZNM | WECC Southwest | SUN | 20 |  | 51184 |  |  | 0 |  |  |  | 0
2021 | AZ | Pima Community College | 62075 | AZNM | WECC Southwest | SUN | 1.1 |  | 1201 |  |  | 0 |  |  |  | 0
2021 | AZ | Pima Community College - East Campus | 61104 | AZNM | WECC Southwest | SUN | 1.3 |  | 2769 |  |  | 0 |  |  |  | 0
2021 | AZ | Pima Community College NW | 63531 | AZNM | WECC Southwest | SUN | 1.3 |  | 3057 |  |  | 0 |  |  |  | 0
2021 | AZ | Pima Energy Storage System | 61197 | AZNM | WECC Southwest | MWH | 10 |  | -536 | 0 |  | 0 |  |  | 0 | 0
2021 | AZ | Pinal Central Energy Center Hybrid | 61678 | AZNM | WECC Southwest | SUN | 30 |  | 60149 | 0 |  | 0 |  |  | 0 | 0
2021 | AZ | Poseidon Solar, LLC | 57318 | AZNM | WECC Southwest | SUN | 20 |  | 51111 |  |  | 0 |  |  |  | 0
2021 | AZ | Poseidon Wind, LLC | 57379 | AZNM | WECC Southwest | WND | 65.1 |  | 119130 |  |  | 0 |  |  |  | 0
2021 | AZ | Prairie Fire | 58171 | AZNM | WECC Southwest | SUN | 4.5 |  | 8768 |  |  | 0 |  |  |  | 0
2021 | AZ | Prescott Airport | 56228 | AZNM | WECC Southwest | SUN | 3 |  | 4571 |  |  | 0 |  |  |  | 0
2021 | AZ | Prescott Solar Plant | 58147 | AZNM | WECC Southwest | SUN | 10.8 |  | 22752 |  |  | 0 |  |  |  | 0
2021 | AZ | Punkin Center Battery Storage | 61913 | AZNM | WECC Southwest | MWH | 2 |  | 0
2021 | AZ | Queen Creek Solar Farm | 57883 | AZNM | WECC Southwest | SUN | 19 |  | 48565 |  |  | 0 |  |  |  | 0
2021 | AZ | RE Ajo 1 LLC | 57795 | AZNM | WECC Southwest | SUN | 4.5 |  | 8593 |  |  | 0 |  |  |  | 0
2021 | AZ | RE Bagdad Solar I LLC | 57790 | AZNM | WECC Southwest | SUN | 14.9 |  | 26014 |  |  | 0 |  |  |  | 0
2021 | AZ | RE Gillespie 1 LLC | 58501 | AZNM | WECC Southwest | SUN | 15 |  | 39920 |  |  | 0 |  |  |  | 0
2021 | AZ | Red Horse 2 | 58833 | AZNM | WECC Southwest | SUN | 81 |  | 212935 |  |  | 0 |  |  |  | 0
2021 | AZ | Red Horse III | 60285 | AZNM | WECC Southwest | SUN | 30 |  | 74243 |  |  | 0 |  |  |  | 0
2021 | AZ | Red Rock | 60467 | AZNM | WECC Southwest | SUN | 40 |  | 118387 |  |  | 0 |  |  |  | 0
2021 | AZ | Redhawk Generating Facility | 55455 | AZNM | WECC Southwest | NG | 1140.3 |  | 5489823 | 38526163.371 | 76.0456 | 0.027704 | 0.0039477 | EPA/NEI | 38526163.371 | 76.0456
2021 | AZ | Rio Rico Solar | 59044 | AZNM | WECC Southwest | SUN | 6 |  | 9829 |  |  | 0 |  |  |  | 0
2021 | AZ | Roger Road WWTP | 57524 | AZNM | WECC Southwest | SUN | 1.1 |  | 1203 |  |  | 0 |  |  |  | 0
2021 | AZ | Roosevelt | 149 | AZNM | WECC Southwest | WAT | 36 |  | 64165 |  |  | 0 |  |  |  | 0
2021 | AZ | Saddle Mountain Solar I | 58213 | AZNM | WECC Southwest | SUN | 15 |  | 34264 |  |  | 0 |  |  |  | 0
2021 | AZ | Saint Solar | 63476 | AZNM | WECC Southwest | SUN | 100 |  | 297966 |  |  | 0 |  |  |  | 0
2021 | AZ | Sandstone Solar | 59634 | AZNM | WECC Southwest | SUN | 45 |  | 119293 |  |  | 0 |  |  |  | 0
2021 | AZ | Santan | 8068 | AZNM | WECC Southwest | NG | 1326 |  | 5053431 | 32955510.804 | 43.5876 | 0.017251 | 0.0026452 | EPA/NEI | 32955510.804 | 43.5876
2021 | AZ | Solana Generating Station | 56812 | AZNM | WECC Southwest | SUN | 280 |  | 694569 |  |  | 0 |  |  |  | 0
2021 | AZ | South Consolidated | 100 | AZNM | WECC Southwest | WAT | 1.4 |  | 0
2021 | AZ | South Point Energy Center, LLC | 55177 | AZNM | WECC Southwest | NG | 708 |  | 2744912 | 20743697.672 | 55.7337 | 0.040609 | 0.0053736 | NEI avg EF - PM, fuel type, firing type | 20743697.672 | 55.7337
2021 | AZ | Springerville Generating Station | 8223 | AZNM | WECC Southwest | RC | 1779.2 |  | 8143640 | 88663594.773 | 290.7588 | 0.071408 | 0.0065587 | EPA/NEI; Estimated using an emission factor | 88663594.773 | 290.7588
2021 | AZ | Stewart Mountain | 150 | AZNM | WECC Southwest | WAT | 13 |  | 26612 |  |  | 0 |  |  |  | 0
2021 | AZ | Sulphur Springs | 60381 | AZNM | WECC Southwest | SUN | 20 |  | 53521 |  |  | 0 |  |  |  | 0
2021 | AZ | Sun Streams 2 | 63440 | CAMX | WECC California | SUN | 150 |  | 249504 |  |  | 0 |  |  |  | 0
2021 | AZ | Sun Streams, LLC | 60827 | CAMX | WECC California | SUN | 160 |  | 410254 |  |  | 0 |  |  |  | 0
2021 | AZ | Sundance Power Plant | 55522 | AZNM | WECC Southwest | NG | 605 |  | 366053 | 3833127.368 | 14.055 | 0.076792 | 0.0073334 | EPA/NEI | 3833127.368 | 14.055
2021 | AZ | T0588 Phoenix - AZ | 61199 | AZNM | WECC Southwest | SUN | 1.2 |  | 2647 |  |  | 0 |  |  |  | 0
2021 | AZ | Tech Park Solar | 59455 | AZNM | WECC Southwest | SUN | 5 |  | 13862 |  |  | 0 |  |  |  | 0
2021 | AZ | UASTP I | 57392 | AZNM | WECC Southwest | SUN | 1.2 |  | 1539 |  |  | 0 |  |  |  | 0
2021 | AZ | Union HS at Casa Grande | 58516 | AZNM | WECC Southwest | SUN | 1.6 |  | 3136 |  |  | 0 |  |  |  | 0
2021 | AZ | University of Arizona - Biosphere 2 | 54594 | AZNM | WECC Southwest | NG | 3.1 |  | 39 | 627 | 0.047093 | 2.415 | 0.15022 | Estimated using an emission factor | 627 | 0.047093
2021 | AZ | Valencia | 6515 | AZNM | WECC Southwest | NG | 108 |  | 3706.999 | 48087 | 0.19274 | 0.10399 | 0.0080165 | NEI avg EF - PM, fuel type | 48087 | 0.19274
2021 | AZ | Valencia Solar | 59454 | AZNM | WECC Southwest | SUN | 10 |  | 26870 |  |  | 0 |  |  |  | 0
2021 | AZ | Vista Grande HS at Casa Grande | 58517 | AZNM | WECC Southwest | SUN | 1.4 |  | 3059 |  |  | 0 |  |  |  | 0
2021 | AZ | Waddell | 7164 | AZNM | WECC Southwest | WAT | 40 |  | -20943 |  |  | 0 |  |  |  | 0
2021 | AZ | Walmart Casa Grande | 57939 | AZNM | WECC Southwest | SUN | 2 |  | 2185 |  |  | 0 |  |  |  | 0
2021 | AZ | Western Renewable Energy | 56358 | AZNM | WECC Southwest | WDS | 3
2021 | AZ | Wilmot Energy Center LLC | 64426 | AZNM | WECC Southwest | SUN | 160 |  | 196974 | 0 |  | 0 |  |  | 0 | 0
2021 | AZ | Yucca Power Plant | 120 | AZNM | WECC Southwest | NG | 425 |  | 340589.999 | 3562256.67 | 10.8795 | 0.063886 | 0.0061082 | EPA/NEI | 3562256.67 | 10.8795
2021 | AZ | Yuma Cogeneration Associates | 54694 | AZNM | WECC Southwest | NG | 62.6 | 0.77639 | 52607 | 388942.007 | 1.2835 | 0.048796 | 0.0066 | EPA/NEI | 500962.645 | 1.6532
2021 | CA | 1420 Coil Av #C | 57310 | CAMX | WECC California | SUN | 1.3 |  | 1509 |  |  | 0 |  |  |  | 0
2021 | CA | 20333 Normandie PV, LLC | 65331 | CAMX | WECC California | SUN | 2.6 |  | 5932 |  |  | 0 |  |  |  | 0
2021 | CA | 2081 Terzian Solar Project | 58918 | CAMX | WECC California | SUN | 1.2 |  | 2840 |  |  | 0 |  |  |  | 0
2021 | CA | 2097 Helton Solar Project | 58920 | CAMX | WECC California | SUN | 1.5 |  | 3737 |  |  | 0 |  |  |  | 0
2021 | CA | 2127 Harris Solar Project | 58919 | CAMX | WECC California | SUN | 1.3 |  | 2474 |  |  | 0 |  |  |  | 0
2021 | CA | 2555 E Olympic Bl | 57871 | CAMX | WECC California | SUN | 1
2021 | CA | 85 A | 52162 | CAMX | WECC California | WND | 21.3 |  | 53596 |  |  | 0 |  |  |  | 0
2021 | CA | 85 B | 52163 | CAMX | WECC California | WND | 25.2 |  | 70906 |  |  | 0 |  |  |  | 0
2021 | CA | A G Wishon | 293 | CAMX | WECC California | WAT | 12.8 |  | 19186 |  |  | 0 |  |  |  | 0
2021 | CA | ABEC #2 dba West-Star Dairy | 61501 | CAMX | WECC California | OBG | 1 |  | 7565 | 104966 | 0.7715 | 0.20397 | 0.0147 | Estimated using an emission factor | 104966 | 0.7715
2021 | CA | ABEC #3 dba Lakeview Dairy | 61502 | CAMX | WECC California | OBG | 1 |  | 6906 | 85014 | 0.62485 | 0.18096 | 0.0147 | Estimated using an emission factor | 85014 | 0.62485
2021 | CA | ABEC #4 dba CE&S Dairy | 61503 | CAMX | WECC California | OBG | 1 |  | 7901 | 99778 | 0.73337 | 0.18564 | 0.0147 | Estimated using an emission factor | 99778 | 0.73337
2021 | CA | ABEC Bidart-Old River LLC | 58699 | CAMX | WECC California | OBG | 2 |  | 13126 | 191735 | 1.4093 | 0.21473 | 0.0147 | Estimated using an emission factor | 191735 | 1.4093
2021 | CA | Acorn I Energy Storage LLC | 62874 | CAMX | WECC California | MWH | 2
2021 | CA | Adapture CA2, LLC | 59978 | NWPP | WECC Northwest | SUN | 1.5 |  | 3223 |  |  | 0 |  |  |  | 0
2021 | CA | Adelanto Solar II, LLC | 59440 | CAMX | WECC California | SUN | 7 |  | 17315 |  |  | 0 |  |  |  | 0
2021 | CA | Adelanto Solar Project | 57305 | CAMX | WECC California | SUN | 6.8 |  | 8715 |  |  | 0 |  |  |  | 0
2021 | CA | Adelanto Solar, LLC | 59441 | CAMX | WECC California | SUN | 20 |  | 56248 |  |  | 0 |  |  |  | 0
2021 | CA | Adera Solar | 60027 | CAMX | WECC California | SUN | 20 |  | 27107 |  |  | 0 |  |  |  | 0
2021 | CA | Adobe San Jose | 57811 | CAMX | WECC California | NG | 1.2
2021 | CA | Adobe Solar | 57651 | CAMX | WECC California | SUN | 20 |  | 46875 |  |  | 0 |  |  |  | 0
2021 | CA | AEC- Santa Rosa Solar | 64819 | CAMX | WECC California | SUN | 0.9
2021 | CA | Aera San Ardo Cogen Facility | 55184 | CAMX | WECC California | NG | 6.2 | 0.21708 | 7062 | 39826.282 | 0.15963 | 0.045209 | 0.0080165 | NEI avg EF - PM, fuel type | 183462 | 0.73536
2021 | CA | Aerojet I | 57697 | CAMX | WECC California | SUN | 3 |  | 5916 |  |  | 0 |  |  |  | 0
2021 | CA | Aerojet II | 57698 | CAMX | WECC California | SUN | 2.2 |  | 4042 |  |  | 0 |  |  |  | 0
2021 | CA | Aerolease | 61718 | CAMX | WECC California | SUN | 1.3 |  | 1896 |  |  | 0 |  |  |  | 0
2021 | CA | AES Alamitos | 315 | CAMX | WECC California | NG | 1115 |  | 536845 | 27920000.333 | 54.9131 | 0.20458 | 0.0039336 | EPA/NEI; Estimated using an emission factor | 27920000.333 | 54.9131
2021 | CA | AES Alamitos Energy Center | 62115 | CAMX | WECC California | NG | 678 |  | 2930114 | 20451157.27 | 54.9477 | 0.037506 | 0.0053736 | EPA/NEI; Estimated using an emission factor | 20451157.27 | 54.9477
2021 | CA | AES ES ALAMITOS, LLC | 61204 | CAMX | WECC California | MWH | 100 |  | -17622 | 0 |  | 0 |  |  | 0 | 0
2021 | CA | AES Huntington Beach | 335 | CAMX | WECC California | NG | 218 |  | 83905 | 27725472.882 | 26.1095 | 0.62236 | 0.0018834 | EPA/NEI | 27725472.882 | 26.1095
2021 | CA | AES Huntington Beach Energy Project | 62116 | CAMX | WECC California | NG | 699.2 |  | 3841745 | 26237974.451 | 70.4956 | 0.0367 | 0.0053736 | EPA/NEI; Estimated using an emission factor | 26237974.451 | 70.4956
2021 | CA | AES Redondo Beach | 356 | CAMX | WECC California | NG | 821.4 |  | 237432 | 3569288 | 2.87 | 0.024175 | 0.0016082 | EPA/NEI | 3569288 | 2.87
2021 | CA | Agnews Power Plant | 50748 | CAMX | WECC California | NG | 32 |  | 18702 | 183557.444 | 0.49318 | 0.052741 | 0.0053736 | EPA/NEI; Estimated using an emission factor | 183557.444 | 0.49318
2021 | CA | AGT000 Stevens Creek Fuel Cell | 63699 | CAMX | WECC California | NG | 2.2 |  | 16898 |  | 0 | 0 |  | Estimated using an emission factor |  | 0
2021 | CA | Agua Mansa Power | 55951 | CAMX | WECC California | NG | 60.5 |  | 12714 | 143473.6 | 0.57508 | 0.090464 | 0.0080165 | NEI avg EF - PM, fuel type, firing type | 143473.6 | 0.57508
2021 | CA | Aidlin Geothermal Power Plant | 52158 | CAMX | WECC California | GEO | 25 |  | 99324 |  |  | 0 |  |  |  | 0
2021 | CA | Alameda | 7450 | CAMX | WECC California | NG | 54.8 |  | 7355 | 115342 | 0.46232 | 0.12572 | 0.0080165 | NEI avg EF - PM, fuel type | 115342 | 0.46232
2021 | CA | Alamo | 905 | CAMX | WECC California | WAT | 19.6 |  | 13172 |  |  | 0 |  |  |  | 0
2021 | CA | Alamo Solar | 59469 | CAMX | WECC California | SUN | 20 |  | 47255 |  |  | 0 |  |  |  | 0
2021 | CA | Algonquin Power Sanger | 57564 | CAMX | WECC California | NG | 61.5 | 1 | 172212 | 1237046.786 | 3.5978 | 0.041784 | 0.0058168 | EPA/NEI | 1237046.786 | 3.5978
2021 | CA | Algonquin SKIC 10 Solar, LLC | 60242 | CAMX | WECC California | SUN | 10 | 1 | 19783 |  |  | 0 |  |  |  | 0
2021 | CA | Algonquin SKIC20 Solar LLC | 59412 | CAMX | WECC California | SUN | 20 |  | 46522 |  |  | 0 |  |  |  | 0
2021 | CA | Allergan | 63609 | CAMX | WECC California | MWH | 1.5
2021 | CA | Almond Power Plant | 7315 | CAMX | WECC California | NG | 223.5 |  | 409276.001 | 4233200.108 | 5.8605 | 0.028639 | 0.0027688 | EPA/NEI | 4233200.108 | 5.8605
2021 | CA | Alpaugh 50 | 58003 | CAMX | WECC California | SUN | 50 |  | 112266 |  |  | 0 |  |  |  | 0
2021 | CA | Alpaugh North | 58002 | CAMX | WECC California | SUN | 20 |  | 43595 |  |  | 0 |  |  |  | 0
2021 | CA | Alpine Solar | 57295 | CAMX | WECC California | SUN | 66 |  | 163655 |  |  | 0 |  |  |  | 0
2021 | CA | Alta Mesa Repower LLC | 54650 | CAMX | WECC California | WND | 18.7
2021 | CA | Alta Powerhouse | 214 | CAMX | WECC California | WAT | 1 |  | 3807 |  |  | 0 |  |  |  | 0
2021 | CA | Alta Wind Energy Center I | 57282 | CAMX | WECC California | WND | 150 |  | 415045 |  |  | 0 |  |  |  | 0
2021 | CA | Alta Wind Energy Center II | 57291 | CAMX | WECC California | WND | 150 |  | 352140 |  |  | 0 |  |  |  | 0
2021 | CA | Alta Wind Energy Center III | 57292 | CAMX | WECC California | WND | 150 |  | 362991 |  |  | 0 |  |  |  | 0
2021 | CA | Alta Wind Energy Center IV | 57293 | CAMX | WECC California | WND | 102 |  | 177821 |  |  | 0 |  |  |  | 0
2021 | CA | Alta Wind Energy Center V | 57294 | CAMX | WECC California | WND | 168 |  | 274243 |  |  | 0 |  |  |  | 0
2021 | CA | Alta Wind VIII | 57835 | CAMX | WECC California | WND | 150 |  | 188556 |  |  | 0 |  |  |  | 0
2021 | CA | Alta Wind X | 58394 | CAMX | WECC California | WND | 138 |  | 395425 |  |  | 0 |  |  |  | 0
2021 | CA | Alta Wind XI | 58395 | CAMX | WECC California | WND | 90 |  | 276079 |  |  | 0 |  |  |  | 0
2021 | CA | AltaGas Ripon Energy Inc. | 50299 | CAMX | WECC California | NG | 49.5 | 1 | 4329 | 44854 | 0.17979 | 0.083061 | 0.0080165 | NEI avg EF - PM, fuel type | 44854 | 0.17979
2021 | CA | Altamont Gas Recovery | 50571 | CAMX | WECC California | LFG | 6 |  | 34440 | 665898 | 7.1917 | 0.41764 | 0.0216 | Estimated using an emission factor | 665898 | 7.1917
2021 | CA | Alticor Inc - Solar Project | 63303 | CAMX | WECC California | SUN | 1.2 |  | 1622 |  |  | 0 |  |  |  | 0
2021 | CA | Amazon - Patterson PV | 61377 | CAMX | WECC California | SUN | 2.5 |  | 2683 |  |  | 0 |  |  |  | 0
2021 | CA | Amazon PSP1 | 64751 | CAMX | WECC California | SUN | 3.8 |  | 1521 |  |  | 0 |  |  |  | 0
2021 | CA | Amazon San Bernardino | 59800 | CAMX | WECC California | NG | 1.1 |  | 6969 |  | 0 | 0 |  | Estimated using an emission factor |  | 0
2021 | CA | Amedee Geothermal Venture I | 50964 | CAMX | WECC California | GEO | 3 |  | 0
2021 | CA | Ameresco Butte County | 57771 | CAMX | WECC California | LFG | 2.3 |  | 13682 | 144408 | 1.0614 | 0.15515 | 0.0147 | Estimated using an emission factor | 144408 | 1.0614
2021 | CA | Ameresco Chiquita Canyon | 56898 | CAMX | WECC California | LFG | 9.2 |  | 29819 | 527547 | 5.6975 | 0.38214 | 0.0216 | Estimated using an emission factor | 527547 | 5.6975
2021 | CA | Ameresco Forward | 58437 | CAMX | WECC California | LFG | 4.4 |  | 31834 | 334934 | 2.4618 | 0.15466 | 0.0147 | Estimated using an emission factor | 334934 | 2.4618
2021 | CA | Ameresco Johnson Canyon | 58397 | CAMX | WECC California | LFG | 1.4 |  | 9428 | 100141 | 0.73604 | 0.15614 | 0.0147 | Estimated using an emission factor | 100141 | 0.73604
2021 | CA | Ameresco Keller Canyon | 56897 | CAMX | WECC California | LFG | 3.8 |  | 29414 | 307909 | 2.2631 | 0.15388 | 0.0147 | Estimated using an emission factor | 307909 | 2.2631
2021 | CA | Ameresco Ox Mountain | 56895 | CAMX | WECC California | LFG | 11.4 |  | 86713.002 | 898765.002 | 6.6059 | 0.15236 | 0.0147 | Estimated using an emission factor | 898765.002 | 6.6059
2021 | CA | Ameresco San Joaquin | 58436 | CAMX | WECC California | LFG | 4.4 |  | 27677 | 289866 | 2.1305 | 0.15396 | 0.0147 | Estimated using an emission factor | 289866 | 2.1305
2021 | CA | Ameresco Santa Cruz Energy | 56428 | CAMX | WECC California | LFG | 3 |  | 18546 | 226140.999 | 1.6621 | 0.17924 | 0.0147 | Estimated using an emission factor | 226140.999 | 1.6621
2021 | CA | Ameresco Vasco Road | 58435 | CAMX | WECC California | LFG | 4.4 |  | 33795 | 347207 | 2.552 | 0.15103 | 0.0147 | Estimated using an emission factor | 347207 | 2.552
2021 | CA | American Canyon Solar | 62687 | CAMX | WECC California | SUN | 3 |  | 7164.999 |  |  | 0 |  |  |  | 0
2021 | CA | American Kings Solar, LLC | 60777 | CAMX | WECC California | SUN | 128 |  | 310329 |  |  | 0 |  |  |  | 0
2021 | CA | Ampersand Chowchilla Biomass LLC | 56706 | CAMX | WECC California | WDS | 12.5 |  | 60166 | 1345873.2 | 6.9847 | 0.23218 | 0.010379 | NEI avg EF - PM, fuel type | 1345873.2 | 6.9847
2021 | CA | Anaheim Solar Energy Plant | 59416 | CAMX | WECC California | SUN | 2.1 |  | 3193 |  |  | 0 |  |  |  | 0
2021 | CA | Angels | 215 | CAMX | WECC California | WAT | 1.4 |  | 3507 |  |  | 0 |  |  |  | 0
2021 | CA | Anheuser-Busch #2 | 59331 | CAMX | WECC California | WND | 1.6 |  | 4539 |  |  | 0 |  |  |  | 0
2021 | CA | Antelope Big Sky Ranch | 60279 | CAMX | WECC California | SUN | 20 |  | 51042 |  |  | 0 |  |  |  | 0
2021 | CA | Antelope DSR 1 | 60186 | CAMX | WECC California | SUN | 50 |  | 131210 |  |  | 0 |  |  |  | 0
2021 | CA | Antelope DSR 2 | 60187 | CAMX | WECC California | SUN | 5 |  | 14213 |  |  | 0 |  |  |  | 0
2021 | CA | Antelope DSR 3 | 61265 | CAMX | WECC California | SUN | 20 |  | 59016 |  |  | 0 |  |  |  | 0
2021 | CA | Antelope Expansion 2 | 61264 | CAMX | WECC California | SUN | 105 |  | 254647 |  |  | 0 |  |  |  | 0
2021 | CA | Antelope Expansion 3A | 62673 | CAMX | WECC California | SUN | 15 |  | 22028 |  |  | 0 |  |  |  | 0
2021 | CA | Antelope Expansion 3B | 62674 | CAMX | WECC California | SUN | 5 |  | 7392 |  |  | 0 |  |  |  | 0
2021 | CA | Antioch Central Utility Plant | 65404 | CAMX | WECC California | SUN | 1 |  | 2230 |  |  | 0 |  |  |  | 0
2021 | CA | AP North Lake I, LP | 59610 | CAMX | WECC California | SUN | 20 |  | 32265 |  |  | 0 |  |  |  | 0
2021 | CA | APP Prune A-D | 62577 | CAMX | WECC California | NG | 4 |  | 14934 |  | 0 | 0 |  | Estimated using an emission factor |  | 0
2021 | CA | Apple Campus 2 Fuel Cell | 59557 | CAMX | WECC California | LFG | 4 |  | 14934 |  | 0 | 0 |  | Estimated using an emission factor |  | 0
2021 | CA | Apple Campus 2 PV | 59473 | CAMX | WECC California | SUN | 14.4 |  | 15401 |  |  | 0 |  |  |  | 0
2021 | CA | Aquamarine | 62547 | CAMX | WECC California | SUN | 250 |  | 91987 |  |  | 0 |  |  |  | 0
2021 | CA | Argus Cogen Plant | 10684 | CAMX | WECC California | RC | 62.5 | 0.11359 | 304525 | 1692654.992 | 12.3097 | 0.080845 | 0.014545 | NEI avg EF - PM, fuel type | 14902089.911 | 108.3741
2021 | CA | Arrache 4006 | 58445 | CAMX | WECC California | SUN | 2 |  | 2055 |  |  | 0 |  |  |  | 0
2021 | CA | Arrache 4013 | 58446 | CAMX | WECC California | SUN | 1.5 |  | 2038 |  |  | 0 |  |  |  | 0
2021 | CA | Arrache 8083 | 58447 | CAMX | WECC California | SUN | 4 |  | 3280 |  |  | 0 |  |  |  | 0
2021 | CA | Aspiration G | 59737 | CAMX | WECC California | SUN | 9 |  | 22327 |  |  | 0 |  |  |  | 0
2021 | CA | ASTI | 58889 | CAMX | WECC California | SUN | 1 |  | 1545 |  |  | 0 |  |  |  | 0
2021 | CA | AT&T - Gardena | 65205 | CAMX | WECC California | NG | 1 |  | 7574 |  | 0 | 0 |  | Estimated using an emission factor |  | 0
2021 | CA | AT&T - Hawthorne | 65206 | CAMX | WECC California | NG | 1 |  | 6437 |  | 0 | 0 |  | Estimated using an emission factor |  | 0
2021 | CA | AT&T - Hayward | 65208 | CAMX | WECC California | NG | 1 |  | 7191 |  | 0 | 0 |  | Estimated using an emission factor |  | 0
2021 | CA | AT&T - Redwood City | 65204 | CAMX | WECC California | NG | 1 |  | 6654 |  | 0 | 0 |  | Estimated using an emission factor |  | 0
2021 | CA | AT&T - San Diego Trade Street | 65360 | CAMX | WECC California | NG | 1 |  | 5809 |  | 0 | 0 |  | Estimated using an emission factor |  | 0
2021 | CA | AT&T Anaheim | 61154 | CAMX | WECC California | NG | 1.3 |  | 8688 |  | 0 | 0 |  | Estimated using an emission factor |  | 0
2021 | CA | AT&T Holger | 61153 | CAMX | WECC California | NG | 1.3 |  | 8349 |  | 0 | 0 |  | Estimated using an emission factor |  | 0
2021 | CA | AT&T San Diego | 65192 | CAMX | WECC California | NG | 1 |  | 5500 |  | 0 | 0 |  | Estimated using an emission factor |  | 0
2021 | CA | Atascadero State Hospital | 64523 | CAMX | WECC California | SUN | 1.1 |  | 2010 |  |  | 0 |  |  |  | 0
2021 | CA | ATT Kelvin | 62573 | CAMX | WECC California | NG | 1 |  | 7160 |  | 0 | 0 |  | Estimated using an emission factor |  | 0
2021 | CA | ATT North Watney | 63605 | CAMX | WECC California | NG | 2 |  | 8686 |  | 0 | 0 |  | Estimated using an emission factor |  | 0
2021 | CA | ATT Van Nyus | 62574 | CAMX | WECC California | NG | 1 |  | 5788 |  | 0 | 0 |  | Estimated using an emission factor |  | 0
2021 | CA | ATT Ventura Blvd | 63606 | CAMX | WECC California | NG | 1 |  | 6253 |  | 0 | 0 |  | Estimated using an emission factor |  | 0
2021 | CA | Atwell Island | 58366 | CAMX | WECC California | SUN | 20.2 |  | 35526 |  |  | 0 |  |  |  | 0
2021 | CA | Atwell Island West Solar | 59414 | CAMX | WECC California | SUN | 20 |  | 37005 |  |  | 0 |  |  |  | 0
2021 | CA | AV Solar Ranch One | 57378 | CAMX | WECC California | SUN | 253 |  | 593687 |  |  | 0 |  |  |  | 0
2021 | CA | Avenal Park | 57359 | CAMX | WECC California | SUN | 6 |  | 11002 |  |  | 0 |  |  |  | 0
2021 | CA | AVS Lancaster 1 | 60085 | CAMX | WECC California | SUN | 3.7 |  | 8416 |  |  | 0 |  |  |  | 0
2021 | CA | Axium Modesto Solar | 58039 | CAMX | WECC California | SUN | 25 |  | 62259 |  |  | 0 |  |  |  | 0
2021 | CA | Azusa | 6449 | CAMX | WECC California | WAT | 3 |  | 0
2021 | CA | B Braun Medical | 50200 | CAMX | WECC California | NG | 6.1 | 0.33523 | 35153 | 192058.928 | 0.76982 | 0.043798 | 0.0080165 | NEI avg EF - PM, fuel type | 572916 | 2.2964
2021 | CA | Badger Creek Limited | 10650 | CAMX | WECC California | NG | 46 | 0.75116 | 22196 | 106987.544 | 0.10832 | 0.00976 | 0.0020248 | EPA/NEI | 142428.825 | 0.1442
2021 | CA | Baker | 63610 | CAMX | WECC California | MWH | 1.2
2021 | CA | Baker Creek Hydroelectric | 59428 | CAMX | WECC California | WAT | 1.5 |  | 1837 |  |  | 0 |  |  |  | 0
2021 | CA | Bakersfield 111 | 59948 | NWPP | WECC Northwest | SUN | 1.4 |  | 2753 |  |  | 0 |  |  |  | 0
2021 | CA | Bakersfield College Solar 01 | 57655 | CAMX | WECC California | SUN | 1.1 |  | 2140 |  |  | 0 |  |  |  | 0
2021 | CA | Bakersfield Industrial PV 1 | 61118 | CAMX | WECC California | SUN | 1 |  | 2128 |  |  | 0 |  |  |  | 0
2021 | CA | Bakersfield PV 1 | 61117 | CAMX | WECC California | SUN | 5.3 |  | 10104 |  |  | 0 |  |  |  | 0
2021 | CA | Balch 1 | 217 | CAMX | WECC California | WAT | 31 |  | 36687 |  |  | 0 |  |  |  | 0
2021 | CA | Balch 2 | 218 | CAMX | WECC California | WAT | 97.2 |  | 120507 |  |  | 0 |  |  |  | 0
2021 | CA | Barre Generating Station | 56474 | CAMX | WECC California | NG | 49.8 |  | 28003 | 285547.257 | 1.1445 | 0.081744 | 0.0080165 | NEI avg EF - PM, fuel type, firing type | 285547.257 | 1.1445
2021 | CA | Bayshore Solar A, LLC | 60481 | CAMX | WECC California | SUN | 20 |  | 55505 |  |  | 0 |  |  |  | 0
2021 | CA | Bayshore Solar B, LLC | 60474 | CAMX | WECC California | SUN | 20 |  | 54027 |  |  | 0 |  |  |  | 0
2021 | CA | Bayshore Solar C, LLC | 60475 | CAMX | WECC California | SUN | 20 |  | 53454 |  |  | 0 |  |  |  | 0
2021 | CA | BBARWA | 65617 | CAMX | WECC California | SUN | 1.3 |  | 29 |  |  | 0 |  |  |  | 0
2021 | CA | Beacon BESS 1 | 61431 | CAMX | WECC California | MWH | 20 |  | -1326 | 0 |  | 0 |  |  | 0 | 0
2021 | CA | Beacon Solar Plant Site 2 | 59309 | CAMX | WECC California | SUN | 47.3 |  | 126600 |  |  | 0 |  |  |  | 0
2021 | CA | Beacon Solar Plant Site 5 | 59308 | CAMX | WECC California | SUN | 37.8 |  | 99699 |  |  | 0 |  |  |  | 0
2021 | CA | Bear Creek | 50156 | CAMX | WECC California | WAT | 3.2 |  | 467 |  |  | 0 |  |  |  | 0
2021 | CA | Bear Creek Solar | 58508 | CAMX | WECC California | SUN | 1.5 |  | 3824 |  |  | 0 |  |  |  | 0
2021 | CA | Bear Mountain Limited | 10649 | CAMX | WECC California | NG | 46 | 0.79617 | 53042 | 371015.188 | 0.031703 | 0.0011954 | 0.0001709 | EPA/NEI | 466000.65 | 0.03982
2021 | CA | Bear Valley | 457 | CAMX | WECC California | WAT | 1.4 |  | 494 |  |  | 0 |  |  |  | 0
2021 | CA | Bear Valley Power Plant | 56346 | CAMX | WECC California | NG | 8.4 |  | 1906.002 | 17521 | 0.0036969 | 0.0038793 | 0.000422 | Estimated using an emission factor | 17521 | 0.0036969
2021 | CA | Beardsley | 414 | CAMX | WECC California | WAT | 10 |  | 25135 |  |  | 0 |  |  |  | 0
2021 | CA | Beckton Dickenson - San Jose | 65203 | CAMX | WECC California | NG | 1 |  | 7136 |  | 0 | 0 |  | Estimated using an emission factor |  | 0
2021 | CA | Belden | 219 | CAMX | WECC California | WAT | 117.9 |  | 145216 |  |  | 0 |  |  |  | 0
2021 | CA | Beringer | 58890 | CAMX | WECC California | SUN | 1.2 |  | 1569 |  |  | 0 |  |  |  | 0
2021 | CA | Berry Cogen | 50170 | CAMX | WECC California | NG | 38.7 | 0.41607 | 282691 | 1532445.509 | 6.1424 | 0.043457 | 0.0080165 | NEI avg EF - PM, fuel type | 3683106 | 14.7628
2021 | CA | Berry Cogen Tanne Hills 18 | 50622 | CAMX | WECC California | NG | 17.6 | 0.46153 | 138465 | 761761.746 | 3.0533 | 0.044103 | 0.0080165 | NEI avg EF - PM, fuel type | 1650519 | 6.6157
2021 | CA | Berry NMW Cogens | 62176 | CAMX | WECC California | NG | 9.6 | 0.68842 | 61479 | 635194.163 | 2.546 | 0.082826 | 0.0080165 | NEI avg EF - PM, fuel type | 922681 | 3.6983
2021 | CA | Berry Placerita Cogen | 52096 | CAMX | WECC California | NG | 42.8 | 0.47612 | 195746 | 1075358.867 | 4.3103 | 0.04404 | 0.0080165 | NEI avg EF - PM, fuel type | 2258600 | 9.053
2021 | CA | Bidwell Ditch Project | 10880 | CAMX | WECC California | WAT | 1.8 |  | 11343 |  |  | 0 |  |  |  | 0
2021 | CA | Big Bear | 64418 | CAMX | WECC California | SUN | 5.5 |  | 8514 |  |  | 0 |  |  |  | 0
2021 | CA | Big Creek 1 | 317 | CAMX | WECC California | WAT | 88.4 |  | 165701 |  |  | 0 |  |  |  | 0
2021 | CA | Big Creek 2 | 318 | CAMX | WECC California | WAT | 66.6 |  | 100850 |  |  | 0 |  |  |  | 0
2021 | CA | Big Creek 2A | 322 | CAMX | WECC California | WAT | 110 |  | 243825 |  |  | 0 |  |  |  | 0
2021 | CA | Big Creek 3 | 319 | CAMX | WECC California | WAT | 174.5 |  | 336277 |  |  | 0 |  |  |  | 0
2021 | CA | Big Creek 4 | 320 | CAMX | WECC California | WAT | 100 |  | 155216 |  |  | 0 |  |  |  | 0
2021 | CA | Big Creek 8 | 321 | CAMX | WECC California | WAT | 75 |  | 67191 |  |  | 0 |  |  |  | 0
2021 | CA | Big Creek Water Works | 10282 | CAMX | WECC California | WAT | 5 |  | 4203 |  |  | 0 |  |  |  | 0
2021 | CA | Big Pine Creek | 391 | CAMX | WECC California | WAT | 3.2 |  | 9417 |  |  | 0 |  |  |  | 0
2021 | CA | Big Valley Power LLC | 10288 | CAMX | WECC California | WDS | 9.3
2021 | CA | Biola University Hybrid | 54296 | CAMX | WECC California | NG | 1.3 | 0.43544 | 7871 | 40879.648 | 0.0086256 | 0.0021917 | 0.000422 | EPA/NEI; Estimated using an emission factor | 93881 | 0.019809
2021 | CA | Bio-Rad | 63189 | CAMX | WECC California | SUN | 2.5 |  | 535 |  |  | 0 |  |  |  | 0
2021 | CA | Bishop Creek 2 | 323 | CAMX | WECC California | WAT | 7.3 |  | 18037 |  |  | 0 |  |  |  | 0
2021 | CA | Bishop Creek 3 | 324 | CAMX | WECC California | WAT | 8.4 |  | 19001.001 |  |  | 0 |  |  |  | 0
2021 | CA | Bishop Creek 4 | 325 | CAMX | WECC California | WAT | 8.2 |  | 32547 |  |  | 0 |  |  |  | 0
2021 | CA | Bishop Creek 5 | 326 | CAMX | WECC California | WAT | 4.5 |  | 8733 |  |  | 0 |  |  |  | 0
2021 | CA | Bishop Creek 6 | 327 | CAMX | WECC California | WAT | 1.6 |  | 7322 |  |  | 0 |  |  |  | 0
2021 | CA | Black Butte | 7229 | CAMX | WECC California | WAT | 6.1 |  | 1949 |  |  | 0 |  |  |  | 0
2021 | CA | Blacksand Generating Facility | 56090 | CAMX | WECC California | NG | 8 |  | 41560 | 752519 | 3.0163 | 0.14515 | 0.0080165 | NEI avg EF - PM, fuel type | 752519 | 3.0163
2021 | CA | Blackwell Solar Park | 59524 | CAMX | WECC California | SUN | 20 |  | 46891 |  |  | 0 |  |  |  | 0
2021 | CA | Blue Lake Power LLC | 10764 | CAMX | WECC California | PG | 13.8 |  | 0 | 0 |  |  |  |  | 0
2021 | CA | Blue Shld Of Cal- El Dorado Hlls Mtr B | 62077 | CAMX | WECC California | SUN | 1.5 |  | 1491 |  |  | 0 |  |  |  | 0
2021 | CA | Blythe Energy | 55295 | CAMX | WECC California | NG | 591 |  | 2153772 | 16394401.26 | 44.0481 | 0.040903 | 0.0053736 | NEI avg EF - PM, fuel type, firing type | 16394401.26 | 44.0481
2021 | CA | Blythe Solar 110, LLC | 60093 | CAMX | WECC California | SUN | 172.8 |  | 289871.999 | 0 |  | 0 |  |  | 0 | 0
2021 | CA | Blythe Solar II, LLC | 60092 | CAMX | WECC California | SUN | 246.2 |  | 301860 | 0 |  | 0 |  |  | 0 | 0
2021 | CA | Blythe Solar III, LLC Hybrid | 60094 | CAMX | WECC California | SUN | 251.8 |  | 325512 | 0 |  | 0 |  |  | 0 | 0
2021 | CA | Blythe Solar IV, LLC | 60095 | CAMX | WECC California | SUN | 137.4 |  | 374072 |  |  | 0 |  |  |  | 0
2021 | CA | Bodega Avenue Solar LLC | 65383 | CAMX | WECC California | SUN | 2 |  | 4560 |  |  | 0 |  |  |  | 0
2021 | CA | Bolthouse S&P and Rowen Farms Solar | 56862 | CAMX | WECC California | SUN | 1.2 |  | 1548 |  |  | 0 |  |  |  | 0
2021 | CA | Borden Solar Farm | 59531 | CAMX | WECC California | SUN | 50 |  | 120415 |  |  | 0 |  |  |  | 0
2021 | CA | Borrego Springs Energy Storage | 60565 | CAMX | WECC California | MWH | 1.5 |  | -26 | 0 |  | 0 |  |  | 0 | 0
2021 | CA | Bottle Rock Power | 902 | CAMX | WECC California | GEO | 55
2021 | CA | Bowerman Power LFG, LLC | 59461 | CAMX | WECC California | LFG | 23.8 |  | 151098.997 | 1590153.999 | 11.6876 | 0.1547 | 0.0147 | Estimated using an emission factor | 1590153.999 | 11.6876
2021 | CA | Bowman | 50546 | CAMX | WECC California | WAT | 3.6 |  | 4870 |  |  | 0 |  |  |  | 0
2021 | CA | Box Canyon Dam | 50179 | NWPP | WECC Northwest | WAT | 5 |  | 5122 |  |  | 0 |  |  |  | 0
2021 | CA | BP Carson Refinery | 50540 | CAMX | WECC California | NG | 13.5 |  | 0
2021 | CA | Brea Expansion Plant | 58007 | CAMX | WECC California | LFG | 35.7 |  | 247253 | 2343974.2 | 25.3149 | 0.20477 | 0.0216 | Estimated using an emission factor | 2343974.2 | 25.3149
2021 | CA | Broadridge Cogen | 57580 | CAMX | WECC California | NG | 5 | 1 | 12200 | 115925 | 0.02446 | 0.0040099 | 0.000422 | EPA/NEI; Estimated using an emission factor | 115925 | 0.02446
2021 | CA | Broadway 2 - UC Riverside | 64579 | CAMX | WECC California | SUN | 3 |  | 5064 |  |  | 0 |  |  |  | 0
2021 | CA | Broadway 3 - UC Merced 1 | 65186 | CAMX | WECC California | SUN | 1 |  | 1023 |  |  | 0 |  |  |  | 0
2021 | CA | Broadway 3 - UCSB Lot 38 | 65187 | CAMX | WECC California | SUN | 1.8 |  | 3287 |  |  | 0 |  |  |  | 0
2021 | CA | Broadway 4 - Target Shafter | 65188 | CAMX | WECC California | SUN | 1.6 |  | 3289 |  |  | 0 |  |  |  | 0
2021 | CA | Brookfield Tehachapi 1 | 57962 | CAMX | WECC California | WND | 102 |  | 274372 |  |  | 0 |  |  |  | 0
2021 | CA | Bucks Creek | 220 | CAMX | WECC California | WAT | 66 |  | 18425 |  |  | 0 |  |  |  | 0
2021 | CA | Buena Vista Energy LLC | 56446 | CAMX | WECC California | WND | 38 |  | 102214 |  |  | 0 |  |  |  | 0
2021 | CA | Buidling L | 60154 | CAMX | WECC California | SUN | 1 |  | 1527 |  |  | 0 |  |  |  | 0
2021 | CA | Building F | 60151 | CAMX | WECC California | SUN | 1.3 |  | 1959 |  |  | 0 |  |  |  | 0
2021 | CA | Building G | 60153 | CAMX | WECC California | SUN | 1.2 |  | 2332 |  |  | 0 |  |  |  | 0
2021 | CA | Burney Creek | 10706 | CAMX | WECC California | WAT | 3 |  | 453 |  |  | 0 |  |  |  | 0
2021 | CA | Burney Forest Products | 10652 | CAMX | WECC California | WDS | 31 | 0.54291 | 198545 | 2123159.88 | 11.0185 | 0.11099 | 0.010379 | NEI avg EF - PM, fuel type | 3910735.485 | 20.2955
2021 | CA | Butt Valley | 221 | CAMX | WECC California | WAT | 40 |  | 19146 |  |  | 0 |  |  |  | 0
2021 | CA | Butte College Main Campus Solar | 57970 | CAMX | WECC California | SUN | 3.5 |  | 5927 |  |  | 0 |  |  |  | 0
2021 | CA | C P Kelco San Diego Plant | 52147 | CAMX | WECC California | NG | 29.2 | 0.44999 | 78204 | 440289.568 | 1.7648 | 0.045133 | 0.0080165 | NEI avg EF - PM, fuel type | 978440 | 3.9218
2021 | CA | C&H Sugar Plant | 58251 | CAMX | WECC California | PUR | 8 | 1 | 47131 | 416780 |  | 0 | 0 |  | 416780 | 0
2021 | CA | CA Dept of Public Health at Richmond | 60428 | CAMX | WECC California | SUN | 2.2 |  | 4320 |  |  | 0 |  |  |  | 0
2021 | CA | CA Flats Solar 130, LLC | 60033 | CAMX | WECC California | SUN | 130 |  | 343907 |  |  | 0 |  |  |  | 0
2021 | CA | CA Flats Solar 150, LLC | 60034 | CAMX | WECC California | SUN | 150 |  | 381601 |  |  | 0 |  |  |  | 0
2021 | CA | CA Institute for Women | 64518 | CAMX | WECC California | SUN | 1 |  | 2614 |  |  | 0 |  |  |  | 0
2021 | CA | Cabazon Wind Partners | 56011 | CAMX | WECC California | WND | 41 |  | 113452 |  |  | 0 |  |  |  | 0
2021 | CA | Cabrillo Power I Encina Power Station | 302 | CAMX | WECC California | NG | 659 |  | 394864 | 4472172.603 | 17.9256 | 0.090794 | 0.0080165 | NEI avg EF - PM, fuel type, firing type | 4472172.603 | 17.9256
2021 | CA | Cal Flats BESS | 63930 | CAMX | WECC California | MWH | 60 |  | 3676 | 0 |  | 0 |  |  | 0 | 0
2021 | CA | Cal State Univ San Bernardino FC01 | 57544 | CAMX | WECC California | NG | 1.4 | 0.51367 | 6555 |  | 0 | 0 |  | Estimated using an emission factor |  | 0
2021 | CA | Calabasas Gas to Energy Facility | 57163 | CAMX | WECC California | LFG | 9.2 | 1 | 31274 | 528962 | 5.7128 | 0.36534 | 0.0216 | Estimated using an emission factor | 528962 | 5.7128
2021 | CA | CalCity Solar 1 | 63054 | CAMX | WECC California | SUN | 3 |  | 7838 |  |  | 0 |  |  |  | 0
2021 | CA | California City | 63516 | CAMX | WECC California | SUN | 1.9 |  | 5414 |  |  | 0 |  |  |  | 0
2021 | CA | California Institute of Technology | 10262 | CAMX | WECC California | NG | 13 | 0.39628 | 82603 | 443098.519 | 1.0132 | 0.024532 | 0.0045734 | EPA/NEI; Estimated using an emission factor | 1118152.397 | 2.5569
2021 | CA | California PV Energy at ISD WWTP | 59283 | CAMX | WECC California | SUN | 1 |  | 1298 |  |  | 0 |  |  |  | 0
2021 | CA | California State Univ at Channel Islands | 64403 | CAMX | WECC California | SUN | 3.7 |  | 0
2021 | CA | California Valley Solar Ranch | 57439 | CAMX | WECC California | SUN | 249.8 |  | 690646.001 |  |  | 0 |  |  |  | 0
2021 | CA | Calipatria Solar Farm | 59088 | AZNM | WECC Southwest | SUN | 20 |  | 42081 |  |  | 0 |  |  |  | 0
2021 | CA | Calipatria State Prison | 64521 | AZNM | WECC Southwest | SUN | 6 |  | 17222 |  |  | 0 |  |  |  | 0
2021 | CA | Calistoga Power Plant | 50066 | CAMX | WECC California | GEO | 176.4 |  | 432941 |  |  | 0 |  |  |  | 0
2021 | CA | CalPeak Power - Border | 55510 | CAMX | WECC California | NG | 60.5 |  | 28022 | 304148.538 | 1.9183 | 0.13691 | 0.012614 | EPA/NEI; Estimated using an emission factor | 304148.538 | 1.9183
2021 | CA | CalPeak Power - Enterprise | 55513 | CAMX | WECC California | NG | 58.9 |  | 21791 | 234371.009 | 2.3152 | 0.21249 | 0.019757 | EPA/NEI; Estimated using an emission factor | 234371.009 | 2.3152
2021 | CA | CalPeak Power - Panoche | 55508 | CAMX | WECC California | NG | 117.2 |  | 19724 | 182227.684 | 0.069205 | 0.0070174 | 0.00075955 | EPA/NEI; Estimated using an emission factor | 182227.684 | 0.069205
2021 | CA | CalPeak Power - Vaca Dixon | 55499 | CAMX | WECC California | NG | 60.5 |  | 20769 | 222810.603 | 0.59879 | 0.057662 | 0.0053749 | EPA/NEI; Estimated using an emission factor | 222810.603 | 0.59879
2021 | CA | Calpine Gilroy Cogen, LP | 10034 | CAMX | WECC California | NG | 130 | 0.77894 | 100667 | 686770.835 | 1.8452 | 0.036659 | 0.0053736 | NEI avg EF - PM, fuel type, firing type | 881677.992 | 2.3689
2021 | CA | Calpine Sutter Energy Center | 55112 | CAMX | WECC California | NG | 636 |  | 1838616 | 13606147.555 | 36.5567 | 0.039765 | 0.0053736 | NEI avg EF - PM, fuel type, firing type | 13606147.555 | 36.5567
2021 | CA | CalRenew-1 | 56768 | CAMX | WECC California | SUN | 5 |  | 5268 |  |  | 0 |  |  |  | 0
2021 | CA | CalTech - Pasadena | 65202 | CAMX | WECC California | NG | 1 |  | 8581 |  | 0 | 0 |  | Estimated using an emission factor |  | 0
2021 | CA | CalTech - Pasadena (PPA) | 65193 | CAMX | WECC California | NG | 1 |  | 7716 |  | 0 | 0 |  | Estimated using an emission factor |  | 0
2021 | CA | CalTech - Pasadena Wilson Ave | 65361 | CAMX | WECC California | NG | 1
2021 | CA | Caltech Central | 57460 | CAMX | WECC California | NG | 1.1 |  | 7166.005 |  | 0 | 0 |  | Estimated using an emission factor |  | 0
2021 | CA | Camanche | 537 | CAMX | WECC California | WAT | 10.8 |  | 8628.999 |  |  | 0 |  |  |  | 0
2021 | CA | Cameron Ridge LLC | 10586 | CAMX | WECC California | WND | 59.6 |  | 171680 |  |  | 0 |  |  |  | 0
2021 | CA | Camino | 430 | CAMX | WECC California | WAT | 157.8 |  | 107687 |  |  | 0 |  |  |  | 0
2021 | CA | Camp Far West | 531 | CAMX | WECC California | WAT | 7.2 |  | 1925 |  |  | 0 |  |  |  | 0
2021 | CA | Campbell Power Plant | 7552 | CAMX | WECC California | NG | 173.9 | 0.96552 | 631222 | 5043222.439 | 5.7326 | 0.018164 | 0.0022734 | EPA/NEI | 5223336.466 | 5.9374
2021 | CA | Campo Verde Solar | 58467 | CAMX | WECC California | SUN | 147.4 |  | 345627 |  |  | 0 |  |  |  | 0
2021 | CA | Canal Energy S23, LLC | 65740 | CAMX | WECC California | SUN | 4.1 |  | 0
2021 | CA | Cantua Solar Station | 57522 | CAMX | WECC California | SUN | 20 |  | 40360 |  |  | 0 |  |  |  | 0
2021 | CA | Canyon Crest Academy | 60568 | CAMX | WECC California | MWH | 1 |  | -25 | 0 |  | 0 |  |  | 0 | 0
2021 | CA | Canyon Power Plant | 57027 | CAMX | WECC California | NG | 200 |  | 67679 | 716360.324 | 1.9146 | 0.056578 | 0.0053452 | EPA/NEI | 716360.324 | 1.9146
2021 | CA | Caribou 1 | 222 | CAMX | WECC California | WAT | 73.8 |  | 35588.999 |  |  | 0 |  |  |  | 0
2021 | CA | Caribou 2 | 223 | CAMX | WECC California | WAT | 117.9 |  | 158880 |  |  | 0 |  |  |  | 0
2021 | CA | Carson Cogeneration Company | 10169 | CAMX | WECC California | NG | 55.8 | 1 | 15775 | 146263.283 | 0.39298 | 0.049823 | 0.0053736 | NEI avg EF - PM, fuel type, firing type | 146263.283 | 0.39298
2021 | CA | Carson Power Plant | 7527 | CAMX | WECC California | NG | 125.5 | 0.81133 | 236915 | 1802130.165 | 0.20331 | 0.0017163 | 0.00022564 | EPA/NEI | 2221209.712 | 0.25059
2021 | CA | Cascade Solar | 58590 | CAMX | WECC California | SUN | 18.5 |  | 51674 |  |  | 0 |  |  |  | 0
2021 | CA | Castaic | 392 | CAMX | WECC California | WAT | 1682 |  | 118774.002 |  |  | 0 |  |  |  | 0
2021 | CA | Castaic Lake Phase II | 63385 | CAMX | WECC California | SUN | 3.5 |  | 7928 |  |  | 0 |  |  |  | 0
2021 | CA | Castle Rock Vineyards | 57870 | CAMX | WECC California | SUN | 1 |  | 887 |  |  | 0 |  |  |  | 0
2021 | CA | Castor Solar | 60277 | CAMX | WECC California | SUN | 1.5 |  | 3121 |  |  | 0 |  |  |  | 0
2021 | CA | Catalina Express | 64836 | CAMX | WECC California | SUN | 1 |  | 1833 |  |  | 0 |  |  |  | 0
2021 | CA | Catalina Solar 2, LLC | 59334 | CAMX | WECC California | SUN | 18 |  | 48205 |  |  | 0 |  |  |  | 0
2021 | CA | Catalina Solar LLC | 57708 | CAMX | WECC California | SUN | 110 |  | 250127 |  |  | 0 |  |  |  | 0
2021 | CA | CBS Studio Center | 58440 | CAMX | WECC California | NG | 2.4 |  | 5593.998 |  | 0 | 0 |  | Estimated using an emission factor |  | 0
2021 | CA | CBS Television City | 58253 | CAMX | WECC California | NG | 2.8 |  | 6410.999 |  | 0 | 0 |  | EPA/NEI; Estimated using an emission factor |  | 0
2021 | CA | CCCSD Wastewater Treatment Plnt | 57573 | CAMX | WECC California | NG | 3.5 | 0.37689 | 22185 | 131564.276 | 0.52734 | 0.04754 | 0.0080165 | NEI avg EF - PM, fuel type | 349075 | 1.3992
2021 | CA | CDCR (CA) - Corcoran State Prison | 61620 | CAMX | WECC California | SUN | 5 |  | 7460 |  |  | 0 |  |  |  | 0
2021 | CA | CDCR (CA) - Pleasant Valley State Prison | 59748 | CAMX | WECC California | SUN | 1.2 |  | 2897 |  |  | 0 |  |  |  | 0
2021 | CA | CDCR (CA) - Solano State Prison | 61619 | CAMX | WECC California | SUN | 1.1 |  | 2129 |  |  | 0 |  |  |  | 0
2021 | CA | CDCR (CA) - Wasco State Prison | 61621 | CAMX | WECC California | SUN | 1.5 |  | 3143 |  |  | 0 |  |  |  | 0
2021 | CA | CE Leathers | 10631 | AZNM | WECC Southwest | GEO | 45.5 |  | 338975 |  |  | 0 |  |  |  | 0
2021 | CA | CE Turbo LLC | 55984 | AZNM | WECC Southwest | GEO | 11.5 |  | 55589 |  |  | 0 |  |  |  | 0
2021 | CA | CED Avenal | 60077 | CAMX | WECC California | SUN | 15.8 |  | 44880 |  |  | 0 |  |  |  | 0
2021 | CA | CED Ducor 1 | 60078 | CAMX | WECC California | SUN | 20 |  | 48284 |  |  | 0 |  |  |  | 0
2021 | CA | CED Ducor 2 | 60079 | CAMX | WECC California | SUN | 20 |  | 48195 |  |  | 0 |  |  |  | 0
2021 | CA | CED Ducor 3 | 60080 | CAMX | WECC California | SUN | 15 |  | 35935 |  |  | 0 |  |  |  | 0
2021 | CA | CED Ducor 4 | 60081 | CAMX | WECC California | SUN | 20 |  | 47964 |  |  | 0 |  |  |  | 0
2021 | CA | Center Generating Station | 56475 | CAMX | WECC California | NG | 59.8 |  | 22631 | 254345.641 | 1.0195 | 0.090096 | 0.0080165 | NEI avg EF - PM, fuel type, firing type | 254345.641 | 1.0195
2021 | CA | Centerville PH | 224 | CAMX | WECC California | WAT | 6.4
2021 | CA | Centinela Solar Energy | 58430 | CAMX | WECC California | SUN | 174.8 |  | 501645.001 |  |  | 0 |  |  |  | 0
2021 | CA | Centinela State Prison | 64519 | AZNM | WECC Southwest | SUN | 6 |  | 17953 |  |  | 0 |  |  |  | 0
2021 | CA | Central 40 | 63940 | CAMX | WECC California | SUN | 40 |  | 94995 |  |  | 0 |  |  |  | 0
2021 | CA | Central Antelope Dry Ranch B LLC | 60281 | CAMX | WECC California | SUN | 3 |  | 8370 |  |  | 0 |  |  |  | 0
2021 | CA | Central Antelope Dry Ranch C | 59963 | CAMX | WECC California | SUN | 20 |  | 34915 |  |  | 0 |  |  |  | 0
2021 | CA | Central CA Fuel Cell 1 | 63439 | CAMX | WECC California | NG | 2.8 | 1 | 20682 |  | 0 | 0 |  | Estimated using an emission factor |  | 0
2021 | CA | Central Utilities Plant LAX 2 | 58258 | CAMX | WECC California | NG | 9.2 | 0.39803 | 37573 | 190644.306 | 0.76415 | 0.040675 | 0.0080165 | NEI avg EF - PM, fuel type | 478974 | 1.9198
2021 | CA | Central Valley Ag Power | 58978 | CAMX | WECC California | OBG | 1.5 |  | 0
2021 | CA | Century Generating Facility | 55934 | CAMX | WECC California | NG | 44.8 |  | 614 | 8482 | 0.033998 | 0.11074 | 0.0080165 | NEI avg EF - PM, fuel type | 8482 | 0.033998
2021 | CA | CES Placerita Power Plant | 10677 | CAMX | WECC California | NG | 90
2021 | CA | CFW Solar X LLC - Vaughn | 62378 | CAMX | WECC California | SUN | 1.6 |  | 3156 |  |  | 0 |  |  |  | 0
2021 | CA | Chaffey College Rancho Cucamonga Campus | 62150 | CAMX | WECC California | SUN | 4 |  | 7577 |  |  | 0 |  |  |  | 0
2021 | CA | Chalk Cliff Limited | 50003 | CAMX | WECC California | NG | 46 | 0.76829 | 17975 | 132112.943 | 0.52954 | 0.05892 | 0.0080165 | NEI avg EF - PM, fuel type | 171957 | 0.68925
2021 | CA | Chambers 4 - Eastvale DCA2 | 65255 | CAMX | WECC California | SUN | 1.5 |  | 1813 |  |  | 0 |  |  |  | 0
2021 | CA | Chambers 4 - Eastvale LGB3 | 65238 | CAMX | WECC California | SUN | 2.4 |  | 2913 |  |  | 0 |  |  |  | 0
2021 | CA | Chambers 4 - Redland LGB4 | 65251 | CAMX | WECC California | SUN | 1.9 |  | 2406 |  |  | 0 |  |  |  | 0
2021 | CA | Chambers 4 - Rialto LGB8 | 65253 | CAMX | WECC California | SUN | 2.2 |  | 2814 |  |  | 0 |  |  |  | 0
2021 | CA | Chambers 4 - Riverside LGB6 | 65252 | CAMX | WECC California | SUN | 2.4 |  | 2913 |  |  | 0 |  |  |  | 0
2021 | CA | Chambers 4 - Sacramento SMF1 | 65254 | CAMX | WECC California | SUN | 2.7 |  | 2912 |  |  | 0 |  |  |  | 0
2021 | CA | Chambers 4 - San Bernardino SNA7 | 65256 | CAMX | WECC California | SUN | 2 |  | 2453 |  |  | 0 |  |  |  | 0
2021 | CA | Chevron - Lost Hills Hybrid | 63545 | CAMX | WECC California | SUN | 30 |  | 75024 |  |  | 0 |  |  |  | 0
2021 | CA | Chicago Park | 412 | CAMX | WECC California | WAT | 44 |  | 66756 |  |  | 0 |  |  |  | 0
2021 | CA | Childrens Hospital | 10175 | CAMX | WECC California | NG | 11.3 | 0.45815 | 26256.999 | 190246.576 | 0.77169 | 0.058779 | 0.0081125 | EPA/NEI; Estimated using an emission factor | 415252.001 | 1.6844
2021 | CA | Chili Bar | 225 | CAMX | WECC California | WAT | 8.3 |  | 7188 |  |  | 0 |  |  |  | 0
2021 | CA | Chowchilla II | 56185 | CAMX | WECC California | NG | 49.6 |  | 45074.992 | 459318 | 0.096916 | 0.0043002 | 0.000422 | Estimated using an emission factor | 459318 | 0.096916
2021 | CA | Chuckawalla Solar | 58506 | CAMX | WECC California | SUN | 4 |  | 6743 |  |  | 0 |  |  |  | 0
2021 | CA | Chuckawalla Valley State Prison | 57011 | CAMX | WECC California | SUN | 1 |  | 1479 |  |  | 0 |  |  |  | 0
2021 | CA | Chula Vista Energy Center | 55540 | CAMX | WECC California | NG | 37.2 |  | 4800 | 74133.791 | 0.71405 | 0.29752 | 0.019264 | EPA/NEI | 74133.791 | 0.71405
2021 | CA | CID Solar (CA) | 63204 | CAMX | WECC California | SUN | 2 |  | 4254 |  |  | 0 |  |  |  | 0
2021 | CA | CID Solar, LLC | 59183 | CAMX | WECC California | SUN | 20 |  | 49218 |  |  | 0 |  |  |  | 0
2021 | CA | Citizen B | 59738 | CAMX | WECC California | SUN | 5 |  | 5032 |  |  | 0 |  |  |  | 0
2021 | CA | Citizens Imperial Solar | 62052 | AZNM | WECC Southwest | SUN | 30 |  | 76787 |  |  | 0 |  |  |  | 0
2021 | CA | City of Hayward WWTP | 58525 | CAMX | WECC California | OBG | 2.7 | 1 | 10944 | 76172 | 0.55986 | 0.10231 | 0.0147 | EPA/NEI; Estimated using an emission factor | 76172 | 0.55986
2021 | CA | City of Madera WWTP | 57682 | CAMX | WECC California | SUN | 1.2 |  | 1388 |  |  | 0 |  |  |  | 0
2021 | CA | City of Palo Alto | 57714 | CAMX | WECC California | NG | 4.4 |  | 0
2021 | CA | City of Soledad Water Reclamation | 59329 | CAMX | WECC California | WND | 1 |  | 4176 |  |  | 0 |  |  |  | 0
2021 | CA | City of Tulare Water Facility | 59395 | CAMX | WECC California | OBG | 9.2 | 1 | 24519 |  | 0 | 0 |  | EPA/NEI; Estimated using an emission factor |  | 0
2021 | CA | Civic Center | 10623 | CAMX | WECC California | NG | 34.5 | 0 | 0 | 0 | 0 |  |  | EPA/NEI; Estimated using an emission factor | 541101.762 | 0.11417
2021 | CA | Clear Lake Hydro Project | 50128 | CAMX | WECC California | WAT | 2.5
2021 | CA | Clearwater Power Plant | 56356 | CAMX | WECC California | NG | 49 | 0.78132 | 13862 | 97578.56 | 0.26217 | 0.037826 | 0.0053736 | EPA/NEI; Estimated using an emission factor | 124888.839 | 0.33555
2021 | CA | Cloverdale Solar Center | 60813 | CAMX | WECC California | SUN | 1 |  | 2326 |  |  | 0 |  |  |  | 0
2021 | CA | Cloverdale Solar I | 58949 | CAMX | WECC California | SUN | 1.5 |  | 740 |  |  | 0 |  |  |  | 0
2021 | CA | Coachella | 6060 | AZNM | WECC Southwest | NG | 92.4 |  | 3948 | 80323 | 0.32195 | 0.1631 | 0.0080165 | NEI avg EF - PM, fuel type | 80323 | 0.32195
2021 | CA | Coachella Hills Wind | 64323 | CAMX | WECC California | WND | 61.2 |  | 159858 |  |  | 0 |  |  |  | 0
2021 | CA | Coalinga 25D Cogen | 52086 | CAMX | WECC California | NG | 13.6 | 0.32225 | 67026 | 346194.872 | 1.3876 | 0.041406 | 0.0080165 | NEI avg EF - PM, fuel type | 1074300 | 4.3061
2021 | CA | Coalinga 6C Cogen | 52083 | CAMX | WECC California | NG | 6.8
2021 | CA | Coalinga Cogeneration Facility | 50131 | CAMX | WECC California | NG | 38.4 | 1 | 0
2021 | CA | Coalinga Cogeneration Facility | 50750 | CAMX | WECC California | NG | 6.8 | 0.32315 | 41628 | 224986.577 | 0.9018 | 0.043327 | 0.0080165 | NEI avg EF - PM, fuel type | 696222 | 2.7906
2021 | CA | Cold Canyon 1 | 58379 | CAMX | WECC California | LFG | 1.5 |  | 11037 | 123160 | 0.90523 | 0.16403 | 0.0147 | Estimated using an emission factor | 123160 | 0.90523
2021 | CA | Coleman PH | 227 | CAMX | WECC California | WAT | 12.1 |  | 26724 |  |  | 0 |  |  |  | 0
2021 | CA | Colgate | 454 | CAMX | WECC California | WAT | 315 |  | 518171 |  |  | 0 |  |  |  | 0
2021 | CA | Colgreen North Shore Solar Farm | 60825 | AZNM | WECC Southwest | SUN | 74.8 |  | 182341 |  |  | 0 |  |  |  | 0
2021 | CA | Collierville Powerhouse | 54555 | CAMX | WECC California | WAT | 253 |  | 186609 |  |  | 0 |  |  |  | 0
2021 | CA | Collins Pine Project | 10661 | CAMX | WECC California | WDS | 5 | 0.023557 | 1845 | 10698.79 | 0.055524 | 0.060188 | 0.010379 | NEI avg EF - PM, fuel type | 454168 | 2.357
2021 | CA | Colon PV | 59798 | CAMX | WECC California | SUN | 1.3 |  | 2019 |  |  | 0 |  |  |  | 0
2021 | CA | Colton Solar One, LLC | 59597 | CAMX | WECC California | SUN | 2.5 |  | 4747 |  |  | 0 |  |  |  | 0
2021 | CA | Colton Solar Two, LLC | 59598 | CAMX | WECC California | SUN | 1 |  | 1819 |  |  | 0 |  |  |  | 0
2021 | CA | Columbia Solar Energy, LLC | 59979 | CAMX | WECC California | SUN | 19.2 |  | 32565 |  |  | 0 |  |  |  | 0
2021 | CA | Colusa Generating Station | 56532 | CAMX | WECC California | NG | 712.4 |  | 2193033 | 16019065.891 | 4.6353 | 0.0042273 | 0.00057872 | EPA/NEI | 16019065.891 | 4.6353
2021 | CA | Combie South | 846 | CAMX | WECC California | WAT | 1.5 |  | 2373 |  |  | 0 |  |  |  | 0
2021 | CA | Comcast - Universal City | 65211 | CAMX | WECC California | NG | 1 |  | 2106 |  | 0 | 0 |  | Estimated using an emission factor |  | 0
2021 | CA | Community Solar 1 | 58545 | AZNM | WECC Southwest | SUN | 5.7 |  | 13631 |  |  | 0 |  |  |  | 0
2021 | CA | Control Gorge | 393 | CAMX | WECC California | WAT | 37.5 |  | 29264 |  |  | 0 |  |  |  | 0
2021 | CA | Copco 1 | 294 | NWPP | WECC Northwest | WAT | 20 |  | 62388 |  |  | 0 |  |  |  | 0
2021 | CA | Copco 2 | 295 | NWPP | WECC Northwest | WAT | 27 |  | 78903 |  |  | 0 |  |  |  | 0
2021 | CA | Coram Energy LLC | 54299 | CAMX | WECC California | WND | 3 |  | 6952 |  |  | 0 |  |  |  | 0
2021 | CA | Coram Energy LLC (ECT) | 54298 | CAMX | WECC California | WND | 7.5 |  | 19184 |  |  | 0 |  |  |  | 0
2021 | CA | Coram Tehachapi | 54750 | CAMX | WECC California | WND | 6.5 |  | 7895 |  |  | 0 |  |  |  | 0
2021 | CA | Corcoran | 60450 | CAMX | WECC California | SUN | 1.1 |  | 2045 |  |  | 0 |  |  |  | 0
2021 | CA | Corcoran Solar | 58374 | CAMX | WECC California | SUN | 20 |  | 48544 |  |  | 0 |  |  |  | 0
2021 | CA | Corcoran Solar 2 | 59413 | CAMX | WECC California | SUN | 19.8 |  | 49964 |  |  | 0 |  |  |  | 0
2021 | CA | Corcoran Solar 3 | 59900 | CAMX | WECC California | SUN | 20 |  | 50222 |  |  | 0 |  |  |  | 0
2021 | CA | CoreSite Real Estate 1656 McCarthy, L.P. | 61475 | CAMX | WECC California | DFO | 5 |  | 0
2021 | CA | CoreSite Real Estate 2901 Coronado, L.P. | 61476 | CAMX | WECC California | DFO | 10 |  | 0
2021 | CA | CoreSite Real Estate 2972 Stender, L.P. | 61464 | CAMX | WECC California | DFO | 12 |  | 0
2021 | CA | CoreSite Real Estate 3032 Coronado, L.P. | 61482 | CAMX | WECC California | DFO | 30 |  | 0
2021 | CA | CoreSite Real Estate 55 S. Market Street | 61474 | CAMX | WECC California | DFO | 8 |  | 0
2021 | CA | Corona | 480 | CAMX | WECC California | WAT | 2.9 |  | 6647 |  |  | 0 |  |  |  | 0
2021 | CA | Coronal Lost Hills | 59638 | CAMX | WECC California | SUN | 20 |  | 51321 |  |  | 0 |  |  |  | 0
2021 | CA | Coronus Adelanto West 1 | 59536 | CAMX | WECC California | SUN | 1.5 |  | 3321 |  |  | 0 |  |  |  | 0
2021 | CA | Coronus Adelanto West 2 | 59537 | CAMX | WECC California | SUN | 1.5 |  | 3272 |  |  | 0 |  |  |  | 0
2021 | CA | Coso Energy Developers | 10875 | CAMX | WECC California | GEO | 90 |  | 308112.999 |  |  | 0 |  |  |  | 0
2021 | CA | Coso Finance Partners | 10873 | CAMX | WECC California | GEO | 92.2 |  | 454163.001 |  |  | 0 |  |  |  | 0
2021 | CA | Coso Power Developers | 10874 | CAMX | WECC California | GEO | 90 |  | 364493.001 |  |  | 0 |  |  |  | 0
2021 | CA | Cosumnes Power Plant | 55970 | CAMX | WECC California | NG | 556.8 |  | 4013073 | 28354661.566 | 23.6208 | 0.011772 | 0.0016661 | EPA/NEI | 28354661.566 | 23.6208
2021 | CA | Cottonwood | 394 | CAMX | WECC California | WAT | 1.6 |  | 877 |  |  | 0 |  |  |  | 0
2021 | CA | Cottonwood Solar, LLC (City of Corcoran) | 59087 | CAMX | WECC California | SUN | 12 |  | 26804 |  |  | 0 |  |  |  | 0
2021 | CA | Cottonwood Solar, LLC (Goose Lake) | 59086 | CAMX | WECC California | SUN | 12 |  | 33232 |  |  | 0 |  |  |  | 0
2021 | CA | Cottonwood Solar, LLC Cottonwood Carport | 59703 | CAMX | WECC California | SUN | 1 |  | 1529 |  |  | 0 |  |  |  | 0
2021 | CA | County of San Diego COC Hybrid | 64601 | CAMX | WECC California | SUN | 2.1 |  | 2855 | 0 |  | 0 |  |  | 0 | 0
2021 | CA | County of San Diego SBRC | 62242 | CAMX | WECC California | SUN | 1.3 |  | 2356 |  |  | 0 |  |  |  | 0
2021 | CA | Covanta Delano Energy | 10840 | CAMX | WECC California | NG | 57 |  | 0 | 0 | 0 |  |  | NEI avg EF - PM, fuel type | 0 | 0
2021 | CA | Covanta Mendota | 10837 | CAMX | WECC California | WDS | 28
2021 | CA | Covanta Stanislaus Energy | 50632 | CAMX | WECC California | MSW | 24 |  | 131183 | 2810506.034 |  |  |  |  | 2810506.034
2021 | CA | Cove Hydroelectric | 10707 | CAMX | WECC California | WAT | 5 |  | 2565 |  |  | 0 |  |  |  | 0
2021 | CA | Cow Creek | 229 | CAMX | WECC California | WAT | 1.4 |  | 3769 |  |  | 0 |  |  |  | 0
2021 | CA | Coyote Creek | 483 | CAMX | WECC California | WAT | 3.1 |  | 9 |  |  | 0 |  |  |  | 0
2021 | CA | Crafton Hills College Solar Farm | 58170 | CAMX | WECC California | SUN | 1.3 |  | 1053 |  |  | 0 |  |  |  | 0
2021 | CA | Creed Energy Center | 55625 | CAMX | WECC California | NG | 47 |  | 14389 | 163171.967 | 0.43708 | 0.060753 | 0.0053574 | EPA/NEI | 163171.967 | 0.43708
2021 | CA | Cresta | 231 | CAMX | WECC California | WAT | 73.8 |  | 124158 |  |  | 0 |  |  |  | 0
2021 | CA | Crockett Cogen Project | 55084 | CAMX | WECC California | NG | 247.4 | 0.6412 | 1306681 | 7855474.408 | 1.6575 | 0.002537 | 0.000422 | Estimated using an emission factor | 12251224.948 | 2.585
2021 | CA | Crown Cooling Facility | 58527 | AZNM | WECC Southwest | SUN | 1 |  | 796 |  |  | 0 |  |  |  | 0
2021 | CA | CSD 2 - Heritage High | 59130 | CAMX | WECC California | SUN | 1.3 |  | 1812 |  |  | 0 |  |  |  | 0
2021 | CA | CSD 2- Freedom High | 59129 | CAMX | WECC California | SUN | 0.9 |  | 1347 |  |  | 0 |  |  |  | 0
2021 | CA | CST001 McCarthy Fuel Cell | 63701 | CAMX | WECC California | NG | 1.2 |  | 9568 |  | 0 | 0 |  | Estimated using an emission factor |  | 0
2021 | CA | CSU East Bay | 57042 | CAMX | WECC California | NG | 1.4 | 0.41919 | 1307 |  | 0 | 0 |  | Estimated using an emission factor |  | 0
2021 | CA | CSU Fresno Solar Project | 56813 | CAMX | WECC California | SUN | 1 |  | 1059 |  |  | 0 |  |  |  | 0
2021 | CA | CSU Long Beach | 63611 | CAMX | WECC California | MWH | 2.5
2021 | CA | CSU Long Beach Lots 7 & 14 | 62028 | CAMX | WECC California | SUN | 4.5 |  | 7288 |  |  | 0 |  |  |  | 0
2021 | CA | CSU Northridge Plant | 58422 | CAMX | WECC California | SUN | 0.6 | 1 | 999 |  |  | 0 |  |  |  | 0
2021 | CA | CSU San Jose State University | 64401 | CAMX | WECC California | SUN | 1.7 |  | 0
2021 | CA | CSUCI Site Authority | 50851 | CAMX | WECC California | NG | 31.1 | 0.7796 | 4563 | 31665.924 | 0.085079 | 0.037291 | 0.0053736 | EPA/NEI; Estimated using an emission factor | 40618.218 | 0.10913
2021 | CA | CSUF Nutwood Solar | 60979 | CAMX | WECC California | SUN | 1.9 |  | 3373 |  |  | 0 |  |  |  | 0
2021 | CA | CSUF State College | 60978 | CAMX | WECC California | SUN | 1 |  | 1696 |  |  | 0 |  |  |  | 0
2021 | CA | CSUF Trigeneration | 58169 | CAMX | WECC California | NG | 8.9 | 0.54948 | 36130.001 | 170411.85 | 0.68305 | 0.037811 | 0.0080165 | EPA/NEI; Estimated using an emission factor | 310133 | 1.2431
2021 | CA | CTV Power Purchase Contract Trust | 54300 | CAMX | WECC California | WND | 4.6 |  | 6832 |  |  | 0 |  |  |  | 0
2021 | CA | Cuyama Solar, LLC | 60043 | CAMX | WECC California | SUN | 40 |  | 77635 |  |  | 0 |  |  |  | 0
2021 | CA | Cuyamaca Peak Energy | 55512 | CAMX | WECC California | NG | 48.7 |  | 8182 | 93905.676 | 0.3764 | 0.092006 | 0.0080165 | EPA/NEI; Estimated using an emission factor | 93905.676 | 0.3764
2021 | CA | Cymric 31X Cogen | 52081 | CAMX | WECC California | NG | 6.8 | 0.35137 | 41848 | 216465.68 | 0.86765 | 0.041467 | 0.0080165 | NEI avg EF - PM, fuel type | 616067 | 2.4693
2021 | CA | Cymric 36W Cogen | 52104 | CAMX | WECC California | NG | 12.4 | 0.32872 | 57943 | 303818.835 | 1.2178 | 0.042034 | 0.0080165 | NEI avg EF - PM, fuel type | 924235 | 3.7046
2021 | CA | Cymric 6Z Cogen | 52082 | CAMX | WECC California | NG | 6.8 | 0.3436 | 43309 | 222933.038 | 0.89357 | 0.041265 | 0.0080165 | NEI avg EF - PM, fuel type | 648822 | 2.6006
2021 | CA | Danell Bros Inc | 65364 | CAMX | WECC California | SUN | 2.6 |  | 1045 |  |  | 0 |  |  |  | 0
2021 | CA | D'Arrigo Brothers - Phase 4 | 63486 | CAMX | WECC California | SUN | 1.7 |  | 3084 |  |  | 0 |  |  |  | 0
2021 | CA | DATS | 63612 | CAMX | WECC California | MWH | 1
2021 | CA | De Sabla | 232 | CAMX | WECC California | WAT | 18.4 |  | 37475 |  |  | 0 |  |  |  | 0
2021 | CA | Deadwood Creek | 7507 | CAMX | WECC California | WAT | 2 |  | 181 |  |  | 0 |  |  |  | 0
2021 | CA | Dedeaux | 63674 | CAMX | WECC California | SUN | 0.9
2021 | CA | Deer Creek 2 | 64861 | CAMX | WECC California | SUN | 1.3 |  | 353 |  |  | 0 |  |  |  | 0
2021 | CA | Deer Creek PH | 233 | CAMX | WECC California | WAT | 5.5 |  | 18173 |  |  | 0 |  |  |  | 0
2021 | CA | Del Ranch Company | 10632 | AZNM | WECC Southwest | GEO | 45.5 |  | 278273 |  |  | 0 |  |  |  | 0
2021 | CA | Delano Energy Center, LLC | 58122 | CAMX | WECC California | NG | 60.5 |  | 11143 | 119949.161 | 0.053093 | 0.0095294 | 0.00088526 | EPA/NEI | 119949.161 | 0.053093
2021 | CA | Delano Land 1 | 61116 | CAMX | WECC California | SUN | 1 |  | 1790 |  |  | 0 |  |  |  | 0
2021 | CA | Delta Energy Center, LLC | 55333 | CAMX | WECC California | NG | 943.5 |  | 4465081 | 31818808.952 | 85.4901 | 0.038293 | 0.0053736 | NEI avg EF - PM, fuel type, firing type | 31818808.952 | 85.4901
2021 | CA | Department of Justice | 64517 | CAMX | WECC California | SUN | 2.4 |  | 4053 |  |  | 0 |  |  |  | 0
2021 | CA | Depot Park Solar System | 58119 | CAMX | WECC California | SUN | 3 |  | 4319 |  |  | 0 |  |  |  | 0
2021 | CA | Dept of General Services -FTB | 60861 | CAMX | WECC California | SUN | 2.7 |  | 5098 |  |  | 0 |  |  |  | 0
2021 | CA | Desert Green Solar Farm LLC | 57959 | CAMX | WECC California | SUN | 6.3 |  | 12074 |  |  | 0 |  |  |  | 0
2021 | CA | Desert Harvest II LLC | 64103 | CAMX | WECC California | SUN | 105 |  | 185765 | 0 |  | 0 |  |  | 0 | 0
2021 | CA | Desert Harvest, LLC | 62177 | CAMX | WECC California | SUN | 80 |  | 245676 |  |  | 0 |  |  |  | 0
2021 | CA | Desert Hot Springs Solar | 58514 | CAMX | WECC California | SUN | 2.3 |  | 5695 |  |  | 0 |  |  |  | 0
2021 | CA | Desert Sunlight 250, LLC | 58542 | CAMX | WECC California | SUN | 249.7 |  | 587991 |  |  | 0 |  |  |  | 0
2021 | CA | Desert Sunlight 300, LLC | 57993 | CAMX | WECC California | SUN | 313.7 |  | 696347.002 |  |  | 0 |  |  |  | 0
2021 | CA | Desert View Power | 10300 | AZNM | WECC Southwest | WDS | 55.5 |  | 308328 | 4997126.88 | 25.9335 | 0.16822 | 0.010379 | NEI avg EF - PM, fuel type | 4997126.88 | 25.9335
2021 | CA | Devil Canyon | 436 | CAMX | WECC California | WAT | 276.2 |  | 190609 |  |  | 0 |  |  |  | 0
2021 | CA | DGS Central California Womens Facility | 63419 | CAMX | WECC California | SUN | 2 |  | 3777 |  |  | 0 |  |  |  | 0
2021 | CA | DGS Central Utility Plant | 58593 | CAMX | WECC California | DFO | 3.9 | 1 | 0
2021 | CA | DGS Valley State Prison | 63947 | CAMX | WECC California | SUN | 2.3 |  | 3795 |  |  | 0 |  |  |  | 0
2021 | CA | DGS Wasco State Prison | 63418 | CAMX | WECC California | SUN | 2.3 |  | 4798 |  |  | 0 |  |  |  | 0
2021 | CA | Diablo Canyon | 6099 | CAMX | WECC California | NUC | 2323 |  | 16477366 |  |  | 0 |  |  |  | 0
2021 | CA | Diablo Winds LLC | 56271 | CAMX | WECC California | WND | 18 |  | 49607 |  |  | 0 |  |  |  | 0
2021 | CA | Diamond H Dairy Power | 64622 | CAMX | WECC California | OBG | 2 |  | 2518 | 23715 | 0.17431 | 0.13845 | 0.0147 | Estimated using an emission factor | 23715 | 0.17431
2021 | CA | Diamond Valley Lake | 7942 | CAMX | WECC California | WAT | 29.7 |  | 4404.996 |  |  | 0 |  |  |  | 0
2021 | CA | Diamond Valley Solar Project | 59405 | CAMX | WECC California | SUN | 1.3 |  | 2591 |  |  | 0 |  |  |  | 0
2021 | CA | Difwind Farms Ltd VI | 54686 | CAMX | WECC California | WND | 27.1 |  | 27921 |  |  | 0 |  |  |  | 0
2021 | CA | Dillon Wind LLC | 56791 | CAMX | WECC California | WND | 45 |  | 147943 |  |  | 0 |  |  |  | 0
2021 | CA | Dinosaur Point | 10005 | CAMX | WECC California | WND | 17.4 |  | 14693 |  |  | 0 |  |  |  | 0
2021 | CA | Dinuba Energy | 60100 | CAMX | WECC California | AB | 11.5 |  | 0 | 0 | 0 |  |  | Estimated using an emission factor | 0 | 0
2021 | CA | Dinuba Wastewater Treatment Plant | 57827 | CAMX | WECC California | SUN | 1 |  | 1473 |  |  | 0 |  |  |  | 0
2021 | CA | Dion R Holm | 380 | CAMX | WECC California | WAT | 156.8 |  | 346441 |  |  | 0 |  |  |  | 0
2021 | CA | DirecTV - Los Angeles | 65200 | CAMX | WECC California | NG | 1 |  | 6852 |  | 0 | 0 |  | Estimated using an emission factor |  | 0
2021 | CA | Disney Prospect | 62571 | CAMX | WECC California | NG | 1 |  | 7150 |  | 0 | 0 |  | Estimated using an emission factor |  | 0
2021 | CA | Dissigno Healdsburg FPV, LLC | 64308 | CAMX | WECC California | SUN | 3 |  | 6159 |  |  | 0 |  |  |  | 0
2021 | CA | Division 1 | 59094 | CAMX | WECC California | SUN | 1.5 |  | 1879 |  |  | 0 |  |  |  | 0
2021 | CA | Division 2 | 59095 | CAMX | WECC California | SUN | 1 |  | 1599 |  |  | 0 |  |  |  | 0
2021 | CA | Division 3 | 59096 | CAMX | WECC California | SUN | 1 |  | 1599 |  |  | 0 |  |  |  | 0
2021 | CA | Dome Project | 54449 | CAMX | WECC California | NG | 6 | 0.28115 | 46508 | 293819.609 | 1.1777 | 0.050645 | 0.0080165 | NEI avg EF - PM, fuel type | 1045053 | 4.1888
2021 | CA | Dominguez Plant | 52064 | CAMX | WECC California | WH | 5 | 1 | 12240 |  |  | 0 |  |  |  | 0
2021 | CA | Don Pedro | 439 | CAMX | WECC California | WAT | 170.8 |  | 175451.999 |  |  | 0 |  |  |  | 0
2021 | CA | Donaghy-Stockton | 65177 | CAMX | WECC California | SUN | 1.1 |  | 334 |  |  | 0 |  |  |  | 0
2021 | CA | Donald Von Raesfeld | 56026 | CAMX | WECC California | NG | 154 |  | 777781 | 6308788.443 | 1.1686 | 0.0030049 | 0.00037046 | EPA/NEI | 6308788.443 | 1.1686
2021 | CA | Donnells | 415 | CAMX | WECC California | WAT | 72 |  | 158087 |  |  | 0 |  |  |  | 0
2021 | CA | Dos Palos | 64693 | CAMX | WECC California | SUN | 1 |  | 241 |  |  | 0 |  |  |  | 0
2021 | CA | Double C Generation Limited Partnership | 50493 | CAMX | WECC California | NG | 49.8 |  | 18373 | 199639 | 0.8002 | 0.087106 | 0.0080165 | NEI avg EF - PM, fuel type | 199639 | 0.8002
2021 | CA | Downey | 63613 | CAMX | WECC California | MWH | 2
2021 | CA | Drews Generating Facility | 55935 | CAMX | WECC California | NG | 44.8 |  | 268 | 3485 | 0.013969 | 0.10424 | 0.0080165 | NEI avg EF - PM, fuel type | 3485 | 0.013969
2021 | CA | Drop 1 | 585 | AZNM | WECC Southwest | WAT | 5.7 |  | 10448.001 |  |  | 0 |  |  |  | 0
2021 | CA | Drop 2 (CA) | 385 | AZNM | WECC Southwest | WAT | 10 |  | 43014 |  |  | 0 |  |  |  | 0
2021 | CA | Drop 3 (CA) | 386 | AZNM | WECC Southwest | WAT | 9.2 |  | 40420 |  |  | 0 |  |  |  | 0
2021 | CA | Drop 4 | 387 | AZNM | WECC Southwest | WAT | 19.6 |  | 97817 |  |  | 0 |  |  |  | 0
2021 | CA | Drop 5 | 314 | AZNM | WECC Southwest | WAT | 4 |  | 11617 |  |  | 0 |  |  |  | 0
2021 | CA | Drum 1 | 235 | CAMX | WECC California | WAT | 49.2 |  | 43383.999 |  |  | 0 |  |  |  | 0
2021 | CA | Drum 2 | 236 | CAMX | WECC California | WAT | 53.1 |  | 163533 |  |  | 0 |  |  |  | 0
2021 | CA | DSH (CA) - Coalinga State Hospital | 59746 | CAMX | WECC California | SUN | 2 |  | 2484 |  |  | 0 |  |  |  | 0
2021 | CA | DTE Stockton | 54238 | CAMX | WECC California | WDS | 54 | 0.41427 | 372410 | 2355846.205 | 2.1188 | 0.011379 | 0.0017988 | EPA/NEI | 5686685.123 | 5.1145
2021 | CA | Dulles | 60182 | CAMX | WECC California | SUN | 2 |  | 2943 |  |  | 0 |  |  |  | 0
2021 | CA | Dutch Flat | 237 | CAMX | WECC California | WAT | 22 |  | 64161 |  |  | 0 |  |  |  | 0
2021 | CA | Dutch Flat 2 | 413 | CAMX | WECC California | WAT | 27.3 |  | 22877 |  |  | 0 |  |  |  | 0
2021 | CA | Dynegy Oakland Power Plant | 6211 | CAMX | WECC California | JF | 223.5 |  | 8109 | 125280 | 0.7204 | 0.17768 | 0.011501 | NEI avg EF - PM, fuel type | 125280 | 0.7204
2021 | CA | E&B Resources | 60446 | CAMX | WECC California | SUN | 1 |  | 0
2021 | CA | E. F. Oxnard Energy Facility | 10776 | CAMX | WECC California | NG | 48.5 | 1 | 2062 | 22251 | 0.089188 | 0.086506 | 0.0080165 | NEI avg EF - PM, fuel type, firing type | 22251 | 0.089188
2021 | CA | EAFB - North Base | 59132 | CAMX | WECC California | SUN | 1 |  | 2373 |  |  | 0 |  |  |  | 0
2021 | CA | EAFB - South Base | 59133 | CAMX | WECC California | SUN | 1 |  | 2204 |  |  | 0 |  |  |  | 0
2021 | CA | Eagle Creek | 63078 | CAMX | WECC California | SUN | 3 |  | 8219 |  |  | 0 |  |  |  | 0
2021 | CA | East Highline | 586 | AZNM | WECC Southwest | WAT | 2.4 |  | 3081 |  |  | 0 |  |  |  | 0
2021 | CA | East Portal Generator | 50375 | CAMX | WECC California | WAT | 1.2 |  | 3041 |  |  | 0 |  |  |  | 0
2021 | CA | East Winds Project | 50820 | CAMX | WECC California | WND | 3 |  | 5949 |  |  | 0 |  |  |  | 0
2021 | CA | EDF Renewable Windfarm V Inc | 54453 | CAMX | WECC California | WND | 15.5 |  | 24288 |  |  | 0 |  |  |  | 0
2021 | CA | Edom Hills Project 1 LLC | 50553 | CAMX | WECC California | WND | 20 |  | 25666 |  |  | 0 |  |  |  | 0
2021 | CA | Edward C Hyatt | 437 | CAMX | WECC California | WAT | 644.1 |  | 288723.999 |  |  | 0 |  |  |  | 0
2021 | CA | Edwards Air Force Base | 58076 | CAMX | WECC California | SUN | 3 |  | 1688.001 |  |  | 0 |  |  |  | 0
2021 | CA | Edwards Sanborn E2 | 64879 | CAMX | WECC California | SUN | 140.6 |  | 4527 |  |  | 0 |  |  |  | 0
2021 | CA | Edwards Sanborn E3 | 64877 | CAMX | WECC California | SUN | 41.1 |  | 1172 |  |  | 0 |  |  |  | 0
2021 | CA | El Cajon Energy Center | 57001 | CAMX | WECC California | NG | 60.5 |  | 6659 | 72301.153 | 0.2898 | 0.08704 | 0.0080165 | NEI avg EF - PM, fuel type, firing type | 72301.153 | 0.2898
2021 | CA | El Cajon Energy Storage | 60569 | CAMX | WECC California | MWH | 7.5 |  | -783 | 0 |  | 0 |  |  | 0 | 0
2021 | CA | El Centro | 389 | AZNM | WECC Southwest | NG | 388.3 |  | 952727 | 8398919.568 | 24.1563 | 0.05071 | 0.0057522 | NEI avg EF - PM, fuel type, firing type | 8398919.568 | 24.1563
2021 | CA | El Dorado | 238 | CAMX | WECC California | WAT | 20 |  | 28753 |  |  | 0 |  |  |  | 0
2021 | CA | El Dorado County | 64402 | CAMX | WECC California | SUN | 1.5 |  | 2280 |  |  | 0 |  |  |  | 0
2021 | CA | El Dorado Solar, LLC | 64700 | CAMX | WECC California | SUN | 1.5 |  | 649 |  |  | 0 |  |  |  | 0
2021 | CA | El Nido Facility | 56707 | CAMX | WECC California | WDS | 12.5 |  | 54001 | 1103396.625 | 5.7263 | 0.21208 | 0.010379 | NEI avg EF - PM, fuel type | 1103396.625 | 5.7263
2021 | CA | El Segundo | 330 | CAMX | WECC California | NG | 537.4 |  | 202972 | 1801696.655 | 2.7677 | 0.027272 | 0.0030723 | EPA/NEI | 1801696.655 | 2.7677
2021 | CA | El Segundo Cogen | 10213 | CAMX | WECC California | NG | 180.1 | 0.88858 | 1055859 | 11207791.573 | 28.7738 | 0.054503 | 0.0051346 | EPA/NEI; Estimated using an emission factor | 12613097.159 | 32.3816
2021 | CA | ELACC Photovoltaic Power Facility | 56814 | CAMX | WECC California | SUN | 1 |  | 0
2021 | CA | Electra | 239 | CAMX | WECC California | WAT | 102.5 |  | 171175.999 |  |  | 0 |  |  |  | 0
2021 | CA | Elevation Solar C | 59964 | CAMX | WECC California | SUN | 40 |  | 109280 |  |  | 0 |  |  |  | 0
2021 | CA | Elk Hills Cogen | 55950 | CAMX | WECC California | NG | 46.6 | 0.64494 | 7449 | 55449.014 | 0.22225 | 0.059673 | 0.0080165 | NEI avg EF - PM, fuel type | 85975 | 0.34461
2021 | CA | Elk Hills Power | 55400 | CAMX | WECC California | NG | 623 | 0.92997 | 3778136 | 22928327.133 | 59.5153 | 0.031505 | 0.0051914 | EPA/NEI | 24654920.146 | 63.997
2021 | CA | Ellwood | 8076 | CAMX | WECC California | NG | 58 |  | 1876 | 27705 | 0.11105 | 0.11839 | 0.0080165 | NEI avg EF - PM, fuel type | 27705 | 0.11105
2021 | CA | Elmore Company | 10634 | AZNM | WECC Southwest | GEO | 45.5 |  | 372382 |  |  | 0 |  |  |  | 0
2021 | CA | EMWD - Moreno Valley RWRF | 64406 | CAMX | WECC California | SUN | 2.4 |  | 890 |  |  | 0 |  |  |  | 0
2021 | CA | EMWD - Perris Valley RWRF | 64396 | CAMX | WECC California | SUN | 3.4 |  | 1610 |  |  | 0 |  |  |  | 0
2021 | CA | EMWD - San Jacinto RWRF NEM | 64397 | CAMX | WECC California | SUN | 1.3 |  | 489 |  |  | 0 |  |  |  | 0
2021 | CA | EMWD - Sun City RWRF | 64398 | CAMX | WECC California | SUN | 1.6 |  | 961 |  |  | 0 |  |  |  | 0
2021 | CA | Encina Water Pollution Control | 10026 | CAMX | WECC California | OBG | 3.2 | 1 | 14499 | 157949 | 1.1609 | 0.16014 | 0.0147 | Estimated using an emission factor | 157949 | 1.1609
2021 | CA | Energy Center | 58168 | CAMX | WECC California | NG | 0.9 | 0.4902 | 6474 | 58235.543 | 0.23342 | 0.072111 | 0.0080165 | NEI avg EF - PM, fuel type | 118800 | 0.47618
2021 | CA | Enerparc CA1 LLC | 59122 | CAMX | WECC California | SUN | 1.5 |  | 3260 |  |  | 0 |  |  |  | 0
2021 | CA | Enloe Medical - Chico | 65210 | CAMX | WECC California | NG | 1.7 |  | 7522 |  | 0 | 0 |  | Estimated using an emission factor |  | 0
2021 | CA | Equilon Los Angeles Refining | 50530 | CAMX | WECC California | PRG | 83 | 0.3719 | 412760.49 | 2334612.056 | 9.1554 | 0.044362 | 0.0078432 | EPA/NEI; Estimated using an emission factor | 6277541.512 | 24.6181
2021 | CA | Equinix Caspian Dr. Fuel Cell | 62671 | CAMX | WECC California | NG | 4.8 |  | 36991 |  | 0 | 0 |  | Estimated using an emission factor |  | 0
2021 | CA | Equinix Douglas St. Fuel Cell | 62704 | CAMX | WECC California | NG | 2 |  | 15066 |  | 0 | 0 |  | Estimated using an emission factor |  | 0
2021 | CA | Equinix Great Oaks Blvd. Fuel Cell | 62702 | CAMX | WECC California | NG | 4.5 |  | 32778 |  | 0 | 0 |  | Estimated using an emission factor |  | 0
2021 | CA | Equinix Lundy Ave. Fuel Cell | 62703 | CAMX | WECC California | NG | 3.8 |  | 24975 |  | 0 | 0 |  | Estimated using an emission factor |  | 0
2021 | CA | Equinix Maple Ave. Fuel Cell | 62705 | CAMX | WECC California | NG | 2 |  | 7471 |  | 0 | 0 |  | Estimated using an emission factor |  | 0
2021 | CA | Equinix San Jose | 60223 | CAMX | WECC California | NG | 1.1 |  | 6654 |  | 0 | 0 |  | Estimated using an emission factor |  | 0
2021 | CA | EQX005.0 Toyama Fuel Cell | 64756 | CAMX | WECC California | NG | 1.1 |  | 7804 |  | 0 | 0 |  | Estimated using an emission factor |  | 0
2021 | CA | EQX010 Great Oaks Fuel Cell | 63704 | CAMX | WECC California | NG | 2.4 |  | 20403 |  | 0 | 0 |  | Estimated using an emission factor |  | 0
2021 | CA | EQX011 Duane Fuel Cell | 63705 | CAMX | WECC California | NG | 5.2 |  | 33692 |  | 0 | 0 |  | Estimated using an emission factor |  | 0
2021 | CA | EQX015 Great Oaks Fuel Cell | 63708 | CAMX | WECC California | NG | 4 |  | 28488 |  | 0 | 0 |  | Estimated using an emission factor |  | 0
2021 | CA | ESCA-LL-COLTON, LLC | 64270 | CAMX | WECC California | SUN | 2.6 |  | 559 |  |  | 0 |  |  |  | 0
2021 | CA | Escondido Energy Center, LLC | 55538 | CAMX | WECC California | NG | 54 |  | 8675 | 87828.14 | 0.35204 | 0.081161 | 0.0080165 | NEI avg EF - PM, fuel type, firing type | 87828.14 | 0.35204
2021 | CA | Escondido Energy Storage | 60570 | CAMX | WECC California | MWH | 30 |  | -3875 | 0 |  | 0 |  |  | 0 | 0
2021 | CA | Etiwanda | 745 | CAMX | WECC California | WAT | 23.9 |  | 0
2021 | CA | Exchequer | 409 | CAMX | WECC California | WAT | 94.5 |  | 134450 |  |  | 0 |  |  |  | 0
2021 | CA | Exeter Solar | 58306 | CAMX | WECC California | SUN | 3.5 |  | 6192 |  |  | 0 |  |  |  | 0
2021 | CA | Expressway Solar A | 58761 | CAMX | WECC California | SUN | 2 |  | 4926 |  |  | 0 |  |  |  | 0
2021 | CA | Expressway Solar B | 58762 | CAMX | WECC California | SUN | 2 |  | 3875 |  |  | 0 |  |  |  | 0
2021 | CA | Expressway Solar C2 | 58763 | CAMX | WECC California | SUN | 1.5 |  | 2528 |  |  | 0 |  |  |  | 0
2021 | CA | Extreme San Ignacio | 63604 | CAMX | WECC California | NG | 1 |  | 7595 |  | 0 | 0 |  | Estimated using an emission factor |  | 0
2021 | CA | Extreme Via Del Oro | 63607 | CAMX | WECC California | NG | 1.2 |  | 9689 |  | 0 | 0 |  | Estimated using an emission factor |  | 0
2021 | CA | ExxonMobil Santa Ynez Facility | 50270 | CAMX | WECC California | NG | 49.3
2021 | CA | FAA NorCal TRACON | 58261 | CAMX | WECC California | SUN | 1 |  | 1275 |  |  | 0 |  |  |  | 0
2021 | CA | Fairhaven Power | 10052 | CAMX | WECC California | NG | 18.8 |  | 0 | 0 | 0 |  |  | NEI avg EF - PM, fuel type | 0 | 0
2021 | CA | Fall Creek | 296 | NWPP | WECC Northwest | WAT | 2.1 |  | 8223 |  |  | 0 |  |  |  | 0
2021 | CA | Farmersville | 59203 | CAMX | WECC California | SUN | 4.5 |  | 7836 |  |  | 0 |  |  |  | 0
2021 | CA | Feather River Energy Center | 55847 | CAMX | WECC California | NG | 47 |  | 81312 | 947591.661 | 3.7982 | 0.093422 | 0.0080165 | NEI avg EF - PM, fuel type, firing type | 947591.661 | 3.7982
2021 | CA | Firebaugh-CCS-PV-1 | 63994 | CAMX | WECC California | SUN | 1 |  | 1239 |  |  | 0 |  |  |  | 0
2021 | CA | Firestone Walker Brewery - Phase 1 | 64391 | CAMX | WECC California | SUN | 1.6 |  | 2647 |  |  | 0 |  |  |  | 0
2021 | CA | Five H Farms Solar Array | 65168 | CAMX | WECC California | SUN | 1 |  | 619 |  |  | 0 |  |  |  | 0
2021 | CA | Five Points Solar Park | 59523 | CAMX | WECC California | SUN | 60 |  | 141839 |  |  | 0 |  |  |  | 0
2021 | CA | Five Points Solar Station | 57498 | CAMX | WECC California | SUN | 15 |  | 20947 |  |  | 0 |  |  |  | 0
2021 | CA | FLEX Gibraltar | 62575 | CAMX | WECC California | NG | 1 |  | 6968 |  | 0 | 0 |  | Estimated using an emission factor |  | 0
2021 | CA | Folsom | 441 | CAMX | WECC California | WAT | 198.6 |  | 155570.001 |  |  | 0 |  |  |  | 0
2021 | CA | Folsom SP and CSP Sacramento | 61698 | CAMX | WECC California | SUN | 1.3 |  | 2648 |  |  | 0 |  |  |  | 0
2021 | CA | Fontana | 332 | CAMX | WECC California | WAT | 3 |  | 3357 |  |  | 0 |  |  |  | 0
2021 | CA | Foothill | 396 | CAMX | WECC California | WAT | 8.8 |  | 6809 |  |  | 0 |  |  |  | 0
2021 | CA | Foothill Feeder | 6645 | CAMX | WECC California | WAT | 9 |  | 24241 |  |  | 0 |  |  |  | 0
2021 | CA | Foothill Sanitary Landfill - Solar Array | 65089 | NWPP | WECC Northwest | SUN | 3.6 |  | 9443 |  |  | 0 |  |  |  | 0
2021 | CA | Forbestown | 417 | CAMX | WECC California | WAT | 41.9 |  | 49467 |  |  | 0 |  |  |  | 0
2021 | CA | Forever 21 Retail, Inc. | 59651 | CAMX | WECC California | SUN | 1.6 |  | 2067 |  |  | 0 |  |  |  | 0
2021 | CA | Forks of Butte Hydro Project | 50350 | CAMX | WECC California | WAT | 14.5 |  | 13795 |  |  | 0 |  |  |  | 0
2021 | CA | Foundation AB | 57791 | CAMX | WECC California | WND | 1.5 |  | 2349 |  |  | 0 |  |  |  | 0
2021 | CA | Foundation California Training Facility | 61442 | CAMX | WECC California | WND | 1.8 |  | 5735 |  |  | 0 |  |  |  | 0
2021 | CA | Foundation CDCR LAC | 61066 | CAMX | WECC California | WND | 1.9 |  | 5030 |  |  | 0 |  |  |  | 0
2021 | CA | Foundation Cemex BMQ | 58102 | CAMX | WECC California | WND | 3 |  | 3760 |  |  | 0 |  |  |  | 0
2021 | CA | Foundation Cemex Madison | 58112 | CAMX | WECC California | WND | 1 |  | 1671 |  |  | 0 |  |  |  | 0
2021 | CA | Foundation Cemex River Plant | 58101 | CAMX | WECC California | WND | 3.2 |  | 3255 |  |  | 0 |  |  |  | 0
2021 | CA | Foundation IE | 57792 | CAMX | WECC California | WND | 1 |  | 500 |  |  | 0 |  |  |  | 0
2021 | CA | Foundation Mann Packing | 61443 | CAMX | WECC California | WND | 1.8 |  | 5348 |  |  | 0 |  |  |  | 0
2021 | CA | Foundation NWNA | 58114 | CAMX | WECC California | WND | 5.1 |  | 24334 |  |  | 0 |  |  |  | 0
2021 | CA | Foundation RRM | 58113 | CAMX | WECC California | WND | 2 |  | 9630 |  |  | 0 |  |  |  | 0
2021 | CA | Foundation SaIinas Valley State Prison | 61444 | CAMX | WECC California | WND | 1.8 |  | 5455 |  |  | 0 |  |  |  | 0
2021 | CA | Foundation Scheid Vineyards | 61067 | CAMX | WECC California | WND | 1.9 |  | 4061 |  |  | 0 |  |  |  | 0
2021 | CA | Foundation ST | 57626 | CAMX | WECC California | WND | 2 |  | 3008 |  |  | 0 |  |  |  | 0
2021 | CA | Foundation Superior Farms | 58104 | CAMX | WECC California | WND | 1 |  | 1475 |  |  | 0 |  |  |  | 0
2021 | CA | Foundation Wal-Mart Red Bluff | 58105 | CAMX | WECC California | WND | 1 | 1 | 1756 |  |  | 0 |  |  |  | 0
2021 | CA | FPL Energy Montezuma Winds LLC | 57201 | CAMX | WECC California | WND | 36.8 |  | 107479 |  |  | 0 |  |  |  | 0
2021 | CA | Francisco St. Solar | 62287 | CAMX | WECC California | SUN | 1.2 |  | 2294 |  |  | 0 |  |  |  | 0
2021 | CA | Frankenheimer Power Plant | 50219 | CAMX | WECC California | WAT | 5.3 |  | -84 |  |  | 0 |  |  |  | 0
2021 | CA | Franklin (CA) | 397 | CAMX | WECC California | WAT | 2 |  | -6 |  |  | 0 |  |  |  | 0
2021 | CA | Franklin Templeton San Mateo | 57809 | CAMX | WECC California | NG | 1.1 |  | 7428 |  | 0 | 0 |  | Estimated using an emission factor |  | 0
2021 | CA | Freeway Springs | 60183 | CAMX | WECC California | SUN | 2 |  | 3016 |  |  | 0 |  |  |  | 0
2021 | CA | Fremont - Kato Rd | 65131 | CAMX | WECC California | SUN | 1.4 |  | 1565 |  |  | 0 |  |  |  | 0
2021 | CA | French Meadows | 424 | CAMX | WECC California | WAT | 15.3 |  | 9219 |  |  | 0 |  |  |  | 0
2021 | CA | Fresno Bullard High School Hybrid | 63420 | CAMX | WECC California | SUN | 1.6 |  | 2150 | 0 |  | 0 |  |  | 0 | 0
2021 | CA | Fresno Cogeneration Partners, LP | 10156 | CAMX | WECC California | NG | 80.8 | 0.79276 | 9258 | 41136.426 | 0.06448 | 0.01393 | 0.0031349 | EPA/NEI | 51890.268 | 0.081336
2021 | CA | Fresno Hoover High School Hybrid | 63421 | CAMX | WECC California | SUN | 1.4 |  | 2057 | 0 |  | 0 |  |  | 0 | 0
2021 | CA | Fresno Solar | 60083 | CAMX | WECC California | SUN | 3 |  | 6440 |  |  | 0 |  |  |  | 0
2021 | CA | Fresno Sunnyside High School Hybrid | 63422 | CAMX | WECC California | SUN | 1.9 |  | 2505 | 0 |  | 0 |  |  | 0 | 0
2021 | CA | Friant Hydro Facility | 50393 | CAMX | WECC California | WAT | 37.5 |  | 40263 |  |  | 0 |  |  |  | 0
2021 | CA | Frito-Lay Cogen Plant | 10110 | CAMX | WECC California | NG | 6 | 0.32516 | 21358 | 133498.971 | 0.5351 | 0.050107 | 0.0080165 | NEI avg EF - PM, fuel type | 410569 | 1.6457
2021 | CA | Frontier HS Solar Project | 62275 | CAMX | WECC California | SUN | 1.4 |  | 2591 |  |  | 0 |  |  |  | 0
2021 | CA | Frontier Solar LLC | 60039 | CAMX | WECC California | SUN | 20 |  | 51424 |  |  | 0 |  |  |  | 0
2021 | CA | FRV SI Transport Solar LP | 57506 | CAMX | WECC California | SUN | 1 |  | 1185 |  |  | 0 |  |  |  | 0
2021 | CA | FTF-PackingShed | 63993 | CAMX | WECC California | SUN | 1 |  | 1118 |  |  | 0 |  |  |  | 0
2021 | CA | G2 Energy Hay Rd | 58320 | CAMX | WECC California | LFG | 1.6 |  | 12923 | 134833 | 0.99102 | 0.15337 | 0.0147 | Estimated using an emission factor | 134833 | 0.99102
2021 | CA | G2 Energy Ostrom Road LLC | 57133 | CAMX | WECC California | LFG | 3.5 |  | 27525 | 300674 | 2.21 | 0.16058 | 0.0147 | Estimated using an emission factor | 300674 | 2.21
2021 | CA | Gap Pacific Distribution Center | 56909 | CAMX | WECC California | SUN | 1.2 |  | 6206 |  |  | 0 |  |  |  | 0
2021 | CA | Garnet Solar Generation Station I LLC | 58528 | CAMX | WECC California | SUN | 4 |  | 4182 |  |  | 0 |  |  |  | 0
2021 | CA | Garnet Wind Energy Center | 57302 | CAMX | WECC California | WND | 6.5 |  | 15032 |  |  | 0 |  |  |  | 0
2021 | CA | Gas Utilization Facility | 50492 | CAMX | WECC California | OBG | 6.1 | 0.26158 | 10449 | 81401.587 | 0.5983 | 0.11452 | 0.0147 | EPA/NEI; Estimated using an emission factor | 311189 | 2.2872
2021 | CA | Gaskell West 1 Solar Facility | 61445 | CAMX | WECC California | SUN | 20 |  | 55771 |  |  | 0 |  |  |  | 0
2021 | CA | Gates Solar Station | 57892 | CAMX | WECC California | SUN | 20 |  | 26488 |  |  | 0 |  |  |  | 0
2021 | CA | Gateway Energy Storage System | 63834 | CAMX | WECC California | MWH | 250 |  | -17061 | 0 |  | 0 |  |  | 0 | 0
2021 | CA | Gateway Generating Station | 56476 | CAMX | WECC California | NG | 619.7 |  | 3433178 | 25262578.722 | 67.8749 | 0.039541 | 0.0053736 | NEI avg EF - PM, fuel type, firing type | 25262578.722 | 67.8749
2021 | CA | Gavilan Community College Solar Project | 61993 | CAMX | WECC California | SUN | 1.9 |  | 2230 | 0 |  | 0 |  |  | 0 | 0
2021 | CA | GEN005 Antibody Fuel Cell | 63714 | CAMX | WECC California | NG | 2.5 |  | 21181 |  | 0 | 0 |  | Estimated using an emission factor |  | 0
2021 | CA | Genentech Vacaville Meter #1 | 60844 | CAMX | WECC California | SUN | 6.1 |  | 12224 |  |  | 0 |  |  |  | 0
2021 | CA | Genentech-Oceanside Hybrid | 60231 | CAMX | WECC California | SUN | 6.5 |  | 6255 | 0 |  | 0 |  |  | 0 | 0
2021 | CA | Genesis Solar Energy Project | 57394 | CAMX | WECC California | SUN | 250 |  | 538607 |  |  | 0 |  |  |  | 0
2021 | CA | Geo East Mesa II | 54038 | AZNM | WECC Southwest | GEO | 21.6
2021 | CA | Geothermal 1 | 7368 | CAMX | WECC California | GEO | 110 |  | 481441 |  |  | 0 |  |  |  | 0
2021 | CA | Geothermal 2 | 7369 | CAMX | WECC California | GEO | 110 |  | 314765 |  |  | 0 |  |  |  | 0
2021 | CA | Geysers Unit 5-20 | 286 | CAMX | WECC California | GEO | 1163 |  | 4580405.001 |  |  | 0 |  |  |  | 0
2021 | CA | Gianera | 7231 | CAMX | WECC California | NG | 64.6 |  | 6646 | 103550 | 0.41505 | 0.1249 | 0.0080165 | NEI avg EF - PM, fuel type | 103550 | 0.41505
2021 | CA | Giffen | 57521 | CAMX | WECC California | SUN | 10 |  | 9983 |  |  | 0 |  |  |  | 0
2021 | CA | Giffen Solar Park | 59522 | CAMX | WECC California | SUN | 20 |  | 30759 |  |  | 0 |  |  |  | 0
2021 | CA | Gilead Foster City Solar Project | 65409 | CAMX | WECC California | SUN | 1.6 |  | 1407 |  |  | 0 |  |  |  | 0
2021 | CA | Gilead Oceanside Solar Project | 65408 | CAMX | WECC California |  | 2.2
2021 | CA | Gilead Sciences La Verne Rooftop Solar | 65569 | CAMX | WECC California | SUN | 2.8 |  | 1691 |  |  | 0 |  |  |  | 0
2021 | CA | Gilroy Energy Center, LLC | 55810 | CAMX | WECC California | NG | 135 |  | 23082 | 256855.118 | 1.0295 | 0.089207 | 0.0080165 | NEI avg EF - PM, fuel type, firing type | 256855.118 | 1.0295
2021 | CA | Glass House Camarillo Cultivation | 58432 | CAMX | WECC California | NG | 13.2 | 1 | 64353 | 553386 | 0.11676 | 0.0036289 | 0.000422 | Estimated using an emission factor | 553386 | 0.11676
2021 | CA | Glenarm | 422 | CAMX | WECC California | NG | 265.6 |  | 18062 | 179450.085 | 0.59197 | 0.065549 | 0.0065976 | NEI avg EF - PM, fuel type, firing type | 179450.085 | 0.59197
2021 | CA | Glendale Battery Energy Storage System | 60974 | CAMX | WECC California | MWH | 2 |  | 1 | 0 |  | 0 |  |  | 0 | 0
2021 | CA | Goal Line | 54749 | CAMX | WECC California | NG | 51.4 | 0.82026 | 17362 | 129102.144 | 1.647 | 0.18973 | 0.025515 | EPA/NEI | 157391.691 | 2.0079
2021 | CA | Golden Acorn Casino | 59328 | CAMX | WECC California | WND | 1 |  | 4426 |  |  | 0 |  |  |  | 0
2021 | CA | Golden Field Solar III, LLC | 63859 | CAMX | WECC California | SUN | 192 |  | 577427 |  |  | 0 |  |  |  | 0
2021 | CA | Golden Fields Solar I, LLC | 60590 | CAMX | WECC California | SUN | 54 |  | 122617 |  |  | 0 |  |  |  | 0
2021 | CA | Golden Hills North Wind Energy Center | 61222 | CAMX | WECC California | WND | 46 |  | 155498 |  |  | 0 |  |  |  | 0
2021 | CA | Golden Hills Wind | 60049 | CAMX | WECC California | WND | 85.9 |  | 278168 |  |  | 0 |  |  |  | 0
2021 | CA | Golden Springs Building C-1 | 57796 | CAMX | WECC California | SUN | 1.2 |  | 1730 |  |  | 0 |  |  |  | 0
2021 | CA | Golden Springs Building D | 57797 | CAMX | WECC California | SUN | 1.3 |  | 1991 |  |  | 0 |  |  |  | 0
2021 | CA | Google Moffett Park Solar Project | 65568 | CAMX | WECC California | SUN | 2.3 |  | 2905 |  |  | 0 |  |  |  | 0
2021 | CA | Goose Haven Energy Center | 55627 | CAMX | WECC California | NG | 47 |  | 14138 | 157370.198 | 0.44616 | 0.063115 | 0.0056702 | EPA/NEI | 157370.198 | 0.44616
2021 | CA | Gosselin Hydro Plant | 10128 | CAMX | WECC California | WAT | 2 |  | 4317 |  |  | 0 |  |  |  | 0
2021 | CA | GPS Cabazon Wind LLC | 50552 | CAMX | WECC California | WND | 38.9 |  | 42473 |  |  | 0 |  |  |  | 0
2021 | CA | Grapeland Generating Station | 56472 | CAMX | WECC California | NG | 59.8 |  | 22504 | 248781.556 | 0.99718 | 0.088622 | 0.0080165 | NEI avg EF - PM, fuel type, firing type | 248781.556 | 0.99718
2021 | CA | Grassland 1&2 Solar Project | 58217 | CAMX | WECC California | SUN | 2.5 |  | 3612 |  |  | 0 |  |  |  | 0
2021 | CA | Grassland 3&4 Solar Project | 58204 | CAMX | WECC California | SUN | 2.5 |  | 2373 |  |  | 0 |  |  |  | 0
2021 | CA | Grayson Power Plant | 377 | CAMX | WECC California | NG | 300.9 |  | 146055 | 1954660.387 | 7.6173 | 0.10431 | 0.007794 | NEI avg EF - PM, fuel type, firing type | 1954660.387 | 7.6173
2021 | CA | Great Valley Solar Portfolio Holdings, LLC | 59940 | CAMX | WECC California | SUN | 202.5 |  | 533607 |  |  | 0 |  |  |  | 0
2021 | CA | Green Acres Solar Facility 1 | 57849 | CAMX | WECC California | SUN | 3 |  | 5046 |  |  | 0 |  |  |  | 0
2021 | CA | Green Acres Solar Facility 2 | 57850 | CAMX | WECC California | SUN | 1 |  | 2024 |  |  | 0 |  |  |  | 0
2021 | CA | Green Beanworks B PV | 61339 | CAMX | WECC California | SUN | 3 |  | 7398 |  |  | 0 |  |  |  | 0
2021 | CA | Green Beanworks C PV | 61215 | CAMX | WECC California | SUN | 3 |  | 6645 |  |  | 0 |  |  |  | 0
2021 | CA | Green Beanworks D PV | 61216 | CAMX | WECC California | SUN | 3 |  | 7708 |  |  | 0 |  |  |  | 0
2021 | CA | Green Power I | 55396 | CAMX | WECC California | WND | 16.5 |  | 5917 |  |  | 0 |  |  |  | 0
2021 | CA | Gridley Main | 58370 | CAMX | WECC California | SUN | 1 |  | 1826 |  |  | 0 |  |  |  | 0
2021 | CA | Gridley Main Two | 58371 | CAMX | WECC California | SUN | 2.5 |  | 4266 |  |  | 0 |  |  |  | 0
2021 | CA | Grizzly | 7338 | CAMX | WECC California | WAT | 22 |  | 0
2021 | CA | Grossmont Hospital | 10115 | CAMX | WECC California | NG | 4.5 | 0.67596 | 29077 | 168787.126 | 0.67654 | 0.046534 | 0.0080165 | NEI avg EF - PM, fuel type | 249700 | 1.0009
2021 | CA | Grossmont HS Solar Project | 62987 | CAMX | WECC California | SUN | 1.4 |  | 2196 |  |  | 0 |  |  |  | 0
2021 | CA | Guadalupe Solar Farm | 62690 | CAMX | WECC California | SUN | 1.7 |  | 2639 |  |  | 0 |  |  |  | 0
2021 | CA | Guernsey Solar Station | 57891 | CAMX | WECC California | SUN | 20 |  | 38864 |  |  | 0 |  |  |  | 0
2021 | CA | H. Gonzales | 56039 | CAMX | WECC California | NG | 11.8 |  | 402 | 5367 | 0.021512 | 0.10703 | 0.0080165 | NEI avg EF - PM, fuel type | 5367 | 0.021512
2021 | CA | Haas | 240 | CAMX | WECC California | WAT | 135 |  | 98992 |  |  | 0 |  |  |  | 0
2021 | CA | Haiwee | 398 | CAMX | WECC California | WAT | 5.6 |  | -1 |  |  | 0 |  |  |  | 0
2021 | CA | Halsey | 241 | CAMX | WECC California | WAT | 13.6 |  | 26504 |  |  | 0 |  |  |  | 0
2021 | CA | Hamilton Branch | 242 | CAMX | WECC California | WAT | 5.3
2021 | CA | Hanford 1 and 2 | 59300 | CAMX | WECC California | SUN | 3 |  | 5678 |  |  | 0 |  |  |  | 0
2021 | CA | Hanford Energy Park Peaker | 55698 | CAMX | WECC California | NG | 92.2 |  | 8337 | 86905.193 | 0.21981 | 0.052732 | 0.0050587 | EPA/NEI | 86905.193 | 0.21981
2021 | CA | Harbor Cogen | 50541 | CAMX | WECC California | NG | 107.4 | 1 | 15622 | 227840.825 | 0.61216 | 0.078371 | 0.0053736 | EPA/NEI; Estimated using an emission factor | 227840.825 | 0.61216
2021 | CA | Harbor Generating Station | 399 | CAMX | WECC California | NG | 548.1 |  | 94518 | 1088442.345 | 1.8181 | 0.03847 | 0.0033407 | EPA/NEI; Estimated using an emission factor | 1088442.345 | 1.8181
2021 | CA | Hat Creek 1 | 243 | CAMX | WECC California | WAT | 10 |  | 27916 |  |  | 0 |  |  |  | 0
2021 | CA | Hat Creek 2 | 244 | CAMX | WECC California | WAT | 10 |  | 21026 |  |  | 0 |  |  |  | 0
2021 | CA | Hatchet Creek Project | 10882 | CAMX | WECC California | WAT | 6.8 |  | 3077 |  |  | 0 |  |  |  | 0
2021 | CA | Hatchet Ridge Wind Project | 56654 | CAMX | WECC California | WND | 101.2 |  | 284582 |  |  | 0 |  |  |  | 0
2021 | CA | Haynes Generating Station | 400 | CAMX | WECC California | NG | 1739.1 |  | 2602486.998 | 19922285.283 | 25.7348 | 0.019777 | 0.0025835 | EPA/NEI | 19922285.283 | 25.7348
2021 | CA | Haypress | 10253 | CAMX | WECC California | WAT | 10 |  | 1465 |  |  | 0 |  |  |  | 0
2021 | CA | Hayworth Solar | 59009 | CAMX | WECC California | SUN | 27 |  | 41344 |  |  | 0 |  |  |  | 0
2021 | CA | Heber Geothermal | 54689 | AZNM | WECC Southwest | GEO | 81.5 |  | 328032 |  |  | 0 |  |  |  | 0
2021 | CA | Heber Solar | 58398 | AZNM | WECC Southwest | SUN | 10.9 |  | 25610 |  |  | 0 |  |  |  | 0
2021 | CA | HEBT Irvine 1 | 61722 | CAMX | WECC California | MWH | 5.5 |  | -535 | 0 |  | 0 |  |  | 0 | 0
2021 | CA | HEBT Irvine 2 | 61723 | CAMX | WECC California | MWH | 5.8 |  | -575 | 0 |  | 0 |  |  | 0 | 0
2021 | CA | HEBT WLA 1 | 61721 | CAMX | WECC California | MWH | 1 |  | -124 | 0 |  | 0 |  |  | 0 | 0
2021 | CA | Hecate Energy Beacon Solar 1 | 59315 | CAMX | WECC California | SUN | 56 |  | 140919 |  |  | 0 |  |  |  | 0
2021 | CA | Hecate Energy Beacon Solar 3 | 59316 | CAMX | WECC California | SUN | 56 |  | 139482 |  |  | 0 |  |  |  | 0
2021 | CA | Hecate Energy Beacon Solar 4 | 59317 | CAMX | WECC California | SUN | 50 |  | 124029 |  |  | 0 |  |  |  | 0
2021 | CA | Hecate Energy Johanna Facility | 62889 | CAMX | WECC California | MWH | 20
2021 | CA | Heliocentric | 57831 | CAMX | WECC California | SUN | 1.5 |  | 2585 |  |  | 0 |  |  |  | 0
2021 | CA | Hellyer Solar Farm | 62689 | CAMX | WECC California | SUN | 2.2 |  | 4594 |  |  | 0 |  |  |  | 0
2021 | CA | Helms Pumped Storage | 6100 | CAMX | WECC California | WAT | 1053 |  | -427878 |  |  | 0 |  |  |  | 0
2021 | CA | Helzel & Schwarzhoff 86 | 56275 | CAMX | WECC California | WND | 2.4 |  | 3940 |  |  | 0 |  |  |  | 0
2021 | CA | Henrietta D Energy Storage LLC | 60641 | CAMX | WECC California | MWH | 10
2021 | CA | Henrietta Peaker Plant | 55807 | CAMX | WECC California | NG | 98 |  | 24959 | 251300.953 | 0.29172 | 0.023376 | 0.0023217 | EPA/NEI | 251300.953 | 0.29172
2021 | CA | Henrietta Solar Project | 58975 | CAMX | WECC California | SUN | 102 |  | 240263 |  |  | 0 |  |  |  | 0
2021 | CA | Hesperia | 59182 | CAMX | WECC California | SUN | 1.5 |  | 2781 |  |  | 0 |  |  |  | 0
2021 | CA | Hickman | 162 | CAMX | WECC California | WAT | 1 |  | 2427 |  |  | 0 |  |  |  | 0
2021 | CA | High Desert Power Project | 55518 | CAMX | WECC California | NG | 852 |  | 3803880 | 28494877.779 | 43.5 | 0.022871 | 0.0030532 | EPA/NEI | 28494877.779 | 43.5
2021 | CA | High Sierra Cogeneration Plant | 57977 | CAMX | WECC California | NG | 6 | 0.52777 | 27996 | 174047.782 | 0.036724 | 0.0026235 | 0.000422 | Estimated using an emission factor | 329782 | 0.069584
2021 | CA | High Sierra Limited | 50495 | CAMX | WECC California | NG | 49.8 | 0.80774 | 19658 | 174770.621 | 0.70052 | 0.071271 | 0.0080165 | NEI avg EF - PM, fuel type | 216370 | 0.86726
2021 | CA | High Winds LLC | 56075 | CAMX | WECC California | WND | 162 |  | 356139 |  |  | 0 |  |  |  | 0
2021 | CA | HL Power | 10777 | CAMX | WECC California | WDS | 36.2 |  | 186686 | 2599428.71 | 13.4902 | 0.14452 | 0.010379 | NEI avg EF - PM, fuel type | 2599428.71 | 13.4902
2021 | CA | HL Solar | 62655 | CAMX | WECC California | SUN | 7.6 |  | 7002 |  |  | 0 |  |  |  | 0
2021 | CA | Hoag Hospital Cogen Plant | 58223 | CAMX | WECC California | NG | 4.5 | 0.047726 | 1623.999 | 15383.141 | 0.0032459 | 0.0039974 | 0.000422 | Estimated using an emission factor | 322325.001 | 0.068011
2021 | CA | Hollister Solar LLC | 59268 | CAMX | WECC California | SUN | 1.5 |  | 3992 |  |  | 0 |  |  |  | 0
2021 | CA | Honda Torrance | 58300 | CAMX | WECC California | NG | 1.1 |  | 5977 |  | 0 | 0 |  | Estimated using an emission factor |  | 0
2021 | CA | Horn | 58452 | CAMX | WECC California | SUN | 1.5 |  | 2275 |  |  | 0 |  |  |  | 0
2021 | CA | Hudson - High Desert Hybrid | 64624 | CAMX | WECC California | SUN | 150 |  | 101976 | 0 |  | 0 |  |  | 0 | 0
2021 | CA | Humboldt Bay | 246 | CAMX | WECC California | NG | 167 |  | 546228 | 4834084 | 1.02 | 0.0037347 | 0.000422 | Estimated using an emission factor | 4834084 | 1.02
2021 | CA | Humboldt Sawmill Company | 50049 | CAMX | WECC California | WDS | 32.5 | 0.030474 | 126629 | 788010.124 | 4.0895 | 0.06459 | 0.010379 | NEI avg EF - PM, fuel type | 25858341.3 | 134.1965
2021 | CA | Huron Solar Station | 57523 | CAMX | WECC California | SUN | 20 |  | 35018 |  |  | 0 |  |  |  | 0
2021 | CA | Hyperion Treatment Plant CHP Plant | 60960 | CAMX | WECC California | OBG | 33 |  | 131538.999 | 1485123.999 | 16.0393 | 0.24387 | 0.0216 | Estimated using an emission factor | 1485123.999 | 16.0393
2021 | CA | IKEA Tejon 345 | 58028 | CAMX | WECC California | SUN | 1.5 |  | 2759 |  |  | 0 |  |  |  | 0
2021 | CA | Illumina Way SD | 63603 | CAMX | WECC California | NG | 3.5 |  | 29439 |  | 0 | 0 |  | Estimated using an emission factor |  | 0
2021 | CA | Imperial Solar Energy Center South | 57490 | CAMX | WECC California | SUN | 128.9 |  | 291155 |  |  | 0 |  |  |  | 0
2021 | CA | Imperial Solar Energy Center West | 57491 | CAMX | WECC California | SUN | 148.7 |  | 401306 |  |  | 0 |  |  |  | 0
2021 | CA | Imperial Valley Solar Co (IVSC) 2, LLC | 59657 | AZNM | WECC Southwest | SUN | 20 |  | 45908 |  |  | 0 |  |  |  | 0
2021 | CA | Imperial Valley Solar Company 1 LLC | 58062 | AZNM | WECC Southwest | SUN | 23 |  | 33582 |  |  | 0 |  |  |  | 0
2021 | CA | Imperial Valley Solar, LLC | 56917 | CAMX | WECC California | SUN | 199.9 |  | 371405 |  |  | 0 |  |  |  | 0
2021 | CA | Improvement Dst No. 4 | 57895 | CAMX | WECC California | SUN | 1.1 |  | 544 |  |  | 0 |  |  |  | 0
2021 | CA | Indian Valley Dam Hydro Project | 50129 | CAMX | WECC California | WAT | 2.9 |  | 1174.001 |  |  | 0 |  |  |  | 0
2021 | CA | Indigo Generation Facility | 55541 | CAMX | WECC California | NG | 149.7 |  | 32202 | 349094.535 | 1.4285 | 0.08872 | 0.0081839 | EPA/NEI | 349094.535 | 1.4285
2021 | CA | Industry MetroLink PV 1 | 57860 | CAMX | WECC California | SUN | 1.5 |  | 1057 |  |  | 0 |  |  |  | 0
2021 | CA | Industry Solar Power Generation Station 1 LLC | 58609 | CAMX | WECC California | SUN | 1.5 |  | 4159 |  |  | 0 |  |  |  | 0
2021 | CA | Inskip | 248 | CAMX | WECC California | WAT | 7.6
2021 | CA | Intel Folsom | 58086 | CAMX | WECC California | SUN | 1 |  | 1419 |  |  | 0 |  |  |  | 0
2021 | CA | Intel Folsom Phase 2 | 58954 | CAMX | WECC California | SUN | 1 |  | 1115 |  |  | 0 |  |  |  | 0
2021 | CA | Intel Folsom Phase 3 | 61152 | CAMX | WECC California | SUN | 5.2 |  | 7545 |  |  | 0 |  |  |  | 0
2021 | CA | Intel Santa Clara | 60224 | CAMX | WECC California | NG | 1.1 |  | 7165 |  | 0 | 0 |  | Estimated using an emission factor |  | 0
2021 | CA | IOS II-LAX9 | 63414 | CAMX | WECC California | SUN | 4 |  | 2736 |  |  | 0 |  |  |  | 0
2021 | CA | Iron Gate | 297 | NWPP | WECC Northwest | WAT | 18 |  | 75595 |  |  | 0 |  |  |  | 0
2021 | CA | Ironwood Solar LLC | 58513 | CAMX | WECC California | SUN | 4 |  | 7025 |  |  | 0 |  |  |  | 0
2021 | CA | Irwindale Brew Yard, LLC | 58056 | CAMX | WECC California | SUN | 13.9 |  | 0
2021 | CA | Isabella Hydro Project | 10139 | CAMX | WECC California | WAT | 11.8 |  | 3311 |  |  | 0 |  |  |  | 0
2021 | CA | ISH Solar Hospital Downey | 57841 | CAMX | WECC California | SUN | 1.1 |  | 0
2021 | CA | ISH Solar Hospital SDMC | 57840 | CAMX | WECC California | SUN | 1.1 |  | 0
2021 | CA | Ivanhoe Solar | 58307 | CAMX | WECC California | SUN | 3.5 |  | 6478.001 |  |  | 0 |  |  |  | 0
2021 | CA | Ivanpah 1 | 57074 | CAMX | WECC California | SUN | 126 |  | 235151 | 532144.4 | 2.1724 | 0.018477 | 0.0081647 | EPA/NEI; Estimated using an emission factor | 532144.4 | 2.1724
2021 | CA | Ivanpah 2 | 57073 | CAMX | WECC California | SUN | 133.4 |  | 252345 | 374989 | 1.5308 | 0.012133 | 0.0081647 | EPA/NEI; Estimated using an emission factor | 374989 | 1.5308
2021 | CA | Ivanpah 3 | 57075 | CAMX | WECC California | SUN | 133.4 |  | 252220 | 439707 | 1.795 | 0.014234 | 0.0081647 | EPA/NEI; Estimated using an emission factor | 439707 | 1.795
2021 | CA | IVC Solar | 61692 | AZNM | WECC Southwest | SUN | 3 |  | 6753 |  |  | 0 |  |  |  | 0
2021 | CA | J S Eastwood | 104 | CAMX | WECC California | WAT | 199.8 |  | 39744 |  |  | 0 |  |  |  | 0
2021 | CA | J&A-Santa Maria II LLC | 57101 | CAMX | WECC California | LFG | 1.4
2021 | CA | J.R. Simplot Company | 58216 | CAMX | WECC California | WH | 4 |  | 1494 |  |  | 0 |  |  |  | 0
2021 | CA | Jacumba Solar Farm | 60947 | CAMX | WECC California | SUN | 20 |  | 43329 |  |  | 0 |  |  |  | 0
2021 | CA | James B Black | 249 | CAMX | WECC California | WAT | 168.6 |  | 367761 |  |  | 0 |  |  |  | 0
2021 | CA | Jaybird | 431 | CAMX | WECC California | WAT | 161.6 |  | 184433 |  |  | 0 |  |  |  | 0
2021 | CA | Johanna Energy Center, LLC | 63843 | CAMX | WECC California | MWH | 20
2021 | CA | John L. Featherstone Plant | 57475 | AZNM | WECC Southwest | GEO | 55 |  | 375735 |  |  | 0 |  |  |  | 0
2021 | CA | Jones Fork | 534 | CAMX | WECC California | WAT | 10 |  | 1395 |  |  | 0 |  |  |  | 0
2021 | CA | JSR000 N Mathilda Fuel Cell | 63711 | CAMX | WECC California | NG | 1.1 |  | 8967 |  | 0 | 0 |  | Estimated using an emission factor |  | 0
2021 | CA | Judge F Carr | 442 | CAMX | WECC California | WAT | 154.4 |  | 330612 |  |  | 0 |  |  |  | 0
2021 | CA | Juniper Networks Sunnyvale | 58301 | CAMX | WECC California | NG | 1.1 |  | 6680 |  | 0 | 0 |  | Estimated using an emission factor |  | 0
2021 | CA | Kaiser Deer Valley Rd. Fuel Cell | 62699 | CAMX | WECC California | NG | 1.4 |  | 10759 |  | 0 | 0 |  | Estimated using an emission factor |  | 0
2021 | CA | Kaiser Downey | 58128 | CAMX | WECC California | NG | 1 |  | 6920 |  | 0 | 0 |  | Estimated using an emission factor |  | 0
2021 | CA | Kaiser East La Palma Ave. Fuel Cell | 62698 | CAMX | WECC California | NG | 2.2 |  | 15898 |  | 0 | 0 |  | Estimated using an emission factor |  | 0
2021 | CA | Kaiser Napa Valley Corporate Dr Fuel Cell | 62701 | CAMX | WECC California | NG | 4.8 |  | 36932 |  | 0 | 0 |  | Estimated using an emission factor |  | 0
2021 | CA | Kaiser Ontario | 58132 | CAMX | WECC California | NG | 1 |  | 7322 |  | 0 | 0 |  | Estimated using an emission factor |  | 0
2021 | CA | Kaiser Owens Dr. Fuel Cell | 62700 | CAMX | WECC California | NG | 1 |  | 7547 |  | 0 | 0 |  | Estimated using an emission factor |  | 0
2021 | CA | Kanaka | 54653 | CAMX | WECC California | WAT | 1.1
2021 | CA | Karen Avenue Wind Farm | 10718 | CAMX | WECC California | WND | 11.7 |  | 30500 |  |  | 0 |  |  |  | 0
2021 | CA | Kaweah 1 | 337 | CAMX | WECC California | WAT | 2.3
2021 | CA | Kaweah 2 | 336 | CAMX | WECC California | WAT | 1.8 |  | 2359 |  |  | 0 |  |  |  | 0
2021 | CA | Kaweah 3 | 338 | CAMX | WECC California | WAT | 4.8 |  | -78 |  |  | 0 |  |  |  | 0
2021 | CA | Kaweah Delta District Hospital | 10042 | CAMX | WECC California | NG | 3.5 | 1 | 19914 | 337734 | 1.3537 | 0.13596 | 0.0080165 | NEI avg EF - PM, fuel type | 337734 | 1.3537
2021 | CA | Kearny Mesa Storage LLC | 62441 | CAMX | WECC California | MWH | 1
2021 | CA | Kekawaka Power House | 54654 | CAMX | WECC California | WAT | 4.9 |  | 0
2021 | CA | Kellogg's - San Jose | 59280 | CAMX | WECC California | NG | 1.1 |  | 6522 |  | 0 | 0 |  | Estimated using an emission factor |  | 0
2021 | CA | Kelly Ridge | 418 | CAMX | WECC California | WAT | 10 |  | 39223 |  |  | 0 |  |  |  | 0
2021 | CA | Kerckhoff | 250 | CAMX | WECC California | WAT | 22.6
2021 | CA | Kerckhoff 2 | 682 | CAMX | WECC California | WAT | 139.5 |  | 126294 |  |  | 0 |  |  |  | 0
2021 | CA | Kern Canyon | 7911 | CAMX | WECC California | WAT | 11.5
2021 | CA | Kern Front Limited | 50494 | CAMX | WECC California | NG | 49.8 |  | 16326 | 177931 | 0.71319 | 0.087369 | 0.0080165 | NEI avg EF - PM, fuel type | 177931 | 0.71319
2021 | CA | Kern Oil & Refining Co | 58100 | CAMX | WECC California | NG | 4.5 |  | 34580 | 468436 | 1.8776 | 0.1086 | 0.0080165 | NEI avg EF - PM, fuel type | 468436 | 1.8776
2021 | CA | Kern River 1 | 340 | CAMX | WECC California | WAT | 26.4 |  | 122358 |  |  | 0 |  |  |  | 0
2021 | CA | Kern River 3 | 339 | CAMX | WECC California | WAT | 40.3 |  | 44110 |  |  | 0 |  |  |  | 0
2021 | CA | Kern River Cogeneration | 10496 | CAMX | WECC California | NG | 300 | 0.46587 | 206481 | 1200764.282 | 4.813 | 0.046619 | 0.0080165 | NEI avg EF - PM, fuel type | 2577453 | 10.3311
2021 | CA | Kern River Eastridge Cogen | 52107 | CAMX | WECC California | NG | 48.8 | 0.42004 | 249247 | 1245044.963 | 4.9904 | 0.040044 | 0.0080165 | NEI avg EF - PM, fuel type | 2964115 | 11.8809
2021 | CA | Keswick | 443 | CAMX | WECC California | WAT | 117 |  | 288386.001 |  |  | 0 |  |  |  | 0
2021 | CA | Kettering Solar 1 | 59098 | CAMX | WECC California | SUN | 1 |  | 1598 |  |  | 0 |  |  |  | 0
2021 | CA | Kettering Solar 2 | 59099 | CAMX | WECC California | SUN | 1 |  | 1428 |  |  | 0 |  |  |  | 0
2021 | CA | Kettleman Solar -Centaurus | 59633 | CAMX | WECC California | SUN | 20 |  | 53457 |  |  | 0 |  |  |  | 0
2021 | CA | Kettleman Solar Project | 58510 | CAMX | WECC California | SUN | 1 |  | 2613 |  |  | 0 |  |  |  | 0
2021 | CA | Keysight - Santa Rosa | 65199 | CAMX | WECC California | NG | 4.5 |  | 31041 |  | 0 | 0 |  | Estimated using an emission factor |  | 0
2021 | CA | Kiefer Landfill | 55766 | CAMX | WECC California | LFG | 9 |  | 65025 | 833328 | 6.125 | 0.18839 | 0.0147 | Estimated using an emission factor | 833328 | 6.125
2021 | CA | Kilarc | 253 | CAMX | WECC California | WAT | 1.5 |  | 0
2021 | CA | Kilroy Solar | 61628 | CAMX | WECC California | SUN | 1.1 |  | 6932 |  |  | 0 |  |  |  | 0
2021 | CA | King City Peaking | 55811 | CAMX | WECC California | NG | 47.3 |  | 11130 | 118326 | 0.47428 | 0.085226 | 0.0080165 | NEI avg EF - PM, fuel type | 118326 | 0.47428
2021 | CA | King City Power Plant | 10294 | CAMX | WECC California | NG | 133.2 | 0.84179 | 84081 | 682129.775 | 0.84572 | 0.020117 | 0.0024796 | EPA/NEI | 810330.55 | 1.0047
2021 | CA | Kingbird A Solar LLC | 59868 | CAMX | WECC California | SUN | 20 |  | 59235 |  |  | 0 |  |  |  | 0
2021 | CA | Kingbird B Solar, LLC | 60091 | CAMX | WECC California | SUN | 20 |  | 58467 |  |  | 0 |  |  |  | 0
2021 | CA | Kings Beach | 6518 | NWPP | WECC Northwest | DFO | 15 |  | 0
2021 | CA | Kings River PH | 254 | CAMX | WECC California | WAT | 48.6 |  | 32203 |  |  | 0 |  |  |  | 0
2021 | CA | Kings River Syphon | 65033 | CAMX | WECC California | WAT | 1.3
2021 | CA | Kingsburg Cogen Facility | 10405 | CAMX | WECC California | NG | 36.2 | 0.9781 | 11594 | 125811.933 | 0.097157 | 0.01676 | 0.0015445 | EPA/NEI | 128629.563 | 0.099333
2021 | CA | Kingsburg Solar | 58304 | CAMX | WECC California | SUN | 3.7 |  | 7156 |  |  | 0 |  |  |  | 0
2021 | CA | Kohls San Bernardino Solar Facility | 57009 | CAMX | WECC California | SUN | 1 |  | 1455 |  |  | 0 |  |  |  | 0
2021 | CA | Kroger La Habra | 63758 | CAMX | WECC California | SUN | 1.2 |  | 2981 |  |  | 0 |  |  |  | 0
2021 | CA | KSR028 Merced Fuel Cell | 63712 | CAMX | WECC California | NG | 2 |  | 15510 |  | 0 | 0 |  | Estimated using an emission factor |  | 0
2021 | CA | KSR053 Cantara Fuel Cell | 63716 | CAMX | WECC California | NG | 1.6 |  | 10930 |  | 0 | 0 |  | Estimated using an emission factor |  | 0
2021 | CA | Kumeyaay Wind | 56295 | CAMX | WECC California | WND | 50 |  | 150994 |  |  | 0 |  |  |  | 0
2021 | CA | Kyocera America Project | 10720 | CAMX | WECC California | NG | 3.8 | 0.82527 | 10497 | 116853.556 | 0.024656 | 0.0046977 | 0.000422 | Estimated using an emission factor | 141594 | 0.029876
2021 | CA | L-8 Solar Project | 57836 | CAMX | WECC California | SUN | 1.5 |  | 2937 |  |  | 0 |  |  |  | 0
2021 | CA | La Grange | 440 | CAMX | WECC California | WAT | 4.5 |  | 7345 |  |  | 0 |  |  |  | 0
2021 | CA | La Joya Del Sol | 58118 | CAMX | WECC California | SUN | 1.5 |  | 864 |  |  | 0 |  |  |  | 0
2021 | CA | La Paloma Generating Plant | 55151 | CAMX | WECC California | NG | 1156 |  | 1243350 | 9905903.316 | 31.3791 | 0.050475 | 0.0063354 | EPA/NEI | 9905903.316 | 31.3791
2021 | CA | Lafayette 2 - Internal Services Dept | 63527 | CAMX | WECC California | SUN | 1.9 |  | 2033 |  |  | 0 |  |  |  | 0
2021 | CA | Lafayette 2 - MLK Jr. Hospital (MLK) | 63623 | CAMX | WECC California | SUN | 1.7 |  | 1605 |  |  | 0 |  |  |  | 0
2021 | CA | Laguna Water Reclamation Facility | 58960 | CAMX | WECC California | OBG | 4.4 | 0.53975 | 14511 | 84558.594 | 0.62151 | 0.08566 | 0.0147 | Estimated using an emission factor | 156664 | 1.1515
2021 | CA | Lake | 7987 | CAMX | WECC California | NG | 60.5 |  | 22102 | 227366.48 | 0.91134 | 0.082467 | 0.0080165 | NEI avg EF - PM, fuel type, firing type | 227366.48 | 0.91134
2021 | CA | Lake Herman | 64676 | CAMX | WECC California | SUN | 5 |  | 1193 |  |  | 0 |  |  |  | 0
2021 | CA | Lake Hodges Hydroelectric Facility | 57729 | CAMX | WECC California | WAT | 42 |  | -14793 |  |  | 0 |  |  |  | 0
2021 | CA | Lake Mathews | 6644 | CAMX | WECC California | WAT | 4.9 |  | 24831 |  |  | 0 |  |  |  | 0
2021 | CA | Lake Mendocino | 7489 | CAMX | WECC California | WAT | 3.5 |  | 1749 |  |  | 0 |  |  |  | 0
2021 | CA | Lambie Energy Center | 55626 | CAMX | WECC California | NG | 47 |  | 12627 | 140637.32 | 0.44979 | 0.071242 | 0.0063964 | EPA/NEI | 140637.32 | 0.44979
2021 | CA | Lancaster | 62056 | CAMX | WECC California | SUN | 3 |  | 8145 |  |  | 0 |  |  |  | 0
2021 | CA | Lancaster Baptist Church | 58634 | CAMX | WECC California | SUN | 1 |  | 1656 |  |  | 0 |  |  |  | 0
2021 | CA | Lancaster Dry Farm Ranch B | 58750 | CAMX | WECC California | SUN | 5 |  | 12654 |  |  | 0 |  |  |  | 0
2021 | CA | Lancaster Little Rock | 59262 | CAMX | WECC California | SUN | 5 |  | 10642 |  |  | 0 |  |  |  | 0
2021 | CA | Lancaster Solar 1 | 59167 | CAMX | WECC California | SUN | 1.5 |  | 3359 |  |  | 0 |  |  |  | 0
2021 | CA | Lancaster Solar 2 | 59169 | CAMX | WECC California | SUN | 1.5 |  | 3310 |  |  | 0 |  |  |  | 0
2021 | CA | Lancaster WAD B | 59739 | CAMX | WECC California | SUN | 3 |  | 7279 |  |  | 0 |  |  |  | 0
2021 | CA | Laredo Detention Facility - Solar 2, 3 | 65464 | CAMX | WECC California | SUN | 5.2 |  | 4300 |  |  | 0 |  |  |  | 0
2021 | CA | Larkspur Energy Faciity | 55542 | CAMX | WECC California | NG | 99.8 |  | 29988 | 303472.529 | 3.7754 | 0.25179 | 0.024881 | EPA/NEI | 303472.529 | 3.7754
2021 | CA | Las Virgenes | 64264 | CAMX | WECC California | SUN | 3 |  | 6229 |  |  | 0 |  |  |  | 0
2021 | CA | Las Virgenes Municipal Water District | 58963 | CAMX | WECC California | SUN | 1 |  | 1415 |  |  | 0 |  |  |  | 0
2021 | CA | Lavio Solar | 61792 | CAMX | WECC California | SUN | 1 |  | 2046 |  |  | 0 |  |  |  | 0
2021 | CA | LAWRP | 63614 | CAMX | WECC California | MWH | 1
2021 | CA | Lemoore 1 | 60142 | CAMX | WECC California | SUN | 1.5 |  | 2386 |  |  | 0 |  |  |  | 0
2021 | CA | Liberty HS Solar Project | 62274 | CAMX | WECC California | SUN | 1.5 |  | 2635 |  |  | 0 |  |  |  | 0
2021 | CA | Life Technologies - Pleasanton | 59279 | CAMX | WECC California | NG | 1.1 |  | 8363 |  | 0 | 0 |  | Estimated using an emission factor |  | 0
2021 | CA | Life Technologies Carlsbad | 58302 | CAMX | WECC California | NG | 1.1 |  | 8551 |  | 0 | 0 |  | Estimated using an emission factor |  | 0
2021 | CA | Lime Saddle | 255 | CAMX | WECC California | WAT | 2
2021 | CA | Lincoln Landfill | 57988 | CAMX | WECC California | LFG | 4.8 |  | 33006 | 315751.002 | 2.3208 | 0.14063 | 0.0147 | Estimated using an emission factor | 315751.002 | 2.3208
2021 | CA | Lincoln WWTF Hybrid | 65382 | CAMX | WECC California | SUN | 3 |  | 2565 |  |  | 0 |  |  |  | 0
2021 | CA | Lindberg FIeld Solar | 60060 | CAMX | WECC California | SUN | 2.9 |  | 4014 |  |  | 0 |  |  |  | 0
2021 | CA | Lindberg Field Solar 2 | 60984 | CAMX | WECC California | SUN | 1.9 |  | 4859 |  |  | 0 |  |  |  | 0
2021 | CA | Linde Wilmington | 50148 | CAMX | WECC California | NG | 31 | 1 | 0 | 0 | 0 |  |  | EPA/NEI; Estimated using an emission factor | 0 | 0
2021 | CA | Lindsay Solar | 58308 | CAMX | WECC California | SUN | 4 |  | 7429 |  |  | 0 |  |  |  | 0
2021 | CA | Little Bear 3 | 62463 | CAMX | WECC California | SUN | 20 |  | 53535 |  |  | 0 |  |  |  | 0
2021 | CA | Little Bear 4 | 62464 | CAMX | WECC California | SUN | 50 |  | 99337 |  |  | 0 |  |  |  | 0
2021 | CA | Little Bear 5 | 62465 | CAMX | WECC California | SUN | 50 |  | 107450 |  |  | 0 |  |  |  | 0
2021 | CA | Little Bear Solar 1, LLC | 59870 | CAMX | WECC California | SUN | 40 |  | 93133 |  |  | 0 |  |  |  | 0
2021 | CA | Little Rock Pham Solar | 60026 | CAMX | WECC California | SUN | 3 |  | 7826 |  |  | 0 |  |  |  | 0
2021 | CA | Live Oak Limited | 54768 | CAMX | WECC California | NG | 46 | 0.77427 | 32858 | 240006.187 | 0.015531 | 0.00094537 | 0.00012943 | EPA/NEI | 309978.95 | 0.02006
2021 | CA | Lockhart Solar PV, LLC | 10444 | CAMX | WECC California | NG | 92 |  | 81699 | 0 | 0 | 0 |  | NEI avg EF - PM, fuel type | 0 | 0
2021 | CA | Lockheed Martin Sunnyvale | 57808 | CAMX | WECC California | NG | 1.1 |  | 4609 |  | 0 | 0 |  | Estimated using an emission factor |  | 0
2021 | CA | Lodi | 7451 | CAMX | WECC California | NG | 27.4 |  | 3815 | 63682 | 0.25525 | 0.13382 | 0.0080165 | NEI avg EF - PM, fuel type | 63682 | 0.25525
2021 | CA | Lodi Energy Center | 57978 | CAMX | WECC California | NG | 288.9 |  | 1725367 | 12102139.083 | 10.6376 | 0.012331 | 0.001758 | EPA/NEI | 12102139.083 | 10.6376
2021 | CA | Loma Linda University Cogen | 10206 | CAMX | WECC California | NG | 13.1 | 0.37428 | 65549 | 395112.849 | 1.5837 | 0.048321 | 0.0080165 | EPA/NEI; Estimated using an emission factor | 1055653 | 4.2313
2021 | CA | Lone Valley Solar Park I LLC | 58417 | CAMX | WECC California | SUN | 10 |  | 22642 |  |  | 0 |  |  |  | 0
2021 | CA | Lone Valley Solar Park II LLC | 59237 | CAMX | WECC California | SUN | 20 |  | 48573 |  |  | 0 |  |  |  | 0
2021 | CA | Long Beach Convention Center | 63615 | CAMX | WECC California | MWH | 1.5
2021 | CA | Long Beach Generating Station | 341 | CAMX | WECC California | NG | 252 |  | 15517 | 258578.589 | 1.8451 | 0.23782 | 0.014271 | EPA/NEI | 258578.589 | 1.8451
2021 | CA | Longboat Solar, LLC | 60485 | CAMX | WECC California | SUN | 20 |  | 51460 |  |  | 0 |  |  |  | 0
2021 | CA | Loon Lake | 432 | CAMX | WECC California | WAT | 74.1 |  | 51220 |  |  | 0 |  |  |  | 0
2021 | CA | Los Angeles Harbor College | 57314 | CAMX | WECC California | SUN | 1.2 |  | 3204 |  |  | 0 |  |  |  | 0
2021 | CA | Los Angeles Refinery Wilmington | 54451 | CAMX | WECC California | PRG | 68.5 | 0.40184 | 369468 | 1953829.73 | 0.41226 | 0.0022316 | 0.000422 | EPA/NEI; Estimated using an emission factor | 4862259 | 1.0259
2021 | CA | Los Esteros Critical Energy Facility | 55748 | CAMX | WECC California | NG | 306.1 |  | 303113 | 2565489.133 | 6.8929 | 0.045481 | 0.0053736 | NEI avg EF - PM, fuel type, firing type | 2565489.133 | 6.8929
2021 | CA | Los Medanos Energy Center, LLC | 55217 | CAMX | WECC California | NG | 678.3 | 0.8659 | 3329130 | 22155775.829 | 59.5276 | 0.035762 | 0.0053736 | NEI avg EF - PM, fuel type, firing type | 25586868.447 | 68.7462
2021 | CA | Lost Creek I | 10708 | CAMX | WECC California | WAT | 1.1 |  | 5553 |  |  | 0 |  |  |  | 0
2021 | CA | Lost Hills Cogeneration Plant | 52077 | CAMX | WECC California | NG | 10.5 | 0.35326 | 5306.001 | 34774.225 | 0.13938 | 0.052538 | 0.0080165 | NEI avg EF - PM, fuel type | 98438.001 | 0.39456
2021 | CA | Lost Hills/Blackwell | 58711 | CAMX | WECC California | SUN | 32 |  | 90472 |  |  | 0 |  |  |  | 0
2021 | CA | Lower Tule River | 365 | CAMX | WECC California | WAT | 2.6
2021 | CA | Lundy | 342 | CAMX | WECC California | WAT | 3 |  | 4116 |  |  | 0 |  |  |  | 0
2021 | CA | Ma | 58451 | CAMX | WECC California | SUN | 1.5 |  | 2071 |  |  | 0 |  |  |  | 0
2021 | CA | Maclay Solar Project | 57308 | CAMX | WECC California | SUN | 2 |  | 4 |  |  | 0 |  |  |  | 0
2021 | CA | Madelyn Solar, LLC | 59409 | CAMX | WECC California | SUN | 1 |  | 2936 |  |  | 0 |  |  |  | 0
2021 | CA | Madera 1 PV | 61421 | CAMX | WECC California | SUN | 1.5 |  | 3034 |  |  | 0 |  |  |  | 0
2021 | CA | Madera Community Hospital | 58522 | CAMX | WECC California | SUN | 1 |  | 1974 |  |  | 0 |  |  |  | 0
2021 | CA | Magnolia | 56046 | CAMX | WECC California | NG | 387.6 |  | 1052998 | 7978321.529 | 21.436 | 0.040714 | 0.0053736 | NEI avg EF - PM, fuel type, firing type | 7978321.529 | 21.436
2021 | CA | Malaga Power | 56239 | CAMX | WECC California | NG | 121 |  | 23893 | 244970.652 | 0.10299 | 0.0086211 | 0.00084085 | EPA/NEI | 244970.652 | 0.10299
2021 | CA | Malburg Generating Station | 56041 | CAMX | WECC California | NG | 130 |  | 593910 | 4927597.339 | 3.6525 | 0.0123 | 0.0014824 | EPA/NEI | 4927597.339 | 3.6525
2021 | CA | Malech Solar Farm | 62688 | CAMX | WECC California | SUN | 3.1 |  | 5456 |  |  | 0 |  |  |  | 0
2021 | CA | Mammoth G1 | 10480 | CAMX | WECC California | GEO | 10 |  | 59191 |  |  | 0 |  |  |  | 0
2021 | CA | Mammoth G2 | 10481 | CAMX | WECC California | GEO | 15 |  | 71109 |  |  | 0 |  |  |  | 0
2021 | CA | Mammoth G3 | 10479 | CAMX | WECC California | GEO | 15 |  | 102896.001 |  |  | 0 |  |  |  | 0
2021 | CA | Mammoth Pool | 344 | CAMX | WECC California | WAT | 190 |  | 293325 |  |  | 0 |  |  |  | 0
2021 | CA | Manteca Land PV | 61115 | CAMX | WECC California | SUN | 1 |  | 1817 |  |  | 0 |  |  |  | 0
2021 | CA | Manzana Wind LLC | 57484 | CAMX | WECC California | WND | 189 |  | 554198 |  |  | 0 |  |  |  | 0
2021 | CA | Marathon Bay Area Cogen | 10342 | CAMX | WECC California | NG | 113.5 | 0.63922 | 519934 | 3108994.618 | 8.3532 | 0.032132 | 0.0053736 | EPA/NEI; Estimated using an emission factor | 4863764.076 | 13.0679
2021 | CA | Mariani Packing Vacaville Solar | 57005 | CAMX | WECC California | SUN | 1 |  | 1566 |  |  | 0 |  |  |  | 0
2021 | CA | Maricopa West Solar PV, LLC | 59607 | CAMX | WECC California | SUN | 20 |  | 36899 |  |  | 0 |  |  |  | 0
2021 | CA | Marin Clean Energy Solar One | 61013 | CAMX | WECC California | SUN | 10.5 |  | 21105 |  |  | 0 |  |  |  | 0
2021 | CA | Marina Landfill Gas | 10748 | CAMX | WECC California | LFG | 5.1 |  | 34859 | 331165 | 2.4341 | 0.13965 | 0.0147 | Estimated using an emission factor | 331165 | 2.4341
2021 | CA | Marina South | 64837 | CAMX | WECC California | SUN | 1 |  | 1946 |  |  | 0 |  |  |  | 0
2021 | CA | Mariposa Energy Project | 57483 | CAMX | WECC California | NG | 199.6 |  | 91265 | 937776.418 | 3.7588 | 0.082372 | 0.0080165 | NEI avg EF - PM, fuel type, firing type | 937776.418 | 3.7588
2021 | CA | Marsh Landing Generating Station | 57267 | CAMX | WECC California | NG | 828 |  | 260009 | 2934460.424 | 11.762 | 0.090474 | 0.0080165 | NEI avg EF - PM, fuel type, firing type | 2934460.424 | 11.762
2021 | CA | Martinez Refining | 54912 | CAMX | WECC California | NG | 100 | 0.44491 | 765254 | 4696807.534 | 9.8406 | 0.025719 | 0.0041903 | EPA/NEI; Estimated using an emission factor | 10556836.425 | 22.1184
2021 | CA | Martinez Sulfuric Acid Regeneration Plt | 52063 | CAMX | WECC California | WH | 4 | 1 | 13101 |  |  | 0 |  |  |  | 0
2021 | CA | Maverick Solar 4, LLC | 64104 | CAMX | WECC California | SUN | 100 |  | 298931 |  |  | 0 |  |  |  | 0
2021 | CA | Maverick Solar 6, LLC | 64105 | CAMX | WECC California | SUN | 100 |  | 113562 |  |  | 0 |  |  |  | 0
2021 | CA | Maverick Solar 7, LLC | 64106 | CAMX | WECC California | SUN | 132 |  | 9225 |  |  | 0 |  |  |  | 0
2021 | CA | Maverick Solar, LLC | 62178 | CAMX | WECC California | SUN | 125 |  | 332779 |  |  | 0 |  |  |  | 0
2021 | CA | Maxim | 59802 | CAMX | WECC California | NG | 1.1 |  | 7336 |  | 0 | 0 |  | Estimated using an emission factor |  | 0
2021 | CA | MCAGCC Cogen Plant | 58914 | CAMX | WECC California | NG | 16.4 | 0.44078 | 82453.999 | 419181.525 | 1.6802 | 0.040754 | 0.0080165 | NEI avg EF - PM, fuel type | 951005.999 | 3.8119
2021 | CA | McClellan (CA) | 535 | CAMX | WECC California | NG | 77 |  | 4006 | 50888 | 0.20397 | 0.10183 | 0.0080165 | NEI avg EF - PM, fuel type | 50888 | 0.20397
2021 | CA | McClure | 151 | CAMX | WECC California | NG | 142.4 |  | 2447 | 48534 | 0.29695 | 0.2427 | 0.012237 | EPA/NEI; Estimated using an emission factor | 48534 | 0.29695
2021 | CA | McCoy Solar Energy Project Hybrid | 58462 | CAMX | WECC California | SUN | 500.6 |  | 605709.999 | 0 |  | 0 |  |  | 0 | 0
2021 | CA | McGrath Generating Station | 56471 | CAMX | WECC California | NG | 49.8 |  | 10638 | 109836.845 | 0.44025 | 0.08277 | 0.0080165 | NEI avg EF - PM, fuel type, firing type | 109836.845 | 0.44025
2021 | CA | McKittrick Cogen | 52076 | CAMX | WECC California | NG | 12 | 0.95883 | 82856 | 971570.052 | 3.8943 | 0.094001 | 0.0080165 | NEI avg EF - PM, fuel type | 1013291 | 4.0615
2021 | CA | McKittrick Limited | 50612 | CAMX | WECC California | NG | 46 | 0.76119 | 17048 | 133518.912 | 0.53518 | 0.062785 | 0.0080165 | NEI avg EF - PM, fuel type, firing type | 175409.35 | 0.70308
2021 | CA | McSwain | 410 | CAMX | WECC California | WAT | 9 |  | 17663 |  |  | 0 |  |  |  | 0
2021 | CA | Medline Ind. Phase 2 Tracy | 63361 | CAMX | WECC California | SUN | 1 |  | 2147 |  |  | 0 |  |  |  | 0
2021 | CA | Merced 1 PV | 61420 | CAMX | WECC California | SUN | 3 |  | 6805 |  |  | 0 |  |  |  | 0
2021 | CA | Merced Falls | 258 | CAMX | WECC California | WAT | 3.4 |  | 6349 |  |  | 0 |  |  |  | 0
2021 | CA | Merced Solar LLC | 59265 | CAMX | WECC California | SUN | 1.5 |  | 4159 |  |  | 0 |  |  |  | 0
2021 | CA | Meridian Vineyards | 57982 | CAMX | WECC California | SUN | 1.1 |  | 1719 |  |  | 0 |  |  |  | 0
2021 | CA | Mesa Wind Power LLC | 50535 | CAMX | WECC California | WND | 29.9 |  | 0
2021 | CA | Mesquite Lake Energy Park Plant 2 | 50363 | AZNM | WECC Southwest | WDS | 21
2021 | CA | Mesquite Lake Water & Power Plant 1 | 57154 | AZNM | WECC Southwest | WDS | 18.1
2021 | CA | Metcalf Energy Center | 55393 | CAMX | WECC California | NG | 635 |  | 2335498 | 17368254.059 | 46.6646 | 0.039961 | 0.0053736 | NEI avg EF - PM, fuel type, firing type | 17368254.059 | 46.6646
2021 | CA | Metro Support Services Center Solar | 57313 | CAMX | WECC California | SUN | 1.2 |  | 1 |  |  | 0 |  |  |  | 0
2021 | CA | Micro Santa Clara | 62459 | CAMX | WECC California | NG | 2 |  | 7208 |  | 0 | 0 |  | Estimated using an emission factor |  | 0
2021 | CA | Middle Fork | 425 | CAMX | WECC California | WAT | 122.4 |  | 160093 |  |  | 0 |  |  |  | 0
2021 | CA | Middle Gorge | 401 | CAMX | WECC California | WAT | 37.5 |  | 28925 |  |  | 0 |  |  |  | 0
2021 | CA | Mid-Set Cogeneration | 10501 | CAMX | WECC California | NG | 39.1 | 1 | 0
2021 | CA | Midway Peaking | 56639 | CAMX | WECC California | NG | 139.8 |  | 23849 | 275885.659 | 0.11946 | 0.010018 | 0.000866 | EPA/NEI | 275885.659 | 0.11946
2021 | CA | Midway Solar Farm 1 | 60336 | AZNM | WECC Southwest | SUN | 50 |  | 126391 |  |  | 0 |  |  |  | 0
2021 | CA | Midway Solar Farm II | 60237 | AZNM | WECC Southwest | SUN | 30 |  | 73427 |  |  | 0 |  |  |  | 0
2021 | CA | Midway Solar Farm III | 60315 | AZNM | WECC Southwest | SUN | 20 |  | 50997 |  |  | 0 |  |  |  | 0
2021 | CA | Midway Sunset Cogen | 52169 | CAMX | WECC California | NG | 234 | 0.43845 | 41433.999 | 210638.699 | 0.84429 | 0.040754 | 0.0080165 | NEI avg EF - PM, fuel type | 480411.999 | 1.9256
2021 | CA | Mill Creek 3 | 7147 | CAMX | WECC California | WAT | 3 |  | 5804.001 |  |  | 0 |  |  |  | 0
2021 | CA | Millikan BESS | 60760 | CAMX | WECC California | MWH | 2 |  | -300 | 0 |  | 0 |  |  | 0 | 0
2021 | CA | Mira Loma | 58698 | CAMX | WECC California | SUN | 3 |  | 2795 |  |  | 0 |  |  |  | 0
2021 | CA | Mira Loma Energy Storage Facility | 60661 | CAMX | WECC California | MWH | 20 |  | 0
2021 | CA | Mira Loma Generating Station | 56473 | CAMX | WECC California | NG | 49.8 |  | 23935 | 244759.123 | 0.98106 | 0.081977 | 0.0080165 | NEI avg EF - PM, fuel type, firing type | 244759.123 | 0.98106
2021 | CA | Miramar Energy Facility | 56232 | CAMX | WECC California | NG | 106 |  | 20179 | 208984.55 | 0.83766 | 0.083023 | 0.0080165 | NEI avg EF - PM, fuel type, firing type | 208984.55 | 0.83766
2021 | CA | Mission College Blvd. Fuel Cell | 62697 | CAMX | WECC California | NG | 5 |  | 34644 |  | 0 | 0 |  | Estimated using an emission factor |  | 0
2021 | CA | Mission Solar LLC | 59267 | CAMX | WECC California | SUN | 1.5 |  | 4212 |  |  | 0 |  |  |  | 0
2021 | CA | Mitchell Solar, LLC | 59411 | CAMX | WECC California | SUN | 1.5 |  | 1926 |  |  | 0 |  |  |  | 0
2021 | CA | MM Lopez Energy | 55161 | CAMX | WECC California | LFG | 3 |  | 25837 | 248380 | 1.8256 | 0.14132 | 0.0147 | Estimated using an emission factor | 248380 | 1.8256
2021 | CA | MM San Diego-Miramar | 55094 | CAMX | WECC California | LFG | 6.4 | 0.63914 | 43488 | 373773.314 | 2.7472 | 0.12634 | 0.0147 | Estimated using an emission factor | 584808 | 4.2983
2021 | CA | MM Tulare Energy | 55160 | CAMX | WECC California | LFG | 1.8 |  | 6980 | 90001 | 0.66151 | 0.18954 | 0.0147 | Estimated using an emission factor | 90001 | 0.66151
2021 | CA | MM West Covina | 54015 | CAMX | WECC California | LFG | 6.8 |  | 41846 | 716198 | 1.0385 | 0.049634 | 0.0029 | Estimated using an emission factor | 716198 | 1.0385
2021 | CA | MM Yolo Power | 54567 | CAMX | WECC California | LFG | 3.6 |  | 16492.999 | 237277.999 | 1.744 | 0.21148 | 0.0147 | Estimated using an emission factor | 237277.999 | 1.744
2021 | CA | Moccasin | 381 | CAMX | WECC California | WAT | 100 |  | 298573 |  |  | 0 |  |  |  | 0
2021 | CA | Moccasin Low Head Hydro Project | 751 | CAMX | WECC California | WAT | 2.9 |  | 0
2021 | CA | Mojave 16/17/18 | 50821 | CAMX | WECC California | WND | 88.5 |  | 94836 |  |  | 0 |  |  |  | 0
2021 | CA | Mojave 3/4/5 | 52142 | CAMX | WECC California | WND | 75 |  | 116287 |  |  | 0 |  |  |  | 0
2021 | CA | Mojave Siphon | 7072 | CAMX | WECC California | WAT | 32.7 |  | 10323.999 |  |  | 0 |  |  |  | 0
2021 | CA | Mojave Solar Project | 57331 | CAMX | WECC California | SUN | 280 |  | 587977 |  |  | 0 |  |  |  | 0
2021 | CA | Monterey One Water | 54951 | CAMX | WECC California | OBG | 1.8 | 0.42041 | 8604 | 48272.947 | 0.35481 | 0.082475 | 0.0147 | Estimated using an emission factor | 114822.999 | 0.84395
2021 | CA | Monterey Regional Water Pollution Control Agency | 58633 | CAMX | WECC California | SUN | 1 |  | 1319 |  |  | 0 |  |  |  | 0
2021 | CA | Montezuma Wind II | 57701 | CAMX | WECC California | WND | 78.2 |  | 238444 |  |  | 0 |  |  |  | 0
2021 | CA | Montgomery Creek Hydro | 55009 | CAMX | WECC California | WAT | 2.6 |  | 3013 |  |  | 0 |  |  |  | 0
2021 | CA | Monticello Dam | 7646 | CAMX | WECC California | WAT | 11.5 |  | 31020.999 |  |  | 0 |  |  |  | 0
2021 | CA | Moonlight Packing - Phase 2 | 63514 | CAMX | WECC California | SUN | 1.4 |  | 2775 |  |  | 0 |  |  |  | 0
2021 | CA | Morelos del Sol | 60007 | CAMX | WECC California | SUN | 15 |  | 35366 |  |  | 0 |  |  |  | 0
2021 | CA | Morgan Lancaster 1 | 59942 | CAMX | WECC California | SUN | 1.5 |  | 2764 |  |  | 0 |  |  |  | 0
2021 | CA | Moss Landing Power Plant | 260 | CAMX | WECC California | NG | 1798 |  | 5322552 | 38874413.228 | 3.6931 | 0.0013877 | 0.00019 | EPA/NEI | 38874413.228 | 3.6931
2021 | CA | Mount Signal Solar Farm II | 61353 | CAMX | WECC California | SUN | 153.5 |  | 384189 |  |  | 0 |  |  |  | 0
2021 | CA | Mount Signal Solar Farm V | 61202 | CAMX | WECC California | SUN | 252.3 |  | 644906 |  |  | 0 |  |  |  | 0
2021 | CA | Mountain View I&2 | 55719 | CAMX | WECC California | WND | 64.8 |  | 181140 |  |  | 0 |  |  |  | 0
2021 | CA | Mountain View III | 56112 | CAMX | WECC California | WND | 22.4 |  | 60080 |  |  | 0 |  |  |  | 0
2021 | CA | Mountain View IV | 57459 | CAMX | WECC California | WND | 49 |  | 163176 |  |  | 0 |  |  |  | 0
2021 | CA | Mountainview Generating Station | 358 | CAMX | WECC California | NG | 1036.8 |  | 2025783.89 | 15270502.913 | 41.0284 | 0.040506 | 0.0053736 | NEI avg EF - PM, fuel type, firing type | 15270502.913 | 41.0284
2021 | CA | Mt Poso Cogeneration | 54626 | CAMX | WECC California | WDS | 62 | 0.98419 | 254983 | 3909526.118 | 20.2892 | 0.15914 | 0.010379 | NEI avg EF - PM, fuel type | 3972345.78 | 20.6152
2021 | CA | Muck Valley Hydroelectric | 10458 | CAMX | WECC California | WAT | 29.9 |  | 10025 |  |  | 0 |  |  |  | 0
2021 | CA | Municipal Cogen Plant | 50674 | CAMX | WECC California | NG | 1.2 | 1 | 7595 | 78219 | 0.016504 | 0.0043461 | 0.000422 | Estimated using an emission factor | 78219 | 0.016504
2021 | CA | Munro Valley Solar | 60412 | CAMX | WECC California | SUN | 4 |  | 9380 |  |  | 0 |  |  |  | 0
2021 | CA | Murphys | 261 | CAMX | WECC California | WAT | 3.6 |  | 10040 |  |  | 0 |  |  |  | 0
2021 | CA | Mustang Hills LLC | 57833 | CAMX | WECC California | WND | 150 |  | 296815 |  |  | 0 |  |  |  | 0
2021 | CA | Mustang Two | 62015 | CAMX | WECC California | SUN | 150 |  | 394136 |  |  | 0 |  |  |  | 0
2021 | CA | Nacimiento Hydro Project | 50352 | CAMX | WECC California | WAT | 4.4 |  | 3904 |  |  | 0 |  |  |  | 0
2021 | CA | Narrows 2 | 455 | CAMX | WECC California | WAT | 46.7 |  | 25102 |  |  | 0 |  |  |  | 0
2021 | CA | Narrows PH | 262 | CAMX | WECC California | WAT | 10.2 |  | 71030 |  |  | 0 |  |  |  | 0
2021 | CA | National Raisin | 61894 | CAMX | WECC California | SUN | 2.9 |  | 4982 |  |  | 0 |  |  |  | 0
2021 | CA | Navajo Solar Power Generation Station 1 LLC | 58610 | CAMX | WECC California | SUN | 1.5 |  | 4106 |  |  | 0 |  |  |  | 0
2021 | CA | Naval Air Weapons Station China Lake | 57764 | CAMX | WECC California | SUN | 11.1 |  | 24451 |  |  | 0 |  |  |  | 0
2021 | CA | Naval Hospital Medical Center | 50963 | CAMX | WECC California | NG | 5.3 | 0.47617 | 10837 | 73007.045 | 0.29263 | 0.054006 | 0.0080165 | NEI avg EF - PM, fuel type | 153322 | 0.61455
2021 | CA | NCPA Combustion Turbine Project #2 | 7449 | CAMX | WECC California | NG | 50 |  | 28974 | 248285.158 | 0.4391 | 0.03031 | 0.003537 | EPA/NEI | 248285.158 | 0.4391
2021 | CA | Nelson Creek | 50223 | CAMX | WECC California | WAT | 1.2 |  | 451 |  |  | 0 |  |  |  | 0
2021 | CA | New Hogan Power Plant | 50755 | CAMX | WECC California | WAT | 3 |  | 4438 |  |  | 0 |  |  |  | 0
2021 | CA | New Melones | 6158 | CAMX | WECC California | WAT | 300 |  | 379400 |  |  | 0 |  |  |  | 0
2021 | CA | Newberry Solar 1 LLC | 58226 | CAMX | WECC California | SUN | 1.5 |  | 2969 |  |  | 0 |  |  |  | 0
2021 | CA | Newcastle | 632 | CAMX | WECC California | WAT | 12.7 |  | 5760 |  |  | 0 |  |  |  | 0
2021 | CA | New-Indy Ontario Mill | 10427 | CAMX | WECC California | NG | 33 | 1 | 248417 | 2862765 | 11.4747 | 0.092382 | 0.0080165 | NEI avg EF - PM, fuel type | 2862765 | 11.4747
2021 | CA | NextEra Westside PV | 60981 | CAMX | WECC California | SUN | 20 |  | 53940 |  |  | 0 |  |  |  | 0
2021 | CA | Niagara Bottling - Rialto | 65652 | CAMX | WECC California | SUN | 4.2 |  | 0
2021 | CA | Niagara Bottling Stockton | 63363 | CAMX | WECC California | SUN | 1 |  | 1650 |  |  | 0 |  |  |  | 0
2021 | CA | Nickel 1 Solar Facility | 58034 | CAMX | WECC California | SUN | 1.5 |  | 2270 |  |  | 0 |  |  |  | 0
2021 | CA | Nicolis Solar PV Plant | 59600 | CAMX | WECC California | SUN | 20 |  | 40152 |  |  | 0 |  |  |  | 0
2021 | CA | Niland Gas Turbine Plant | 56569 | AZNM | WECC Southwest | NG | 121 |  | 89257 | 879814.053 | 1.3967 | 0.031296 | 0.003175 | EPA/NEI | 879814.053 | 1.3967
2021 | CA | Nimbus | 444 | CAMX | WECC California | WAT | 13.4 |  | 22340 |  |  | 0 |  |  |  | 0
2021 | CA | NLP Granger | 60516 | CAMX | WECC California | SUN | 3 |  | 7242 |  |  | 0 |  |  |  | 0
2021 | CA | Nordhoff Place | 59652 | CAMX | WECC California | SUN | 1.2 |  | 1588 |  |  | 0 |  |  |  | 0
2021 | CA | North Bay Solar 1 | 58748 | CAMX | WECC California | SUN | 1 |  | 2050 |  |  | 0 |  |  |  | 0
2021 | CA | North Brawley Geothermal Plant | 56832 | AZNM | WECC Southwest | GEO | 80 |  | 45121 |  |  | 0 |  |  |  | 0
2021 | CA | North City - Landfill Gas Engine North | 60571 | CAMX | WECC California | LFG | 1.6 |  | 7861 | 106742 | 0.78455 | 0.19961 | 0.0147 | Estimated using an emission factor | 106742 | 0.78455
2021 | CA | North City - Landfill Gas Engines South | 55602 | CAMX | WECC California | LFG | 3.6 |  | 17682 | 150059 | 1.1029 | 0.12475 | 0.0147 | Estimated using an emission factor | 150059 | 1.1029
2021 | CA | North Hollywood | 57854 | CAMX | WECC California | WAT | 8.5 |  | 0
2021 | CA | North Kern State Prison Phase II | 63651 | CAMX | WECC California | SUN | 4 |  | 8065 |  |  | 0 |  |  |  | 0
2021 | CA | North Lancaster Ranch | 59962 | CAMX | WECC California | SUN | 20 |  | 35159 |  |  | 0 |  |  |  | 0
2021 | CA | North Midway Cogen | 52078 | CAMX | WECC California | NG | 10.5
2021 | CA | North Palm Springs 1A | 57743 | CAMX | WECC California | SUN | 2.5 |  | 5622 |  |  | 0 |  |  |  | 0
2021 | CA | North Palm Springs 4A | 57722 | CAMX | WECC California | SUN | 4 |  | 9778 |  |  | 0 |  |  |  | 0
2021 | CA | North Rosamond Solar LLC | 59879 | CAMX | WECC California | SUN | 151.1 |  | 349863 |  |  | 0 |  |  |  | 0
2021 | CA | North Sky River Energy LLC | 58154 | CAMX | WECC California | WND | 162 |  | 465874 |  |  | 0 |  |  |  | 0
2021 | CA | North Star Solar | 58713 | CAMX | WECC California | SUN | 61.6 |  | 131351 |  |  | 0 |  |  |  | 0
2021 | CA | Nove Power Plant | 50831 | CAMX | WECC California | LFG | 3 |  | 1701.999 | 30654.999 | 0.22531 | 0.26476 | 0.0147 | Estimated using an emission factor | 30654.999 | 0.22531
2021 | CA | Nunn | 58448 | CAMX | WECC California | SUN | 1 |  | 2049 |  |  | 0 |  |  |  | 0
2021 | CA | Oak Creek Energy Systems I | 50754 | CAMX | WECC California | WND | 34.5 |  | 68347.999 |  |  | 0 |  |  |  | 0
2021 | CA | Oak Flat | 626 | CAMX | WECC California | WAT | 1.4 |  | 2987 |  |  | 0 |  |  |  | 0
2021 | CA | Oakley Solar Project | 58376 | CAMX | WECC California | SUN | 1.5 |  | 2265 |  |  | 0 |  |  |  | 0
2021 | CA | Oasis Alta | 63941 | CAMX | WECC California | WND | 14.4 |  | 43372 |  |  | 0 |  |  |  | 0
2021 | CA | Oasis Wind | 56302 | CAMX | WECC California | WND | 60.3 |  | 40096 |  |  | 0 |  |  |  | 0
2021 | CA | Occidental College Solar Project | 57311 | CAMX | WECC California | SUN | 1 |  | 1794 |  |  | 0 |  |  |  | 0
2021 | CA | Ocotillo Express LLC | 57514 | CAMX | WECC California | WND | 265.4 |  | 438928 |  |  | 0 |  |  |  | 0
2021 | CA | OCSD | 63616 | CAMX | WECC California | MWH | 4.9
2021 | CA | OK Produce Fresno Carport | 65229 | CAMX | WECC California | SUN | 2 |  | 3645 |  |  | 0 |  |  |  | 0
2021 | CA | Olive | 6013 | CAMX | WECC California | NG | 109.7 |  | 0
2021 | CA | Olive View Medical Center | 10884 | CAMX | WECC California | NG | 5.6 | 0.28462 | 9184 | 49251.248 | 0.19741 | 0.04299 | 0.0080165 | NEI avg EF - PM, fuel type | 173042 | 0.6936
2021 | CA | OLS Energy Chino | 50850 | CAMX | WECC California | NG | 30.8 | 0.64888 | 7480 | 55575.645 | 0.14932 | 0.039925 | 0.0053736 | EPA/NEI; Estimated using an emission factor | 85648.776 | 0.23012
2021 | CA | Olsen | 50180 | CAMX | WECC California | WAT | 5 |  | 3358 |  |  | 0 |  |  |  | 0
2021 | CA | Oltmans SCE at Champagne | 58581 | CAMX | WECC California | SUN | 1 |  | 1439 |  |  | 0 |  |  |  | 0
2021 | CA | Oltmans SCE at Jurupa | 58582 | CAMX | WECC California | SUN | 1.5 |  | 2795 |  |  | 0 |  |  |  | 0
2021 | CA | One Market Plaza | 58607 | CAMX | WECC California | NG | 1.5 | 0.42634 | 2130 | 11889.275 | 0.0025086 | 0.0023555 | 0.000422 | Estimated using an emission factor | 27887.001 | 0.0058842
2021 | CA | One Ten Partners PV | 61419 | CAMX | WECC California | SUN | 2 |  | 6338 |  |  | 0 |  |  |  | 0
2021 | CA | ONeill | 446 | CAMX | WECC California | WAT | 25.2 |  | -17821.002 |  |  | 0 |  |  |  | 0
2021 | CA | Orange County Energy Storage 2 | 62497 | CAMX | WECC California | MWH | 9
2021 | CA | Orange County Energy Storage 3 | 62499 | CAMX | WECC California | MWH | 6
2021 | CA | Orange Grove Project | 56914 | CAMX | WECC California | NG | 118 |  | 14858 | 162757.285 | 0.40607 | 0.05466 | 0.0049898 | EPA/NEI | 162757.285 | 0.40607
2021 | CA | Orion Solar I | 58718 | CAMX | WECC California | SUN | 12 |  | 76005 |  |  | 0 |  |  |  | 0
2021 | CA | Orion Solar II | 58721 | CAMX | WECC California | SUN | 8 |  | 18428 |  |  | 0 |  |  |  | 0
2021 | CA | Ormesa I | 50766 | AZNM | WECC Southwest | GEO | 26.4 |  | 109889 |  |  | 0 |  |  |  | 0
2021 | CA | Ormesa II | 54724 | AZNM | WECC Southwest | GEO | 24 |  | 102722 |  |  | 0 |  |  |  | 0
2021 | CA | Ormesa III | 10763 | AZNM | WECC Southwest | GEO | 45.6 |  | 74056 |  |  | 0 |  |  |  | 0
2021 | CA | Ormond Beach Power, LLC. | 350 | CAMX | WECC California | NG | 1612 |  | 427152 | 5090555.349 | 8.78 | 0.041109 | 0.0034495 | EPA/NEI | 5090555.349 | 8.78
2021 | CA | Oro Loma | 59915 | CAMX | WECC California | SUN | 20 |  | 50700 |  |  | 0 |  |  |  | 0
2021 | CA | Oroville Cogeneration LP | 54477 | CAMX | WECC California | NG | 7.7 | 0.35194 | 80.003 | 438.161 | 9.2452e-05 | 0.0023112 | 0.000422 | Estimated using an emission factor | 1244.999 | 0.00026269
2021 | CA | Ortega Highway Energy Storage | 60567 | CAMX | WECC California | MWH | 2 |  | 0
2021 | CA | Otay Mesa Energy Center, LLC | 55345 | CAMX | WECC California | NG | 688.5 |  | 2127016 | 15369904.296 | 41.2955 | 0.03883 | 0.0053736 | NEI avg EF - PM, fuel type, firing type | 15369904.296 | 41.2955
2021 | CA | Otoe Solar Power Generation Station 1 LLC | 58612 | CAMX | WECC California | SUN | 1.5 |  | 2524 |  |  | 0 |  |  |  | 0
2021 | CA | Owens Valley Solar Project 11 | 60953 | CAMX | WECC California | SUN | 1 |  | 2886 |  |  | 0 |  |  |  | 0
2021 | CA | Oxbow (CA) | 426 | CAMX | WECC California | WAT | 6.1 |  | 8710 |  |  | 0 |  |  |  | 0
2021 | CA | Oxnard | 50464 | CAMX | WECC California | NG | 68.7 | 0.65994 | 523413 | 3410450.595 | 13.6699 | 0.052234 | 0.0080165 | NEI avg EF - PM, fuel type | 5167812 | 20.7139
2021 | CA | Oxnard Paper Mill | 57585 | CAMX | WECC California | NG | 29 | 0.50801 | 189826 | 1062355.764 | 4.2582 | 0.044864 | 0.0080165 | NEI avg EF - PM, fuel type | 2091202 | 8.3821
2021 | CA | Oxnard Wastewater Treatment Plant | 50224 | CAMX | WECC California | OBG | 1.5 | 0.52155 | 5921.001 | 41814.433 | 0.30734 | 0.10381 | 0.0147 | Estimated using an emission factor | 80172.999 | 0.58927
2021 | CA | P Plant | 59456 | CAMX | WECC California | NG | 9.2 | 0.62303 | 36937 | 245689.463 | 0.98478 | 0.053322 | 0.0080165 | NEI avg EF - PM, fuel type | 394345 | 1.5806
2021 | CA | Pacific Cruise Ship Terminals Berth 93 | 57309 | CAMX | WECC California | SUN | 1 |  | 547 |  |  | 0 |  |  |  | 0
2021 | CA | Pacific Ethanol Madera Solar Array | 61989 | CAMX | WECC California | SUN | 4.3 |  | 2031 |  |  | 0 |  |  |  | 0
2021 | CA | Pacific Union College BESS | 61795 | CAMX | WECC California | MWH | 1
2021 | CA | Pacific Wind LLC | 57757 | CAMX | WECC California | WND | 151.7 |  | 329665 |  |  | 0 |  |  |  | 0
2021 | CA | Pacific-Ultrapower Chinese Station | 50560 | CAMX | WECC California | WDS | 25 |  | 131979 | 2044558.01 | 10.6106 | 0.16079 | 0.010379 | NEI avg EF - PM, fuel type | 2044558.01 | 10.6106
2021 | CA | Painted Hills Wind Park | 50533 | CAMX | WECC California | WND | 46.8 |  | 117697 |  |  | 0 |  |  |  | 0
2021 | CA | Pala Energy Storage Yard | 60566 | CAMX | WECC California | MWH | 1.5 |  | 0
2021 | CA | Palo Verde College | 57773 | CAMX | WECC California | SUN | 1.2 |  | 2106 |  |  | 0 |  |  |  | 0
2021 | CA | Palomar Energy Center | 55985 | CAMX | WECC California | NG | 559 |  | 1835521 | 13058676.22 | 35.0858 | 0.03823 | 0.0053736 | NEI avg EF - PM, fuel type, firing type | 13058676.22 | 35.0858
2021 | CA | Panoche Energy Center | 56803 | CAMX | WECC California | NG | 432 |  | 672033 | 6239125.583 | 5.1135 | 0.015218 | 0.0016392 | EPA/NEI | 6239125.583 | 5.1135
2021 | CA | Panoche Valley Solar Farm | 57340 | CAMX | WECC California | SUN | 140 |  | 355996 |  |  | 0 |  |  |  | 0
2021 | CA | Paramount Refinery | 58058 | CAMX | WECC California | NG | 6.7
2021 | CA | Pardee | 376 | CAMX | WECC California | WAT | 23.6 |  | 56224.999 |  |  | 0 |  |  |  | 0
2021 | CA | Park Meridian #1 | 59539 | CAMX | WECC California | SUN | 1.5 |  | 2811 |  |  | 0 |  |  |  | 0
2021 | CA | Parker | 428 | CAMX | WECC California | WAT | 2.7 |  | 4020 |  |  | 0 |  |  |  | 0
2021 | CA | Parker Dam | 447 | AZNM | WECC Southwest | WAT | 120 |  | 437031 |  |  | 0 |  |  |  | 0
2021 | CA | Parnassus Central Utility Plant | 58198 | CAMX | WECC California | NG | 13.4 | 0.41993 | 69951 | 403513.947 | 1.0204 | 0.029174 | 0.0050575 | EPA/NEI; Estimated using an emission factor | 960901.32 | 2.4299
2021 | CA | Pastoria Energy Facility | 55656 | CAMX | WECC California | NG | 779 |  | 4259151 | 32895289.977 | 36.5894 | 0.017182 | 0.0022246 | EPA/NEI | 32895289.977 | 36.5894
2021 | CA | PE Berkeley | 50849 | CAMX | WECC California | NG | 28.5 | 0.44116 | 148971 | 845043.579 | 1.9657 | 0.02639 | 0.0046523 | EPA/NEI; Estimated using an emission factor | 1915485.804 | 4.4557
2021 | CA | Pebbly Beach Generating Station Hybrid | 6704 | CAMX | WECC California | DFO | 12.7 |  | 28909.993 | 296316.01 | 43.9817 | 3.0427 | 0.29686 | EPA/NEI; Estimated using an emission factor | 296316.01 | 43.9817
2021 | CA | Perris | 481 | CAMX | WECC California | WAT | 7.9 |  | 0
2021 | CA | PFMG Solar Grossmont Helix LLC | 62611 | CAMX | WECC California | SUN | 1.2 |  | 2252 |  |  | 0 |  |  |  | 0
2021 | CA | Phelan Pinon Hills CSD Solar | 63376 | CAMX | WECC California | SUN | 1.2 |  | 2639 |  |  | 0 |  |  |  | 0
2021 | CA | Phillips 66 Carbon Plant | 50388 | CAMX | WECC California | WH | 27.3 | 1 | 112434
2021 | CA | Phillips 66 Rodeo Refinery | 50119 | CAMX | WECC California | PRG | 54.9 | 0.26427 | 353831.001 | 1908124.063 | 0.40261 | 0.0022757 | 0.000422 | Estimated using an emission factor | 7220387.001 | 1.5235
2021 | CA | Phoenix | 264 | CAMX | WECC California | WAT | 1.6 |  | 5344 |  |  | 0 |  |  |  | 0
2021 | CA | Pierce College | 58248 | CAMX | WECC California | SUN | 1.9 |  | 3204 |  |  | 0 |  |  |  | 0
2021 | CA | Pilot Knob | 388 | AZNM | WECC Southwest | WAT | 33 |  | 20833 |  |  | 0 |  |  |  | 0
2021 | CA | Pine Flat | 7907 | CAMX | WECC California | WAT | 165 |  | 51941.001 |  |  | 0 |  |  |  | 0
2021 | CA | Pine Tree Solar Project | 57306 | CAMX | WECC California | SUN | 8.5 |  | 8304 |  |  | 0 |  |  |  | 0
2021 | CA | Pine Tree Wind Power Project | 56433 | CAMX | WECC California | WND | 135 |  | 215703 |  |  | 0 |  |  |  | 0
2021 | CA | Pinyon Pine I | 57834 | CAMX | WECC California | WND | 168 |  | 312631 |  |  | 0 |  |  |  | 0
2021 | CA | Pinyon Pine II | 57837 | CAMX | WECC California | WND | 132 |  | 228241 |  |  | 0 |  |  |  | 0
2021 | CA | Pio Pico Energy Center LLC | 57555 | CAMX | WECC California | NG | 395.4 |  | 70755.999 | 739107.188 | 12.5971 | 0.35607 | 0.034087 | EPA/NEI | 739107.188 | 12.5971
2021 | CA | Pit 1 | 265 | CAMX | WECC California | WAT | 69.2 |  | 142099 |  |  | 0 |  |  |  | 0
2021 | CA | Pit 3 | 266 | CAMX | WECC California | WAT | 80.1 |  | 188394 |  |  | 0 |  |  |  | 0
2021 | CA | Pit 4 | 267 | CAMX | WECC California | WAT | 103.4 |  | 186986 |  |  | 0 |  |  |  | 0
2021 | CA | Pit 5 | 268 | CAMX | WECC California | WAT | 141.6 |  | 465090 |  |  | 0 |  |  |  | 0
2021 | CA | Pit 6 | 269 | CAMX | WECC California | WAT | 79.2 |  | 229588 |  |  | 0 |  |  |  | 0
2021 | CA | Pit 7 | 270 | CAMX | WECC California | WAT | 109.8 |  | 280981 |  |  | 0 |  |  |  | 0
2021 | CA | Pixar - Emeryville | 59803 | CAMX | WECC California | NG | 1.1 |  | 6619 |  | 0 | 0 |  | Estimated using an emission factor |  | 0
2021 | CA | Plant No 1 Orange County | 50696 | CAMX | WECC California | OBG | 7.5 | 0.82454 | 34068.999 | 332009.873 | 2.4403 | 0.14325 | 0.0147 | Estimated using an emission factor | 402662.001 | 2.9596
2021 | CA | Plant No 2 Orange County | 52099 | CAMX | WECC California | OBG | 16 | 0.62761 | 41574 | 363809.318 | 2.674 | 0.12864 | 0.0147 | EPA/NEI; Estimated using an emission factor | 579678 | 4.2606
2021 | CA | Pleasant Valley Hydro | 402 | CAMX | WECC California | WAT | 3.2 |  | 3665 |  |  | 0 |  |  |  | 0
2021 | CA | Pleasanton - Amador Valley High School | 63630 | CAMX | WECC California | SUN | 1.1 |  | 1576 |  |  | 0 |  |  |  | 0
2021 | CA | Poe | 272 | CAMX | WECC California | WAT | 142.8 |  | 226461 |  |  | 0 |  |  |  | 0
2021 | CA | Point Wind | 63482 | CAMX | WECC California | WND | 64.5 |  | 179612 |  |  | 0 |  |  |  | 0
2021 | CA | POM Beverage Solar | 65707 | CAMX | WECC California | SUN | 1.8
2021 | CA | POM Juice Solar | 65706 | CAMX | WECC California | SUN | 1.5
2021 | CA | Ponderosa Bailey Creek | 10709 | CAMX | WECC California | WAT | 1.1 |  | 114 |  |  | 0 |  |  |  | 0
2021 | CA | Poole | 353 | CAMX | WECC California | WAT | 11.3 |  | 15846 |  |  | 0 |  |  |  | 0
2021 | CA | Port of LA Solar FiT Project | 61319 | CAMX | WECC California | SUN | 1.1 |  | 1728 |  |  | 0 |  |  |  | 0
2021 | CA | Portal | 354 | CAMX | WECC California | WAT | 10.8 |  | 11402 |  |  | 0 |  |  |  | 0
2021 | CA | Portal Ridge Solar B, LLC | 60310 | CAMX | WECC California | SUN | 20 |  | 46449 |  |  | 0 |  |  |  | 0
2021 | CA | Portal Ridge Solar C, LLC | 60311 | CAMX | WECC California | SUN | 11.4 |  | 30316 |  |  | 0 |  |  |  | 0
2021 | CA | Porterville 6 and 7 | 59219 | CAMX | WECC California | SUN | 3 |  | 5278 |  |  | 0 |  |  |  | 0
2021 | CA | Porterville Solar | 58309 | CAMX | WECC California | SUN | 3.5 |  | 6713 |  |  | 0 |  |  |  | 0
2021 | CA | Potrero Hills Energy Producers | 59952 | CAMX | WECC California | LFG | 8 |  | 59572 | 560921 | 4.1228 | 0.13841 | 0.0147 | Estimated using an emission factor | 560921 | 4.1228
2021 | CA | Potter Valley | 274 | CAMX | WECC California | WAT | 9.4 |  | 2664.001 |  |  | 0 |  |  |  | 0
2021 | CA | Power Generation Station (PGS) 2 | 57696 | CAMX | WECC California | OBG | 4.6 | 0.46212 | 16112 | 97438.329 | 1.0523 | 0.13063 | 0.0216 | Estimated using an emission factor | 210849 | 2.2772
2021 | CA | Powhatan Solar Power Generation Station 1 LLC | 58611 | CAMX | WECC California | SUN | 1.5 |  | 4199 |  |  | 0 |  |  |  | 0
2021 | CA | Prairie | 64846 | CAMX | WECC California | SUN | 1.8 |  | 2408 |  |  | 0 |  |  |  | 0
2021 | CA | PRC-Desoto Intl/PPG Aerospace | 58085 | CAMX | WECC California | DFO | 1.5
2021 | CA | Preferred Freezer San Leandro | 62578 | CAMX | WECC California | SUN | 2 |  | 3473 |  |  | 0 |  |  |  | 0
2021 | CA | Prima Plant | 55601 | CAMX | WECC California | LFG | 6 |  | 45004 | 522429 | 3.8399 | 0.17064 | 0.0147 | Estimated using an emission factor | 522429 | 3.8399
2021 | CA | Procter and Gamble Power Plant | 7551 | CAMX | WECC California | NG | 193.4 | 0.77708 | 668107 | 4551228.199 | 3.4822 | 0.010424 | 0.0015302 | EPA/NEI | 5856848.442 | 4.4812
2021 | CA | Prologis L.P | 64600 | CAMX | WECC California | SUN | 3 |  | 3706 |  |  | 0 |  |  |  | 0
2021 | CA | PSREC/SIAD Solar | 63493 | CAMX | WECC California | SUN | 2.5 |  | 5992 |  |  | 0 |  |  |  | 0
2021 | CA | Puente Hills Energy Recovery | 10472 | CAMX | WECC California | LFG | 50 |  | 194232 | 2423345.154 | 3.5139 | 0.036182 | 0.0029 | Estimated using an emission factor | 2423345.154 | 3.5139
2021 | CA | Pumpjack Solar I | 59322 | CAMX | WECC California | SUN | 20 |  | 49235 |  |  | 0 |  |  |  | 0
2021 | CA | Putah Creek Solar Farm | 59550 | CAMX | WECC California | SUN | 2 |  | 5208 |  |  | 0 |  |  |  | 0
2021 | CA | PVN Milliken, LLC | 60790 | CAMX | WECC California | SUN | 3 |  | 4935 |  |  | 0 |  |  |  | 0
2021 | CA | Q Plant | 59457 | CAMX | WECC California | NG | 4.6 | 0.53031 | 35893 | 194913.58 | 0.78126 | 0.043533 | 0.0080165 | NEI avg EF - PM, fuel type | 367548 | 1.4732
2021 | CA | Quinto Solar PV Project | 59339 | CAMX | WECC California | SUN | 108 |  | 275219 |  |  | 0 |  |  |  | 0
2021 | CA | R C Kirkwood | 382 | CAMX | WECC California | WAT | 115.5 |  | 322540.999 |  |  | 0 |  |  |  | 0
2021 | CA | R E Badger Filtration Plant | 50147 | CAMX | WECC California | WAT | 1.4 |  | 0
2021 | CA | Radiance Solar 4 | 58354 | CAMX | WECC California | SUN | 1.5 |  | 3296 |  |  | 0 |  |  |  | 0
2021 | CA | Radiance Solar 5 | 58355 | CAMX | WECC California | SUN | 1.5 |  | 3266 |  |  | 0 |  |  |  | 0
2021 | CA | Ralston | 427 | CAMX | WECC California | WAT | 79.2 |  | 118007 |  |  | 0 |  |  |  | 0
2021 | CA | Ramona 1 | 58909 | CAMX | WECC California | SUN | 2 |  | 4529 |  |  | 0 |  |  |  | 0
2021 | CA | Ramona 2 | 58911 | CAMX | WECC California | SUN | 5 |  | 11784 |  |  | 0 |  |  |  | 0
2021 | CA | Ramona Solar Energy | 60995 | CAMX | WECC California | SUN | 4.3 |  | 2506 |  |  | 0 |  |  |  | 0
2021 | CA | Rancho Cordova Medical Offices | 65384 | CAMX | WECC California | SUN | 1.1 |  | 1728 |  |  | 0 |  |  |  | 0
2021 | CA | Rancho Cucamonga Dist #1 | 59540 | CAMX | WECC California | SUN | 1.8 |  | 3182 |  |  | 0 |  |  |  | 0
2021 | CA | Rancho Penasquitos | 56615 | CAMX | WECC California | WAT | 4.6 |  | 9958 |  |  | 0 |  |  |  | 0
2021 | CA | Rancho Seco Solar II, LLC | 63387 | CAMX | WECC California | SUN | 160 |  | 322305 |  |  | 0 |  |  |  | 0
2021 | CA | Rancho Seco Solar, LLC | 60226 | CAMX | WECC California | SUN | 10.8 |  | 22317 |  |  | 0 |  |  |  | 0
2021 | CA | Ratkovich Alhambra | 62458 | CAMX | WECC California | NG | 1 |  | 7369 |  | 0 | 0 |  | Estimated using an emission factor |  | 0
2021 | CA | RCWD PV Project | 60426 | CAMX | WECC California | SUN | 4.1 |  | 8427 |  |  | 0 |  |  |  | 0
2021 | CA | RE Adams East, LLC | 58984 | CAMX | WECC California | SUN | 19 |  | 44794 |  |  | 0 |  |  |  | 0
2021 | CA | RE Astoria | 59976 | CAMX | WECC California | SUN | 100 |  | 300528 |  |  | 0 |  |  |  | 0
2021 | CA | RE Astoria 2 | 59977 | CAMX | WECC California | SUN | 75 |  | 229793 |  |  | 0 |  |  |  | 0
2021 | CA | RE Barren Ridge 1 | 60389 | CAMX | WECC California | SUN | 60 |  | 171285 |  |  | 0 |  |  |  | 0
2021 | CA | RE Bruceville 1 LLC | 57783 | CAMX | WECC California | SUN | 5 |  | 11040 |  |  | 0 |  |  |  | 0
2021 | CA | RE Bruceville 2 LLC | 57784 | CAMX | WECC California | SUN | 5 |  | 10996 |  |  | 0 |  |  |  | 0
2021 | CA | RE Bruceville 3 LLC | 57785 | CAMX | WECC California | SUN | 5 |  | 10692 |  |  | 0 |  |  |  | 0
2021 | CA | RE Camelot LLC | 58983 | CAMX | WECC California | SUN | 45 |  | 116009 |  |  | 0 |  |  |  | 0
2021 | CA | RE Columbia 3 LLC | 58502 | CAMX | WECC California | SUN | 10 |  | 22747 |  |  | 0 |  |  |  | 0
2021 | CA | RE Columbia Two, LLC | 58990 | CAMX | WECC California | SUN | 15 |  | 41512 |  |  | 0 |  |  |  | 0
2021 | CA | RE Dillard 1 LLC | 57777 | CAMX | WECC California | SUN | 3 |  | 5564 |  |  | 0 |  |  |  | 0
2021 | CA | RE Dillard 2 LLC | 57779 | CAMX | WECC California | SUN | 3 |  | 6526 |  |  | 0 |  |  |  | 0
2021 | CA | RE Dillard 3 LLC | 57781 | CAMX | WECC California | SUN | 3 |  | 6309 |  |  | 0 |  |  |  | 0
2021 | CA | RE Dillard 4 LLC | 57806 | CAMX | WECC California | SUN | 0.4
2021 | CA | RE Garland | 60233 | CAMX | WECC California | SUN | 273.1 |  | 480955 | 0 |  | 0 |  |  | 0 | 0
2021 | CA | RE Garland A | 60386 | CAMX | WECC California | SUN | 20.2 |  | 55493 |  |  | 0 |  |  |  | 0
2021 | CA | RE Kammerer 1 LLC | 57778 | CAMX | WECC California | SUN | 5 |  | 11177 |  |  | 0 |  |  |  | 0
2021 | CA | RE Kammerer 2 LLC | 57780 | CAMX | WECC California | SUN | 5 |  | 11250 |  |  | 0 |  |  |  | 0
2021 | CA | RE Kammerer 3 LLC | 57782 | CAMX | WECC California | SUN | 5 |  | 10968 |  |  | 0 |  |  |  | 0
2021 | CA | RE Kansas Solar, LLC | 58985 | CAMX | WECC California | SUN | 20 |  | 47158 |  |  | 0 |  |  |  | 0
2021 | CA | RE Kansas South LLC | 58148 | CAMX | WECC California | SUN | 20 |  | 50699 |  |  | 0 |  |  |  | 0
2021 | CA | RE Kent South, LLC | 58991 | CAMX | WECC California | SUN | 20 |  | 48846 |  |  | 0 |  |  |  | 0
2021 | CA | RE McKenzie 1 LLC | 57816 | CAMX | WECC California | SUN | 5 |  | 11700 |  |  | 0 |  |  |  | 0
2021 | CA | RE McKenzie 2 LLC | 57817 | CAMX | WECC California | SUN | 5 |  | 11799 |  |  | 0 |  |  |  | 0
2021 | CA | RE McKenzie 3 LLC | 57818 | CAMX | WECC California | SUN | 5 |  | 11706 |  |  | 0 |  |  |  | 0
2021 | CA | RE McKenzie 4 LLC | 57819 | CAMX | WECC California | SUN | 5 |  | 12234 |  |  | 0 |  |  |  | 0
2021 | CA | RE McKenzie 5 LLC | 57820 | CAMX | WECC California | SUN | 5 |  | 11511 |  |  | 0 |  |  |  | 0
2021 | CA | RE McKenzie 6 LLC | 57821 | CAMX | WECC California | SUN | 5 |  | 11549 |  |  | 0 |  |  |  | 0
2021 | CA | RE Mustang LLC | 59150 | CAMX | WECC California | SUN | 175 |  | 204049 | 0 |  | 0 |  |  | 0 | 0
2021 | CA | RE Old River One, LLC | 58986 | CAMX | WECC California | SUN | 20 |  | 45024 |  |  | 0 |  |  |  | 0
2021 | CA | RE Rio Grande Solar LLC | 58500 | CAMX | WECC California | SUN | 5 |  | 10445 |  |  | 0 |  |  |  | 0
2021 | CA | RE Rosamond One LLC | 58498 | CAMX | WECC California | SUN | 20 |  | 59404 |  |  | 0 |  |  |  | 0
2021 | CA | RE Rosamond Two LLC | 58499 | CAMX | WECC California | SUN | 20 |  | 44491 |  |  | 0 |  |  |  | 0
2021 | CA | RE Tranquillity | 59939 | CAMX | WECC California | SUN | 242.3 |  | 486592 | 0 |  | 0 |  |  | 0 | 0
2021 | CA | RE Victor Phelan Solar One LLC | 58202 | CAMX | WECC California | SUN | 20 |  | 45505 |  |  | 0 |  |  |  | 0
2021 | CA | Red Bluff | 56184 | CAMX | WECC California | NG | 46.4 |  | 13987.008 | 144124 | 0.03041 | 0.0043483 | 0.000422 | Estimated using an emission factor | 144124 | 0.03041
2021 | CA | Red Mountain | 484 | CAMX | WECC California | WAT | 5.9 |  | 13829 |  |  | 0 |  |  |  | 0
2021 | CA | Redcrest Solar Farm | 58831 | CAMX | WECC California | SUN | 16.6 |  | 34418 |  |  | 0 |  |  |  | 0
2021 | CA | Redding Power Plant | 7307 | CAMX | WECC California | NG | 183.1 |  | 373930.001 | 3047729.564 | 2.986 | 0.015971 | 0.0019595 | EPA/NEI | 3047729.564 | 2.986
2021 | CA | Redwood 4 Solar Farm | 60490 | CAMX | WECC California | SUN | 20 |  | 48181 |  |  | 0 |  |  |  | 0
2021 | CA | Redwood Coast Airport Microgrid | 64766 | CAMX | WECC California | SUN | 4.5 |  | 19 | 0 |  | 0 |  |  | 0 | 0
2021 | CA | Reedley Community College Solar | 63074 | CAMX | WECC California | SUN | 2.6 |  | 3816 |  |  | 0 |  |  |  | 0
2021 | CA | Regional Wastewater Control Facility | 56134 | CAMX | WECC California | DFO | 4.8 | 0.19398 | 4239.999 | 31891.886 | 2.0002 | 0.9435 | 0.12544 | Estimated using an emission factor | 164406 | 10.3113
2021 | CA | Regulus Solar Project | 57650 | CAMX | WECC California | SUN | 60 |  | 157497 |  |  | 0 |  |  |  | 0
2021 | CA | Renew Solar ABC Sacramento LLC | 62545 | CAMX | WECC California | SUN | 1.7 |  | 3339 |  |  | 0 |  |  |  | 0
2021 | CA | RE-VFO LLC | 63455 | CAMX | WECC California | SUN | 1 |  | 2000 |  |  | 0 |  |  |  | 0
2021 | CA | Rialto - High School | 63986 | CAMX | WECC California | SUN | 0.9
2021 | CA | Richard J Donovan Correctional Facility | 54936 | CAMX | WECC California | NG | 2.6 | 1 | 728 | 2305 | 0.009239 | 0.025382 | 0.0080165 | NEI avg EF - PM, fuel type | 2305 | 0.009239
2021 | CA | Richmond Cogen | 52109 | CAMX | WECC California | NG | 173.5 | 0.39618 | 921955 | 4747802.314 | 10.0082 | 0.021711 | 0.0042159 | EPA/NEI; Estimated using an emission factor | 11983925.31 | 25.2618
2021 | CA | Ridgetop | 54931 | CAMX | WECC California | WND | 46.8 |  | 151800 |  |  | 0 |  |  |  | 0
2021 | CA | Ridgetop Energy LLC | 10597 | CAMX | WECC California | WND | 29 |  | 42510 |  |  | 0 |  |  |  | 0
2021 | CA | Rio Bravo Fresno | 10767 | CAMX | WECC California | WDS | 28 |  | 145728 | 2144022.171 | 11.1268 | 0.15271 | 0.010379 | NEI avg EF - PM, fuel type | 2144022.171 | 11.1268
2021 | CA | Rio Bravo Hydro Project | 50037 | CAMX | WECC California | WAT | 14 |  | 3601 |  |  | 0 |  |  |  | 0
2021 | CA | Rio Bravo Rocklin | 10772 | CAMX | WECC California | WDS | 27.9 |  | 165547 | 2612126.761 | 13.5561 | 0.16377 | 0.010379 | NEI avg EF - PM, fuel type | 2612126.761 | 13.5561
2021 | CA | Rio Bravo Solar 1 LLC | 59249 | CAMX | WECC California | SUN | 20 |  | 48299 |  |  | 0 |  |  |  | 0
2021 | CA | Rio Bravo Solar II LLC | 59250 | CAMX | WECC California | SUN | 20 |  | 49804 |  |  | 0 |  |  |  | 0
2021 | CA | Rio Hondo | 482 | CAMX | WECC California | WAT | 1.9 |  | 0
2021 | CA | Ripon Generation Station | 56135 | CAMX | WECC California | NG | 121 |  | 30942 | 378606.788 | 0.096406 | 0.0062314 | 0.00050927 | EPA/NEI | 378606.788 | 0.096406
2021 | CA | Rising Tree Wind Farm | 57621 | CAMX | WECC California | WND | 79.2 |  | 246855 |  |  | 0 |  |  |  | 0
2021 | CA | Rising Tree Wind Farm II | 59235 | CAMX | WECC California | WND | 19.8 |  | 57161 |  |  | 0 |  |  |  | 0
2021 | CA | Rising Tree Wind Farm III | 59236 | CAMX | WECC California | WND | 99 |  | 276618 |  |  | 0 |  |  |  | 0
2021 | CA | Riverside Energy Resource Center | 56143 | CAMX | WECC California | NG | 196 |  | 56052 | 588545.066 | 2.6234 | 0.093608 | 0.008915 | EPA/NEI; Estimated using an emission factor | 588545.066 | 2.6234
2021 | CA | Riverside RWQCP Fuel Cell | 59877 | CAMX | WECC California | OBG | 1.4 | 1 | 8637 |  | 0 | 0 |  | Estimated using an emission factor |  | 0
2021 | CA | Riverview Energy Center | 55963 | CAMX | WECC California | NG | 47 |  | 16272 | 176925.338 | 0.70916 | 0.087163 | 0.0080165 | NEI avg EF - PM, fuel type, firing type | 176925.338 | 0.70916
2021 | CA | Roaring Creek Water Power | 10881 | CAMX | WECC California | WAT | 2 |  | 1269 |  |  | 0 |  |  |  | 0
2021 | CA | Robbs Peak | 433 | CAMX | WECC California | WAT | 25.5 |  | 23042 |  |  | 0 |  |  |  | 0
2021 | CA | Robert O Schulz Solar Farm | 57579 | CAMX | WECC California | SUN | 1.3 |  | 2162 |  |  | 0 |  |  |  | 0
2021 | CA | Rock Creek | 275 | CAMX | WECC California | WAT | 126 |  | 228174 |  |  | 0 |  |  |  | 0
2021 | CA | Rock Creek LP | 50892 | CAMX | WECC California | WAT | 3 |  | 72 |  |  | 0 |  |  |  | 0
2021 | CA | Rockwood | 7824 | AZNM | WECC Southwest | NG | 49.8 |  | 2968 | 44114 | 0.2699 | 0.18188 | 0.012237 | EPA/NEI; Estimated using an emission factor | 44114 | 0.2699
2021 | CA | Rodeo Solar C2 | 58751 | CAMX | WECC California | SUN | 1.5 |  | 3489 |  |  | 0 |  |  |  | 0
2021 | CA | Rodeo Solar D2 | 58752 | CAMX | WECC California | SUN | 1.5 |  | 3341 |  |  | 0 |  |  |  | 0
2021 | CA | Roll Delano | 58297 | CAMX | WECC California | NG | 1.1 |  | 8498 |  | 0 | 0 |  | Estimated using an emission factor |  | 0
2021 | CA | Roll Delano 2 | 58296 | CAMX | WECC California | NG | 1 |  | 5903 |  | 0 | 0 |  | Estimated using an emission factor |  | 0
2021 | CA | Roll Lost Hills | 58298 | CAMX | WECC California | NG | 1.1 |  | 4922 |  | 0 | 0 |  | Estimated using an emission factor |  | 0
2021 | CA | Rollins | 34 | CAMX | WECC California | WAT | 12.1 |  | 32423 |  |  | 0 |  |  |  | 0
2021 | CA | Roseburg Forest Products Biomass | 56469 | NWPP | WECC Northwest | WDS | 13.4 | 0.2171 | 48390 | 268074.92 | 1.3912 | 0.057501 | 0.010379 | NEI avg EF - PM, fuel type | 1234783.3 | 6.4081
2021 | CA | Roseville Energy Park | 56298 | CAMX | WECC California | NG | 165 |  | 513068 | 4296579.84 | 1.4571 | 0.0056798 | 0.00067824 | EPA/NEI | 4296579.84 | 1.4571
2021 | CA | Roseville Power Plant #2 | 7452 | CAMX | WECC California | NG | 66 |  | 10181 | 168768 | 0.67646 | 0.13289 | 0.0080165 | NEI avg EF - PM, fuel type | 168768 | 0.67646
2021 | CA | RPUWD Scheuer Well Solar Project | 61824 | CAMX | WECC California | SUN | 3 |  | 6735 |  |  | 0 |  |  |  | 0
2021 | CA | Rudy Solar, LLC | 59410 | CAMX | WECC California | SUN | 1.5 |  | 2555 |  |  | 0 |  |  |  | 0
2021 | CA | Rush Creek | 357 | CAMX | WECC California | WAT | 13.1 |  | 22061 |  |  | 0 |  |  |  | 0
2021 | CA | Russell City Energy Company LLC | 56467 | CAMX | WECC California | NG | 655 |  | 351315 | 2585934.869 | 6.9478 | 0.039553 | 0.0053736 | NEI avg EF - PM, fuel type, firing type | 2585934.869 | 6.9478
2021 | CA | Rutan | 58449 | CAMX | WECC California | SUN | 4 |  | 3087 |  |  | 0 |  |  |  | 0
2021 | CA | Sacramento (SMUD) | 59323 | CAMX | WECC California | SUN | 1.5 |  | 0
2021 | CA | Sacramento Fairbain Water Treatment Plant | 58636 | CAMX | WECC California | SUN | 1 |  | 790 |  |  | 0 |  |  |  | 0
2021 | CA | Sacramento Point West Medical Offices | 64994 | CAMX | WECC California | SUN | 1.3 |  | 2378 |  |  | 0 |  |  |  | 0
2021 | CA | Sacramento Regional County Sanitation PV | 61209 | CAMX | WECC California | SUN | 3.5 |  | 7609 |  |  | 0 |  |  |  | 0
2021 | CA | Sacramento Soleil LLC | 56875 | CAMX | WECC California | SUN | 1 |  | 0
2021 | CA | Saint Agnes Medical Center | 54800 | CAMX | WECC California | NG | 7 | 0.33396 | 29333 | 151759.123 | 0.60829 | 0.041475 | 0.0080165 | NEI avg EF - PM, fuel type | 454429 | 1.8215
2021 | CA | Saint Johns Health Center | 50610 | CAMX | WECC California | NG | 1.2
2021 | CA | Salinas River Cogeneration Facility | 50865 | CAMX | WECC California | NG | 38.9 | 0.4774 | 277649 | 1825931.336 | 2.7136 | 0.019547 | 0.0029723 | EPA/NEI | 3824731.593 | 5.6842
2021 | CA | Salt Springs | 279 | CAMX | WECC California | WAT | 42 |  | 69590 |  |  | 0 |  |  |  | 0
2021 | CA | Salton Sea Power Gen Co - Unit 2 | 10879 | AZNM | WECC Southwest | GEO | 20 |  | 77296 |  |  | 0 |  |  |  | 0
2021 | CA | Salton Sea Power Gen Co - Unit 3 | 10759 | AZNM | WECC Southwest | GEO | 53.9 |  | 249770 |  |  | 0 |  |  |  | 0
2021 | CA | Salton Sea Power Gen Co - Unit 4 | 54996 | AZNM | WECC Southwest | GEO | 47.5 |  | 275309 |  |  | 0 |  |  |  | 0
2021 | CA | Salton Sea Power Gen Co Unit 1 | 10878 | AZNM | WECC Southwest | GEO | 10 |  | 69061 |  |  | 0 |  |  |  | 0
2021 | CA | Salton Sea Power LLC - Unit 5 | 55983 | AZNM | WECC Southwest | GEO | 58.3 |  | 292900 |  |  | 0 |  |  |  | 0
2021 | CA | San Antonio Regional Hospital | 50234 | CAMX | WECC California | NG | 2.7 | 0.83673 | 12743.001 | 154613.802 | 0.032624 | 0.0051202 | 0.000422 | Estimated using an emission factor | 184782.999 | 0.038989
2021 | CA | San Antonio West Solar Rooftop | 57904 | CAMX | WECC California | SUN | 1.5 |  | 1527 |  |  | 0 |  |  |  | 0
2021 | CA | San Diego - EMDF at San Diego | 64028 | CAMX | WECC California | SUN | 2.9 |  | 1717 |  |  | 0 |  |  |  | 0
2021 | CA | San Diego - NCRC at Vista | 64049 | CAMX | WECC California | SUN | 1.8 |  | 1923 |  |  | 0 |  |  |  | 0
2021 | CA | San Diego International Airport BESS | 62754 | CAMX | WECC California | MWH | 2
2021 | CA | San Diego State University | 50061 | CAMX | WECC California | NG | 15.1 | 0.52326 | 59006.97 | 369145.699 | 0.97638 | 0.033094 | 0.00529 | EPA/NEI; Estimated using an emission factor | 705479.94 | 1.866
2021 | CA | San Diego Zoo | 63412 | CAMX | WECC California | MWH | 1
2021 | CA | San Dimas | 6646 | CAMX | WECC California | WAT | 9.9 |  | 0
2021 | CA | San Dimas Wash Generating Station | 50233 | CAMX | WECC California | WAT | 1 |  | 0
2021 | CA | San Fernando | 403 | CAMX | WECC California | WAT | 5.6 |  | 87 |  |  | 0 |  |  |  | 0
2021 | CA | San Francisquito 1 | 6479 | CAMX | WECC California | WAT | 65.5 |  | 10179 |  |  | 0 |  |  |  | 0
2021 | CA | San Francisquito 2 | 6480 | CAMX | WECC California | WAT | 46 |  | 1242 |  |  | 0 |  |  |  | 0
2021 | CA | San Gabriel Hydro Project | 54017 | CAMX | WECC California | WAT | 5 |  | 1341 |  |  | 0 |  |  |  | 0
2021 | CA | San Gorgonio Farms Wind Farm | 50281 | CAMX | WECC California | WND | 31 |  | 77280 |  |  | 0 |  |  |  | 0
2021 | CA | San Gorgonio Westwinds II LLC | 50690 | CAMX | WECC California | WND | 43.4 |  | 132842 |  |  | 0 |  |  |  | 0
2021 | CA | San Gorgonio Windplant WPP1993 | 54454 | CAMX | WECC California | WND | 49.5 |  | 183137 |  |  | 0 |  |  |  | 0
2021 | CA | San Joaquin 2 | 276 | CAMX | WECC California | WAT | 2.8 |  | 0
2021 | CA | San Joaquin 3 | 277 | CAMX | WECC California | WAT | 4
2021 | CA | San Joaquin Solar | 60678 | CAMX | WECC California | SUN | 21.3 |  | 28276 |  |  | 0 |  |  |  | 0
2021 | CA | San Jose Cogeneration | 10548 | CAMX | WECC California | NG | 6 | 0.45886 | 25670 | 187575.196 | 0.75185 | 0.058578 | 0.0080165 | NEI avg EF - PM, fuel type | 408788 | 1.6385
2021 | CA | San Pablo Raceway | 62004 | CAMX | WECC California | SUN | 100 |  | 298587 |  |  | 0 |  |  |  | 0
2021 | CA | Sanborn BESS 1 | 64712 | CAMX | WECC California | MWH | 100 |  | -3301 | 0 |  | 0 |  |  | 0 | 0
2021 | CA | Sanborn BESS 2 | 64713 | CAMX | WECC California | MWH | 100 |  | -4174 | 0 |  | 0 |  |  | 0 | 0
2021 | CA | Sand Bar Power Plant | 50400 | CAMX | WECC California | WAT | 16.2 |  | 33807 |  |  | 0 |  |  |  | 0
2021 | CA | Sand Drag LLC | 57361 | CAMX | WECC California | SUN | 19 |  | 36799 |  |  | 0 |  |  |  | 0
2021 | CA | Santa Ana 1 | 361 | CAMX | WECC California | WAT | 3.2 |  | -67 |  |  | 0 |  |  |  | 0
2021 | CA | Santa Ana 3 | 363 | CAMX | WECC California | WAT | 3.1 |  | 305 |  |  | 0 |  |  |  | 0
2021 | CA | Santa Clara Cogen | 7232 | CAMX | WECC California | NG | 7.8 | 0.5414 | 43322 | 388563.28 | 1.5575 | 0.071901 | 0.0080165 | NEI avg EF - PM, fuel type | 717695 | 2.8767
2021 | CA | Santa Cruz Energy | 57876 | CAMX | WECC California | LFG | 1.6 |  | 9459 | 109643 | 0.80588 | 0.17039 | 0.0147 | Estimated using an emission factor | 109643 | 0.80588
2021 | CA | Santa Fe Springs Rooftop Solar BLDG H | 58913 | CAMX | WECC California | SUN | 1.5 |  | 2568 |  |  | 0 |  |  |  | 0
2021 | CA | Santa Fe Springs Rooftop Solar BLDG M | 58912 | CAMX | WECC California | SUN | 1.8 |  | 3027 |  |  | 0 |  |  |  | 0
2021 | CA | Santa Felicia Dam | 50076 | CAMX | WECC California | WAT | 1.3 |  | 0
2021 | CA | Santa Maria EPG | 56284 | CAMX | WECC California | PRG | 5.5 |  | 1011 | 25466 | 0.64868 | 1.2832 | 0.050945 | NEI avg EF - PM, fuel type | 25466 | 0.64868
2021 | CA | Santa Maria LFG Power Plant | 57100 | CAMX | WECC California | LFG | 1.1
2021 | CA | Santa Rita Jail Fuel Cell | 60385 | CAMX | WECC California | NG | 1.4 | 1 | 9505 |  | 0 | 0 |  | Estimated using an emission factor |  | 0
2021 | CA | Santa Rita Jail Hybrid | 58625 | CAMX | WECC California | NG | 4.9 | 1 | 11880 |  | 0 | 0 |  | EPA/NEI; Estimated using an emission factor |  | 0
2021 | CA | Santa Rosa Junior College Petaluma Solar | 62039 | CAMX | WECC California | SUN | 1.2 |  | 181 |  |  | 0 |  |  |  | 0
2021 | CA | Sargent Canyon Cogen Facility | 50864 | CAMX | WECC California | NG | 38.2 | 1 | 0
2021 | CA | Saticoy | 63891 | CAMX | WECC California | MWH | 100 |  | -13060 | 0 |  | 0 |  |  | 0 | 0
2021 | CA | SB Water Reclamation Fuel Cell | 64027 | CAMX | WECC California | OBG | 1.4 | 1 | 4527 |  | 0 | 0 |  | Estimated using an emission factor |  | 0
2021 | CA | SC 1 Data Center, Phase 2 | 59074 | CAMX | WECC California | DFO | 92.7 |  | 154.005 | 2136.013 | 0.33108 | 4.2996 | 0.31 | Estimated using an emission factor | 2136.013 | 0.33108
2021 | CA | Scattergood Generating Station | 404 | CAMX | WECC California | NG | 876 |  | 1905079 | 14547679.782 | 13.2736 | 0.013935 | 0.0018248 | EPA/NEI; Estimated using an emission factor | 14547679.782 | 13.2736
2021 | CA | SCC - San Jose | 65196 | CAMX | WECC California | NG | 1 |  | 7716 |  | 0 | 0 |  | Estimated using an emission factor |  | 0
2021 | CA | SCCCD - Clovis Community College | 63021 | CAMX | WECC California | SUN | 1.3 |  | 1972 |  |  | 0 |  |  |  | 0
2021 | CA | SCCCD - Fresno Community College | 63068 | CAMX | WECC California | SUN | 2.2 |  | 3818 |  |  | 0 |  |  |  | 0
2021 | CA | SCDA Solar 1 | 61006 | CAMX | WECC California | SUN | 7 |  | 13105 |  |  | 0 |  |  |  | 0
2021 | CA | SCE-Snowline-Duncan Road (North) | 59359 | CAMX | WECC California | SUN | 1.5 |  | 2693 |  |  | 0 |  |  |  | 0
2021 | CA | SCE-Snowline-Duncan Road (South) | 59360 | CAMX | WECC California | SUN | 1 |  | 1811 |  |  | 0 |  |  |  | 0
2021 | CA | SCE-Snowline-White Rd (Central) | 59423 | CAMX | WECC California | SUN | 1.5 |  | 3125 |  |  | 0 |  |  |  | 0
2021 | CA | SCE-Snowline-White Road (North) | 59422 | CAMX | WECC California | SUN | 1.5 |  | 3526 |  |  | 0 |  |  |  | 0
2021 | CA | SCE-Snowline-White Road (South) | 59421 | CAMX | WECC California | SUN | 1.5 |  | 3355 |  |  | 0 |  |  |  | 0
2021 | CA | Scott Flat | 839 | CAMX | WECC California | WAT | 1 |  | 2591 |  |  | 0 |  |  |  | 0
2021 | CA | SCU000 El Camino Real Fuel Cell | 63715 | CAMX | WECC California | NG | 1.5 |  | 11493 |  | 0 | 0 |  | Estimated using an emission factor |  | 0
2021 | CA | SDCCD - Miramar | 59138 | CAMX | WECC California | SUN | 1 |  | 1650 |  |  | 0 |  |  |  | 0
2021 | CA | SDCWA - Twin Oaks | 59139 | CAMX | WECC California | SUN | 1 |  | 805 |  |  | 0 |  |  |  | 0
2021 | CA | SE Athos II, LLC | 64290 | CAMX | WECC California | SUN | 200 |  | 33259 |  |  | 0 |  |  |  | 0
2021 | CA | SeaWorld Aquatica | 61843 | CAMX | WECC California | SUN | 1.1 |  | 1937 |  |  | 0 |  |  |  | 0
2021 | CA | Second Imperial Geothermal | 54111 | AZNM | WECC Southwest | GEO | 80 |  | 187304 |  |  | 0 |  |  |  | 0
2021 | CA | SEGS III | 10439 | CAMX | WECC California | NG | 34.2 |  | 0 | 0 | 0 |  |  | NEI avg EF - PM, fuel type | 0 | 0
2021 | CA | SEGS IV | 10440 | CAMX | WECC California | NG | 34.2 |  | 0 | 0 | 0 |  |  | NEI avg EF - PM, fuel type | 0 | 0
2021 | CA | SEGS IX | 10446 | CAMX | WECC California | NG | 92 |  | 116280 | 4667.544 | 0.022194 | 0.00038173 | 0.0095098 | NEI avg EF - PM, fuel type | 4667.544 | 0.022194
2021 | CA | SEGS V | 10441 | CAMX | WECC California | NG | 34.2 |  | 0 | 0 | 0 |  |  | NEI avg EF - PM, fuel type | 0 | 0
2021 | CA | SEGS VI | 10442 | CAMX | WECC California | NG | 35 |  | 0 | 0 | 0 |  |  | NEI avg EF - PM, fuel type | 0 | 0
2021 | CA | SEGS VII | 10443 | CAMX | WECC California | NG | 35 |  | 0 | 0 | 0 |  |  | NEI avg EF - PM, fuel type | 0 | 0
2021 | CA | Sentinel Energy Center, LLC | 57482 | CAMX | WECC California | NG | 800 |  | 615911 | 5921029.675 | 5.704 | 0.018522 | 0.0019267 | EPA/NEI | 5921029.675 | 5.704
2021 | CA | Sepulveda Canyon | 316 | CAMX | WECC California | WAT | 8.5 |  | 0
2021 | CA | SEPV 1 | 58073 | CAMX | WECC California | SUN | 2 |  | 2903 |  |  | 0 |  |  |  | 0
2021 | CA | SEPV 18 | 59730 | CAMX | WECC California | SUN | 2 |  | 4960 |  |  | 0 |  |  |  | 0
2021 | CA | SEPV 2 | 58074 | CAMX | WECC California | SUN | 2 |  | 3824 |  |  | 0 |  |  |  | 0
2021 | CA | SEPV 8 | 58234 | CAMX | WECC California | SUN | 12 |  | 29765 |  |  | 0 |  |  |  | 0
2021 | CA | SEPV Imperial Dixieland East | 60745 | AZNM | WECC Southwest | SUN | 2 |  | 5572 |  |  | 0 |  |  |  | 0
2021 | CA | SEPV Imperial Dixieland West | 60744 | AZNM | WECC Southwest | SUN | 3 |  | 7899 |  |  | 0 |  |  |  | 0
2021 | CA | SEPV Mojave West | 59740 | CAMX | WECC California | SUN | 20 |  | 55994 |  |  | 0 |  |  |  | 0
2021 | CA | SEPV Palmdale East | 59273 | CAMX | WECC California | SUN | 10 |  | 25830 |  |  | 0 |  |  |  | 0
2021 | CA | SEPV Sierra | 64611 | CAMX | WECC California | SUN | 8.3 |  | 641 | 0 |  | 0 |  |  | 0 | 0
2021 | CA | SEPV9 Power Plant | 58227 | CAMX | WECC California | SUN | 9 |  | 22197 |  |  | 0 |  |  |  | 0
2021 | CA | Seville 1 | 59722 | AZNM | WECC Southwest | SUN | 20 |  | 53987 |  |  | 0 |  |  |  | 0
2021 | CA | Seville 2 | 59723 | AZNM | WECC Southwest | SUN | 30 |  | 82467 |  |  | 0 |  |  |  | 0
2021 | CA | SF Southeast Cogen Plant | 57971 | CAMX | WECC California | OBG | 2.1 |  | 2077 | 30116 | 0.22135 | 0.21315 | 0.0147 | Estimated using an emission factor | 30116 | 0.22135
2021 | CA | SF State University | 57043 | CAMX | WECC California | NG | 1.6 | 0.58326 | 3686 |  | 0 | 0 |  | Estimated using an emission factor |  | 0
2021 | CA | SFDK Solar | 62649 | CAMX | WECC California | SUN | 6.3 |  | 10655 |  |  | 0 |  |  |  | 0
2021 | CA | Shafter Solar LLC | 59408 | CAMX | WECC California | SUN | 20 |  | 50997 |  |  | 0 |  |  |  | 0
2021 | CA | Shasta | 445 | CAMX | WECC California | WAT | 714 |  | 989276.998 |  |  | 0 |  |  |  | 0
2021 | CA | Shasta Solar Farm | 58814 | CAMX | WECC California | SUN | 3 |  | 6784 |  |  | 0 |  |  |  | 0
2021 | CA | Shelter Creek Condominiums Solar | 62806 | CAMX | WECC California | SUN | 2.5 |  | 3683 |  |  | 0 |  |  |  | 0
2021 | CA | Shiloh I Wind Project | 56362 | CAMX | WECC California | WND | 150 |  | 471202 |  |  | 0 |  |  |  | 0
2021 | CA | Shiloh III Wind Project LLC | 57586 | CAMX | WECC California | WND | 102.5 |  | 317603 |  |  | 0 |  |  |  | 0
2021 | CA | Shiloh IV Wind Project LLC | 57725 | CAMX | WECC California | WND | 102.5 |  | 326645 |  |  | 0 |  |  |  | 0
2021 | CA | Shiloh Wind Project 2 LLC | 56874 | CAMX | WECC California | WND | 150 |  | 459620 |  |  | 0 |  |  |  | 0
2021 | CA | Sierra Nevada Brewing Co Hybrid | 58585 | CAMX | WECC California | NG | 4.2 | 0.49101 | 8819 | 43468.299 | 0.17423 | 0.039513 | 0.0080165 | EPA/NEI; Estimated using an emission factor | 88528 | 0.35484
2021 | CA | Sierra Pacific Burney Facility | 50110 | CAMX | WECC California | WDS | 20 | 0.22148 | 112968 | 621358.467 | 3.2247 | 0.05709 | 0.010379 | NEI avg EF - PM, fuel type | 2805426 | 14.5593
2021 | CA | Sierra Pacific Industries (2042-RD) | 63416 | CAMX | WECC California | SUN | 8.4 |  | 17223 |  |  | 0 |  |  |  | 0
2021 | CA | Sierra Pacific Lincoln Facility | 10144 | CAMX | WECC California | WDS | 19.2 | 0.22243 | 92646 | 513766.936 | 2.6663 | 0.057559 | 0.010379 | NEI avg EF - PM, fuel type | 2309760 | 11.9869
2021 | CA | Sierra Pacific Quincy Facility | 50112 | CAMX | WECC California | WDS | 35.2 | 1 | 110322 | 3468564 | 18.0007 | 0.32633 | 0.010379 | NEI avg EF - PM, fuel type | 3468564 | 18.0007
2021 | CA | Sierra Pacific Sonora | 54517 | CAMX | WECC California | WDS | 7.5 | 1 | 37649 | 1410904 | 7.3221 | 0.38897 | 0.010379 | NEI avg EF - PM, fuel type | 1410904 | 7.3221
2021 | CA | Sierra Solar Greenworks | 59431 | CAMX | WECC California | SUN | 20 |  | 38425 |  |  | 0 |  |  |  | 0
2021 | CA | Signal Hill West Unit | 57702 | CAMX | WECC California | PRG | 5.7 |  | 39702 | 638978 | 0.13482 | 0.0067918 | 0.000422 | Estimated using an emission factor | 638978 | 0.13482
2021 | CA | Silicon Valley Clean Water | 60249 | CAMX | WECC California | OBG | 2.2 | 0.46654 | 7030 | 40295.978 | 0.29618 | 0.08426 | 0.0147 | EPA/NEI; Estimated using an emission factor | 86371 | 0.63483
2021 | CA | Silveira Ranch Road Solar | 63762 | CAMX | WECC California | SUN | 3 |  | 4589.001 |  |  | 0 |  |  |  | 0
2021 | CA | Silverstrand Grid Energy Storage System | 63735 | CAMX | WECC California | MWH | 11
2021 | CA | Siphon Drop Power Plant | 57364 | AZNM | WECC Southwest | WAT | 4.4 |  | 13769 |  |  | 0 |  |  |  | 0
2021 | CA | Site 980 65 | 50322 | CAMX | WECC California | WAT | 2.1 |  | 116 |  |  | 0 |  |  |  | 0
2021 | CA | SJ/SC WPCP | 56080 | CAMX | WECC California | NG | 22.4 | 0.6016 | 61013.998 | 451857.718 | 0.095342 | 0.0031252 | 0.000422 | Estimated using an emission factor | 751092.999 | 0.15848
2021 | CA | Sky River Wind Energy Center | 50536 | CAMX | WECC California | WND | 60.2 |  | 41805 |  |  | 0 |  |  |  | 0
2021 | CA | Slate Creek | 50961 | NWPP | WECC Northwest | WAT | 4.2 |  | 7246 |  |  | 0 |  |  |  | 0
2021 | CA | Slate Hybrid | 63727 | CAMX | WECC California | SUN | 50.5 |  | 9697 |  |  | 0 |  |  |  | 0
2021 | CA | Sly Creek | 776 | CAMX | WECC California | WAT | 12.1 |  | 9331 |  |  | 0 |  |  |  | 0
2021 | CA | SMUD at Fleshman | 57671 | CAMX | WECC California | SUN | 2.9 |  | 5502 |  |  | 0 |  |  |  | 0
2021 | CA | SMUD at Grundman | 57669 | CAMX | WECC California | SUN | 17 |  | 30105 |  |  | 0 |  |  |  | 0
2021 | CA | SMUD at Lawrence | 57753 | CAMX | WECC California | SUN | 1 |  | 1427 |  |  | 0 |  |  |  | 0
2021 | CA | SMUD at Van Conett | 57670 | CAMX | WECC California | SUN | 2.9 |  | 5528 |  |  | 0 |  |  |  | 0
2021 | CA | Soboba Community Solar Project | 61834 | CAMX | WECC California | SUN | 2 |  | 3814 |  |  | 0 |  |  |  | 0
2021 | CA | SOCCD | 63617 | CAMX | WECC California | MWH | 1.3
2021 | CA | Sol Orchard El Centro PV | 58621 | AZNM | WECC Southwest | SUN | 20 |  | 39450 |  |  | 0 |  |  |  | 0
2021 | CA | Solano County Cogen Plant | 50985 | CAMX | WECC California | NG | 2.8 | 0.41868 | 7461 | 52008.161 | 0.010974 | 0.0029416 | 0.000422 | Estimated using an emission factor | 124218 | 0.02621
2021 | CA | Solano Wind | 7526 | CAMX | WECC California | WND | 228.2 |  | 657555 |  |  | 0 |  |  |  | 0
2021 | CA | Solar Blythe 2 | 60558 | CAMX | WECC California | SUN | 20 |  | 46279 |  |  | 0 |  |  |  | 0
2021 | CA | Solar Blythe LLC | 56939 | CAMX | WECC California | SUN | 21 |  | 41258 |  |  | 0 |  |  |  | 0
2021 | CA | Solar Borrego I | 57455 | CAMX | WECC California | SUN | 26 |  | 70418 |  |  | 0 |  |  |  | 0
2021 | CA | Solar Gen 2 Solar Facility | 58592 | CAMX | WECC California | SUN | 163.2 |  | 384777.999 |  |  | 0 |  |  |  | 0
2021 | CA | Solar Oasis LLC | 59528 | CAMX | WECC California | SUN | 20 |  | 51480 |  |  | 0 |  |  |  | 0
2021 | CA | Solar Photovoltaic Project #02 | 56996 | CAMX | WECC California | SUN | 1 |  | 1190 |  |  | 0 |  |  |  | 0
2021 | CA | Solar Photovoltaic Project #03 | 57217 | CAMX | WECC California | SUN | 1 |  | 471 |  |  | 0 |  |  |  | 0
2021 | CA | Solar Photovoltaic Project #05 | 57219 | CAMX | WECC California | SUN | 2.5 |  | 3944 |  |  | 0 |  |  |  | 0
2021 | CA | Solar Photovoltaic Project #06 | 57220 | CAMX | WECC California | SUN | 2 |  | 2847 |  |  | 0 |  |  |  | 0
2021 | CA | Solar Photovoltaic Project #07 | 57221 | CAMX | WECC California | SUN | 2.5 |  | 3393 |  |  | 0 |  |  |  | 0
2021 | CA | Solar Photovoltaic Project #08 | 57222 | CAMX | WECC California | SUN | 2 |  | 3096 |  |  | 0 |  |  |  | 0
2021 | CA | Solar Photovoltaic Project #09 | 57223 | CAMX | WECC California | SUN | 1 |  | 1456 |  |  | 0 |  |  |  | 0
2021 | CA | Solar Photovoltaic Project #10 | 57224 | CAMX | WECC California | SUN | 1.5 |  | 1739.001 |  |  | 0 |  |  |  | 0
2021 | CA | Solar Photovoltaic Project #11 | 57225 | CAMX | WECC California | SUN | 3.5 |  | 4243.001 |  |  | 0 |  |  |  | 0
2021 | CA | Solar Photovoltaic Project #12 | 57226 | CAMX | WECC California | SUN | 0.5
2021 | CA | Solar Photovoltaic Project #13 | 57227 | CAMX | WECC California | SUN | 3.5 |  | 3628.002 |  |  | 0 |  |  |  | 0
2021 | CA | Solar Photovoltaic Project #15 | 57229 | CAMX | WECC California | SUN | 3.5 |  | 3231.998 |  |  | 0 |  |  |  | 0
2021 | CA | Solar Photovoltaic Project #16 | 57230 | CAMX | WECC California | SUN | 1.5 |  | 1638 |  |  | 0 |  |  |  | 0
2021 | CA | Solar Photovoltaic Project #17 | 57231 | CAMX | WECC California | SUN | 3.5 |  | 3871 |  |  | 0 |  |  |  | 0
2021 | CA | Solar Photovoltaic Project #18 | 57232 | CAMX | WECC California | SUN | 1.5 |  | 1505.001 |  |  | 0 |  |  |  | 0
2021 | CA | Solar Photovoltaic Project #22 | 57237 | CAMX | WECC California | SUN | 2 |  | 679 |  |  | 0 |  |  |  | 0
2021 | CA | Solar Photovoltaic Project #23 | 57236 | CAMX | WECC California | SUN | 2.5 |  | 3112 |  |  | 0 |  |  |  | 0
2021 | CA | Solar Photovoltaic Project #26 | 57245 | CAMX | WECC California | SUN | 6 |  | 6582.996 |  |  | 0 |  |  |  | 0
2021 | CA | Solar Photovoltaic Project #27 | 57246 | CAMX | WECC California | SUN | 2 |  | 2072 |  |  | 0 |  |  |  | 0
2021 | CA | Solar Photovoltaic Project #28 | 57247 | CAMX | WECC California | SUN | 3.5 |  | 4222.001 |  |  | 0 |  |  |  | 0
2021 | CA | Solar Photovoltaic Project #32 | 57534 | CAMX | WECC California | SUN | 1.5 |  | 1602 |  |  | 0 |  |  |  | 0
2021 | CA | Solar Photovoltaic Project #33 | 57535 | CAMX | WECC California | SUN | 1 |  | 1374 |  |  | 0 |  |  |  | 0
2021 | CA | Solar Photovoltaic Project #42 | 57441 | CAMX | WECC California | SUN | 5 |  | 8089 |  |  | 0 |  |  |  | 0
2021 | CA | Solar Photovoltaic Project #48 | 57900 | CAMX | WECC California | SUN | 5 |  | 4935 |  |  | 0 |  |  |  | 0
2021 | CA | Solar Star 1 | 58388 | CAMX | WECC California | SUN | 318 |  | 892353.001 |  |  | 0 |  |  |  | 0
2021 | CA | Solar Star 2 | 58389 | CAMX | WECC California | SUN | 279 |  | 790347 |  |  | 0 |  |  |  | 0
2021 | CA | Solar Star California II LLC | 57933 | CAMX | WECC California | SUN | 2 |  | 3284 |  |  | 0 |  |  |  | 0
2021 | CA | Solar Star California, XLI, LLC | 60591 | CAMX | WECC California | SUN | 54 |  | 110491 |  |  | 0 |  |  |  | 0
2021 | CA | Solar Star California, XLIV, LLC | 60869 | CAMX | WECC California | SUN | 9.5 |  | 26172 |  |  | 0 |  |  |  | 0
2021 | CA | Solar Star Palo Alto I, LLC | 62732 | CAMX | WECC California | SUN | 1.3 |  | 2180 |  |  | 0 |  |  |  | 0
2021 | CA | Solverde 1 | 60185 | CAMX | WECC California | SUN | 85 |  | 222686 |  |  | 0 |  |  |  | 0
2021 | CA | Sonoma California Geothermal | 510 | CAMX | WECC California | GEO | 78 |  | 406498 |  |  | 0 |  |  |  | 0
2021 | CA | Sonoma Central Landfill Phase I | 55752 | CAMX | WECC California | LFG | 3.2 |  | 9285 | 138500 | 1.018 | 0.21927 | 0.0147 | Estimated using an emission factor | 138500 | 1.018
2021 | CA | Sonoma Central Landfill Phase II | 55753 | CAMX | WECC California | LFG | 3.2 |  | 14158 | 218939 | 1.6092 | 0.22732 | 0.0147 | Estimated using an emission factor | 218939 | 1.6092
2021 | CA | Sonoma Central Landfill Phase III | 55880 | CAMX | WECC California | LFG | 1.6 |  | 0
2021 | CA | Sonora 1 | 58578 | CAMX | WECC California | SUN | 1.5 |  | 3664 |  |  | 0 |  |  |  | 0
2021 | CA | Soscol Ferry Solar | 63761 | CAMX | WECC California | SUN | 2 |  | 5212 |  |  | 0 |  |  |  | 0
2021 | CA | South | 280 | CAMX | WECC California | WAT | 6.7 |  | 16290 |  |  | 0 |  |  |  | 0
2021 | CA | South Bay Fuel Cell Plant | 57770 | CAMX | WECC California | NG | 1.5 |  | 6660 |  | 0 | 0 |  | Estimated using an emission factor |  | 0
2021 | CA | South Belridge Cogeneration Facility | 50752 | CAMX | WECC California | NG | 94.2 | 0.50457 | 486558 | 2827361.901 | 11.3328 | 0.046583 | 0.0080165 | NEI avg EF - PM, fuel type | 5603553 | 22.4604
2021 | CA | Southeast Kern River Cogen | 50751 | CAMX | WECC California | NG | 30.8 | 0.44745 | 123164.999 | 674533.967 | 2.7037 | 0.043904 | 0.0080165 | NEI avg EF - PM, fuel type | 1507506 | 6.0425
2021 | CA | Southeast Resource Recovery | 50837 | CAMX | WECC California | MSW | 35.6 | 0.88256 | 188532 | 3317563.546 |  |  |  |  | 3759042.119
2021 | CA | Spaulding 1 | 281 | CAMX | WECC California | WAT | 7 |  | 15234 |  |  | 0 |  |  |  | 0
2021 | CA | Spaulding 2 | 282 | CAMX | WECC California | WAT | 3.7 |  | 6078 |  |  | 0 |  |  |  | 0
2021 | CA | Spaulding 3 | 283 | CAMX | WECC California | WAT | 6.6 |  | 5665 |  |  | 0 |  |  |  | 0
2021 | CA | SPI Anderson 2 | 59658 | CAMX | WECC California | WDS | 30.2 | 0.26387 | 147538 | 800775.422 | 4.1558 | 0.056335 | 0.010379 | NEI avg EF - PM, fuel type | 3034739 | 15.7493
2021 | CA | Spicer Meadow Project | 54554 | CAMX | WECC California | WAT | 5.9 |  | 4171.001 |  |  | 0 |  |  |  | 0
2021 | CA | Spreckels Sugar Company | 57916 | AZNM | WECC Southwest | NG | 8.9 | 0.10347 | 21638.76 | 120580.649 | 0.57335 | 0.052993 | 0.0095098 | NEI avg EF - PM, fuel type | 1165426 | 5.5415
2021 | CA | Spring Creek | 450 | CAMX | WECC California | WAT | 180 |  | 264456 |  |  | 0 |  |  |  | 0
2021 | CA | Spring Gap | 284 | CAMX | WECC California | WAT | 6 |  | 14213 |  |  | 0 |  |  |  | 0
2021 | CA | Springbok 3 Solar Farm Hybrid | 60491 | CAMX | WECC California | SUN | 91.5 |  | 238731 | 0 |  | 0 |  |  | 0 | 0
2021 | CA | Springbok Solar Farm 1 | 59532 | CAMX | WECC California | SUN | 105 |  | 295790 |  |  | 0 |  |  |  | 0
2021 | CA | Springbok Solar Farm 2 | 59840 | CAMX | WECC California | SUN | 155 |  | 415522 |  |  | 0 |  |  |  | 0
2021 | CA | Springs Generating Station | 56144 | CAMX | WECC California | NG | 40 |  | 567 | 8001 | 0.03207 | 0.11312 | 0.0080165 | NEI avg EF - PM, fuel type | 8001 | 0.03207
2021 | CA | Springville Hydroelectric | 56125 | CAMX | WECC California | WAT | 1 |  | 1191 |  |  | 0 |  |  |  | 0
2021 | CA | SRI International Cogen Project | 50537 | CAMX | WECC California | NG | 6 | 0.36204 | 27749 | 165387.767 | 0.66291 | 0.047779 | 0.0080165 | NEI avg EF - PM, fuel type | 456820 | 1.831
2021 | CA | SSI West Riverside Landfill LLC | 65002 | CAMX | WECC California | SUN | 2.5 |  | 5066 |  |  | 0 |  |  |  | 0
2021 | CA | Stage Gulch Solar | 61791 | CAMX | WECC California | SUN | 1 |  | 1808 |  |  | 0 |  |  |  | 0
2021 | CA | Stampede | 7066 | NWPP | WECC Northwest | WAT | 3.6 |  | 5611 |  |  | 0 |  |  |  | 0
2021 | CA | Stanford Campus Solar | 62020 | CAMX | WECC California | SUN | 3.4 |  | 6463 |  |  | 0 |  |  |  | 0
2021 | CA | Stanislaus | 285 | CAMX | WECC California | WAT | 81.9 |  | 130746 |  |  | 0 |  |  |  | 0
2021 | CA | Stanton Energy Reliability Center | 60698 | CAMX | WECC California | NG | 161 |  | 3371 | 48260.656 | 0.19344 | 0.11477 | 0.0080165 | NEI avg EF - PM, fuel type, firing type | 48260.656 | 0.19344
2021 | CA | Staples La Mirada, CA | 57683 | CAMX | WECC California | SUN | 1.1 |  | 1283 |  |  | 0 |  |  |  | 0
2021 | CA | Starbucks - Evolution Fresh | 59804 | CAMX | WECC California | NG | 1.1 |  | 6807 |  | 0 | 0 |  | Estimated using an emission factor |  | 0
2021 | CA | Stateline Solar | 58646 | CAMX | WECC California | SUN | 299.5 |  | 638862.003 |  |  | 0 |  |  |  | 0
2021 | CA | Stenner Creek Solar | 61607 | CAMX | WECC California | SUN | 4.5 |  | 10555 |  |  | 0 |  |  |  | 0
2021 | CA | Still Water Power | 64141 | CAMX | WECC California | OBG | 1 |  | 3767 | 55591 | 0.40859 | 0.21693 | 0.0147 | Estimated using an emission factor | 55591 | 0.40859
2021 | CA | Stony Gorge | 7151 | CAMX | WECC California | WAT | 5 |  | 1902 |  |  | 0 |  |  |  | 0
2021 | CA | Strata Roof 1 | 60219 | CAMX | WECC California | SUN | 1 |  | 1582 |  |  | 0 |  |  |  | 0
2021 | CA | Stroud Solar Station | 57497 | CAMX | WECC California | SUN | 20 |  | 31997 |  |  | 0 |  |  |  | 0
2021 | CA | Summer North Solar | 58757 | CAMX | WECC California | SUN | 6.5 |  | 14484.999 |  |  | 0 |  |  |  | 0
2021 | CA | Summer Solar A2 | 58753 | CAMX | WECC California | SUN | 1.5 |  | 3804 |  |  | 0 |  |  |  | 0
2021 | CA | Summer Solar B2 | 58754 | CAMX | WECC California | SUN | 1.5 |  | 3704 |  |  | 0 |  |  |  | 0
2021 | CA | Summer Solar C2 | 58755 | CAMX | WECC California | SUN | 1.5 |  | 3810 |  |  | 0 |  |  |  | 0
2021 | CA | Summer Solar D2 | 58756 | CAMX | WECC California | SUN | 1 |  | 1965 |  |  | 0 |  |  |  | 0
2021 | CA | Summer Solar LLC | 60280 | CAMX | WECC California | SUN | 20 |  | 55487 |  |  | 0 |  |  |  | 0
2021 | CA | Summit Winds | 64326 | CAMX | WECC California | WND | 57.5 |  | 81750 |  |  | 0 |  |  |  | 0
2021 | CA | Sun City Project LLC | 57360 | CAMX | WECC California | SUN | 20 |  | 36513 |  |  | 0 |  |  |  | 0
2021 | CA | Sun Harvest Solar NDP1 | 59687 | CAMX | WECC California | SUN | 1.5 |  | 3125 |  |  | 0 |  |  |  | 0
2021 | CA | SunAnza | 60791 | CAMX | WECC California | SUN | 3.4 |  | 8530 |  |  | 0 |  |  |  | 0
2021 | CA | SunE- E Philadelphia Ontario | 59916 | CAMX | WECC California | SUN | 1 |  | 1753 |  |  | 0 |  |  |  | 0
2021 | CA | SunE Rochester | 60032 | CAMX | WECC California | SUN | 1 |  | 1170 |  |  | 0 |  |  |  | 0
2021 | CA | SunEdison Anheuser Busch Fairfield | 57010 | CAMX | WECC California | SUN | 1 |  | 1700 |  |  | 0 |  |  |  | 0
2021 | CA | SunEdison Ironwood State Prison | 57007 | CAMX | WECC California | SUN | 1 |  | 1711 |  |  | 0 |  |  |  | 0
2021 | CA | SunEdison Procter & Gamble Oxnard | 57008 | CAMX | WECC California | SUN | 1 |  | 1760 |  |  | 0 |  |  |  | 0
2021 | CA | SunEdison Walgreens Moreno Valley | 57004 | CAMX | WECC California | SUN | 1 |  | 1333 |  |  | 0 |  |  |  | 0
2021 | CA | SunEdison Walmart Apple Valley DC | 57012 | CAMX | WECC California | SUN | 1 |  | 1809 |  |  | 0 |  |  |  | 0
2021 | CA | Sunnyvale City of WPCP | 57557 | CAMX | WECC California | NG | 1.6 | 0.8965 | 9379 | 104449.955 | 0.022039 | 0.0046996 | 0.000422 | Estimated using an emission factor | 116508 | 0.024583
2021 | CA | Sunray 2 | 10437 | CAMX | WECC California | SUN | 20 |  | 58303 |  |  | 0 |  |  |  | 0
2021 | CA | Sunray 3 | 10438 | CAMX | WECC California | SUN | 13.8 |  | 33737 |  |  | 0 |  |  |  | 0
2021 | CA | Sunrise Power Company | 55182 | CAMX | WECC California | NG | 685.2 |  | 2710951 | 18906598.581 | 58.071 | 0.042842 | 0.0061429 | EPA/NEI | 18906598.581 | 58.071
2021 | CA | SunSelect1 | 61754 | CAMX | WECC California | NG | 6.6
2021 | CA | Sunset Reservoir North Basin | 57559 | CAMX | WECC California | SUN | 4.5 |  | 6375 |  |  | 0 |  |  |  | 0
2021 | CA | Sunshine Gas Producers | 58429 | CAMX | WECC California | LFG | 23 |  | 140052 | 1802219 | 19.464 | 0.27795 | 0.0216 | Estimated using an emission factor | 1802219 | 19.464
2021 | CA | Sycamore Cogeneration | 50134 | CAMX | WECC California | NG | 300 | 0.50311 | 1129246 | 6773404.131 | 27.1495 | 0.048084 | 0.0080165 | NEI avg EF - PM, fuel type | 13463164 | 53.9637
2021 | CA | Sycamore Energy LLC | 10387 | CAMX | WECC California | LFG | 5.4 |  | 24250 | 534893 | 5.7768 | 0.47644 | 0.0216 | Estimated using an emission factor | 534893 | 5.7768
2021 | CA | TA-Acacia, LLC | 59443 | CAMX | WECC California | SUN | 20 |  | 57275 |  |  | 0 |  |  |  | 0
2021 | CA | Taft 26C Cogen | 52085 | CAMX | WECC California | NG | 12.4 | 0.33383 | 72882 | 377132.791 | 1.5116 | 0.041482 | 0.0080165 | NEI avg EF - PM, fuel type | 1129728 | 4.5282
2021 | CA | TA-High Desert LLC | 58149 | CAMX | WECC California | SUN | 20 |  | 51072 |  |  | 0 |  |  |  | 0
2021 | CA | Tahquitz High School | 58232 | CAMX | WECC California | SUN | 1 |  | 1700 |  |  | 0 |  |  |  | 0
2021 | CA | Target Woodland Solar Project | 62246 | CAMX | WECC California | SUN | 2.3 |  | 3879 |  |  | 0 |  |  |  | 0
2021 | CA | Taylor Farms | 59330 | CAMX | WECC California | WND | 1 |  | 4050 |  |  | 0 |  |  |  | 0
2021 | CA | Taylor Farms Salinas | 58303 | CAMX | WECC California | NG | 1.1
2021 | CA | Tehachapi Energy Storage Project | 59661 | CAMX | WECC California | MWH | 8 |  | 0
2021 | CA | Tehachapi Wind Resource I | 10191 | CAMX | WECC California | WND | 8.7 |  | 15163 |  |  | 0 |  |  |  | 0
2021 | CA | Tehachapi Wind Resource II | 54909 | CAMX | WECC California | WND | 21.9 |  | 48827 |  |  | 0 |  |  |  | 0
2021 | CA | Teichert Materials-Teichert Vernalis | 57594 | CAMX | WECC California | WND | 1 |  | 1991 |  |  | 0 |  |  |  | 0
2021 | CA | Temescal | 479 | CAMX | WECC California | WAT | 2.9 |  | 9949 |  |  | 0 |  |  |  | 0
2021 | CA | Temescal Canyon RV, LLC | 57656 | CAMX | WECC California | SUN | 1.5 |  | 2184 |  |  | 0 |  |  |  | 0
2021 | CA | Tequesquite Landfill Solar PV Project | 60035 | CAMX | WECC California | SUN | 7.3 |  | 8253 |  |  | 0 |  |  |  | 0
2021 | CA | Terminus Hydroelectric Project | 54343 | CAMX | WECC California | WAT | 20.1 |  | 981 |  |  | 0 |  |  |  | 0
2021 | CA | Terra Francesco | 59541 | CAMX | WECC California | SUN | 1.5 |  | 2235 |  |  | 0 |  |  |  | 0
2021 | CA | Terra-Gen VG Wind LLC | 56570 | CAMX | WECC California | WND | 7.4 |  | 11696 |  |  | 0 |  |  |  | 0
2021 | CA | Tesoro Wilmington Calciner | 10601 | CAMX | WECC California | WH | 34 | 1 | 204189 |  |  | 0 |  |  |  | 0
2021 | CA | Thermalito | 438 | CAMX | WECC California | WAT | 115.1 |  | 80809 |  |  | 0 |  |  |  | 0
2021 | CA | Thermalito Diverson Dam | 7129 | CAMX | WECC California | WAT | 3.4 |  | 10860 |  |  | 0 |  |  |  | 0
2021 | CA | Thomas M Knott Cogen Facility | 58190 | CAMX | WECC California | NG | 1.4
2021 | CA | Three Forks Water Power Project | 54308 | CAMX | WECC California | WAT | 1.3 |  | 3423 |  |  | 0 |  |  |  | 0
2021 | CA | THUMS | 56051 | CAMX | WECC California | NG | 57.4 |  | 299402 | 3239983 | 12.9867 | 0.086751 | 0.0080165 | NEI avg EF - PM, fuel type | 3239983 | 12.9867
2021 | CA | Tiger Creek | 287 | CAMX | WECC California | WAT | 52.2 |  | 143610 |  |  | 0 |  |  |  | 0
2021 | CA | Titan Solar 1 (CA) | 63932 | CAMX | WECC California | SUN | 70 |  | 193557 |  |  | 0 |  |  |  | 0
2021 | CA | TLR000 Hansen Fuel Cell | 63717 | CAMX | WECC California | NG | 3 |  | 24289 |  | 0 | 0 |  | Estimated using an emission factor |  | 0
2021 | CA | Toadtown | 714 | CAMX | WECC California | WAT | 1.8 |  | 1020 |  |  | 0 |  |  |  | 0
2021 | CA | Top Gun Energy Storage | 61366 | CAMX | WECC California | MWH | 30 |  | -2627 | 0 |  | 0 |  |  | 0 | 0
2021 | CA | Topaz Solar Farm | 57695 | CAMX | WECC California | SUN | 585.9 |  | 1300788.001 |  |  | 0 |  |  |  | 0
2021 | CA | Torrance Refining Company, LLC | 50624 | CAMX | WECC California | PRG | 49.3 | 0.34057 | 125833 | 677479.908 | 0.14295 | 0.002272 | 0.000422 | EPA/NEI; Estimated using an emission factor | 1989255 | 0.41973
2021 | CA | Total Energy Facilities | 10091 | CAMX | WECC California | OBG | 38.4 | 0.96831 | 162655 | 1587716.716 | 17.1473 | 0.21084 | 0.0216 | Estimated using an emission factor | 1639672.44 | 17.7085
2021 | CA | TPC Windfarms LLC | 54647 | CAMX | WECC California | WND | 28.7 |  | 55819 |  |  | 0 |  |  |  | 0
2021 | CA | Tracy 210 | 63638 | CAMX | WECC California | NG | 2.6 |  | 21386 |  | 0 | 0 |  | Estimated using an emission factor |  | 0
2021 | CA | Tracy Combined Cycle Power Plant | 55933 | CAMX | WECC California | NG | 336.1 |  | 802663 | 6680069.389 | 4.5374 | 0.011306 | 0.0013585 | EPA/NEI | 6680069.389 | 4.5374
2021 | CA | Tranquillity ID | 64376 | CAMX | WECC California | SUN | 1.3 |  | 2931 |  |  | 0 |  |  |  | 0
2021 | CA | Transamerica Pyramid | 58619 | CAMX | WECC California | NG | 1 | 0.44766 | 1246 | 7498.319 | 0.0015821 | 0.0025396 | 0.000422 | Estimated using an emission factor | 16750 | 0.0035343
2021 | CA | Trinity | 451 | CAMX | WECC California | WAT | 140 |  | 265206 |  |  | 0 |  |  |  | 0
2021 | CA | Tropico Solar PV Plant | 59599 | CAMX | WECC California | SUN | 14 |  | 27060 |  |  | 0 |  |  |  | 0
2021 | CA | Tulare 1 and 2 | 58642 | CAMX | WECC California | SUN | 3 |  | 4451 |  |  | 0 |  |  |  | 0
2021 | CA | Tulare BioMAT Fuel Cell | 61846 | CAMX | WECC California | OBG | 2.8 | 1 | 18408 |  | 0 | 0 |  | Estimated using an emission factor |  | 0
2021 | CA | Tulare Success Power Project | 10222 | CAMX | WECC California | WAT | 1.4 |  | 0
2021 | CA | Tule River | 289 | CAMX | WECC California | WAT | 8.4
2021 | CA | Tule Wind LLC | 57913 | CAMX | WECC California | WND | 143 |  | 342718 |  |  | 0 |  |  |  | 0
2021 | CA | Tulloch | 416 | CAMX | WECC California | WAT | 29.9 |  | 110108.999 |  |  | 0 |  |  |  | 0
2021 | CA | Turlock Lake | 161 | CAMX | WECC California | WAT | 3.3 |  | -51.999 |  |  | 0 |  |  |  | 0
2021 | CA | UC Davis South Campus | 59872 | CAMX | WECC California | SUN | 13 |  | 28547 |  |  | 0 |  |  |  | 0
2021 | CA | UC Merced Solar Hybrid | 61995 | CAMX | WECC California | SUN | 5 |  | 8335 | 0 |  | 0 |  |  | 0 | 0
2021 | CA | UC Riverside Lots 30 & 32 | 62016 | CAMX | WECC California | SUN | 4 |  | 6865 |  |  | 0 |  |  |  | 0
2021 | CA | UC Santa Cruz Solar | 63091 | CAMX | WECC California | SUN | 1.8 |  | 1904 |  |  | 0 |  |  |  | 0
2021 | CA | UCI Facilities Management Central Plant | 57122 | CAMX | WECC California | NG | 19 | 0.45304 | 97730 | 540111.51 | 1.4512 | 0.029697 | 0.0053736 | EPA/NEI; Estimated using an emission factor | 1192206.4 | 3.2032
2021 | CA | UCI Fuel Cell | 60120 | CAMX | WECC California | NG | 1.4 | 0.73252 | 11144 |  | 0 | 0 |  | Estimated using an emission factor |  | 0
2021 | CA | UCLA So Campus Cogen Project | 52073 | CAMX | WECC California | NG | 43 | 0.36454 | 244797 | 1302138.831 | 2.3907 | 0.019532 | 0.0036719 | EPA/NEI; Estimated using an emission factor | 3571996.173 | 6.558
2021 | CA | UCSD Fuel Cell Plant | 57735 | CAMX | WECC California | NG | 3 |  | 7940 |  | 0 | 0 |  | Estimated using an emission factor |  | 0
2021 | CA | Union Valley | 6612 | CAMX | WECC California | WAT | 38.6 |  | 32679 |  |  | 0 |  |  |  | 0
2021 | CA | Univ of Calif Santa Cruz Cogeneration | 50064 | CAMX | WECC California | NG | 4.4 | 0.51332 | 30258 | 183787.143 | 0.73666 | 0.048692 | 0.0080165 | NEI avg EF - PM, fuel type | 358035 | 1.4351
2021 | CA | Univ of California San Diego Solar | 57856 | CAMX | WECC California | SUN | 1.2 |  | 2495 |  |  | 0 |  |  |  | 0
2021 | CA | Univ of San Francisco Cogen | 50089 | CAMX | WECC California | NG | 1.5 | 0.55862 | 3450 | 24872.569 | 0.0052481 | 0.0030424 | 0.000422 | Estimated using an emission factor | 44525 | 0.0093948
2021 | CA | University of California San Diego Hybrid | 57584 | CAMX | WECC California | NG | 35.5 | 0.54524 | 201514 | 1227003.942 | 3.2967 | 0.032719 | 0.0053736 | EPA/NEI; Estimated using an emission factor | 2250372.84 | 6.0463
2021 | CA | University of San Diego | 65191 | CAMX | WECC California | NG | 1 |  | 7663 |  | 0 | 0 |  | Estimated using an emission factor |  | 0
2021 | CA | Upper Dawson | 489 | CAMX | WECC California | WAT | 4.4 |  | 7331 |  |  | 0 |  |  |  | 0
2021 | CA | Upper Gorge | 407 | CAMX | WECC California | WAT | 37.5 |  | 19850 |  |  | 0 |  |  |  | 0
2021 | CA | US Borax | 50115 | CAMX | WECC California | NG | 48.2 | 0.37901 | 274145 | 1473138.098 | 5.9047 | 0.043077 | 0.0080165 | NEI avg EF - PM, fuel type | 3886753 | 15.5791
2021 | CA | US GSA - Sacramento | 60846 | CAMX | WECC California | SUN | 1.1 |  | 1730 |  |  | 0 |  |  |  | 0
2021 | CA | USG 1 | 61682 | AZNM | WECC Southwest | SUN | 1 |  | 2978 |  |  | 0 |  |  |  | 0
2021 | CA | USG 2 | 61683 | AZNM | WECC Southwest | SUN | 1 |  | 1914 |  |  | 0 |  |  |  | 0
2021 | CA | USPS PV | 61250 | CAMX | WECC California | SUN | 7.4 |  | 11543 |  |  | 0 |  |  |  | 0
2021 | CA | US-TOPCO (Soccer Center) | 60086 | CAMX | WECC California | SUN | 3 |  | 6735 |  |  | 0 |  |  |  | 0
2021 | CA | VA Sepulveda Ambulatory Care Center | 58249 | CAMX | WECC California | SUN | 3.5 |  | 6346 |  |  | 0 |  |  |  | 0
2021 | CA | Vaca Dixon Battery Storage System | 59256 | CAMX | WECC California | MWH | 2 |  | -423 | 0 |  | 0 |  |  | 0 | 0
2021 | CA | Vaca Dixon Solar Station | 57041 | CAMX | WECC California | SUN | 2 |  | 3093 |  |  | 0 |  |  |  | 0
2021 | CA | Vacaville | 59058 | CAMX | WECC California | SUN | 1 |  | 1862 |  |  | 0 |  |  |  | 0
2021 | CA | Vacaville Hospital | 63928 | CAMX | WECC California | SUN | 1.5 |  | 3213 |  |  | 0 |  |  |  | 0
2021 | CA | Valencia 1 Solar CA | 61418 | AZNM | WECC Southwest | SUN | 3 |  | 7124 |  |  | 0 |  |  |  | 0
2021 | CA | Valencia 2 | 64267 | AZNM | WECC Southwest | SUN | 3 |  | 7355 |  |  | 0 |  |  |  | 0
2021 | CA | Valencia 3 | 64441 | AZNM | WECC Southwest | SUN | 3 |  | 5550 |  |  | 0 |  |  |  | 0
2021 | CA | Valentine Solar, LLC | 62288 | CAMX | WECC California | SUN | 111.2 |  | 262683 |  |  | 0 |  |  |  | 0
2021 | CA | Valero Refinery Cogeneration Unit 1 | 55851 | CAMX | WECC California | NG | 49.9 | 0.49415 | 331142 | 1696499.018 | 6.8 | 0.04107 | 0.0080165 | NEI avg EF - PM, fuel type | 3433174 | 13.761
2021 | CA | Valero Wilmington Cogeneration Plant | 63285 | CAMX | WECC California | NG | 33.5 | 1 | 210542 | 2019461 | 8.0945 | 0.076892 | 0.0080165 | NEI avg EF - PM, fuel type | 2019461 | 8.0945
2021 | CA | Vallecito | 62801 | CAMX | WECC California | MWH | 10
2021 | CA | Vallecitos Water District | 64438 | CAMX | WECC California | SUN | 1.4 |  | 808 |  |  | 0 |  |  |  | 0
2021 | CA | Valley Center | 60509 | CAMX | WECC California | SUN | 2.3 |  | 5804 |  |  | 0 |  |  |  | 0
2021 | CA | Valley Center 1 | 58906 | CAMX | WECC California | SUN | 2.5 |  | 5746 |  |  | 0 |  |  |  | 0
2021 | CA | Valley Center 2 | 58907 | CAMX | WECC California | SUN | 5 |  | 12092 |  |  | 0 |  |  |  | 0
2021 | CA | Valley Generating Station | 408 | CAMX | WECC California | NG | 690.5 |  | 1192624 | 8662081.204 | 1.1609 | 0.0019467 | 0.00026803 | EPA/NEI | 8662081.204 | 1.1609
2021 | CA | Valley Sanitary District WTP Solar | 60824 | CAMX | WECC California | SUN | 1 |  | 1620 |  |  | 0 |  |  |  | 0
2021 | CA | Valley View | 487 | CAMX | WECC California | WAT | 4.1 |  | 4719 |  |  | 0 |  |  |  | 0
2021 | CA | Van der Hoek Solar Array/ Dairy | 64687 | CAMX | WECC California | SUN | 2.4 |  | 279 |  |  | 0 |  |  |  | 0
2021 | CA | Van der Kooi Dairy Solary Array | 65169 | CAMX | WECC California | SUN | 1 |  | 250 |  |  | 0 |  |  |  | 0
2021 | CA | Vanadium Redox Flow Battery Plant | 61107 | CAMX | WECC California | MWH | 2 |  | -880 | 0 |  | 0 |  |  | 0 | 0
2021 | CA | Vandenberg Solar Project | 61463 | CAMX | WECC California | SUN | 25.3 |  | 42410 |  |  | 0 |  |  |  | 0
2021 | CA | Vasco Winds | 57700 | CAMX | WECC California | WND | 78.2 |  | 252725 |  |  | 0 |  |  |  | 0
2021 | CA | Vega Solar | 59555 | CAMX | WECC California | SUN | 20 |  | 49990 |  |  | 0 |  |  |  | 0
2021 | CA | Venable Solar 1 | 58289 | CAMX | WECC California | SUN | 1.5 |  | 3142 |  |  | 0 |  |  |  | 0
2021 | CA | Venable Solar 2 | 58290 | CAMX | WECC California | SUN | 1.5 |  | 3142 |  |  | 0 |  |  |  | 0
2021 | CA | Venice Hydro | 72 | CAMX | WECC California | WAT | 10.1 |  | 0
2021 | CA | Ventura Solar | 65770 | CAMX | WECC California | SUN | 2.9
2021 | CA | Verizon-Torrance | 59261 | CAMX | WECC California | NG | 1 |  | 4524 |  | 0 | 0 |  | Estimated using an emission factor |  | 0
2021 | CA | Vernon | 7436 | CAMX | WECC California | DFO | 30
2021 | CA | Verwey-Hanford Dairy Digester #1 | 60918 | CAMX | WECC California | OBG | 1 |  | 66 | 747 | 0.0054905 | 0.16638 | 0.0147 | Estimated using an emission factor | 747 | 0.0054905
2021 | CA | Verwey-Hanford Dairy Digester #2 | 62418 | CAMX | WECC California | OBG | 1 |  | 5584 | 69742 | 0.5126 | 0.1836 | 0.0147 | Estimated using an emission factor | 69742 | 0.5126
2021 | CA | Verwey-Hanford Dairy Digester #3 | 62419 | CAMX | WECC California | OBG | 1 |  | 5798 | 86610 | 0.63658 | 0.21959 | 0.0147 | Estimated using an emission factor | 86610 | 0.63658
2021 | CA | VESI Pomona | 50300 | CAMX | WECC California | MWH | 20 | 1 | -3592 | 0 |  | 0 |  |  | 0 | 0
2021 | CA | Victor Dry Farm Ranch A | 58418 | CAMX | WECC California | SUN | 5 |  | 9981 |  |  | 0 |  |  |  | 0
2021 | CA | Victor Dry Farm Ranch B | 58419 | CAMX | WECC California | SUN | 5 |  | 10014 |  |  | 0 |  |  |  | 0
2021 | CA | Victor Mesa Linda B2 | 59269 | CAMX | WECC California | SUN | 1.5 |  | 3686 |  |  | 0 |  |  |  | 0
2021 | CA | Victor Mesa Linda C2 | 59270 | CAMX | WECC California | SUN | 1.5 |  | 3780 |  |  | 0 |  |  |  | 0
2021 | CA | Victor Mesa Linda D2 | 59271 | CAMX | WECC California | SUN | 1.5 |  | 3766 |  |  | 0 |  |  |  | 0
2021 | CA | Victor Mesa Linda E2 | 59272 | CAMX | WECC California | SUN | 1.5 |  | 3730 |  |  | 0 |  |  |  | 0
2021 | CA | Victor Valley CC CPV Solar | 57254 | CAMX | WECC California | SUN | 1 |  | 2173 |  |  | 0 |  |  |  | 0
2021 | CA | Victory Garden (Tehachapi) | 50532 | CAMX | WECC California | WND | 18.8 |  | 23445 |  |  | 0 |  |  |  | 0
2021 | CA | Vinam | 58450 | CAMX | WECC California | SUN | 1.5 |  | 2317 |  |  | 0 |  |  |  | 0
2021 | CA | Vintner Solar | 58509 | CAMX | WECC California | SUN | 1.5 |  | 4428 |  |  | 0 |  |  |  | 0
2021 | CA | Vista Energy Storage System | 61661 | CAMX | WECC California | MWH | 40 |  | -4877 | 0 |  | 0 |  |  | 0 | 0
2021 | CA | Vitro Flat Glass LLC | 58053 | CAMX | WECC California | DFO | 3.3 |  | 0
2021 | CA | Volta 1 | 290 | CAMX | WECC California | WAT | 8.5 |  | 23440 |  |  | 0 |  |  |  | 0
2021 | CA | Volta 2 | 180 | CAMX | WECC California | WAT | 1 |  | 2616 |  |  | 0 |  |  |  | 0
2021 | CA | Voyager Wind I | 60594 | CAMX | WECC California | WND | 131.1 |  | 414073 |  |  | 0 |  |  |  | 0
2021 | CA | Voyager Wind II | 61582 | CAMX | WECC California | WND | 128.7 |  | 505606 |  |  | 0 |  |  |  | 0
2021 | CA | Voyager Wind III | 61583 | CAMX | WECC California | WND | 43.2 |  | 143948 |  |  | 0 |  |  |  | 0
2021 | CA | Voyager Wind IV | 61584 | CAMX | WECC California | WND | 21.6 |  | 82460 |  |  | 0 |  |  |  | 0
2021 | CA | VS LADWPGLP Francisco, LLC | 65824 | CAMX | WECC California | SUN | 1.1
2021 | CA | Vulcan-BN Geothermal Power Company | 50210 | AZNM | WECC Southwest | GEO | 39.6 |  | 219791 |  |  | 0 |  |  |  | 0
2021 | CA | W E Warne | 6196 | CAMX | WECC California | WAT | 74.2 |  | 221174 |  |  | 0 |  |  |  | 0
2021 | CA | W Plant | 59458 | CAMX | WECC California | NG | 4.6 | 0.56172 | 33400 | 196597.082 | 0.78801 | 0.047186 | 0.0080165 | NEI avg EF - PM, fuel type | 349992 | 1.4029
2021 | CA | W R Gianelli | 448 | CAMX | WECC California | WAT | 424 |  | -15460 |  |  | 0 |  |  |  | 0
2021 | CA | Wadham Energy LP | 50293 | CAMX | WECC California | AB | 29.1 |  | 192354 | 2634331.518 |  |  |  |  | 2634331.518
2021 | CA | Wagner Wind LLC | 58233 | CAMX | WECC California | WND | 6 |  | 14179 |  |  | 0 |  |  |  | 0
2021 | CA | Walgreens Woodland Distribution Center | 57006 | CAMX | WECC California | SUN | 1 |  | 1187 |  |  | 0 |  |  |  | 0
2021 | CA | Walnut | 4256 | CAMX | WECC California | NG | 49.8 |  | 302 | 15775 | 0.06323 | 0.41874 | 0.0080165 | NEI avg EF - PM, fuel type | 15775 | 0.06323
2021 | CA | Walnut Creek Energy Park | 57515 | CAMX | WECC California | NG | 500 |  | 249812 | 2340926.036 | 3.0058 | 0.024064 | 0.002568 | EPA/NEI | 2340926.036 | 3.0058
2021 | CA | Walnut Energy Center | 56078 | CAMX | WECC California | NG | 300.6 |  | 1163356 | 9772244.777 | 34.198 | 0.058792 | 0.006999 | EPA/NEI | 9772244.777 | 34.198
2021 | CA | Walnut Unified School District Walnut HS Hybrid | 63510 | CAMX | WECC California | SUN | 2.3 |  | 2017 | 0 |  | 0 |  |  | 0 | 0
2021 | CA | Warm Springs Hydro Project | 54261 | CAMX | WECC California | WAT | 2.7 |  | 0
2021 | CA | Waste Mangement Redwood LFGTE | 59299 | CAMX | WECC California | LFG | 4 |  | 24129 | 275915 | 2.028 | 0.16809 | 0.0147 | Estimated using an emission factor | 275915 | 2.028
2021 | CA | Watkins Manufacturing Co. | 57715 | CAMX | WECC California | NG | 2 |  | 6998 | 88584 | 0.018691 | 0.0053419 | 0.000422 | Estimated using an emission factor | 88584 | 0.018691
2021 | CA | Watson Cogeneration | 50216 | CAMX | WECC California | NG | 405 | 0.46534 | 2941105 | 16476644.582 | 40.5235 | 0.027557 | 0.0049189 | EPA/NEI; Estimated using an emission factor | 35407707.987 | 87.0835
2021 | CA | Watts 3115 | 58454 | CAMX | WECC California | SUN | 2 |  | 3033 |  |  | 0 |  |  |  | 0
2021 | CA | Welport Lease Project | 54447 | CAMX | WECC California | NG | 5 | 0.35936 | 30846 | 192684.577 | 0.77233 | 0.050076 | 0.0080165 | NEI avg EF - PM, fuel type | 536187 | 2.1492
2021 | CA | West Gates Solar Station | 58206 | CAMX | WECC California | SUN | 10 |  | 18693 |  |  | 0 |  |  |  | 0
2021 | CA | West Point PH | 291 | CAMX | WECC California | WAT | 13.6 |  | 38612 |  |  | 0 |  |  |  | 0
2021 | CA | West Valley High School Solar | 58244 | CAMX | WECC California | SUN | 1 |  | 1466 |  |  | 0 |  |  |  | 0
2021 | CA | Westend Facility | 10685 | CAMX | WECC California | NG | 20
2021 | CA | Western Antelope Blue Sky B | 59961 | CAMX | WECC California | SUN | 20 |  | 54672 |  |  | 0 |  |  |  | 0
2021 | CA | Western Antelope Blue Sky Ranch A | 58626 | CAMX | WECC California | SUN | 20 |  | 49824 |  |  | 0 |  |  |  | 0
2021 | CA | Western Antelope Dry Ranch | 58627 | CAMX | WECC California | SUN | 10 |  | 25935 |  |  | 0 |  |  |  | 0
2021 | CA | Western Power & Steam Inc | 54410 | CAMX | WECC California | NG | 27.7 | 0.60281 | 146463 | 1055792.927 | 4.2319 | 0.057788 | 0.0080165 | NEI avg EF - PM, fuel type | 1751463 | 7.0203
2021 | CA | Westlands Solar PV Farm | 58616 | CAMX | WECC California | SUN | 18 |  | 40714 |  |  | 0 |  |  |  | 0
2021 | CA | Westmont 300A | 61249 | CAMX | WECC California | SUN | 2.9 |  | 5663 |  |  | 0 |  |  |  | 0
2021 | CA | Westmont 300B | 60914 | CAMX | WECC California | SUN | 3 |  | 5668 |  |  | 0 |  |  |  | 0
2021 | CA | Westmont 301 | 61593 | CAMX | WECC California | SUN | 1.8 |  | 3138 |  |  | 0 |  |  |  | 0
2021 | CA | Westmont 400A | 61348 | CAMX | WECC California | SUN | 2.3 |  | 3813 |  |  | 0 |  |  |  | 0
2021 | CA | Westmont 400B | 61349 | CAMX | WECC California | SUN | 2.2 |  | 3813 |  |  | 0 |  |  |  | 0
2021 | CA | Westmont 401 | 61594 | CAMX | WECC California | SUN | 2.9 |  | 4894 |  |  | 0 |  |  |  | 0
2021 | CA | Westside Solar Power PV1 | 60275 | CAMX | WECC California | SUN | 2 |  | 5026 |  |  | 0 |  |  |  | 0
2021 | CA | Westside Solar Station | 57499 | CAMX | WECC California | SUN | 15 |  | 20840 |  |  | 0 |  |  |  | 0
2021 | CA | Weymouth Solar Plant | 60255 | CAMX | WECC California | SUN | 3 |  | 5278 |  |  | 0 |  |  |  | 0
2021 | CA | Wheelabrator Shasta | 50881 | CAMX | WECC California | WDS | 54.9 |  | 285943 | 5104624 | 26.4914 | 0.18529 | 0.010379 | NEI avg EF - PM, fuel type | 5104624 | 26.4914
2021 | CA | Whiskeytown | 7189 | CAMX | WECC California | WAT | 3.5 |  | 18693 |  |  | 0 |  |  |  | 0
2021 | CA | White River Solar | 58373 | CAMX | WECC California | SUN | 20 |  | 48183 |  |  | 0 |  |  |  | 0
2021 | CA | White River Solar 2 | 58973 | CAMX | WECC California | SUN | 19.8 |  | 50031 |  |  | 0 |  |  |  | 0
2021 | CA | White Rock/Slab Creek | 435 | CAMX | WECC California | WAT | 269.2 |  | 150828.999 |  |  | 0 |  |  |  | 0
2021 | CA | Whitethorn Solar LLC | 60193 | CAMX | WECC California | SUN | 3.3 |  | 6149 |  |  | 0 |  |  |  | 0
2021 | CA | Whitewater Hill Wind Partners | 56012 | CAMX | WECC California | WND | 61.5 |  | 126689 |  |  | 0 |  |  |  | 0
2021 | CA | Whitewater Hydro Plant | 10162 | CAMX | WECC California | WAT | 1.3 |  | 309 |  |  | 0 |  |  |  | 0
2021 | CA | Whitney Point Solar | 60975 | CAMX | WECC California | SUN | 20 |  | 54560 |  |  | 0 |  |  |  | 0
2021 | CA | Whittier LFG Power Plant #1 | 57102 | CAMX | WECC California | LFG | 2.2
2021 | CA | Wildcat I Energy Storage LLC | 62875 | CAMX | WECC California | MWH | 3
2021 | CA | Wildflower Solar 1 | 62988 | CAMX | WECC California | SUN | 13 |  | 30548 |  |  | 0 |  |  |  | 0
2021 | CA | Wildwood Solar I, LLC | 59380 | CAMX | WECC California | SUN | 19.5 |  | 46852 |  |  | 0 |  |  |  | 0
2021 | CA | Wildwood Solar II | 59253 | CAMX | WECC California | SUN | 15 |  | 38159 |  |  | 0 |  |  |  | 0
2021 | CA | Willow Spring Solar, LLC | 60324 | CAMX | WECC California | SUN | 107.9 |  | 264974 |  |  | 0 |  |  |  | 0
2021 | CA | Wilmington Hydrogen Plant | 55557 | CAMX | WECC California | WH | 31.9 | 1 | 163318 |  |  | 0 |  |  |  | 0
2021 | CA | Windhub Solar A LLC | 59878 | CAMX | WECC California | SUN | 20 |  | 50112 |  |  | 0 |  |  |  | 0
2021 | CA | Windsor Floating Solar | 62902 | CAMX | WECC California | SUN | 1.5 |  | 2720 |  |  | 0 |  |  |  | 0
2021 | CA | Windstar 1 | 57774 | CAMX | WECC California | WND | 120 |  | 215580 |  |  | 0 |  |  |  | 0
2021 | CA | Wintec Energy Ltd | 50276 | CAMX | WECC California | WND | 5.9 |  | 81 |  |  | 0 |  |  |  | 0
2021 | CA | Wise | 292 | CAMX | WECC California | WAT | 16.4 |  | 39509 |  |  | 0 |  |  |  | 0
2021 | CA | Wistaria Ranch Solar | 61750 | CAMX | WECC California | SUN | 106.7 |  | 258766 |  |  | 0 |  |  |  | 0
2021 | CA | Wolfskill Energy Center | 55855 | CAMX | WECC California | NG | 47 |  | 9426 | 105698.97 | 0.56628 | 0.12015 | 0.010715 | EPA/NEI | 105698.97 | 0.56628
2021 | CA | Wonderful Huller & Shellling | 65277 | CAMX | WECC California | SUN | 1.5 |  | 2118 |  |  | 0 |  |  |  | 0
2021 | CA | Wonderful Lost Hills | 65278 | CAMX | WECC California | SUN | 17.1 |  | 3500 |  |  | 0 |  |  |  | 0
2021 | CA | Wonderful Nursery | 65783 | CAMX | WECC California | SUN | 2.3
2021 | CA | Wonderful Orchards - Belridge | 64221 | CAMX | WECC California | SUN | 5 |  | 8515 |  |  | 0 |  |  |  | 0
2021 | CA | Wonderful Orchards - New Columbia | 64055 | CAMX | WECC California | SUN | 5 |  | 10439 |  |  | 0 |  |  |  | 0
2021 | CA | Wonderful Orchards - Westside | 64220 | CAMX | WECC California | SUN | 5 |  | 5563 |  |  | 0 |  |  |  | 0
2021 | CA | Woodland Biomass Power Ltd | 10836 | CAMX | WECC California | WDS | 28 |  | 33526 | 542109 | 2.8134 | 0.16783 | 0.010379 | NEI avg EF - PM, fuel type | 542109 | 2.8134
2021 | CA | Woodland Generation Station | 7266 | CAMX | WECC California | NG | 199 | 1 | 356599 | 2881526.48 | 7.3422 | 0.041179 | 0.005096 | EPA/NEI | 2881526.48 | 7.3422
2021 | CA | Woodleaf | 419 | CAMX | WECC California | WAT | 67.2 |  | 79488 |  |  | 0 |  |  |  | 0
2021 | CA | Woodmere Solar Farm | 59008 | CAMX | WECC California | SUN | 15 |  | 35763 |  |  | 0 |  |  |  | 0
2021 | CA | Woodward Power Plant | 50218 | CAMX | WECC California | WAT | 2.8 |  | 1084 |  |  | 0 |  |  |  | 0
2021 | CA | Wright Solar Park | 59525 | CAMX | WECC California | SUN | 200 |  | 502631 |  |  | 0 |  |  |  | 0
2021 | CA | WWTP Power Generation Station | 56036 | CAMX | WECC California | OBG | 6.6 | 0.45059 | 24008.001 | 137281.262 | 1.009 | 0.084057 | 0.0147 | Estimated using an emission factor | 304673.001 | 2.2393
2021 | CA | Xebec 1 | 62286 | CAMX | WECC California | SUN | 1.9 |  | 2881 |  |  | 0 |  |  |  | 0
2021 | CA | Xilinx San Jose | 58299 | CAMX | WECC California | NG | 1 |  | 7169 |  | 0 | 0 |  | Estimated using an emission factor |  | 0
2021 | CA | Yahoo! - HQ | 59805 | CAMX | WECC California | NG | 1.1 |  | 6574 |  | 0 | 0 |  | Estimated using an emission factor |  | 0
2021 | CA | Yerba Buena | 59257 | CAMX | WECC California | MWH | 4 |  | -1017 | 0 |  | 0 |  |  | 0 | 0
2021 | CA | Yolo County Solar Project | 57422 | CAMX | WECC California | SUN | 1 |  | 1298 |  |  | 0 |  |  |  | 0
2021 | CA | Yorba Linda | 6647 | CAMX | WECC California | WAT | 5.1 |  | 2156 |  |  | 0 |  |  |  | 0
2021 | CA | Yuba City Cogen Partners | 52186 | CAMX | WECC California | NG | 49.9 | 0.80596 | 59167 | 456406.148 | 1.8294 | 0.061838 | 0.0080165 | NEI avg EF - PM, fuel type | 566287 | 2.2698
2021 | CA | Yuba City Energy Center | 10349 | CAMX | WECC California | NG | 49.5 | 0.72307 | 116969 | 719916.909 | 0.43037 | 0.0073587 | 0.0011956 | EPA/NEI | 995636.032 | 0.5952
2021 | CA | Yuba City Energy Center | 55813 | CAMX | WECC California | NG | 47.3 |  | 91381 | 982653 | 3.9387 | 0.086204 | 0.0080165 | NEI avg EF - PM, fuel type | 982653 | 3.9387
2021 | CA | ZCO | 56276 | CAMX | WECC California | WND | 1.6 |  | 1893 |  |  | 0 |  |  |  | 0
2021 | CA | Zero Waste Energy Development Co LLC | 60220 | CAMX | WECC California | OBG | 1.6 | 0.36534 | 5452 | 31818.815 | 0.23387 | 0.085792 | 0.0147 | Estimated using an emission factor | 87093 | 0.64013
2021 | CO | 3 MW LLC | 64592 | RMPA | WECC Rockies | OG | 3 |  | 6452.001 | 79005.999 |  |  |  |  | 79005.999
2021 | CO | Adams Community Solar Garden III LLC | 59850 | RMPA | WECC Rockies | SUN | 1.2 |  | 1310 |  |  | 0 |  |  |  | 0
2021 | CO | Adams Community Solar Garden LLC | 59849 | RMPA | WECC Rockies | SUN | 1.2 |  | 1995 |  |  | 0 |  |  |  | 0
2021 | CO | AFA Solar Farm | 57554 | RMPA | WECC Rockies | SUN | 5.5 |  | 11577 |  |  | 0 |  |  |  | 0
2021 | CO | Airport 1 Solar (DIA) | 59807 | RMPA | WECC Rockies | SUN | 1.5 |  | 2300 |  |  | 0 |  |  |  | 0
2021 | CO | Airport Industrial | 7995 | RMPA | WECC Rockies | DFO | 10 |  | -311 | 928 | 0.14384 | 0 | 0.31 | Estimated using an emission factor | 928 | 0.14384
2021 | CO | Alamosa | 464 | RMPA | WECC Rockies | NG | 53.2 |  | 6896 | 176234 | 0.70639 | 0.20487 | 0.0080165 | NEI avg EF - PM, fuel type | 176234 | 0.70639
2021 | CO | Alamosa Solar South CSG | 64266 | RMPA | WECC Rockies | SUN | 1.6 |  | 4356 |  |  | 0 |  |  |  | 0
2021 | CO | Alden Solar CSG LLC | 64021 | RMPA | WECC Rockies | SUN | 1.6 |  | 3496 |  |  | 0 |  |  |  | 0
2021 | CO | Amazon DEN2 Solar Project | 63536 | RMPA | WECC Rockies | SUN | 1.2 |  | 214 |  |  | 0 |  |  |  | 0
2021 | CO | Amazon Denver DEN3 | 62877 | RMPA | WECC Rockies | SUN | 4.6 |  | 628 |  |  | 0 |  |  |  | 0
2021 | CO | American Gypsum Cogeneration | 54630 | RMPA | WECC Rockies | NG | 9.6 | 0.98131 | 21476 | 374671.124 | 1.5713 | 0.14633 | 0.0083874 | EPA/NEI; Estimated using an emission factor | 381808 | 1.6012
2021 | CO | Ames Hydro | 6207 | RMPA | WECC Rockies | WAT | 3.6 |  | 5261 |  |  | 0 |  |  |  | 0
2021 | CO | Arapahoe 3 Community Solar Array | 60724 | RMPA | WECC Rockies | SUN | 1.8 |  | 3680 |  |  | 0 |  |  |  | 0
2021 | CO | Arapahoe Combustion Turbine Facility | 55200 | RMPA | WECC Rockies | NG | 194 |  | 202945 | 1842516.24 | 4.62 | 0.04553 | 0.0050149 | EPA/NEI | 1842516.24 | 4.62
2021 | CO | Bar D | 61886 | RMPA | WECC Rockies | SUN | 4 |  | 9190 |  |  | 0 |  |  |  | 0
2021 | CO | Basalt | 7458 | RMPA | WECC Rockies | WAT | 5 |  | 12138 |  |  | 0 |  |  |  | 0
2021 | CO | Big Thompson | 515 | RMPA | WECC Rockies | WAT | 4.5 |  | 4973 |  |  | 0 |  |  |  | 0
2021 | CO | Bighorn Solar 1 | 63770 | RMPA | WECC Rockies | SUN | 240 |  | 64709 |  |  | 0 |  |  |  | 0
2021 | CO | Bison Solar LLC | 60351 | RMPA | WECC Rockies | SUN | 30 |  | 62152 |  |  | 0 |  |  |  | 0
2021 | CO | Blue Mesa | 512 | RMPA | WECC Rockies | WAT | 86.4 |  | 176857 |  |  | 0 |  |  |  | 0
2021 | CO | Blue Spruce Energy Center | 55645 | RMPA | WECC Rockies | NG | 397.8 |  | 211110 | 2736146.079 | 12.7001 | 0.12032 | 0.0092832 | EPA/NEI | 2736146.079 | 12.7001
2021 | CO | Boulder Canyon Hydro | 466 | RMPA | WECC Rockies | WAT | 5 |  | 9229 |  |  | 0 |  |  |  | 0
2021 | CO | Boulder City Betasso Hydro Plant | 54680 | RMPA | WECC Rockies | WAT | 3 |  | 6507 |  |  | 0 |  |  |  | 0
2021 | CO | Boulder City Lakewood Hydro | 54679 | RMPA | WECC Rockies | WAT | 3.5 |  | 6507 |  |  | 0 |  |  |  | 0
2021 | CO | Boulder City Silver Lake Hydro | 55931 | RMPA | WECC Rockies | WAT | 3.3 |  | 8542 |  |  | 0 |  |  |  | 0
2021 | CO | Brighton PV Solar Plant | 59144 | RMPA | WECC Rockies | SUN | 1.8 |  | 3278 |  |  | 0 |  |  |  | 0
2021 | CO | Bronco Plains Wind, LLC | 63803 | RMPA | WECC Rockies | WND | 300 |  | 1063354 |  |  | 0 |  |  |  | 0
2021 | CO | Brush Power Projects | 10682 | RMPA | WECC Rockies | NG | 297.2 |  | 141577 | 1152167.955 | 5.95 | 0.084053 | 0.010328 | EPA/NEI | 1152167.955 | 5.95
2021 | CO | Burlington (CO) | 6619 | RMPA | WECC Rockies | DFO | 129.4 |  | 4392 | 55443 | 0.45621 | 0.20774 | 0.016457 | NEI avg EF - PM, fuel type, firing type | 55443 | 0.45621
2021 | CO | Busch Ranch II Wind Farm | 62445 | RMPA | WECC Rockies | WND | 59.4 |  | 184391 |  |  | 0 |  |  |  | 0
2021 | CO | Busch Ranch Wind Energy Farm | 57980 | RMPA | WECC Rockies | WND | 29 |  | 87415 |  |  | 0 |  |  |  | 0
2021 | CO | Cabin Creek | 467 | RMPA | WECC Rockies | WAT | 300 |  | 30986 |  |  | 0 |  |  |  | 0
2021 | CO | Carousel Wind Farm LLC | 59975 | RMPA | WECC Rockies | WND | 150 |  | 606121 |  |  | 0 |  |  |  | 0
2021 | CO | Carson Solar I | 57509 | RMPA | WECC Rockies | SUN | 2 |  | 3326 |  |  | 0 |  |  |  | 0
2021 | CO | Carter Hydro | 58622 | RMPA | WECC Rockies | WAT | 2.6 |  | 9300 |  |  | 0 |  |  |  | 0
2021 | CO | CEC Solar #1117, LLC | 60801 | RMPA | WECC Rockies | SUN | 1.5 |  | 5139 |  |  | 0 |  |  |  | 0
2021 | CO | Cedar Creek II | 57210 | RMPA | WECC Rockies | WND | 248.3 |  | 476740 |  |  | 0 |  |  |  | 0
2021 | CO | Cedar Creek Wind | 56371 | RMPA | WECC Rockies | WND | 300.5 |  | 516379 |  |  | 0 |  |  |  | 0
2021 | CO | Cedar Point Wind | 57315 | RMPA | WECC Rockies | WND | 252 |  | 495999 |  |  | 0 |  |  |  | 0
2021 | CO | Center | 491 | RMPA | WECC Rockies | DFO | 1.5 |  | 0
2021 | CO | Cherokee | 469 | RMPA | WECC Rockies | NG | 1006.4 |  | 3005952 | 25532406.642 | 204.4366 | 0.13602 | 0.016014 | EPA/NEI | 25532406.642 | 204.4366
2021 | CO | Cheyenne Ridge Wind Farm | 62952 | RMPA | WECC Rockies | WND | 498.4 |  | 1839857 |  |  | 0 |  |  |  | 0
2021 | CO | City & County of Denver at Denver Int'l | 57645 | RMPA | WECC Rockies | SUN | 3.4 |  | 5260 |  |  | 0 |  |  |  | 0
2021 | CO | City of Boulder WWTP | 57681 | RMPA | WECC Rockies | SUN | 1 |  | 1293 |  |  | 0 |  |  |  | 0
2021 | CO | Clear Spring Ranch PV Project | 60511 | RMPA | WECC Rockies | SUN | 10 |  | 22304 |  |  | 0 |  |  |  | 0
2021 | CO | CO LI CSG 1 - Kamerra | 63278 | RMPA | WECC Rockies | SUN | 1.5 |  | 3710 |  |  | 0 |  |  |  | 0
2021 | CO | Cogentrix of Alamosa | 57368 | RMPA | WECC Rockies | SUN | 30 |  | 43947 |  |  | 0 |  |  |  | 0
2021 | CO | Colorado Energy Nations Company | 10003 | RMPA | WECC Rockies | NG | 35 | 0.20324 | 151072.478 | 863536.982 | 4.106 | 0.054359 | 0.0095098 | NEI avg EF - PM, fuel type | 4248840.707 | 20.2028
2021 | CO | Colorado Green Holdings LLC | 56173 | RMPA | WECC Rockies | WND | 162 |  | 534808 |  |  | 0 |  |  |  | 0
2021 | CO | Colorado Highlands Wind | 57174 | RMPA | WECC Rockies | WND | 96.1 |  | 351747 |  |  | 0 |  |  |  | 0
2021 | CO | Comanche (470) | 470 | RMPA | WECC Rockies | SUB | 1635.3 |  | 8175602 | 84175215.426 | 110.129 | 0.026941 | 0.0026167 | EPA/NEI | 84175215.426 | 110.129
2021 | CO | Comanche Solar | 59656 | RMPA | WECC Rockies | SUN | 120 |  | 248827 |  |  | 0 |  |  |  | 0
2021 | CO | Conejos 1 Community Solar Array | 60723 | RMPA | WECC Rockies | SUN | 1.5 |  | 4194 |  |  | 0 |  |  |  | 0
2021 | CO | Coyote Ridge Community Solar | 61425 | RMPA | WECC Rockies | SUN | 1.5 |  | 3210 |  |  | 0 |  |  |  | 0
2021 | CO | Craig | 6021 | RMPA | WECC Rockies | SUB | 1427.6 |  | 7283840 | 81661026.393 | 83.0997 | 0.022818 | 0.0020352 | EPA/NEI | 81661026.393 | 83.0997
2021 | CO | Crossing Trails Wind Power Project LLC. | 62489 | RMPA | WECC Rockies | WND | 104 |  | 361213 |  |  | 0 |  |  |  | 0
2021 | CO | Crystal | 6159 | RMPA | WECC Rockies | WAT | 28 |  | 133806 |  |  | 0 |  |  |  | 0
2021 | CO | CSU Pueblo | 58481 | RMPA | WECC Rockies | SUN | 1 |  | 2106 |  |  | 0 |  |  |  | 0
2021 | CO | DADS Gas Recovery | 56530 | RMPA | WECC Rockies | LFG | 3.2 |  | 20939 | 252997 | 1.8595 | 0.17761 | 0.0147 | Estimated using an emission factor | 252997 | 1.8595
2021 | CO | Denver Int Airport | 56815 | RMPA | WECC Rockies | SUN | 1.9 |  | 1463 |  |  | 0 |  |  |  | 0
2021 | CO | Denver Intl Airport IV Solar | 59462 | RMPA | WECC Rockies | SUN | 1.5 |  | 3000 |  |  | 0 |  |  |  | 0
2021 | CO | Denver Metro Solar | 61563 | RMPA | WECC Rockies | SUN | 1.6
2021 | CO | Dillon Hydro Plant | 10421 | RMPA | WECC Rockies | WAT | 1.8 |  | 10724 |  |  | 0 |  |  |  | 0
2021 | CO | Drop 5 | 61191 | RMPA | WECC Rockies | WAT | 2.4 |  | 8648 |  |  | 0 |  |  |  | 0
2021 | CO | Eagle Springs Solar LLC | 59239 | RMPA | WECC Rockies | SUN | 1 |  | 1718 |  |  | 0 |  |  |  | 0
2021 | CO | Eagle Valley Clean Energy LLC Biomass | 58574 | RMPA | WECC Rockies | WDS | 12.6 |  | 94851 | 1282263.75 | 6.6545 | 0.14032 | 0.010379 | NEI avg EF - PM, fuel type | 1282263.75 | 6.6545
2021 | CO | Estes | 513 | RMPA | WECC Rockies | WAT | 45 |  | 115410.999 |  |  | 0 |  |  |  | 0
2021 | CO | Flatiron | 518 | RMPA | WECC Rockies | WAT | 94.5 |  | 215394 |  |  | 0 |  |  |  | 0
2021 | CO | Foothills Hydro Plant | 10070 | RMPA | WECC Rockies | WAT | 3.1 |  | 5208 |  |  | 0 |  |  |  | 0
2021 | CO | Fort Carson Battery Energy Storage System | 63022 | RMPA | WECC Rockies | MWH | 4.2 |  | -5 | 0 |  | 0 |  |  | 0 | 0
2021 | CO | Fort Lupton | 8067 | RMPA | WECC Rockies | NG | 100.8 |  | 4718 | 78451 | 0.31445 | 0.1333 | 0.0080165 | NEI avg EF - PM, fuel type | 78451 | 0.31445
2021 | CO | Fort St. Vrain | 6112 | RMPA | WECC Rockies | NG | 1148.5 |  | 3090654 | 25126866.26 | 4.8921 | 0.0031657 | 0.00038939 | EPA/NEI | 25126866.26 | 4.8921
2021 | CO | Fountain Valley Power Plant | 55453 | RMPA | WECC Rockies | NG | 228 |  | 74800.998 | 913505.11 | 0.086785 | 0.0023204 | 0.00019 | EPA/NEI | 913505.11 | 0.086785
2021 | CO | Frank Knutson Station | 55505 | RMPA | WECC Rockies | NG | 154.2 |  | 126046 | 1564333.478 | 3.9 | 0.061882 | 0.0049861 | EPA/NEI | 1564333.478 | 3.9
2021 | CO | Fremont CO 1, LLC | 64031 | RMPA | WECC Rockies | SUN | 1.8 |  | 3932 |  |  | 0 |  |  |  | 0
2021 | CO | Front Range Power Plant | 55283 | RMPA | WECC Rockies | NG | 554.3 |  | 2014975 | 16296637.162 | 11.41 | 0.011325 | 0.0014003 | EPA/NEI | 16296637.162 | 11.41
2021 | CO | Front Range Project | 59143 | RMPA | WECC Rockies | LFG | 3.2 |  | 17309 | 213309 | 1.5678 | 0.18116 | 0.0147 | Estimated using an emission factor | 213309 | 1.5678
2021 | CO | Fruita | 471 | RMPA | WECC Rockies | NG | 26.6 |  | 2440 | 90538 | 0.3629 | 0.29746 | 0.0080165 | NEI avg EF - PM, fuel type | 90538 | 0.3629
2021 | CO | George Birdsall | 493 | RMPA | WECC Rockies | NG | 61.1 |  | 11478 | 174887.522 | 0.83157 | 0.1449 | 0.0095098 | NEI avg EF - PM, fuel type | 174887.522 | 0.83157
2021 | CO | Georgetown Hydro | 472 | RMPA | WECC Rockies | WAT | 1.2 |  | 3421 |  |  | 0 |  |  |  | 0
2021 | CO | Gilcrest Solar | 62663 | RMPA | WECC Rockies | SUN | 1.5 |  | 6592 |  |  | 0 |  |  |  | 0
2021 | CO | Gilcrest Sun CSG | 65609 | RMPA | WECC Rockies | SUN | 1.8 |  | 0
2021 | CO | Gilcrest V CSG | 64386 | RMPA | WECC Rockies | SUN | 4.8 |  | 9466 |  |  | 0 |  |  |  | 0
2021 | CO | Golden West Power Partners LLC | 59974 | RMPA | WECC Rockies | WND | 250 |  | 815598 |  |  | 0 |  |  |  | 0
2021 | CO | Granby Hydro | 60119 | RMPA | WECC Rockies | WAT | 1.2 |  | 4693 |  |  | 0 |  |  |  | 0
2021 | CO | Grand Valley Project Power Plant | 473 | RMPA | WECC Rockies | WAT | 1.5 |  | 6649 |  |  | 0 |  |  |  | 0
2021 | CO | Grazing Yak Solar | 62376 | RMPA | WECC Rockies | SUN | 35 |  | 88109 |  |  | 0 |  |  |  | 0
2021 | CO | Greater Sandhill I | 57377 | RMPA | WECC Rockies | SUN | 19 |  | 46033 |  |  | 0 |  |  |  | 0
2021 | CO | Green Mountain | 516 | RMPA | WECC Rockies | WAT | 26 |  | 25877 |  |  | 0 |  |  |  | 0
2021 | CO | Gross Hydro Plant | 10424 | RMPA | WECC Rockies | WAT | 7.8 |  | 11707 |  |  | 0 |  |  |  | 0
2021 | CO | Hayden | 525 | RMPA | WECC Rockies | BIT | 465.4 |  | 2474838 | 28348096.3 | 315.656 | 0.25509 | 0.02227 | EPA/NEI | 28348096.3 | 315.656
2021 | CO | Hillcrest Pump Station | 54142 | RMPA | WECC Rockies | WAT | 2 |  | 6276 |  |  | 0 |  |  |  | 0
2021 | CO | Holly | 502 | RMPA | WECC Rockies | DFO | 2.9 |  | 29.4 | 324 | 0.05022 | 3.4163 | 0.31 | Estimated using an emission factor | 324 | 0.05022
2021 | CO | Hooper Solar | 60008 | RMPA | WECC Rockies | SUN | 52 |  | 106355 |  |  | 0 |  |  |  | 0
2021 | CO | Huerfano River Wind | 58548 | RMPA | WECC Rockies | WND | 8 |  | 12431 |  |  | 0 |  |  |  | 0
2021 | CO | I25 Battery Storage | 62373 | RMPA | WECC Rockies | MWH | 4 |  | -256 | 0 |  | 0 |  |  | 0 | 0
2021 | CO | IBM Solar | 63869 | RMPA | WECC Rockies | SUN | 8.1 |  | 15365 |  |  | 0 |  |  |  | 0
2021 | CO | Imboden Solar Garden | 61753 | RMPA | WECC Rockies | SUN | 3 |  | 6354 |  |  | 0 |  |  |  | 0
2021 | CO | J M Shafer | 50707 | RMPA | WECC Rockies | NG | 396.9 | 1 | 791930 | 6434317.146 | 23.37 | 0.05902 | 0.0072642 | EPA/NEI | 6434317.146 | 23.37
2021 | CO | Jack's Solar Garden | 64200 | RMPA | WECC Rockies | SUN | 1 |  | 1958 |  |  | 0 |  |  |  | 0
2021 | CO | James W. Broderick Hydropower Plant | 64123 | NWPP | WECC Northwest | WAT | 7.5 |  | 17389 |  |  | 0 |  |  |  | 0
2021 | CO | Jeffco Community Solar Gardens LLC | 60320 | RMPA | WECC Rockies | SUN | 1.2 |  | 2093 |  |  | 0 |  |  |  | 0
2021 | CO | Julesburg | 504 | RMPA | WECC Rockies | DFO | 2.8 |  | 0
2021 | CO | Kit Carson Windpower | 57244 | RMPA | WECC Rockies | WND | 51 |  | 172452 |  |  | 0 |  |  |  | 0
2021 | CO | Lafayette Horizon Solar CSG LLC | 62667 | RMPA | WECC Rockies | SUN | 1.6 |  | 3551 |  |  | 0 |  |  |  | 0
2021 | CO | Lamar Plant | 508 | RMPA | WECC Rockies | WND | 8 |  | 12744 |  |  | 0 |  |  |  | 0
2021 | CO | Las Animas | 507 | RMPA | WECC Rockies | DFO | 5.6 |  | 0
2021 | CO | Limon Generating Station | 55504 | RMPA | WECC Rockies | NG | 154.2 |  | 113555 | 1460500.444 | 3.4568 | 0.060883 | 0.0047337 | EPA/NEI | 1460500.444 | 3.4568
2021 | CO | Limon III Wind LLC | 59083 | RMPA | WECC Rockies | WND | 200.6 |  | 815399 |  |  | 0 |  |  |  | 0
2021 | CO | Limon Wind I | 58126 | RMPA | WECC Rockies | WND | 200 |  | 706730 |  |  | 0 |  |  |  | 0
2021 | CO | Limon Wind II | 58127 | RMPA | WECC Rockies | WND | 200 |  | 596174 |  |  | 0 |  |  |  | 0
2021 | CO | Logan 1 Community Solar Array | 60722 | RMPA | WECC Rockies | SUN | 1.5 |  | 3437 |  |  | 0 |  |  |  | 0
2021 | CO | Logan Wind Energy | 56613 | RMPA | WECC Rockies | WND | 201 |  | 388141 |  |  | 0 |  |  |  | 0
2021 | CO | Lower Molina | 520 | RMPA | WECC Rockies | WAT | 5.6 |  | 4272 |  |  | 0 |  |  |  | 0
2021 | CO | Manchief Generating Station | 55127 | RMPA | WECC Rockies | NG | 300 |  | 268258 | 2879189.97 | 8.7075 | 0.064919 | 0.0060486 | EPA/NEI | 2879189.97 | 8.7075
2021 | CO | Manitou Springs | 494 | RMPA | WECC Rockies | WAT | 5.6 |  | 14373 |  |  | 0 |  |  |  | 0
2021 | CO | Martin Drake | 492 | RMPA | WECC Rockies | NG | 207.3 |  | 587675 | 7549715.235 | 17.0737 | 0.058106 | 0.004523 | EPA/NEI | 7549715.235 | 17.0737
2021 | CO | Marys Lake | 517 | RMPA | WECC Rockies | WAT | 8.1 |  | 42086 |  |  | 0 |  |  |  | 0
2021 | CO | McPhee | 7372 | RMPA | WECC Rockies | WAT | 1.2 |  | 157 |  |  | 0 |  |  |  | 0
2021 | CO | Mesa CSG 1 Murdock | 62719 | RMPA | WECC Rockies | SUN | 1.5 |  | 3852 |  |  | 0 |  |  |  | 0
2021 | CO | Mesa CSG 2 Massicotte | 62718 | RMPA | WECC Rockies | SUN | 1.5 |  | 3157 |  |  | 0 |  |  |  | 0
2021 | CO | Mesa PV1 | 59199 | RMPA | WECC Rockies | SUN | 1.6 |  | 3424 |  |  | 0 |  |  |  | 0
2021 | CO | Metro Wastewater Reclamation District | 10180 | RMPA | WECC Rockies | OBG | 15 | 0.4175 | 36629 | 250631.688 | 2.6838 | 0.14654 | 0.021416 | Estimated using an emission factor | 600319 | 6.4282
2021 | CO | Monte Vista Solar 2 CSG, LLC | 64024 | RMPA | WECC Rockies | SUN | 1.6 |  | 4334 |  |  | 0 |  |  |  | 0
2021 | CO | Morrow Point | 514 | RMPA | WECC Rockies | WAT | 173.2 |  | 243778 |  |  | 0 |  |  |  | 0
2021 | CO | Mount Elbert | 6208 | RMPA | WECC Rockies | WAT | 200 |  | -31911 |  |  | 0 |  |  |  | 0
2021 | CO | Mountain Breeze Wind, LLC | 62840 | RMPA | WECC Rockies | WND | 171.7 |  | 587528 |  |  | 0 |  |  |  | 0
2021 | CO | Mtn. Solar 1 | 63276 | RMPA | WECC Rockies | SUN | 1.5 |  | 3458 |  |  | 0 |  |  |  | 0
2021 | CO | Mtn. Solar 2 | 63277 | RMPA | WECC Rockies | SUN | 1.5 |  | 3536 |  |  | 0 |  |  |  | 0
2021 | CO | Mtn. Solar 3 CSG | 63379 | RMPA | WECC Rockies | SUN | 1.5 |  | 3487 |  |  | 0 |  |  |  | 0
2021 | CO | Mtn. Solar 4 (CSG) | 65178 | RMPA | WECC Rockies | SUN | 1.5 |  | 159 |  |  | 0 |  |  |  | 0
2021 | CO | Niyol Wind, LLC | 65059 | RMPA | WECC Rockies | WND | 205.6 |  | 208745 |  |  | 0 |  |  |  | 0
2021 | CO | North Fork Hydro Plant | 10423 | RMPA | WECC Rockies | WAT | 5.5 |  | 16 |  |  | 0 |  |  |  | 0
2021 | CO | Northern Colorado Wind LLC | 57290 | RMPA | WECC Rockies | WND | 174.3 |  | 452025 |  |  | 0 |  |  |  | 0
2021 | CO | NSE Camber BH CSG 2, LLC | 64355 | RMPA | WECC Rockies | SUN | 2 |  | 70 |  |  | 0 |  |  |  | 0
2021 | CO | Oak Leaf Solar XVIII LLC | 64831 | RMPA | WECC Rockies | SUN | 9 |  | 0
2021 | CO | Oak Leaf Solar XXI (CSG) | 62243 | RMPA | WECC Rockies | SUN | 1.5 |  | 3496 |  |  | 0 |  |  |  | 0
2021 | CO | Oak Leaf Solar XXII LLC (CSG) | 62252 | RMPA | WECC Rockies | SUN | 1.5 |  | 3568 |  |  | 0 |  |  |  | 0
2021 | CO | Oak Leaf Solar XXIII LLC (CSG) | 62256 | RMPA | WECC Rockies | SUN | 1.5 |  | 3736 |  |  | 0 |  |  |  | 0
2021 | CO | Oak Leaf Solar XXIV LLC (CSG) | 62253 | RMPA | WECC Rockies | SUN | 1.5 |  | 3651 |  |  | 0 |  |  |  | 0
2021 | CO | Oak Leaf Solar XXV LLC (CSG) | 62245 | RMPA | WECC Rockies | SUN | 1.5 |  | 3660 |  |  | 0 |  |  |  | 0
2021 | CO | Oak Leaf Solar XXVI LLC | 62254 | RMPA | WECC Rockies | SUN | 1.5 |  | 3614 |  |  | 0 |  |  |  | 0
2021 | CO | Oak Leaf Solar XXVII LLC | 62224 | RMPA | WECC Rockies | SUN | 1.5 |  | 3516 |  |  | 0 |  |  |  | 0
2021 | CO | Oak Leaf Solar XXVIII LLC (CSG) | 62255 | RMPA | WECC Rockies | SUN | 1.5 |  | 3508 |  |  | 0 |  |  |  | 0
2021 | CO | Oak Leaf Solar XXX LLC (CSG) | 62239 | RMPA | WECC Rockies | SUN | 1.5 |  | 4194 |  |  | 0 |  |  |  | 0
2021 | CO | Oak Leaf Solar XXXI LLC (CSG) | 62244 | RMPA | WECC Rockies | SUN | 1.5 |  | 3711 |  |  | 0 |  |  |  | 0
2021 | CO | Oak Leaf Solar XXXII (CSG) | 62251 | RMPA | WECC Rockies | SUN | 1.5 |  | 3568 |  |  | 0 |  |  |  | 0
2021 | CO | Oak Leaf Solar XXXIII LLC (Lantz) | 63681 | RMPA | WECC Rockies | SUN | 3 |  | 3959 |  |  | 0 |  |  |  | 0
2021 | CO | OREG 4 Peetz | 57134 | RMPA | WECC Rockies | WH | 4.5 |  | 7341 |  |  | 0 |  |  |  | 0
2021 | CO | Palmer Solar | 62495 | RMPA | WECC Rockies | SUN | 60 |  | 152127 |  |  | 0 |  |  |  | 0
2021 | CO | Panasonic Carport Solar Hybrid | 61439 | RMPA | WECC Rockies |  | 2.3
2021 | CO | Pawnee | 6248 | RMPA | WECC Rockies | SUB | 552.3 |  | 2871522 | 33279171.305 | 8.565 | 0.0059655 | 0.00051474 | EPA/NEI | 33279171.305 | 8.565
2021 | CO | Peak View Wind Farm | 60143 | RMPA | WECC Rockies | WND | 60.8 |  | 203889 |  |  | 0 |  |  |  | 0
2021 | CO | Peetz Table Wind Energy | 56563 | RMPA | WECC Rockies | WND | 199.5 |  | 623653 |  |  | 0 |  |  |  | 0
2021 | CO | Pikes Peak Solar Garden 1 LLC CSG | 59848 | RMPA | WECC Rockies | SUN | 2 |  | 5453 |  |  | 0 |  |  |  | 0
2021 | CO | Pioneer Solar (CO), LLC | 61991 | RMPA | WECC Rockies | SUN | 80 |  | 146978 |  |  | 0 |  |  |  | 0
2021 | CO | Pitkin County Solar | 65084 | RMPA | WECC Rockies | SUN | 5 |  | 995 |  |  | 0 |  |  |  | 0
2021 | CO | Plains End | 55650 | RMPA | WECC Rockies | NG | 114 |  | 8943 | 90775 | 0.019154 | 0.0042835 | 0.000422 | Estimated using an emission factor | 90775 | 0.019154
2021 | CO | Plains End II LLC | 56516 | RMPA | WECC Rockies | NG | 117.6 |  | 12835.998 | 120040.998 | 0.025329 | 0.0039465 | 0.000422 | Estimated using an emission factor | 120040.998 | 0.025329
2021 | CO | Platteville Solar CSG, LLC | 63753 | RMPA | WECC Rockies | SUN | 1.3 |  | 2933 |  |  | 0 |  |  |  | 0
2021 | CO | Pole Hill | 519 | RMPA | WECC Rockies | WAT | 38.2 |  | 206392 |  |  | 0 |  |  |  | 0
2021 | CO | Pueblo | 460 | RMPA | WECC Rockies | DFO | 8 |  | -140 | 417 | 0.064635 | 0 | 0.31 | Estimated using an emission factor | 417 | 0.064635
2021 | CO | Pueblo Airport Generating Station | 56998 | RMPA | WECC Rockies | NG | 440 |  | 1224663.001 | 11237468.793 | 37.2647 | 0.060857 | 0.0066322 | EPA/NEI; Estimated using an emission factor | 11237468.793 | 37.2647
2021 | CO | Quincy II Solar Garden | 61752 | RMPA | WECC Rockies | SUN | 1.5 |  | 3170 |  |  | 0 |  |  |  | 0
2021 | CO | Quincy Solar | 62664 | RMPA | WECC Rockies | SUN | 1.5 |  | 3545 |  |  | 0 |  |  |  | 0
2021 | CO | Rawhide Energy Station | 6761 | RMPA | WECC Rockies | SUB | 800.4 |  | 1864210.001 | 19153213.436 | 126.6573 | 0.13588 | 0.013226 | EPA/NEI | 19153213.436 | 126.6573
2021 | CO | Rawhide Prairie Solar Hybrid | 63722 | RMPA | WECC Rockies | SUN | 23 |  | 35943 | 0 |  | 0 |  |  | 0 | 0
2021 | CO | Ray D Nixon | 8219 | RMPA | WECC Rockies | SUB | 282.6 |  | 1162585 | 12083554.798 | 13.3447 | 0.022957 | 0.0022087 | EPA/NEI | 12083554.798 | 13.3447
2021 | CO | Redlands Water & Power | 50267 | RMPA | WECC Rockies | WAT | 1.4 |  | 6343 |  |  | 0 |  |  |  | 0
2021 | CO | Ridge Crest Wind Partners | 55741 | RMPA | WECC Rockies | WND | 29.7 |  | 60859 |  |  | 0 |  |  |  | 0
2021 | CO | Rifle Generating Station | 10755 | RMPA | WECC Rockies | NG | 84 |  | 19731 | 193575.14 | 0.52009 | 0.052718 | 0.0053736 | EPA/NEI; Estimated using an emission factor | 193575.14 | 0.52009
2021 | CO | Riverview Solar | 63092 | RMPA | WECC Rockies | SUN | 1.5 |  | 3465 |  |  | 0 |  |  |  | 0
2021 | CO | Rock Creek 2 CSG | 64265 | RMPA | WECC Rockies | SUN | 1.6 |  | 3967 |  |  | 0 |  |  |  | 0
2021 | CO | Rocky Ford | 6516 | RMPA | WECC Rockies | DFO | 10 |  | 1087 | 16134 | 2.5008 | 4.6012 | 0.31 | Estimated using an emission factor | 16134 | 2.5008
2021 | CO | Rocky Mountain Energy Center | 55835 | RMPA | WECC Rockies | NG | 685.1 |  | 1985744 | 17195126.866 | 19.3002 | 0.019439 | 0.0022448 | EPA/NEI | 17195126.866 | 19.3002
2021 | CO | Rush Creek Wind | 60619 | RMPA | WECC Rockies | WND | 600 |  | 2128334 |  |  | 0 |  |  |  | 0
2021 | CO | Ruxton Park | 495 | RMPA | WECC Rockies | WAT | 1 |  | 792 |  |  | 0 |  |  |  | 0
2021 | CO | RV CSU Power II LLC | 57507 | RMPA | WECC Rockies | SUN | 3 |  | 3832 |  |  | 0 |  |  |  | 0
2021 | CO | RV CSU Power LLC | 57141 | RMPA | WECC Rockies | SUN | 1.9 |  | 3013 |  |  | 0 |  |  |  | 0
2021 | CO | Salida | 474 | RMPA | WECC Rockies | WAT | 0.6 |  | 1595 |  |  | 0 |  |  |  | 0
2021 | CO | San Isabel Solar, LLC | 60304 | RMPA | WECC Rockies | SUN | 30 |  | 75798 |  |  | 0 |  |  |  | 0
2021 | CO | San Luis Solar Garden | 61472 | RMPA | WECC Rockies | SUN | 1.2 |  | 3313 |  |  | 0 |  |  |  | 0
2021 | CO | San Luis Valley Solar Array | 61605 | RMPA | WECC Rockies | SUN | 2.7 |  | 6642 |  |  | 0 |  |  |  | 0
2021 | CO | San Luis Valley Solar Ranch | 57317 | RMPA | WECC Rockies | SUN | 35 |  | 65702 |  |  | 0 |  |  |  | 0
2021 | CO | Shavano Falls Hydro | 61189 | RMPA | WECC Rockies | WAT | 2.8 |  | 11392 |  |  | 0 |  |  |  | 0
2021 | CO | Shavano Falls Hydro Drop 4 | 61190 | RMPA | WECC Rockies | WAT | 4.8 |  | 21468 |  |  | 0 |  |  |  | 0
2021 | CO | Shoshone (CO) | 476 | RMPA | WECC Rockies | WAT | 14.4 |  | 48627 |  |  | 0 |  |  |  | 0
2021 | CO | Skylark | 60248 | RMPA | WECC Rockies | SUN | 4 |  | 9280 |  |  | 0 |  |  |  | 0
2021 | CO | SMPA Solar 1 Community Solar | 58547 | RMPA | WECC Rockies | SUN | 1 |  | 1417 |  |  | 0 |  |  |  | 0
2021 | CO | South Canal Hydro-1 | 58783 | RMPA | WECC Rockies | WAT | 4 |  | 17653 |  |  | 0 |  |  |  | 0
2021 | CO | South Canal Hydro-3 | 58784 | RMPA | WECC Rockies | WAT | 3.5 |  | 13389 |  |  | 0 |  |  |  | 0
2021 | CO | Spindle Hill Energy Center | 56445 | RMPA | WECC Rockies | NG | 420 |  | 237968 | 2730978.815 | 6.7 | 0.05631 | 0.0049067 | EPA/NEI | 2730978.815 | 6.7
2021 | CO | Spring Canyon | 56320 | RMPA | WECC Rockies | WND | 60 |  | 126529 |  |  | 0 |  |  |  | 0
2021 | CO | Spring Canyon Expansion Wind Energy Ctr | 58769 | RMPA | WECC Rockies | WND | 62.6 |  | 212958 |  |  | 0 |  |  |  | 0
2021 | CO | Springfield (CO) | 8100 | RMPA | WECC Rockies | DFO | 2.7 |  | 0
2021 | CO | SR Jenkins Ft Lupton | 60023 | RMPA | WECC Rockies | SUN | 13 |  | 32388 |  |  | 0 |  |  |  | 0
2021 | CO | SR Kersey | 61314 | RMPA | WECC Rockies | SUN | 3.5 |  | 7982 |  |  | 0 |  |  |  | 0
2021 | CO | SR Kersey II | 63586 | RMPA | WECC Rockies | SUN | 1 |  | 2033 |  |  | 0 |  |  |  | 0
2021 | CO | SR Mavericks | 60283 | RMPA | WECC Rockies | SUN | 7.8 |  | 14943 |  |  | 0 |  |  |  | 0
2021 | CO | SR Platte Solar Farm | 61462 | RMPA | WECC Rockies | SUN | 16 |  | 36700 |  |  | 0 |  |  |  | 0
2021 | CO | SR Rattlesnake | 64152 | RMPA | WECC Rockies | SUN | 6 |  | 16031 |  |  | 0 |  |  |  | 0
2021 | CO | SR Skylark B | 60497 | RMPA | WECC Rockies | SUN | 2 |  | 4396 |  |  | 0 |  |  |  | 0
2021 | CO | SR Skylark C | 63587 | RMPA | WECC Rockies | SUN | 1.1 |  | 2306 |  |  | 0 |  |  |  | 0
2021 | CO | Sterling PV 3 | 59198 | RMPA | WECC Rockies | SUN | 1.6 |  | 3657 |  |  | 0 |  |  |  | 0
2021 | CO | Strontia Springs Hydro Plant | 10081 | RMPA | WECC Rockies | WAT | 1 |  | 7622 |  |  | 0 |  |  |  | 0
2021 | CO | Sugarloaf Hydro Plant | 50435 | RMPA | WECC Rockies | WAT | 2.5 |  | 0
2021 | CO | SunE Alamosa | 56481 | RMPA | WECC Rockies | SUN | 8.2 |  | 12321 |  |  | 0 |  |  |  | 0
2021 | CO | Sunnyside Ranch Community Solar Array | 59742 | RMPA | WECC Rockies | SUN | 1.5 |  | 2926 |  |  | 0 |  |  |  | 0
2021 | CO | Tacoma | 6206 | RMPA | WECC Rockies | WAT | 4.6 |  | -153 |  |  | 0 |  |  |  | 0
2021 | CO | Taylor Draw Hydroelectric Facility | 54729 | NWPP | WECC Northwest | WAT | 2.3 |  | 3583 |  |  | 0 |  |  |  | 0
2021 | CO | Tesla | 7233 | RMPA | WECC Rockies | WAT | 26.6 |  | 69099 |  |  | 0 |  |  |  | 0
2021 | CO | Titan Solar | 61811 | RMPA | WECC Rockies | SUN | 50 |  | 104564 |  |  | 0 |  |  |  | 0
2021 | CO | Tom Sifers Solar | 63163 | RMPA | WECC Rockies | SUN | 1 |  | 2237 |  |  | 0 |  |  |  | 0
2021 | CO | Towaoc | 7373 | RMPA | WECC Rockies | WAT | 11.4 |  | 7321 |  |  | 0 |  |  |  | 0
2021 | CO | Tri-County Water Hydropower Project | 58901 | RMPA | WECC Rockies | WAT | 8 |  | 12113 |  |  | 0 |  |  |  | 0
2021 | CO | Trinidad (CO) | 511 | RMPA | WECC Rockies | NG | 9.2 |  | 18.999 | 174.999 | 0.015936 | 1.6776 | 0.18213 | Estimated using an emission factor | 174.999 | 0.015936
2021 | CO | Trout Creek Solar | 62260 | RMPA | WECC Rockies | SUN | 2 |  | 3876 |  |  | 0 |  |  |  | 0
2021 | CO | TruStile Doors - Denver | 64388 | RMPA | WECC Rockies | SUN | 1.2 |  | 599 |  |  | 0 |  |  |  | 0
2021 | CO | Twin Buttes II Wind | 61040 | RMPA | WECC Rockies | WND | 75 |  | 309528 |  |  | 0 |  |  |  | 0
2021 | CO | Twin Buttes Wind Project | 56460 | RMPA | WECC Rockies | WND | 75 |  | 171165 |  |  | 0 |  |  |  | 0
2021 | CO | University of Colorado | 54372 | RMPA | WECC Rockies | NG | 33 | 0.046834 | 2544.46 | 14503.145 | 0.038967 | 0.030629 | 0.0053735 | EPA/NEI; Estimated using an emission factor | 309670.653 | 0.83202
2021 | CO | Upper Molina | 521 | RMPA | WECC Rockies | WAT | 9.9 |  | 7450 |  |  | 0 |  |  |  | 0
2021 | CO | Vallecito Hydroelectric | 50206 | RMPA | WECC Rockies | WAT | 5.8 |  | 10999.999 |  |  | 0 |  |  |  | 0
2021 | CO | Valley View Solar | 60247 | RMPA | WECC Rockies | SUN | 4 |  | 9775 |  |  | 0 |  |  |  | 0
2021 | CO | Valmont | 477 | RMPA | WECC Rockies | NG | 59.3 |  | 5788 | 85317 | 0.34197 | 0.11817 | 0.0080165 | NEI avg EF - PM, fuel type | 85317 | 0.34197
2021 | CO | Valmont Combustion Turbine Facility | 55207 | RMPA | WECC Rockies | NG | 142.2 | 1 | 14251 | 177398.497 | 0.52 | 0.072977 | 0.0058625 | EPA/NEI | 177398.497 | 0.52
2021 | CO | Vasquez V CSG | 65520 | RMPA | WECC Rockies | SUN | 4 |  | 428 |  |  | 0 |  |  |  | 0
2021 | CO | Venture 1 - 1A CSG | 64880 | RMPA | WECC Rockies | SUN | 1.5 |  | 2171 |  |  | 0 |  |  |  | 0
2021 | CO | Venture 2 - 1B | 65235 | RMPA | WECC Rockies | SUN | 1.5 |  | 712 |  |  | 0 |  |  |  | 0
2021 | CO | Venture 3 - 1C | 65236 | RMPA | WECC Rockies | SUN | 1.5 |  | 459 |  |  | 0 |  |  |  | 0
2021 | CO | Venture 4 - 1D | 65237 | RMPA | WECC Rockies | SUN | 1.5 |  | 685 |  |  | 0 |  |  |  | 0
2021 | CO | Vestas Towers America, Inc. | 57643 | RMPA | WECC Rockies | WND | 1.8 |  | 2791 |  |  | 0 |  |  |  | 0
2021 | CO | Victory Solar LLC | 60764 | RMPA | WECC Rockies | SUN | 12.8 |  | 29027 |  |  | 0 |  |  |  | 0
2021 | CO | Vilas Solar Array | 61606 | RMPA | WECC Rockies | SUN | 4 |  | 9997 |  |  | 0 |  |  |  | 0
2021 | CO | Weld 1 Community Solar Array | 60720 | RMPA | WECC Rockies | SUN | 1.5 |  | 3386 |  |  | 0 |  |  |  | 0
2021 | CO | Western Sugar Coop- Ft Morgan | 58081 | RMPA | WECC Rockies | NG | 3 | 0.04679 | 11278 | 63551.96 | 0.30218 | 0.053588 | 0.0095098 | NEI avg EF - PM, fuel type | 1358242 | 6.4583
2021 | CO | Whiskey Hill Solar | 63164 | RMPA | WECC Rockies | SUN | 1 |  | 2242 |  |  | 0 |  |  |  | 0
2021 | CO | Williams Fork Hydro Plant | 10422 | RMPA | WECC Rockies | WAT | 3.5 |  | 8850 |  |  | 0 |  |  |  | 0
2021 | CO | Williams Ignacio Natural Gas Plant | 50205 | RMPA | WECC Rockies | WH | 6.1 | 1 | 47842 |  |  | 0 |  |  |  | 0
2021 | CO | WWRF Solar Plant | 56922 | RMPA | WECC Rockies | SUN | 1.5 |  | 1991 |  |  | 0 |  |  |  | 0
2021 | CO | Xcel Adams 1 Community Solar Array | 60726 | RMPA | WECC Rockies | SUN | 1.8 |  | 3608 |  |  | 0 |  |  |  | 0
2021 | CO | Xcel Adams 2 Community Solar Array | 60725 | RMPA | WECC Rockies | SUN | 1.5 |  | 3689 |  |  | 0 |  |  |  | 0
2021 | CT | Adams Solar | 62026 | NEWE | NPCC New England | SUN | 1 |  | 1388 |  |  | 0 |  |  |  | 0
2021 | CT | Advance Stores Company, Inc | 59788 | NEWE | NPCC New England | SUN | 1 |  | 1136 |  |  | 0 |  |  |  | 0
2021 | CT | ALDI DC 2 | 62615 | NEWE | NPCC New England | SUN | 1.2 |  | 1463 |  |  | 0 |  |  |  | 0
2021 | CT | Alfred L Pierce Generating Station | 6635 | NEWE | NPCC New England | NG | 84 |  | 5104 | 58953.109 | 0.26935 | 0.10554 | 0.0091377 | EPA/NEI | 58953.109 | 0.26935
2021 | CT | Algonquin Power Windsor Locks, LLC | 10567 | NEWE | NPCC New England | NG | 71 | 0.49296 | 134738.82 | 149209.734 | 0.29649 | 0.0044009 | 0.0039741 | EPA/NEI | 302678.205 | 0.60143
2021 | CT | Amazon BDL3 Solar Project | 63537 | NEWE | NPCC New England | SUN | 1 |  | 4 |  |  | 0 |  |  |  | 0
2021 | CT | Antares-GRE 314 East Lyme LLC | 59495 | NEWE | NPCC New England | SUN | 4 |  | 6057 |  |  | 0 |  |  |  | 0
2021 | CT | Backus Microgrid Project | 59415 | NEWE | NPCC New England | DFO | 10.4 |  | 952 | 9591 | 1.4866 | 3.1231 | 0.31 | Estimated using an emission factor | 9591 | 1.4866
2021 | CT | Barrett Farm Solar - Phase I | 61728 | NEWE | NPCC New England | SUN | 1.7 |  | 2642 |  |  | 0 |  |  |  | 0
2021 | CT | Barrow Solar | 65287 | NEWE | NPCC New England | SUN | 2 |  | 1610 |  |  | 0 |  |  |  | 0
2021 | CT | Becton Canaan | 63262 | NEWE | NPCC New England | SUN | 2.5 |  | 2864 |  |  | 0 |  |  |  | 0
2021 | CT | Blair Solar | 64217 | NEWE | NPCC New England | SUN | 1 |  | 1363 |  |  | 0 |  |  |  | 0
2021 | CT | Bradley Energy Center | 58327 | NEWE | NPCC New England | NG | 5.8 | 0.41606 | 13874 | 89903.836 | 0.01897 | 0.0027346 | 0.000422 | Estimated using an emission factor | 216085.999 | 0.045594
2021 | CT | Branford | 540 | NEWE | NPCC New England | KER | 21.8 |  | 259 | 5297 | 0.00017339 | 0.0013389 | 6.5466e-05 | EPA/NEI | 5297 | 0.00017339
2021 | CT | Brass Mill Center | 63288 | NEWE | NPCC New England | SUN | 3.4 |  | 2999 |  |  | 0 |  |  |  | 0
2021 | CT | Bridge Street 1 & 2 | 57598 | NEWE | NPCC New England | DFO | 5.2 |  | 500 | 5239 | 0.81205 | 3.2482 | 0.31 | Estimated using an emission factor | 5239 | 0.81205
2021 | CT | Bridgeport Energy | 55042 | NEWE | NPCC New England | NG | 520 |  | 2294863 | 15935727.742 | 22.1719 | 0.019323 | 0.0027827 | EPA/NEI | 15935727.742 | 22.1719
2021 | CT | Bridgeport Fuel Cell, LLC | 58551 | NEWE | NPCC New England | NG | 16.6 |  | 102775 |  | 0 | 0 |  | Estimated using an emission factor |  | 0
2021 | CT | Bridgeport Harbor Station | 568 | NEWE | NPCC New England | NG | 994.9 |  | 3919622 | 26744342.53 | 42.9036 | 0.021892 | 0.0032084 | EPA/NEI | 26744342.53 | 42.9036
2021 | CT | Bristol Solar One, LLC | 64978 | NEWE | NPCC New England | SUN | 3 |  | 2764 |  |  | 0 |  |  |  | 0
2021 | CT | Bulls Bridge | 541 | NEWE | NPCC New England | WAT | 7.2 |  | 39090 |  |  | 0 |  |  |  | 0
2021 | CT | Canis Major Solar Farm | 61398 | NEWE | NPCC New England | SUN | 2 |  | 3300 |  |  | 0 |  |  |  | 0
2021 | CT | Canis Minor Solar Farm | 61408 | NEWE | NPCC New England | SUN | 1 |  | 1673 |  |  | 0 |  |  |  | 0
2021 | CT | Capitol District Energy Center | 50498 | NEWE | NPCC New England | NG | 70.5 | 1 | 0 |  | 0 |  |  | EPA/NEI |  | 0
2021 | CT | CCSU Co-Gen-STBY Gen | 58224 | NEWE | NPCC New England | NG | 3.6 | 0.41262 | 1353.999 | 6734.814 | 0.291 | 0.42983 | 0.086416 | Estimated using an emission factor | 16322.001 | 0.70524
2021 | CT | CCSU Fuel Cell Project | 58237 | NEWE | NPCC New England | NG | 1.4 | 0.74804 | 9257 |  | 0 | 0 |  | Estimated using an emission factor |  | 0
2021 | CT | Cellu Tissue | 58116 | NEWE | NPCC New England | NG | 3 |  | 10778 | 116422 | 0.024565 | 0.0045584 | 0.000422 | Estimated using an emission factor | 116422 | 0.024565
2021 | CT | CJTS Energy Center | 58365 | NEWE | NPCC New England | NG | 0.4
2021 | CT | Clinton Solar | 65152 | NEWE | NPCC New England | SUN | 1 |  | 973 |  |  | 0 |  |  |  | 0
2021 | CT | CMEEC - Bozrah | 60225 | NEWE | NPCC New England | SUN | 2.5 |  | 3315 |  |  | 0 |  |  |  | 0
2021 | CT | CMEEC - Navy NE Trident | 60608 | NEWE | NPCC New England | SUN | 1 |  | 1364 |  |  | 0 |  |  |  | 0
2021 | CT | CMEEC - Norwich Stott St Solar Hybrid | 60609 | NEWE | NPCC New England | SUN | 4.3 |  | 7412 | 0 |  | 0 |  |  | 0 | 0
2021 | CT | CMEEC - Polaris Park Solar Hybrid | 60607 | NEWE | NPCC New England | SUN | 4.3 |  | 4051 | 0 |  | 0 |  |  | 0 | 0
2021 | CT | CMEEC - Rogers Rd Solar | 60605 | NEWE | NPCC New England | SUN | 1.3 |  | 1798 |  |  | 0 |  |  |  | 0
2021 | CT | Conn Mun Electric Energy Coop | 60228 | NEWE | NPCC New England | SUN | 1 |  | 1295 |  |  | 0 |  |  |  | 0
2021 | CT | Corbin Russwin Phase 3 Berlin | 63358 | NEWE | NPCC New England | SUN | 1 |  | 1700 |  |  | 0 |  |  |  | 0
2021 | CT | Cos Cob | 542 | NEWE | NPCC New England | KER | 115 |  | 902.998 | 18658.2 | 0.078827 | 0.17459 | 0.0084496 | EPA/NEI | 18658.2 | 0.078827
2021 | CT | Covanta Bristol Energy | 50648 | NEWE | NPCC New England | MSW | 16.3 |  | 103215 | 1933727.556 |  |  |  |  | 1933727.556
2021 | CT | Covanta Southeastern Connecticut Company | 10646 | NEWE | NPCC New England | MSW | 18.3 |  | 122423 | 2376885.319 |  |  |  |  | 2376885.319
2021 | CT | CP Middletown Solar I LLC | 63374 | NEWE | NPCC New England | SUN | 1 |  | 1672 |  |  | 0 |  |  |  | 0
2021 | CT | CP Middletown Solar II LLC | 63375 | NEWE | NPCC New England | SUN | 1 |  | 1668 |  |  | 0 |  |  |  | 0
2021 | CT | CPV Towantic Energy Center | 56047 | NEWE | NPCC New England | NG | 841.5 |  | 5553265 | 36803163.038 | 14.8768 | 0.0053579 | 0.00080845 | EPA/NEI | 36803163.038 | 14.8768
2021 | CT | CT Resource Rec Authority Facility | 54945 | NEWE | NPCC New England | MSW | 90 |  | 249189 | 6170195.682 |  |  |  |  | 6170195.682
2021 | CT | Danbury Hospital Cogen Plant | 58152 | NEWE | NPCC New England | NG | 4.3 | 0.39422 | 29187 | 155569.664 | 0.62356 | 0.042729 | 0.0080165 | NEI avg EF - PM, fuel type | 394624 | 1.5818
2021 | CT | Derby Hydro | 10063 | NEWE | NPCC New England | WAT | 8.6 |  | 31545 |  |  | 0 |  |  |  | 0
2021 | CT | Devon | 544 | NEWE | NPCC New England | DFO | 222.6 |  | -1190.002 | 91501.732 | 0.51796 | 0 | 0.011321 | EPA/NEI | 91501.732 | 0.51796
2021 | CT | Dickinson Solar (CT) | 63245 | NEWE | NPCC New England | SUN | 2 |  | 2710 |  |  | 0 |  |  |  | 0
2021 | CT | Digital Fairfield | 62455 | NEWE | NPCC New England | NG | 2 |  | 13233 |  | 0 | 0 |  | Estimated using an emission factor |  | 0
2021 | CT | DWW Solar ll | 62657 | NEWE | NPCC New England | SUN | 36.9 | 1 | 47745 |  |  | 0 |  |  |  | 0
2021 | CT | East Windsor Solar One | 65667 | NEWE | NPCC New England | SUN | 5 |  | 0
2021 | CT | Fairfield University CHP Plant | 56928 | NEWE | NPCC New England | NG | 4.5 | 0.66283 | 22147 | 145279.618 | 0.58232 | 0.052586 | 0.0080165 | NEI avg EF - PM, fuel type | 219179 | 0.87852
2021 | CT | Falls Village | 560 | NEWE | NPCC New England | WAT | 9 |  | 52290 |  |  | 0 |  |  |  | 0
2021 | CT | FDX010.0 FedEx Fuel Cell | 64753 | NEWE | NPCC New England | NG | 1 |  | 7823 |  | 0 | 0 |  | Estimated using an emission factor |  | 0
2021 | CT | Few Solar | 64219 | NEWE | NPCC New England | SUN | 1 |  | 1363 |  |  | 0 |  |  |  | 0
2021 | CT | Fort Hill 1, 2, 3 & 4 | 57599 | NEWE | NPCC New England | DFO | 10.4 |  | 748 | 7454 | 1.1554 | 3.0892 | 0.31 | Estimated using an emission factor | 7454 | 1.1554
2021 | CT | Foxwoods CoGen | 57666 | NEWE | NPCC New England | NG | 16.2 | 0.51577 | 10726.26 | 59483.307 | 0.15982 | 0.029799 | 0.0053736 | EPA/NEI; Estimated using an emission factor | 115328.72 | 0.30986
2021 | CT | Franklin Drive | 561 | NEWE | NPCC New England | KER | 21.8 |  | 208 | 5044 | 0.00013845 | 0.0013313 | 5.4898e-05 | EPA/NEI | 5044 | 0.00013845
2021 | CT | Franklin Solar | 62021 | NEWE | NPCC New England | SUN | 1 |  | 1412 |  |  | 0 |  |  |  | 0
2021 | CT | Frito Lay Incorporated | 58664 | NEWE | NPCC New England | NG | 4.6 |  | 24715 | 389435 | 1.561 | 0.12632 | 0.0080165 | NEI avg EF - PM, fuel type | 389435 | 1.561
2021 | CT | Fusion Solar Center LLC | 58876 | NEWE | NPCC New England | SUN | 20 |  | 38997 |  |  | 0 |  |  |  | 0
2021 | CT | Gary Court 1 & 2 | 57601 | NEWE | NPCC New England | DFO | 5.2 |  | 506 | 5046 | 0.78213 | 3.0914 | 0.31 | Estimated using an emission factor | 5046 | 0.78213
2021 | CT | GenConn Devon LLC | 57070 | NEWE | NPCC New England | KER | 242 |  | 980 | 57679 | 0.2847 | 0.58102 | 0.0098719 | NEI avg EF - PM, fuel type | 57679 | 0.2847
2021 | CT | Goodwin Hydroelectric | 54302 | NEWE | NPCC New England | WAT | 3.2 |  | 15745 |  |  | 0 |  |  |  | 0
2021 | CT | Hamilton Solar | 62025 | NEWE | NPCC New England | SUN | 1 |  | 1336 |  |  | 0 |  |  |  | 0
2021 | CT | Hartford Hospital Cogeneration | 52061 | NEWE | NPCC New England | NG | 11.8 | 0.42926 | 51712 | 249718.215 | 0.67094 | 0.025949 | 0.0053736 | EPA/NEI; Estimated using an emission factor | 581743.882 | 1.563
2021 | CT | Hartford Landfill Solar EGF | 60909 | NEWE | NPCC New England | SUN | 1 |  | 1489 |  |  | 0 |  |  |  | 0
2021 | CT | HSCo CHP | 57179 | NEWE | NPCC New England | NG | 4 | 0.38215 | 27530 | 145336.141 | 0.58254 | 0.042321 | 0.0080165 | NEI avg EF - PM, fuel type | 380316 | 1.5244
2021 | CT | IBM Southbury | 59801 | NEWE | NPCC New England | NG | 1.1 |  | 7395 |  | 0 | 0 |  | Estimated using an emission factor |  | 0
2021 | CT | IKEA New Haven Rooftop PV & Fuel Cell | 61820 | NEWE | NPCC New England | NG | 1.1 |  | 2010 |  | 0 | 0 |  | EPA/NEI; Estimated using an emission factor |  | 0
2021 | CT | Jackson Solar (CT) | 63240 | NEWE | NPCC New England | SUN | 1 |  | 1351 |  |  | 0 |  |  |  | 0
2021 | CT | Jefferson Solar | 62024 | NEWE | NPCC New England | SUN | 1 |  | 1446 |  |  | 0 |  |  |  | 0
2021 | CT | Jewett City 1 | 57602 | NEWE | NPCC New England | DFO | 2.6 |  | 245 | 2424 | 0.37572 | 3.0671 | 0.31 | Estimated using an emission factor | 2424 | 0.37572
2021 | CT | Kimberly Clark-Unit 1,2,3 | 58084 | NEWE | NPCC New England | NG | 36.3 | 0.47381 | 239362 | 1273615.09 | 4.2601 | 0.035596 | 0.0066898 | EPA/NEI; Estimated using an emission factor | 2688035.344 | 8.9912
2021 | CT | Kinneytown New Old | 54385 | NEWE | NPCC New England | WAT | 2.3 |  | 0
2021 | CT | Kleen Energy Systems Project | 56798 | NEWE | NPCC New England | NG | 693 |  | 2418272 | 16975735.66 | 17.7358 | 0.014668 | 0.0020895 | EPA/NEI | 16975735.66 | 17.7358
2021 | CT | Lake Road Generating Company | 55149 | NEWE | NPCC New England | NG | 840 |  | 5542122 | 38151227.505 | 52.2995 | 0.018873 | 0.0027417 | EPA/NEI | 38151227.505 | 52.2995
2021 | CT | Lebanon Pines 1 & 2 | 57604 | NEWE | NPCC New England | DFO | 5.2 |  | 493 | 5028 | 0.77934 | 3.1616 | 0.31 | Estimated using an emission factor | 5028 | 0.77934
2021 | CT | LNG 1 & 2 | 57603 | NEWE | NPCC New England | DFO | 5.2 |  | 517 | 5198 | 0.80569 | 3.1168 | 0.31 | Estimated using an emission factor | 5198 | 0.80569
2021 | CT | Madison Solar | 64218 | NEWE | NPCC New England | SUN | 1 |  | 1289 |  |  | 0 |  |  |  | 0
2021 | CT | Manchester Community College East | 62639 | NEWE | NPCC New England | SUN | 1 |  | 1437 |  |  | 0 |  |  |  | 0
2021 | CT | Manchester Community College North | 62640 | NEWE | NPCC New England | SUN | 1 |  | 1596 |  |  | 0 |  |  |  | 0
2021 | CT | McHenry Solar | 65353 | NEWE | NPCC New England | SUN | 1 |  | 288 |  |  | 0 |  |  |  | 0
2021 | CT | Medtronic - New Haven | 65198 | NEWE | NPCC New England | NG | 2.3 |  | 17195 |  | 0 | 0 |  | Estimated using an emission factor |  | 0
2021 | CT | Medtronic - New Haven 2 | 65197 | NEWE | NPCC New England | NG | 2.2 |  | 17597 |  | 0 | 0 |  | Estimated using an emission factor |  | 0
2021 | CT | Middletown | 562 | NEWE | NPCC New England | NG | 1028.4 |  | 159772 | 2010837.889 | 7.5602 | 0.094637 | 0.0075194 | EPA/NEI | 2010837.889 | 7.5602
2021 | CT | Milford Power Company LLC | 55126 | NEWE | NPCC New England | NG | 578 |  | 3317637 | 24763005.427 | 40.395 | 0.024352 | 0.0032625 | EPA/NEI | 24763005.427 | 40.395
2021 | CT | Millstone | 566 | NEWE | NPCC New England | NUC | 2162.9 |  | 17216509 |  |  | 0 |  |  |  | 0
2021 | CT | Montville | 546 | NEWE | NPCC New England | RFO | 495.3 |  | 26921 | 392710.16 | 5.4607 | 0.40568 | 0.02781 | EPA/NEI | 392710.16 | 5.4607
2021 | CT | New Haven Harbor | 6156 | NEWE | NPCC New England | RFO | 641.5 |  | 9505.999 | 422896.358 | 1.5109 | 0.31787 | 0.0071453 | EPA/NEI | 422896.358 | 1.5109
2021 | CT | New Milford Gas Recovery | 50564 | NEWE | NPCC New England | LFG | 1.6 |  | 6131 | 70995 | 0.52181 | 0.17022 | 0.0147 | Estimated using an emission factor | 70995 | 0.52181
2021 | CT | Norden 1-3 | 57689 | NEWE | NPCC New England | DFO | 6 |  | 51.999 | 510 | 0.07905 | 3.0404 | 0.31 | Estimated using an emission factor | 510 | 0.07905
2021 | CT | Norwalk Hospital Plant | 63673 | NEWE | NPCC New England | NG | 3 | 1 | 14641 | 160188 | 0.0338 | 0.0046171 | 0.000422 | Estimated using an emission factor | 160188 | 0.0338
2021 | CT | Norwich | 581 | NEWE | NPCC New England | DFO | 19 |  | 249 | 6248.6 | 0.023164 | 0.18605 | 0.007414 | EPA/NEI | 6248.6 | 0.023164
2021 | CT | Norwich WWTP | 57624 | NEWE | NPCC New England | DFO | 2 |  | 27 | 326 | 0.05053 | 3.743 | 0.31 | Estimated using an emission factor | 326 | 0.05053
2021 | CT | Nutmeg Solar | 63592 | NEWE | NPCC New England | SUN | 19.6 |  | 35125 |  |  | 0 |  |  |  | 0
2021 | CT | Pepperidge Farm Bloomfield | 59967 | NEWE | NPCC New England | NG | 2.6
2021 | CT | Pfizer Groton Fuel Cell | 60392 | NEWE | NPCC New England | NG | 5.6 | 0.92136 | 40077 |  | 0 | 0 |  | Estimated using an emission factor |  | 0
2021 | CT | Pfizer Groton Plant | 54236 | NEWE | NPCC New England | NG | 37.5 | 0.21705 | 75932.463 | 413091.082 | 1.8357 | 0.04835 | 0.0088875 | NEI avg EF - PM, fuel type | 1903201.013 | 8.4574
2021 | CT | Plainfield Renewable Energy LLC | 56847 | NEWE | NPCC New England | WDS | 43 |  | 283382 | 3373783 | 17.5089 | 0.12357 | 0.010379 | NEI avg EF - PM, fuel type | 3373783 | 17.5089
2021 | CT | Plainfield Solar 1 | 64370 | NEWE | NPCC New England | SUN | 1 |  | 1243 |  |  | 0 |  |  |  | 0
2021 | CT | Plainfield Solar 2 | 63263 | NEWE | NPCC New England | SUN | 1 |  | 1368 |  |  | 0 |  |  |  | 0
2021 | CT | Pratt & Whitney, East Hartford | 54605 | NEWE | NPCC New England | NG | 25.8 | 0.40927 | 102902 | 550191.433 | 2.2053 | 0.042862 | 0.0080165 | NEI avg EF - PM, fuel type, firing type | 1344309.529 | 5.3883
2021 | CT | Quinebaug Lower Project | 55860 | NEWE | NPCC New England | WAT | 2.5 |  | 10338 |  |  | 0 |  |  |  | 0
2021 | CT | Quinebaug Solar | 64387 | NEWE | NPCC New England | SUN | 49.4 |  | 842 |  |  | 0 |  |  |  | 0
2021 | CT | Rainbow (CT) | 559 | NEWE | NPCC New England | WAT | 8 |  | 37753 |  |  | 0 |  |  |  | 0
2021 | CT | Rand Whitney CHP Plant | 58184 | NEWE | NPCC New England | NG | 14.6 | 0.3605 | 119483 | 615898.46 | 2.4687 | 0.041323 | 0.0080165 | NEI avg EF - PM, fuel type | 1708435 | 6.8478
2021 | CT | Rocky River (CT) | 539 | NEWE | NPCC New England | WAT | 31 |  | 433 |  |  | 0 |  |  |  | 0
2021 | CT | Scotland Dam | 551 | NEWE | NPCC New England | WAT | 2 |  | 4785 |  |  | 0 |  |  |  | 0
2021 | CT | Shepaug | 552 | NEWE | NPCC New England | WAT | 37.2 |  | 148291 |  |  | 0 |  |  |  | 0
2021 | CT | Sherman Solar | 63239 | NEWE | NPCC New England | SUN | 1 |  | 1323 |  |  | 0 |  |  |  | 0
2021 | CT | Sikorsky Aircraft CHP | 61703 | NEWE | NPCC New England | NG | 9.9 | 0.85674 | 71521 | 766819.908 | 3.0736 | 0.08595 | 0.0080165 | EPA/NEI; Estimated using an emission factor | 895040 | 3.5875
2021 | CT | Somers Solar Center, LLC | 58554 | NEWE | NPCC New England | SUN | 5 |  | 8239 |  |  | 0 |  |  |  | 0
2021 | CT | South Meadow Station | 563 | NEWE | NPCC New England | DFO | 167.2 |  | 1139 | 23290.5 | 0.69052 | 1.2125 | 0.059296 | EPA/NEI | 23290.5 | 0.69052
2021 | CT | South Windsor Fuel Cell | 63302 | NEWE | NPCC New England | NG | 5 |  | 3045 |  | 0 | 0 |  | Estimated using an emission factor |  | 0
2021 | CT | Stafford MS Ground Mount Community Solar | 60880 | NEWE | NPCC New England | SUN | 2 |  | 3053 |  |  | 0 |  |  |  | 0
2021 | CT | Stamford Health | 64515 | NEWE | NPCC New England | DFO | 8.4 |  | 77 | 741 | 0.11485 | 2.9832 | 0.31 | Estimated using an emission factor | 741 | 0.11485
2021 | CT | Stevenson | 553 | NEWE | NPCC New England | WAT | 30.5 |  | 116552 |  |  | 0 |  |  |  | 0
2021 | CT | Sydney Solar | 63244 | NEWE | NPCC New England | SUN | 2 |  | 2506 |  |  | 0 |  |  |  | 0
2021 | CT | Taftville | 554 | NEWE | NPCC New England | WAT | 1.6 |  | 4156 |  |  | 0 |  |  |  | 0
2021 | CT | Tenth Street | 583 | NEWE | NPCC New England | WAT | 1.4 |  | 6051 |  |  | 0 |  |  |  | 0
2021 | CT | Ticket Network South Windsor | 63354 | NEWE | NPCC New England | SUN | 1 |  | 1502 |  |  | 0 |  |  |  | 0
2021 | CT | Torrington Solar One, LLC | 64977 | NEWE | NPCC New England | SUN | 2 |  | 2412 |  |  | 0 |  |  |  | 0
2021 | CT | Torrington Terminal | 565 | NEWE | NPCC New England | KER | 21.8 |  | 154 | 2677 | 8.7102e-05 | 0.0011312 | 6.5074e-05 | EPA/NEI | 2677 | 8.7102e-05
2021 | CT | Town of Branford | 62076 | NEWE | NPCC New England | SUN | 1.1 |  | 1568 |  |  | 0 |  |  |  | 0
2021 | CT | Town of Rocky Hill PV CSG | 61541 | NEWE | NPCC New England | SUN | 3 |  | 4640.001 |  |  | 0 |  |  |  | 0
2021 | CT | Trinity College Fuel Cell | 61786 | NEWE | NPCC New England | NG | 1.4 |  | 10842 |  | 0 | 0 |  | Estimated using an emission factor |  | 0
2021 | CT | TRS Fuel Cell | 60683 | NEWE | NPCC New England | NG | 3.7 | 1 | 0
2021 | CT | Tunnel | 557 | NEWE | NPCC New England | WAT | 20.5 |  | 11186 | 3404.1 | 0.017785 | 0.0031798 | 0.010449 | EPA/NEI; Estimated using an emission factor | 3404.1 | 0.017785
2021 | CT | UB Fuel Cell | 63438 | NEWE | NPCC New England | NG | 1.4 | 1 | 9237 |  | 0 | 0 |  | Estimated using an emission factor |  | 0
2021 | CT | UCONN Cogen Facility | 58159 | NEWE | NPCC New England | NG | 25.7 | 0.45813 | 117860 | 686096.375 | 1.6555 | 0.028093 | 0.0048258 | EPA/NEI; Estimated using an emission factor | 1497593.753 | 3.6136
2021 | CT | UDR Glastonbury Fuel Cell | 60109 | NEWE | NPCC New England | NG | 3.4 |  | 24028 |  | 0 | 0 |  | Estimated using an emission factor |  | 0
2021 | CT | UI RCP Bridgeport Seaside | 60054 | NEWE | NPCC New England | NG | 5 |  | 24019 |  | 0 | 0 |  | EPA/NEI; Estimated using an emission factor |  | 0
2021 | CT | UI RCP New Haven Fuel Cell | 60040 | NEWE | NPCC New England | NG | 2.8 |  | 17684 |  | 0 | 0 |  | Estimated using an emission factor |  | 0
2021 | CT | UI RCP Woodbridge FC | 60593 | NEWE | NPCC New England | NG | 2.8 |  | 17511 |  | 0 | 0 |  | Estimated using an emission factor |  | 0
2021 | CT | Wallingford Energy, LLC | 55517 | NEWE | NPCC New England | NG | 350 |  | 112743.001 | 1167536.479 | 3.3343 | 0.059148 | 0.0057116 | EPA/NEI | 1167536.479 | 3.3343
2021 | CT | Wallingford Solar | 64559 | NEWE | NPCC New England | SUN | 16.1 |  | 11987 |  |  | 0 |  |  |  | 0
2021 | CT | Water Treatment 1 & 2 | 57605 | NEWE | NPCC New England | DFO | 5.2 |  | 402 | 4096 | 0.63488 | 3.1586 | 0.31 | Estimated using an emission factor | 4096 | 0.63488
2021 | CT | Waterbury Generation | 56629 | NEWE | NPCC New England | NG | 96 |  | 7080 | 317100.989 | 0.85975 | 0.24287 | 0.0054226 | EPA/NEI | 317100.989 | 0.85975
2021 | CT | Waterside Power, LLC | 56189 | NEWE | NPCC New England | DFO | 69.6 |  | 1487.001 | 35154 | 0.078334 | 0.10536 | 0.0044566 | EPA/NEI | 35154 | 0.078334
2021 | CT | Watertown Solar One, LLC | 64979 | NEWE | NPCC New England | SUN | 2 |  | 1293 |  |  | 0 |  |  |  | 0
2021 | CT | Wesleyan University Cogen 1 | 58158 | NEWE | NPCC New England | NG | 2.4 | 0.72359 | 10696 | 76695.912 | 0.016183 | 0.003026 | 0.000422 | Estimated using an emission factor | 105994 | 0.022365
2021 | CT | Wheelabrator Bridgeport | 50883 | NEWE | NPCC New England | MSW | 67 |  | 467149 | 7668547.079 |  |  |  |  | 7668547.079
2021 | CT | Wheelabrator Lisbon | 54758 | NEWE | NPCC New England | MSW | 14.6 |  | 100141 | 2014817.958 |  |  |  |  | 2014817.958
2021 | CT | Wilson Solar | 62023 | NEWE | NPCC New England | SUN | 1 |  | 1444 |  |  | 0 |  |  |  | 0
2021 | CT | Wind Colebrook South | 60700 | NEWE | NPCC New England | WND | 5 |  | 12758 |  |  | 0 |  |  |  | 0
2021 | CT | Woods Hill Solar | 61736 | NEWE | NPCC New England | SUN | 20 |  | 26814 |  |  | 0 |  |  |  | 0
2021 | DC | 7185 13th Pl. NW | 63970 | RFCE | RFC East | SUN | 0.9
2021 | DC | AOC, Capitol Power Plant | 63347 | RFCE | RFC East | NG | 7.5 | 0.73146 | 54692 | 547818.466 | 2.1958 | 0.080297 | 0.0080165 | NEI avg EF - PM, fuel type | 748940 | 3.0019
2021 | DC | Benning Road | 65133 | RFCE | RFC East | SUN | 0.8
2021 | DC | DC Water CHP | 59012 | RFCE | RFC East | OBG | 14.1 | 0.45668 | 56525.001 | 432894.922 | 4.6753 | 0.16542 | 0.0216 | Estimated using an emission factor | 947925 | 10.2376
2021 | DC | DC Water Solar | 63917 | RFCE | RFC East | SUN | 3.5 |  | 4165 |  |  | 0 |  |  |  | 0
2021 | DC | IGS CC, LLC | 63428 | RFCE | RFC East | SUN | 1.5 |  | 2295 |  |  | 0 |  |  |  | 0
2021 | DC | JBAB - Washington DC | 62374 | RFCE | RFC East | SUN | 5.9 |  | 9118 |  |  | 0 |  |  |  | 0
2021 | DC | Nationals | 62710 | RFCE | RFC East | SUN | 1 |  | 1665 |  |  | 0 |  |  |  | 0
2021 | DC | Ridgecrest | 64379 | RFCE | RFC East | SUN | 1.7 |  | 1026 |  |  | 0 |  |  |  | 0
2021 | DC | Ross Hall Central Utility Plant | 63478 | RFCE | RFC East | NG | 4.6
2021 | DC | US GSA Heating and Transmission | 57788 | RFCE | RFC East | NG | 10.8 | 0.49336 | 54994 | 473363.849 | 1.8974 | 0.069002 | 0.0080165 | NEI avg EF - PM, fuel type | 959470 | 3.8458
2021 | DE | AGT001 Centerville Fuel Cell | 63700 | RFCE | RFC East | NG | 1.3 |  | 10218 |  | 0 | 0 |  | Estimated using an emission factor |  | 0
2021 | DE | Ameresco Delaware Central | 56430 | RFCE | RFC East | LFG | 5 |  | 30241 | 328841 | 2.417 | 0.15985 | 0.0147 | Estimated using an emission factor | 328841 | 2.417
2021 | DE | Ameresco Delaware South | 56429 | RFCE | RFC East | LFG | 5 |  | 32160 | 343285 | 2.5231 | 0.15691 | 0.0147 | Estimated using an emission factor | 343285 | 2.5231
2021 | DE | Brookside Newark | 58110 | RFCE | RFC East | NG | 2.6 |  | 20868 |  | 0 | 0 |  | Estimated using an emission factor |  | 0
2021 | DE | Bruce A Henry Solar Farm | 58473 | RFCE | RFC East | SUN | 4 |  | 5947 |  |  | 0 |  |  |  | 0
2021 | DE | Christiana Substation | 591 | RFCE | RFC East | DFO | 52 |  | 160 | 4365 | 0.061658 | 0.77072 | 0.028251 | EPA/NEI | 4365 | 0.061658
2021 | DE | Croda Atlas Point CHP | 59783 | RFCE | RFC East | LFG | 4.2 | 0.37617 | 11247 | 59417.618 | 0.43672 | 0.07766 | 0.0147 | Estimated using an emission factor | 157954 | 1.161
2021 | DE | DD Hay Road Solar 23 LLC | 59715 | RFCE | RFC East | SUN | 1.2 |  | 487 |  |  | 0 |  |  |  | 0
2021 | DE | DEC Phase II at Georgetown | 63392 | RFCE | RFC East | SUN | 3 |  | 5779 |  |  | 0 |  |  |  | 0
2021 | DE | Delaware City | 592 | RFCE | RFC East | DFO | 18.5 |  | 70 | 1982 | 0.021988 | 0.62822 | 0.022187 | EPA/NEI | 1982 | 0.021988
2021 | DE | Delaware City Refinery | 52193 | RFCE | RFC East | PRG | 324 | 0.2561 | 900108 | 1610670.647 | 103.3082 | 0.22955 | 0.12828 | EPA/NEI; Estimated using an emission factor | 6289118.001 | 403.3837
2021 | DE | DG AMP Solar Smyrna | 61800 | RFCE | RFC East | SUN | 1.2 |  | 1921 |  |  | 0 |  |  |  | 0
2021 | DE | Dover Sun Park | 57337 | RFCE | RFC East | SUN | 10 |  | 17122 |  |  | 0 |  |  |  | 0
2021 | DE | Edge Moor | 593 | RFCE | RFC East | RFO | 710.3 |  | 292456 | 3759778.678 | 1.2762 | 0.0087273 | 0.00067886 | EPA/NEI | 3759778.678 | 1.2762
2021 | DE | Energy Center Dover LLC | 10030 | RFCE | RFC East | NG | 118 | 0.72989 | 120682 | 850513.803 | 2.7005 | 0.044754 | 0.0063503 | EPA/NEI | 1165265.37 | 3.6999
2021 | DE | Garrison Energy Center | 57349 | RFCE | RFC East | NG | 361 |  | 1103550 | 7818796.356 | 19.4029 | 0.035165 | 0.0049631 | EPA/NEI | 7818796.356 | 19.4029
2021 | DE | Hay Road | 7153 | RFCE | RFC East | NG | 1193 |  | 1208713 | 10521521.616 | 26.8227 | 0.044382 | 0.0050986 | EPA/NEI | 10521521.616 | 26.8227
2021 | DE | Indian River | 594 | RFCE | RFC East | BIT | 464.1 |  | 285010 | 3778827.685 | 37.6263 | 0.26403 | 0.019914 | EPA/NEI | 3778827.685 | 37.6263
2021 | DE | Kent County Wastewater Treatment Solar | 57330 | RFCE | RFC East | SUN | 1.2 |  | 710 |  |  | 0 |  |  |  | 0
2021 | DE | McKee Run | 599 | RFCE | RFC East | NG | 113.6 |  | 0 | 251.894 | 6.622e-05 |  | 0.00052578 | EPA/NEI | 251.894 | 6.622e-05
2021 | DE | Milford Solar Farm | 58228 | RFCE | RFC East | SUN | 11.8 |  | 19751 |  |  | 0 |  |  |  | 0
2021 | DE | Onyx - Allen Harim | 61206 | RFCE | RFC East | SUN | 1.2 |  | 1718 |  |  | 0 |  |  |  | 0
2021 | DE | Perdue Bridgeville Photovoltaic | 57772 | RFCE | RFC East | SUN | 1.3 |  | 0
2021 | DE | Red Lion Energy Center | 58433 | RFCE | RFC East | NG | 25 |  | 200445 |  | 0 | 0 |  | Estimated using an emission factor |  | 0
2021 | DE | South Campus Solar | 59922 | RFCE | RFC East | SUN | 1.8 |  | 1578 |  |  | 0 |  |  |  | 0
2021 | DE | University of Delaware Wind Turbine | 57176 | RFCE | RFC East | WND | 2 |  | 4849 |  |  | 0 |  |  |  | 0
2021 | DE | Van Sant | 7318 | RFCE | RFC East | NG | 45.1 |  | 5615 | 82200.057 | 0.0073169 | 0.0026062 | 0.00017803 | EPA/NEI | 82200.057 | 0.0073169
2021 | DE | Warren F. Sam Beasley Pwr Station | 7962 | RFCE | RFC East | NG | 96 |  | 21565 | 257277.094 | 0.86434 | 0.080161 | 0.0067191 | EPA/NEI | 257277.094 | 0.86434
2021 | DE | West Substation | 597 | RFCE | RFC East | DFO | 20 |  | 43 | 3170.2 | 0.030996 | 1.4417 | 0.019554 | EPA/NEI | 3170.2 | 0.030996
2021 | DE | WHA Southbridge Solar Park CSG | 61934 | RFCE | RFC East | SUN | 1.4 |  | 2113 |  |  | 0 |  |  |  | 0
2021 | FL | ACE-Stanton A PV | 61247 | FRCC | FRCC All | SUN | 4.1 |  | 8746 |  |  | 0 |  |  |  | 0
2021 | FL | ACE-Stanton PV | 61246 | FRCC | FRCC All | SUN | 4.8 |  | 10337 |  |  | 0 |  |  |  | 0
2021 | FL | AEP Jacksonville Solar Project | 61388 | FRCC | FRCC All | SUN | 7.1 |  | 14267 |  |  | 0 |  |  |  | 0
2021 | FL | Altamonte Mall | 63254 | FRCC | FRCC All | SUN | 1.5 |  | 1080 |  |  | 0 |  |  |  | 0
2021 | FL | Anclote | 8048 | FRCC | FRCC All | NG | 1112.4 |  | 2112063 | 23399853.464 | 86.6623 | 0.082064 | 0.0074071 | EPA/NEI | 23399853.464 | 86.6623
2021 | FL | Anheuser-Busch Jacksonville | 10431 | FRCC | FRCC All | NG | 8.7 | 0.3914 | 74466 | 374790.284 | 1.5023 | 0.040347 | 0.0080165 | NEI avg EF - PM, fuel type | 957564 | 3.8382
2021 | FL | Arvah B Hopkins | 688 | FRCC | FRCC All | NG | 673.1 |  | 1411834 | 9681248.785 | 32.3066 | 0.045766 | 0.0066741 | EPA/NEI | 9681248.785 | 32.3066
2021 | FL | Babcock Preserve | 62634 | FRCC | FRCC All | SUN | 74.5 |  | 166548 |  |  | 0 |  |  |  | 0
2021 | FL | Babcock Solar Energy Center Hybrid | 59993 | FRCC | FRCC All | SUN | 84.5 |  | 156550 | 0 |  | 0 |  |  | 0 | 0
2021 | FL | Balm Solar | 61654 | FRCC | FRCC All | SUN | 74.4 |  | 149124 |  |  | 0 |  |  |  | 0
2021 | FL | Baptist Medical Center | 10008 | FRCC | FRCC All | NG | 9 | 0.37466 | 17922 | 101934.58 | 0.40858 | 0.045595 | 0.0080165 | NEI avg EF - PM, fuel type | 272076 | 1.0905
2021 | FL | Barefoot Bay Solar Energy Center | 61051 | FRCC | FRCC All | SUN | 74.5 |  | 165005 |  |  | 0 |  |  |  | 0
2021 | FL | Bartow Solar Energy LLC | 61879 | FRCC | FRCC All | SUN | 7.3 |  | 13016 |  |  | 0 |  |  |  | 0
2021 | FL | Bay County Waste to Energy | 10250 | SRSO | SERC South | MSW | 13.6 |  | 864 | 35144.783 | 0.030888 | 0.071501 | 0.0017578 | EPA/NEI; Estimated using an emission factor | 35144.783 | 0.030888
2021 | FL | Bayboro | 627 | FRCC | FRCC All | DFO | 226.8 |  | 5300 | 46669 | 0.38401 | 0.14491 | 0.016457 | NEI avg EF - PM, fuel type, firing type | 46669 | 0.38401
2021 | FL | Bayside Power Station | 7873 | FRCC | FRCC All | NG | 2294 |  | 8239486 | 58533984.711 | 202.2376 | 0.04909 | 0.0069101 | EPA/NEI | 58533984.711 | 202.2376
2021 | FL | Big Bend | 645 | FRCC | FRCC All | BIT | 2699.9 |  | 3279066.999 | 41201688.629 | 93.6064 | 0.057093 | 0.0045438 | EPA/NEI; Estimated using an emission factor | 41201688.629 | 93.6064
2021 | FL | Blue Cypress Solar Energy Center | 61029 | FRCC | FRCC All | SUN | 74.5 |  | 159161 |  |  | 0 |  |  |  | 0
2021 | FL | Blue Heron Solar | 62631 | FRCC | FRCC All | SUN | 74.5 |  | 167389 |  |  | 0 |  |  |  | 0
2021 | FL | Blue Springs | 64757 | SRSO | SERC South | SUN | 74.5
2021 | FL | Bonnie Mine Solar | 61655 | FRCC | FRCC All | SUN | 37.5 |  | 71674 |  |  | 0 |  |  |  | 0
2021 | FL | Brandy Branch | 7846 | FRCC | FRCC All | NG | 783.1 |  | 4944732 | 33625302.998 | 111.6956 | 0.045178 | 0.0066435 | EPA/NEI | 33625302.998 | 111.6956
2021 | FL | Brevard | 61777 | FRCC | FRCC All | LFG | 9.6 |  | 39706.998 | 339151.002 | 2.4928 | 0.12556 | 0.0147 | Estimated using an emission factor | 339151.002 | 2.4928
2021 | FL | Buckeye Florida LP | 50466 | FRCC | FRCC All | BLQ | 69.4 | 0.084557 | 277899.161 | 1615887.304 | 7.6231 | 0.054862 | 0.0094352 | NEI avg EF - PM, fuel type | 19110063.449 | 90.1536
2021 | FL | Butler Plaza | 58618 | FRCC | FRCC All | SUN | 1.2 |  | 893 |  |  | 0 |  |  |  | 0
2021 | FL | C D McIntosh Jr Power Plant | 676 | FRCC | FRCC All | NG | 909.4 |  | 2495471 | 19837708.319 | 116.5278 | 0.093391 | 0.011748 | EPA/NEI | 19837708.319 | 116.5278
2021 | FL | Cane Island | 7238 | FRCC | FRCC All | NG | 706 |  | 3421148 | 26262286.089 | 87.8836 | 0.051377 | 0.0066928 | EPA/NEI | 26262286.089 | 87.8836
2021 | FL | Cape Canaveral | 609 | FRCC | FRCC All | NG | 1295 |  | 5970438 | 39056226.238 | 129.1326 | 0.043257 | 0.0066127 | EPA/NEI | 39056226.238 | 129.1326
2021 | FL | Cattle Ranch | 62632 | FRCC | FRCC All | SUN | 74.5 |  | 160613 |  |  | 0 |  |  |  | 0
2021 | FL | Central District Wastewater Treat Plant | 54623 | FRCC | FRCC All | OBG | 4.8 | 1 | 0
2021 | FL | Charles Larsen Memorial Power Plant | 675 | FRCC | FRCC All | NG | 133.6 |  | 142144 | 1520605.694 | 5.0777 | 0.071445 | 0.0066786 | EPA/NEI | 1520605.694 | 5.0777
2021 | FL | Citrus Ridge Solar | 61988 | FRCC | FRCC All | SUN | 52 |  | 100217 |  |  | 0 |  |  |  | 0
2021 | FL | Citrus Solar Energy Center Hybrid | 60061 | FRCC | FRCC All | SUN | 78.5 |  | 159476 | 0 |  | 0 |  |  | 0 | 0
2021 | FL | Clewiston Sugar House | 50482 | FRCC | FRCC All | AB | 49 | 0.092051 | 271930 | 1578532.167 | 790.8438 | 5.8165 | 1.002 | Estimated using an emission factor | 17148434.46 | 8591.3657
2021 | FL | Columbia Solar Power Plant | 61982 | FRCC | FRCC All | SUN | 74.9 |  | 162129 |  |  | 0 |  |  |  | 0
2021 | FL | Coral Farms Solar Energy Center | 61022 | FRCC | FRCC All | SUN | 74.5 |  | 137995 |  |  | 0 |  |  |  | 0
2021 | FL | CoTAL Solar Farm | 60582 | FRCC | FRCC All | SUN | 20 |  | 37333 |  |  | 0 |  |  |  | 0
2021 | FL | Cotton Creek Solar Energy Center | 65036 | SRSO | SERC South | SUN | 74.5
2021 | FL | Covanta Lake County Energy | 50629 | FRCC | FRCC All | MSW | 15.5 |  | 83247 | 1732037.891 |  |  |  |  | 1732037.891
2021 | FL | Crystal River | 628 | FRCC | FRCC All | BIT | 3449 |  | 16157353 | 130073033.23 | 752.5288 | 0.09315 | 0.011571 | EPA/NEI | 130073033.23 | 752.5288
2021 | FL | CSL Gas Recovery | 50572 | FRCC | FRCC All | LFG | 11.2 |  | 48564 | 906189.377 | 9.7868 | 0.40305 | 0.0216 | Estimated using an emission factor | 906189.377 | 9.7868
2021 | FL | Curtis H. Stanton Energy Center | 564 | FRCC | FRCC All | BIT | 1262 |  | 6227169 | 60179527.428 | 539.8145 | 0.17337 | 0.01794 | EPA/NEI | 60179527.428 | 539.8145
2021 | FL | Cutrale Citrus Juices USA I | 10020 | FRCC | FRCC All | NG | 4.1 |  | 18651 | 335921 | 1.3465 | 0.14438 | 0.0080165 | NEI avg EF - PM, fuel type | 335921 | 1.3465
2021 | FL | Cutrale Citrus Juices USA II | 10188 | FRCC | FRCC All | NG | 8.2 |  | 41990 | 636056 | 2.5495 | 0.12143 | 0.0080165 | NEI avg EF - PM, fuel type | 636056 | 2.5495
2021 | FL | Daytona International Speedway Solar | 60005 | FRCC | FRCC All | SUN | 1.6 |  | 1327 |  |  | 0 |  |  |  | 0
2021 | FL | Debary | 6046 | FRCC | FRCC All | NG | 748 |  | 158621.003 | 2107248.716 | 8.2963 | 0.1046 | 0.007874 | EPA/NEI | 2107248.716 | 8.2963
2021 | FL | Debary Solar Power Plant | 62542 | FRCC | FRCC All | SUN | 74.5 |  | 134995 |  |  | 0 |  |  |  | 0
2021 | FL | Deerhaven | 663 | FRCC | FRCC All | BIT | 471 |  | 875394 | 10807288.102 | 125.9979 | 0.28787 | 0.023317 | EPA/NEI | 10807288.102 | 125.9979
2021 | FL | Deerhaven Renewable Energy Center | 57241 | FRCC | FRCC All | WDS | 116.1 |  | 596810 | 9230890.071 | 5.1912 | 0.017397 | 0.0011248 | EPA/NEI | 9230890.071 | 5.1912
2021 | FL | DeSoto Next Generation Solar Energy | 56929 | FRCC | FRCC All | SUN | 25 |  | 43742 |  |  | 0 |  |  |  | 0
2021 | FL | Discovery Solar Center | 63109 | FRCC | FRCC All | SUN | 74.5 |  | 95453 |  |  | 0 |  |  |  | 0
2021 | FL | Duette Solar Power Plant | 63978 | FRCC | FRCC All | SUN | 74.5 |  | 25638 |  |  | 0 |  |  |  | 0
2021 | FL | Durrance | 63495 | FRCC | FRCC All | SUN | 60 |  | 103537 |  |  | 0 |  |  |  | 0
2021 | FL | Echo River Solar | 62490 | FRCC | FRCC All | SUN | 104.5 |  | 157041 |  |  | 0 |  |  |  | 0
2021 | FL | Egret Solar Center | 62925 | FRCC | FRCC All | SUN | 74.5 |  | 148906 |  |  | 0 |  |  |  | 0
2021 | FL | Eight Flags Energy | 60025 | FRCC | FRCC All | NG | 21.6 | 1 | 160083 | 1679573 | 6.7321 | 0.084108 | 0.0080165 | NEI avg EF - PM, fuel type | 1679573 | 6.7321
2021 | FL | Fernandina Beach Mill | 10202 | FRCC | FRCC All | NG | 96.9 | 0.18122 | 636107.52 | 3531528.775 | 21.1183 | 0.066398 | 0.01196 | NEI avg EF - PM, fuel type, firing type | 19487790.45 | 116.5351
2021 | FL | Fernandina Plant | 10562 | FRCC | FRCC All | WDL | 42 | 0.184 | 236956.4 | 1419283.403 | 3.1993 | 0.027004 | 0.0045084 | EPA/NEI; Estimated using an emission factor | 7713469.615 | 17.3876
2021 | FL | Field Street | 7954 | FRCC | FRCC All | DFO | 48 |  | -101 | 0 | 0 | 0 |  | NEI avg EF - PM, fuel type, firing type | 0 | 0
2021 | FL | FIU Solar | 60006 | FRCC | FRCC All | SUN | 1.6 |  | 673 |  |  | 0 |  |  |  | 0
2021 | FL | FL Solar 4, LLC | 63187 | FRCC | FRCC All | SUN | 42 |  | 61897 |  |  | 0 |  |  |  | 0
2021 | FL | Florida's Natural Growers | 10275 | FRCC | FRCC All | NG | 10.7 | 0.39893 | 58741 | 302824.605 | 1.2138 | 0.041327 | 0.0080165 | NEI avg EF - PM, fuel type | 759082 | 3.0426
2021 | FL | Fort Drum Energy Center | 64300 | FRCC | FRCC All | SUN | 74.5 |  | 80728 |  |  | 0 |  |  |  | 0
2021 | FL | Fort Myers | 612 | FRCC | FRCC All | NG | 2680.9 |  | 9841677 | 69322275.344 | 227.2905 | 0.046189 | 0.0065575 | EPA/NEI | 69322275.344 | 227.2905
2021 | FL | G W Ivey | 665 | FRCC | FRCC All | DFO | 35.7 |  | -677.998 | 3508.002 | 0.54374 | 0 | 0.31 | Estimated using an emission factor | 3508.002 | 0.54374
2021 | FL | G2 Energy Marion LLC | 57128 | FRCC | FRCC All | LFG | 4 |  | 14735 | 171497 | 1.2605 | 0.17109 | 0.0147 | Estimated using an emission factor | 171497 | 1.2605
2021 | FL | Georgia-Pacific Palatka Operations | 10611 | FRCC | FRCC All | BLQ | 79.8 | 0.15847 | 358583 | 2023486.521 | 8.8161 | 0.049172 | 0.0087138 | NEI avg EF - PM, fuel type, firing type | 12768535.808 | 55.6311
2021 | FL | Goldfinch | 60124 | FRCC | FRCC All | SUN | 3 |  | 5689 |  |  | 0 |  |  |  | 0
2021 | FL | Grange Hall Solar | 61656 | FRCC | FRCC All | SUN | 61.1 |  | 122960 |  |  | 0 |  |  |  | 0
2021 | FL | Greenland Energy Center | 56799 | FRCC | FRCC All | NG | 380.8 |  | 703120 | 7583195.984 | 25.5861 | 0.072779 | 0.0067481 | EPA/NEI | 7583195.984 | 25.5861
2021 | FL | Gulf Clean Energy Center | 641 | SRSO | SERC South | NG | 2107.5 |  | 1556855 | 19200805.539 | 70.5616 | 0.090646 | 0.0073499 | EPA/NEI; Estimated using an emission factor | 19200805.539 | 70.5616
2021 | FL | Gulf Coast Solar Center I | 59689 | SRSO | SERC South | SUN | 30 |  | 58282 |  |  | 0 |  |  |  | 0
2021 | FL | Gulf Coast Solar Center II | 59690 | SRSO | SERC South | SUN | 40 |  | 78447 |  |  | 0 |  |  |  | 0
2021 | FL | Gulf Coast Solar Center III | 59691 | SRSO | SERC South | SUN | 50 |  | 90303 |  |  | 0 |  |  |  | 0
2021 | FL | Gulf Power Blue Indigo Energy | 63754 | SRSO | SERC South | SUN | 74.5 |  | 160811 |  |  | 0 |  |  |  | 0
2021 | FL | Hamilton Solar Power Plant | 61807 | FRCC | FRCC All | SUN | 74.9 |  | 147707 |  |  | 0 |  |  |  | 0
2021 | FL | Hammock Solar | 61024 | FRCC | FRCC All | SUN | 74.5 |  | 159741 |  |  | 0 |  |  |  | 0
2021 | FL | Hardee Power Station | 50949 | FRCC | FRCC All | NG | 470.1 |  | 848398 | 115956.267 | 0.011015 | 2.5967e-05 | 0.00018999 | EPA/NEI | 115956.267 | 0.011015
2021 | FL | Harmony Solar | 63582 | FRCC | FRCC All | SUN | 74.5 |  | 184213 |  |  | 0 |  |  |  | 0
2021 | FL | Hecate Energy Blair Road LLC | 62778 | FRCC | FRCC All | SUN | 4 |  | 6400 |  |  | 0 |  |  |  | 0
2021 | FL | Hernando | 61779 | FRCC | FRCC All | LFG | 1.6 |  | 13001 | 153893 | 1.1311 | 0.174 | 0.0147 | Estimated using an emission factor | 153893 | 1.1311
2021 | FL | Hibiscus Solar Energy Center | 62206 | FRCC | FRCC All | SUN | 74.5 |  | 160573 |  |  | 0 |  |  |  | 0
2021 | FL | Hillsborough County Resource Recovery | 50858 | FRCC | FRCC All | MSW | 47 |  | 239230 | 5460455.36 |  |  |  |  | 5460455.36
2021 | FL | Hines Energy Complex | 7302 | FRCC | FRCC All | NG | 2266.3 |  | 11517629 | 81174723.689 | 296.5696 | 0.051498 | 0.0073069 | EPA/NEI | 81174723.689 | 296.5696
2021 | FL | Horizon Solar Energy Center | 61021 | FRCC | FRCC All | SUN | 74.5 |  | 142500 |  |  | 0 |  |  |  | 0
2021 | FL | Howard F Curren Advncd Wastewater Plant | 54347 | FRCC | FRCC All | OBG | 2.5
2021 | FL | IKEA Jacksonville Rooftop PV System | 61821 | FRCC | FRCC All | SUN | 1.4 |  | 2359 |  |  | 0 |  |  |  | 0
2021 | FL | IKEA Miami 327 | 61173 | FRCC | FRCC All | SUN | 1 |  | 1658 |  |  | 0 |  |  |  | 0
2021 | FL | IKEA Tampa 042 | 58012 | FRCC | FRCC All | SUN | 1 |  | 1334 |  |  | 0 |  |  |  | 0
2021 | FL | Imeson Solar | 63186 | FRCC | FRCC All | SUN | 10 |  | 12245 | 0 |  | 0 |  |  | 0 | 0
2021 | FL | Indian River | 55318 | FRCC | FRCC All | NG | 609
2021 | FL | Indian River (683) | 683 | FRCC | FRCC All | NG | 342.8 |  | 3044 | 610870.059 | 2.0006 | 1.3144 | 0.0065499 | EPA/NEI | 610870.059 | 2.0006
2021 | FL | Indian River Solar Center | 61020 | FRCC | FRCC All | SUN | 74.5 |  | 160330 |  |  | 0 |  |  |  | 0
2021 | FL | Intercession City | 8049 | FRCC | FRCC All | NG | 1197.3 |  | 367597.002 | 4877604.696 | 16.7455 | 0.091108 | 0.0068663 | EPA/NEI | 4877604.696 | 16.7455
2021 | FL | International Paper Pensacola | 50250 | SRSO | SERC South | BLQ | 82.8 | 0.1344 | 446698.37 | 2464414.144 | 11.6228 | 0.052039 | 0.0094325 | NEI avg EF - PM, fuel type | 18336461.5 | 86.4792
2021 | FL | Interstate Solar Energy Center | 61768 | FRCC | FRCC All | SUN | 74.5 |  | 155104 |  |  | 0 |  |  |  | 0
2021 | FL | J D Kennedy | 666 | FRCC | FRCC All | NG | 370 |  | 276114 | 2835468.947 | 10.3415 | 0.074908 | 0.0072944 | EPA/NEI | 2835468.947 | 10.3415
2021 | FL | J R Kelly | 664 | FRCC | FRCC All | NG | 191.6 |  | 411254 | 3612757.202 | 12.1482 | 0.059079 | 0.0067252 | EPA/NEI | 3612757.202 | 12.1482
2021 | FL | J Woodruff | 690 | FRCC | FRCC All | WAT | 43.5 |  | 251607 |  |  | 0 |  |  |  | 0
2021 | FL | Jacksonville Solar | 57202 | FRCC | FRCC All | SUN | 12.6 |  | 16125 |  |  | 0 |  |  |  | 0
2021 | FL | JED Solid Waste Mgmt Renewable Energy | 60701 | FRCC | FRCC All | LFG | 9.6 |  | 49480.998 | 631249.998 | 4.6397 | 0.18753 | 0.0147 | Estimated using an emission factor | 631249.998 | 4.6397
2021 | FL | Lake Hancock Solar | 61657 | FRCC | FRCC All | SUN | 49.5 |  | 94628 |  |  | 0 |  |  |  | 0
2021 | FL | Lake Placid Solar Power Plant | 62541 | FRCC | FRCC All | SUN | 45 |  | 57195 |  |  | 0 |  |  |  | 0
2021 | FL | Lakeland Electric Co. (FL) - Airport II | 59754 | FRCC | FRCC All | SUN | 3.5 |  | 9028 |  |  | 0 |  |  |  | 0
2021 | FL | Lakeland Electric Co. (FL)-Airport 1 | 59744 | FRCC | FRCC All | SUN | 2.3 |  | 2205 |  |  | 0 |  |  |  | 0
2021 | FL | Lakeside Solar Center | 62922 | FRCC | FRCC All | SUN | 74.5 |  | 157994 |  |  | 0 |  |  |  | 0
2021 | FL | Lansing Smith Generating Plant | 643 | SRSO | SERC South | NG | 661.5 |  | 4708398 | 33609464.478 | 111.1763 | 0.047225 | 0.0066158 | EPA/NEI | 33609464.478 | 111.1763
2021 | FL | Lauderdale | 613 | FRCC | FRCC All | NG | 1215.9 |  | 362803.003 | 3760141.737 | 7.821 | 0.043114 | 0.0041599 | EPA/NEI | 3760141.737 | 7.821
2021 | FL | Lee County Solid Waste Energy | 52010 | FRCC | FRCC All | MSW | 59 |  | 327428 | 5764773.096 |  |  |  |  | 5764773.096
2021 | FL | Legoland Solar | 60371 | FRCC | FRCC All | SUN | 1.4 |  | 2266 |  |  | 0 |  |  |  | 0
2021 | FL | Lithia Solar | 61663 | FRCC | FRCC All | SUN | 74.5 |  | 152613 |  |  | 0 |  |  |  | 0
2021 | FL | Little Manatee River Solar | 62750 | FRCC | FRCC All | SUN | 74.5 |  | 130717 |  |  | 0 |  |  |  | 0
2021 | FL | LKL BLBD, LLC | 59611 | FRCC | FRCC All | SUN | 6 |  | 9028 |  |  | 0 |  |  |  | 0
2021 | FL | Lockheed Martin Solar | 61694 | FRCC | FRCC All | SUN | 1.9 |  | 3173 |  |  | 0 |  |  |  | 0
2021 | FL | Lockheed Martin Solar System | 59867 | FRCC | FRCC All | SUN | 1.9 |  | 3041 |  |  | 0 |  |  |  | 0
2021 | FL | Loggerhead Solar Energy Center | 61052 | FRCC | FRCC All | SUN | 74.5 |  | 157382 |  |  | 0 |  |  |  | 0
2021 | FL | Magnolia Solar | 64657 | FRCC | FRCC All | SUN | 74.5 |  | 4646 |  |  | 0 |  |  |  | 0
2021 | FL | Magnolia Springs Solar Center | 62915 | FRCC | FRCC All | SUN | 74.5 |  | 118178 |  |  | 0 |  |  |  | 0
2021 | FL | Manatee | 6042 | FRCC | FRCC All | NG | 2951.2 |  | 8457022 | 66952210.078 | 231.379 | 0.054719 | 0.0069118 | EPA/NEI | 66952210.078 | 231.379
2021 | FL | Manatee County LFGTE | 59142 | FRCC | FRCC All | LFG | 1.6 |  | 0
2021 | FL | Manatee Solar Energy Center | 60014 | FRCC | FRCC All | SUN | 483.5 |  | 161150 |  |  | 0 |  |  |  | 0
2021 | FL | Marathon Generating Plant | 696 | FRCC | FRCC All | DFO | 11 |  | -239 | 1378 | 0.21359 | 0 | 0.31 | Estimated using an emission factor | 1378 | 0.21359
2021 | FL | Martin | 6043 | FRCC | FRCC All | NG | 2448.5 |  | 9842372.047 | 69525233.668 | 229.4564 | 0.046626 | 0.0066007 | EPA/NEI | 69525233.668 | 229.4564
2021 | FL | McKay Bay Facility | 50875 | FRCC | FRCC All | MSW | 22.1 |  | 130289 | 2851440.509 |  |  |  |  | 2851440.509
2021 | FL | Miami Dade County Resource Recovery Fac | 10062 | FRCC | FRCC All | MSW | 77 |  | 300222 | 7636465.299 |  |  |  |  | 7636465.299
2021 | FL | Miami Dade Solar Energy Center | 61766 | FRCC | FRCC All | SUN | 74.5 |  | 151774 |  |  | 0 |  |  |  | 0
2021 | FL | Midulla Generating Station | 7380 | FRCC | FRCC All | NG | 853.3 |  | 4193333 | 30086629.987 | 99.3303 | 0.047375 | 0.006603 | EPA/NEI; Estimated using an emission factor | 30086629.987 | 99.3303
2021 | FL | Mosaic Co Bartow Facility | 50633 | FRCC | FRCC All | WH | 81.9 | 1 | 280560 |  |  | 0 |  |  |  | 0
2021 | FL | Mosaic Co Tampa Facility | 10204 | FRCC | FRCC All | WH | 72.4 | 1 | 196780 |  |  | 0 |  |  |  | 0
2021 | FL | Mosaic New Wales Operations | 10434 | FRCC | FRCC All | WH | 135.5 | 1 | 376819.999 |  |  | 0 |  |  |  | 0
2021 | FL | Mosaic South Pierce Operations | 10004 | FRCC | FRCC All | WH | 45.5 | 1 | 119256 |  |  | 0 |  |  |  | 0
2021 | FL | Mulberry Cogeneration Facility | 54426 | FRCC | FRCC All | NG | 125.3 | 0.87991 | 400384 | 3081744.481 | 10.1707 | 0.050805 | 0.0066006 | EPA/NEI | 3502355.028 | 11.5588
2021 | FL | Nassau Solar Center | 62914 | FRCC | FRCC All | SUN | 74.5 |  | 142626 |  |  | 0 |  |  |  | 0
2021 | FL | Northern Preserve Solar | 62645 | FRCC | FRCC All | SUN | 74.5 |  | 130104 |  |  | 0 |  |  |  | 0
2021 | FL | Northside | 667 | FRCC | FRCC All | NG | 1407.1 |  | 3209817 | 37128127.159 | 308.7004 | 0.19235 | 0.016629 | EPA/NEI | 37128127.159 | 308.7004
2021 | FL | Okeechobee Clean Energy Center | 60345 | FRCC | FRCC All | NG | 1723.1 |  | 9175823 | 55315438.485 | 114.9881 | 0.025063 | 0.0041575 | EPA/NEI | 55315438.485 | 114.9881
2021 | FL | Okeechobee Solar | 62491 | FRCC | FRCC All | SUN | 74.5 |  | 172335 |  |  | 0 |  |  |  | 0
2021 | FL | Okeelanta Cogeneration | 54627 | FRCC | FRCC All | AB | 128.9 | 0.027742 | 40133.391 | 246269.343 |  |  |  |  | 8877019.176
2021 | FL | Oleander Power Project | 55286 | FRCC | FRCC All | NG | 994.4 |  | 217898.002 | 2246842.054 | 4.5763 | 0.042004 | 0.0040735 | EPA/NEI | 2246842.054 | 4.5763
2021 | FL | Orange Blossom Solar Center | 62919 | FRCC | FRCC All | SUN | 74.5 |  | 100848 |  |  | 0 |  |  |  | 0
2021 | FL | Orange Cogeneration Facility | 54365 | FRCC | FRCC All | NG | 136.6 | 0.87064 | 386633.27 | 2738457.921 | 6.897 | 0.035677 | 0.0050371 | EPA/NEI | 3145351.903 | 7.9218
2021 | FL | Orlando CoGen | 54466 | FRCC | FRCC All | NG | 122.4 | 0.92227 | 1020652 | 7527029.083 | 47.7621 | 0.093591 | 0.012691 | EPA/NEI | 8161397.286 | 51.7874
2021 | FL | Osceola | 55192 | FRCC | FRCC All | NG | 580
2021 | FL | Osceola Solar Facility | 59954 | FRCC | FRCC All | SUN | 3.8 |  | 5822 |  |  | 0 |  |  |  | 0
2021 | FL | Osprey Energy Center | 55412 | FRCC | FRCC All | NG | 644.2 |  | 2420414 | 17505848.226 | 32.851 | 0.027145 | 0.0037531 | EPA/NEI | 17505848.226 | 32.851
2021 | FL | P L Bartow | 634 | FRCC | FRCC All | NG | 1475.6 |  | 5277807 | 39573531.224 | 130.5938 | 0.049488 | 0.0066001 | EPA/NEI | 39573531.224 | 130.5938
2021 | FL | Palm Bay Solar | 62921 | FRCC | FRCC All | SUN | 74.5 |  | 126726 |  |  | 0 |  |  |  | 0
2021 | FL | Palm Beach Renewable Energy Facility 1 | 50071 | FRCC | FRCC All | MSW | 62.3 |  | 346757 | 6090777.948 |  |  |  |  | 6090777.948
2021 | FL | Palm Beach Renewable Energy Facility 2 | 57898 | FRCC | FRCC All | MSW | 96 |  | 533818 | 8875792.299 | 692.3118 | 2.5938 | 0.156 | Estimated using an emission factor | 8875792.299 | 692.3118
2021 | FL | Pasco Cnty Solid Waste Resource Recovery | 50666 | FRCC | FRCC All | MSW | 31.2 |  | 162968 | 3532710.383 |  |  |  |  | 3532710.383
2021 | FL | Payne Creek Solar | 61665 | FRCC | FRCC All | SUN | 70.3 |  | 132614 |  |  | 0 |  |  |  | 0
2021 | FL | Pea Ridge | 7715 | SRSO | SERC South | NG | 14.1 |  | 88077.999 | 1816991.001 | 7.283 | 0.16538 | 0.0080165 | NEI avg EF - PM, fuel type | 1816991.001 | 7.283
2021 | FL | Peace Creek Solar | 61666 | FRCC | FRCC All | SUN | 55.4 |  | 110975 |  |  | 0 |  |  |  | 0
2021 | FL | Pelican Solar Center | 62924 | FRCC | FRCC All | SUN | 74.5 |  | 136990 |  |  | 0 |  |  |  | 0
2021 | FL | Pembroke Lakes Mall | 63256 | FRCC | FRCC All | SUN | 1.1 |  | 803 |  |  | 0 |  |  |  | 0
2021 | FL | Pensacola Florida Plant | 10416 | SRSO | SERC South | NG | 102 | 0.28971 | 687612.89 | 3809417.461 | 16.5068 | 0.048012 | 0.0086663 | NEI avg EF - PM, fuel type | 13148916.51 | 56.9762
2021 | FL | Perdido | 57502 | SRSO | SERC South | LFG | 3.2 |  | 21345 | 245403 | 1.8037 | 0.16901 | 0.0147 | Estimated using an emission factor | 245403 | 1.8037
2021 | FL | Perry Solar Facility | 60071 | FRCC | FRCC All | SUN | 5.1 |  | 6405 |  |  | 0 |  |  |  | 0
2021 | FL | Pinellas County Resource Recovery | 50884 | FRCC | FRCC All | MSW | 76.5 | 1 | 427707 | 8768333.963 |  |  |  |  | 8768333.963
2021 | FL | Pioneer Trail Solar Energy Center | 61767 | FRCC | FRCC All | SUN | 74.5 |  | 145691 |  |  | 0 |  |  |  | 0
2021 | FL | Polk | 7242 | FRCC | FRCC All | NG | 1492.5 |  | 5824817 | 39500064.462 | 136.1654 | 0.046754 | 0.0068944 | EPA/NEI | 39500064.462 | 136.1654
2021 | FL | Port Charlotte Energy LLC | 59240 | FRCC | FRCC All | LFG | 3 |  | 5788 | 63878 | 0.4695 | 0.16223 | 0.0147 | Estimated using an emission factor | 63878 | 0.4695
2021 | FL | Port Everglades | 617 | FRCC | FRCC All | NG | 1352 |  | 6915912 | 44172499.52 | 146.6665 | 0.042414 | 0.0066406 | EPA/NEI | 44172499.52 | 146.6665
2021 | FL | Reedy Creek Central Energy Plant | 7254 | FRCC | FRCC All | NG | 70 | 1 | 447 | 60683.141 | 0.22074 | 0.98766 | 0.0072752 | EPA/NEI | 60683.141 | 0.22074
2021 | FL | Rinehart | 57685 | FRCC | FRCC All | SUN | 10 |  | 0
2021 | FL | Riviera Beach Energy Center | 619 | FRCC | FRCC All | NG | 1295 |  | 5687957 | 35872256.854 | 118.7323 | 0.041749 | 0.0066197 | EPA/NEI | 35872256.854 | 118.7323
2021 | FL | Rodeo Solar Center | 62917 | FRCC | FRCC All | SUN | 74.5 |  | 124487 |  |  | 0 |  |  |  | 0
2021 | FL | RP-Orlando, LLC | 57565 | FRCC | FRCC All | SUN | 5.1 |  | 9236 |  |  | 0 |  |  |  | 0
2021 | FL | S O Purdom | 689 | FRCC | FRCC All | NG | 270.1 |  | 1338590 | 8867016.353 | 34.5861 | 0.051675 | 0.0078011 | EPA/NEI | 8867016.353 | 34.5861
2021 | FL | Sabal Palm Solar Center | 63110 | FRCC | FRCC All | SUN | 74.5 |  | 116251 |  |  | 0 |  |  |  | 0
2021 | FL | Sanford | 620 | FRCC | FRCC All | NG | 2377.8 |  | 9045077 | 62682848.03 | 206.855 | 0.045739 | 0.0066001 | EPA/NEI | 62682848.03 | 206.855
2021 | FL | Santa Fe Solar Power Plant | 63517 | FRCC | FRCC All | SUN | 74.9 |  | 137592 |  |  | 0 |  |  |  | 0
2021 | FL | Santa Rosa Energy Center | 55242 | SRSO | SERC South | NG | 274.5 | 1 | 682990 | 5152671.28 | 16.9047 | 0.049502 | 0.0065615 | EPA/NEI | 5152671.28 | 16.9047
2021 | FL | Sarasota County LFGTE Facility | 59686 | FRCC | FRCC All | LFG | 6.4 |  | 43837 | 541224 | 3.978 | 0.18149 | 0.0147 | Estimated using an emission factor | 541224 | 3.978
2021 | FL | Seminole (136) | 136 | FRCC | FRCC All | BIT | 1429.2 |  | 6550658 | 65596536.064 | 809.143 | 0.24704 | 0.02467 | EPA/NEI | 65596536.064 | 809.143
2021 | FL | Seminole Energy | 61780 | FRCC | FRCC All | LFG | 4.8 |  | 19727.001 | 218997.999 | 1.6096 | 0.16319 | 0.0147 | Estimated using an emission factor | 218997.999 | 1.6096
2021 | FL | Seminole Mill | 50803 | FRCC | FRCC All | NG | 30 | 0.212 | 141894 | 772877.721 | 3.675 | 0.051799 | 0.0095098 | NEI avg EF - PM, fuel type | 3645627.102 | 17.3346
2021 | FL | Shady Hills | 55414 | FRCC | FRCC All | NG | 541.2 |  | 306990 | 3216941.917 | 10.28 | 0.066973 | 0.0063912 | EPA/NEI | 3216941.917 | 10.28
2021 | FL | Solar Park Gainesville, LLC | 57438 | FRCC | FRCC All | SUN | 1.6 |  | 2033 |  |  | 0 |  |  |  | 0
2021 | FL | South District Wastewater Treatment Plt | 54624 | FRCC | FRCC All | OBG | 8 | 0.57938 | 21712 | 128593.748 | 0.94516 | 0.087064 | 0.0147 | Estimated using an emission factor | 221950 | 1.6313
2021 | FL | South Energy Center | 56518 | FRCC | FRCC All | NG | 11.5 | 0.52898 | 43585 | 217361.813 | 0.17113 | 0.0078528 | 0.0015746 | EPA/NEI; Estimated using an emission factor | 410904 | 0.32351
2021 | FL | Southfork Solar | 62493 | FRCC | FRCC All | SUN | 74.5 |  | 179139 |  |  | 0 |  |  |  | 0
2021 | FL | Space Coast Next Gen Solar Energy | 56930 | FRCC | FRCC All | SUN | 10 |  | 16431 |  |  | 0 |  |  |  | 0
2021 | FL | Springhill Gas Recovery Plant | 56522 | SRSO | SERC South | LFG | 4.8 |  | 38488.998 | 472294.002 | 3.4714 | 0.18038 | 0.0147 | Estimated using an emission factor | 472294.002 | 3.4714
2021 | FL | St Lucie | 6045 | FRCC | FRCC All | NUC | 2160 |  | 14153683 |  |  | 0 |  |  |  | 0
2021 | FL | Standby Generation Plant | 50310 | SRSO | SERC South | NG | 13.7 | 1 | 16.999 | 361.998 | 7.6382e-05 | 0.0089866 | 0.000422 | Estimated using an emission factor | 361.998 | 7.6382e-05
2021 | FL | Stanton A | 55821 | FRCC | FRCC All | NG | 688.3 |  | 2488152 | 17819745.092 | 58.805 | 0.047268 | 0.0066 | EPA/NEI | 17819745.092 | 58.805
2021 | FL | Starratt Solar | 62940 | FRCC | FRCC All | SUN | 5 |  | 8687 |  |  | 0 |  |  |  | 0
2021 | FL | Stock Island | 6584 | FRCC | FRCC All | DFO | 126.5 |  | 3537.002 | 21488.662 | 0.26622 | 0.15053 | 0.024777 | NEI avg EF - PM, fuel type, firing type | 21488.662 | 0.26622
2021 | FL | Sub 12 | 61080 | FRCC | FRCC All | NG | 18.6 |  | 10129 | 91964 | 0.019404 | 0.0038315 | 0.000422 | Estimated using an emission factor | 91964 | 0.019404
2021 | FL | Sunshine Gateway Solar Energy Center | 61763 | FRCC | FRCC All | SUN | 104.5 |  | 143806 |  |  | 0 |  |  |  | 0
2021 | FL | Suwannee River | 638 | FRCC | FRCC All | NG | 197.7 |  | 61215 | 867224.001 | 4.696 | 0.15343 | 0.01083 | EPA/NEI; Estimated using an emission factor | 867224.001 | 4.696
2021 | FL | Suwannee Solar Facility | 60788 | FRCC | FRCC All | SUN | 8.8 |  | 16938 |  |  | 0 |  |  |  | 0
2021 | FL | Sweetbay Solar Center | 62394 | FRCC | FRCC All | SUN | 74.5 |  | 144671 |  |  | 0 |  |  |  | 0
2021 | FL | Swift Creek Chemical Complex | 50474 | FRCC | FRCC All | OTH | 18.8 | 0.12989 | 98938 | 505537.844 | 0.10667 | 0.0021563 | 0.000422 | Estimated using an emission factor | 3892168.4 | 0.82125
2021 | FL | Taylor Creek Solar | 63583 | FRCC | FRCC All | SUN | 74.5 |  | 183902 |  |  | 0 |  |  |  | 0
2021 | FL | TIA Solar | 59769 | FRCC | FRCC All | SUN | 1.6 |  | 3014 |  |  | 0 |  |  |  | 0
2021 | FL | Tiger Bay | 7699 | FRCC | FRCC All | NG | 278.1 |  | 1192323 | 8562655.916 | 28.2568 | 0.047398 | 0.0066 | EPA/NEI | 8562655.916 | 28.2568
2021 | FL | Tom G Smith | 673 | FRCC | FRCC All | NG | 98.7 |  | 4621 | 2834.888 | 0.086311 | 0.037356 | 0.060892 | EPA/NEI | 2834.888 | 0.086311
2021 | FL | Trail Ridge Landfill Gas Recovery | 57123 | FRCC | FRCC All | LFG | 9.6 |  | 41470.002 | 449022 | 3.3003 | 0.15917 | 0.0147 | Estimated using an emission factor | 449022 | 3.3003
2021 | FL | Trailside Solar Center | 62916 | FRCC | FRCC All | SUN | 74.5 |  | 150409 |  |  | 0 |  |  |  | 0
2021 | FL | Treasure Coast Energy Center | 56400 | FRCC | FRCC All | NG | 411.4 |  | 1839118 | 13629091.872 | 47.4231 | 0.051572 | 0.0069591 | EPA/NEI | 13629091.872 | 47.4231
2021 | FL | Trenton | 63995 | FRCC | FRCC All | MWH | 11
2021 | FL | Trenton Solar Power Plant | 62543 | FRCC | FRCC All | SUN | 74.9 |  | 161690 |  |  | 0 |  |  |  | 0
2021 | FL | Tropicana Products Bradent | 50971 | FRCC | FRCC All | NG | 46.8 | 0.46971 | 188861 | 980539.506 | 3.9302 | 0.041621 | 0.0080165 | NEI avg EF - PM, fuel type | 2087548 | 8.3674
2021 | FL | Turkey Point | 621 | FRCC | FRCC All | NUC | 2861.2 |  | 19340939 | 37233612.802 | 121.3699 | 0.012551 | 0.0065194 | EPA/NEI; Estimated using an emission factor | 37233612.802 | 121.3699
2021 | FL | Twin Lakes | 62633 | FRCC | FRCC All | SUN | 74.5 |  | 144118 |  |  | 0 |  |  |  | 0
2021 | FL | Twin Rivers Solar Power Plant | 63518 | FRCC | FRCC All | SUN | 74.9 |  | 84952 |  |  | 0 |  |  |  | 0
2021 | FL | Union Springs Solar Center | 62923 | FRCC | FRCC All | SUN | 74.5 |  | 146304 |  |  | 0 |  |  |  | 0
2021 | FL | University of Florida | 7345 | FRCC | FRCC All | NG | 54.2 | 1 | 350961 | 2935542.679 | 9.5965 | 0.054687 | 0.0065382 | EPA/NEI | 2935542.679 | 9.5965
2021 | FL | Vandolah Power Project | 55415 | FRCC | FRCC All | NG | 728 |  | 1158629 | 12128800.346 | 40.4109 | 0.069756 | 0.0066636 | EPA/NEI | 12128800.346 | 40.4109
2021 | FL | Walt Disney World Solar Facility | 59973 | FRCC | FRCC All | SUN | 4.9 |  | 8152 |  |  | 0 |  |  |  | 0
2021 | FL | Waste Management Naples LFGTE Project | 57168 | FRCC | FRCC All | LFG | 4 |  | 24175 | 314800 | 2.3138 | 0.19142 | 0.0147 | Estimated using an emission factor | 314800 | 2.3138
2021 | FL | West County Energy Center | 56407 | FRCC | FRCC All | NG | 4263 |  | 20327004 | 132183585.073 | 436.4467 | 0.042943 | 0.0066036 | EPA/NEI | 132183585.073 | 436.4467
2021 | FL | WestRock Panama City Mill | 50807 | SRSO | SERC South | BLQ | 34 | 0.07375 | 214441.341 | 1207091.993 | 5.6398 | 0.0526 | 0.0093445 | NEI avg EF - PM, fuel type | 16367387.96 | 76.4723
2021 | FL | Wheelabrator South Broward | 50887 | FRCC | FRCC All | MSW | 66 |  | 435933 | 8569016.959 |  |  |  |  | 8569016.959
2021 | FL | Wildflower Solar Energy Center | 61050 | FRCC | FRCC All | SUN | 74.5 |  | 159204 |  |  | 0 |  |  |  | 0
2021 | FL | Willow Solar Energy Center | 64301 | FRCC | FRCC All | SUN | 74.5 |  | 100242 |  |  | 0 |  |  |  | 0
2021 | FL | Wimauma Solar | 61667 | FRCC | FRCC All | SUN | 74.8 |  | 135768 |  |  | 0 |  |  |  | 0
2021 | FL | Winston | 7997 | FRCC | FRCC All | DFO | 50 |  | 1101 | 11715 | 1.8158 | 3.2985 | 0.31 | Estimated using an emission factor | 11715 | 1.8158
2021 | FL | Wynwood Energy Storage | 64546 | FRCC | FRCC All | MWH | 10
2021 | GA | 191 Peachtree Tower | 54818 | SRSO | SERC South | DFO | 2.4 | 1 | 0
2021 | GA | ADS Renewable Energy-Wolf Creek LLC | 60184 | SRSO | SERC South | LFG | 2.8 |  | 20535 | 227525 | 1.6723 | 0.16287 | 0.0147 | Estimated using an emission factor | 227525 | 1.6723
2021 | GA | AL Sandersville Energy Facility | 55672 | SRSO | SERC South | NG | 692 |  | 130545 | 1801208.3 | 2.3834 | 0.036515 | 0.0026465 | EPA/NEI | 1801208.3 | 2.3834
2021 | GA | Albany Green Energy LLC | 60340 | SRSO | SERC South | WDS | 54.5 | 0.69015 | 360631 | 4692093.79 | 22.7541 | 0.12619 | 0.0096989 | EPA/NEI | 6798684.22 | 32.97
2021 | GA | Allatoona | 760 | SRSO | SERC South | WAT | 86.6 |  | 169177 |  |  | 0 |  |  |  | 0
2021 | GA | Allen B Wilson Combustion Turbine Plant | 6258 | SRSO | SERC South | DFO | 317.6 |  | 216.998 | 54687 | 0.27167 | 2.5039 | 0.0099356 | EPA/NEI | 54687 | 0.27167
2021 | GA | Apalachicola | 64565 | SRSO | SERC South | SUN | 2.5 |  | 4756 |  |  | 0 |  |  |  | 0
2021 | GA | Arnold Cochran | 64569 | SRSO | SERC South | SUN | 1.7 |  | 2993 |  |  | 0 |  |  |  | 0
2021 | GA | Athens Regional Medical Center | 55319 | SRSO | SERC South | DFO | 4.6 |  | 27.44 | 278 | 0.04309 | 3.1407 | 0.31 | Estimated using an emission factor | 278 | 0.04309
2021 | GA | Atlanta Falcons Solar | 62393 | SRSO | SERC South | SUN | 1 |  | 1274 |  |  | 0 |  |  |  | 0
2021 | GA | Atlanta Gift Mart LP | 54877 | SRSO | SERC South | DFO | 1.2 |  | 0
2021 | GA | Azalea Solar, LLC | 58482 | SRSO | SERC South | SUN | 7.7 |  | 11293 |  |  | 0 |  |  |  | 0
2021 | GA | Baconton Power | 55304 | SRSO | SERC South | NG | 242 |  | 200432 | 1952483.456 | 4.8155 | 0.048051 | 0.0049327 | EPA/NEI | 1952483.456 | 4.8155
2021 | GA | Bainbridge Solar | 64011 | SRSO | SERC South | SUN | 1 |  | 2008 |  |  | 0 |  |  |  | 0
2021 | GA | Bank of America Plaza | 55152 | SRSO | SERC South | DFO | 3 | 1 | 0
2021 | GA | Baxley | 64211 | SRSO | SERC South | SUN | 25 |  | 60741 |  |  | 0 |  |  |  | 0
2021 | GA | Bibb Jones | 62880 | SRSO | SERC South | SUN | 1 |  | 1493 |  |  | 0 |  |  |  | 0
2021 | GA | Blue Ridge | 757 | SRTV | SERC Tennessee Valley | WAT | 23.5 |  | 39144 |  |  | 0 |  |  |  | 0
2021 | GA | Boulevard | 732 | SRSO | SERC South | DFO | 15.6 |  | -64 | 349 | 0.0028717 | 0 | 0.016457 | NEI avg EF - PM, fuel type, firing type | 349 | 0.0028717
2021 | GA | Bowen | 703 | SRSO | SERC South | BIT | 3498.6 |  | 9452106 | 101136818.779 | 286.5084 | 0.060623 | 0.0056658 | EPA/NEI | 101136818.779 | 286.5084
2021 | GA | Brunswick Cellulose | 10605 | SRSO | SERC South | BLQ | 72.2 | 0.098754 | 408862 | 2268273.187 | 10.5351 | 0.051534 | 0.0092891 | NEI avg EF - PM, fuel type | 22968884.668 | 106.6806
2021 | GA | Buford | 759 | SRSO | SERC South | WAT | 131.2 |  | 225594.001 |  |  | 0 |  |  |  | 0
2021 | GA | Bulloch Neville Farms | 64275 | SRSO | SERC South | SUN | 2.7 |  | 5852 |  |  | 0 |  |  |  | 0
2021 | GA | Burton Dam | 704 | SRSO | SERC South | WAT | 6 |  | 29356 |  |  | 0 |  |  |  | 0
2021 | GA | Butler Solar Farm 20 | 59891 | SRSO | SERC South | SUN | 22 |  | 39461 |  |  | 0 |  |  |  | 0
2021 | GA | Butler Solar Project 103 | 59896 | SRSO | SERC South | SUN | 104 |  | 214076 |  |  | 0 |  |  |  | 0
2021 | GA | Camilla Solar Energy Project | 61785 | SRSO | SERC South | SUN | 171.4 |  | 369798 |  |  | 0 |  |  |  | 0
2021 | GA | Camilla Solar Plant | 58892 | SRSO | SERC South | SUN | 16 |  | 26097 |  |  | 0 |  |  |  | 0
2021 | GA | Camp Solar Plant | 58893 | SRSO | SERC South | SUN | 2.4 |  | 3167 |  |  | 0 |  |  |  | 0
2021 | GA | Carters | 6130 | SRSO | SERC South | WAT | 500 |  | 163064 |  |  | 0 |  |  |  | 0
2021 | GA | Cedartown Battery Energy Storage Project | 60561 | SRSO | SERC South | MWH | 1 |  | 0
2021 | GA | Chattahoochee Energy Facility | 7917 | SRSO | SERC South | NG | 539.7 |  | 3176056 | 22239790.458 | 2.1128 | 0.0013304 | 0.00019 | EPA/NEI | 22239790.458 | 2.1128
2021 | GA | CII Methane Management III LFG Plant | 59650 | SRSO | SERC South | LFG | 1.6 |  | 7627 | 88290 | 0.64893 | 0.17017 | 0.0147 | Estimated using an emission factor | 88290 | 0.64893
2021 | GA | CNN Center | 54323 | SRSO | SERC South | DFO | 13 | 1 | 101.998 | 1016.002 | 0.15748 | 3.0879 | 0.31 | Estimated using an emission factor | 1016.002 | 0.15748
2021 | GA | Columbia Bryson | 62879 | SRSO | SERC South | SUN | 1.4 |  | 2711 |  |  | 0 |  |  |  | 0
2021 | GA | Columbia Substation | 64570 | SRSO | SERC South | SUN | 2 |  | 4002 |  |  | 0 |  |  |  | 0
2021 | GA | Comer Solar | 61554 | SRSO | SERC South | SUN | 2 |  | 3187 |  |  | 0 |  |  |  | 0
2021 | GA | Coody Cochran | 64571 | SRSO | SERC South | SUN | 2.6 |  | 5634 |  |  | 0 |  |  |  | 0
2021 | GA | Cool Springs Solar (Hybrid) | 63721 | SRSO | SERC South | SUN | 253 |  | 15312 | 0 |  | 0 |  |  | 0 | 0
2021 | GA | Crisp Plant | 753 | SRSO | SERC South | NG | 17.5 |  | 0 | 0 | 0 |  |  | EPA/NEI; Estimated using an emission factor | 0 | 0
2021 | GA | Curry Solar | 64226 | SRSO | SERC South | SUN | 1.1 |  | 2247 |  |  | 0 |  |  |  | 0
2021 | GA | Dahlberg (Jackson County) | 7765 | SRSO | SERC South | NG | 919 |  | 185211 | 2352573.449 | 3.4675 | 0.037444 | 0.0029478 | EPA/NEI | 2352573.449 | 3.4675
2021 | GA | Dalton 2 | 59556 | SRSO | SERC South | SUN | 6.5 |  | 10548 |  |  | 0 |  |  |  | 0
2021 | GA | Decatur County Solar Project | 59449 | SRSO | SERC South | SUN | 20 |  | 39742 |  |  | 0 |  |  |  | 0
2021 | GA | Decatur Parkway Solar Project, LLC | 59450 | SRSO | SERC South | SUN | 80 |  | 153607 |  |  | 0 |  |  |  | 0
2021 | GA | Denver Braswell PV | 61441 | SRSO | SERC South | SUN | 1.4 |  | 2608 |  |  | 0 |  |  |  | 0
2021 | GA | Dougherty County Solar, LLC | 62375 | SRSO | SERC South | SUN | 120 |  | 274446 |  |  | 0 |  |  |  | 0
2021 | GA | Doyle Energy Facility | 55244 | SRSO | SERC South | NG | 409 |  | 59408.001 | 734342.434 | 6.105 | 0.20553 | 0.016627 | EPA/NEI | 734342.434 | 6.105
2021 | GA | Dublin Solar I | 60930 | SRSO | SERC South | SUN | 4.1 |  | 6251 |  |  | 0 |  |  |  | 0
2021 | GA | Edward L Addison Generating Plant | 55267 | SRSO | SERC South | NG | 701.2 |  | 260895 | 2979228.37 | 0.83075 | 0.0063684 | 0.00055769 | EPA/NEI | 2979228.37 | 0.83075
2021 | GA | Edwin I Hatch | 6051 | SRSO | SERC South | NUC | 1848 |  | 14165068 |  |  | 0 |  |  |  | 0
2021 | GA | Effingham Energy Facility | 55406 | SRSO | SERC South | NG | 596.6 |  | 2694606 | 19404232.838 | 1.8434 | 0.0013682 | 0.00019 | EPA/NEI | 19404232.838 | 1.8434
2021 | GA | Emory Decatur Hospital | 54830 | SRSO | SERC South | DFO | 3.9 |  | 21.56 | 219.999 | 0.0341 | 3.1633 | 0.31 | Estimated using an emission factor | 219.999 | 0.0341
2021 | GA | Emory Hillandale Hospital | 56231 | SRSO | SERC South | DFO | 1.6 |  | 8.82 | 208 | 0.03224 | 7.3107 | 0.31 | Estimated using an emission factor | 208 | 0.03224
2021 | GA | Flint River | 706 | SRSO | SERC South | WAT | 5.4 |  | 42447 |  |  | 0 |  |  |  | 0
2021 | GA | Flint River Operations | 50465 | SRSO | SERC South | BLQ | 85.1 | 0.21176 | 458211.6 | 2482736.917 | 11.5743 | 0.050519 | 0.0093238 | NEI avg EF - PM, fuel type | 11724487.4 | 54.6582
2021 | GA | Fort Benning Solar Facility | 59862 | SRSO | SERC South | SUN | 30 |  | 48077 |  |  | 0 |  |  |  | 0
2021 | GA | Fort Gordon Solar Facility | 59863 | SRSO | SERC South | SUN | 30 |  | 56403 |  |  | 0 |  |  |  | 0
2021 | GA | Fort Stewart Solar Facility | 59865 | SRSO | SERC South | SUN | 30 |  | 47724 |  |  | 0 |  |  |  | 0
2021 | GA | Fountain Folkston | 64584 | SRSO | SERC South | SUN | 2.1 |  | 4065 |  |  | 0 |  |  |  | 0
2021 | GA | Franklin Milliken | 64276 | SRSO | SERC South | SUN | 3 |  | 6425 |  |  | 0 |  |  |  | 0
2021 | GA | Freeman Avenue | 62887 | SRSO | SERC South | SUN | 1.4 |  | 2920 |  |  | 0 |  |  |  | 0
2021 | GA | Georgia LFG Oak Grove Plant | 61385 | SRSO | SERC South | LFG | 6.6 |  | 47700 | 498561 | 3.6644 | 0.15364 | 0.0147 | Estimated using an emission factor | 498561 | 3.6644
2021 | GA | Georgia LFG Pine Ridge Plant | 61386 | SRSO | SERC South | LFG | 6.6 |  | 37977 | 349347.999 | 2.5677 | 0.13522 | 0.0147 | Estimated using an emission factor | 349347.999 | 2.5677
2021 | GA | Georgia LFG Richland Creek Plant | 61387 | SRSO | SERC South | LFG | 11.2 |  | 66084.001 | 720827.999 | 5.2981 | 0.16034 | 0.0147 | Estimated using an emission factor | 720827.999 | 5.2981
2021 | GA | Georgia Pacific Center | 54906 | SRSO | SERC South | DFO | 1.4 |  | 0
2021 | GA | Georgia Power at Jakin GA PV | 61397 | SRSO | SERC South | SUN | 1.5 |  | 2936 |  |  | 0 |  |  |  | 0
2021 | GA | Georgia Power at Swainsboro | 61459 | SRSO | SERC South | SUN | 2.9 |  | 5803 |  |  | 0 |  |  |  | 0
2021 | GA | Georgia Power at Wadley GA | 59843 | SRVC | SERC Virginia/Carolina | SUN | 1 |  | 1868 |  |  | 0 |  |  |  | 0
2021 | GA | Georgia-Pacific Cedar Springs | 54101 | SRSO | SERC South | BLQ | 101.2 | 0.14546 | 564283 | 3173790.651 | 18.9711 | 0.06724 | 0.011955 | EPA/NEI; Estimated using an emission factor | 21819371.643 | 130.4242
2021 | GA | Graniteville Enterprise Division | 54462 | SRSO | SERC South | WAT | 1.2 |  | 1425 |  |  | 0 |  |  |  | 0
2021 | GA | Graphic Packaging International Augusta Mill | 54358 | SRSO | SERC South | BLQ | 84.7 | 0.13083 | 406770.012 | 2311020.748 | 10.8064 | 0.053133 | 0.0093521 | NEI avg EF - PM, fuel type | 17664380.227 | 82.5995
2021 | GA | Gratis Road Solar Facility | 61740 | SRSO | SERC South | SUN | 3 |  | 5541 |  |  | 0 |  |  |  | 0
2021 | GA | Greene Durham | 64277 | SRSO | SERC South | SUN | 3 |  | 6321 |  |  | 0 |  |  |  | 0
2021 | GA | Greenville | 60512 | SRSO | SERC South | SUN | 1 |  | 2057 |  |  | 0 |  |  |  | 0
2021 | GA | GRP Franklin Renewable Energy Facility | 60550 | SRSO | SERC South | WDS | 58 |  | 367014 | 6083701 | 31.5725 | 0.17205 | 0.010379 | NEI avg EF - PM, fuel type | 6083701 | 31.5725
2021 | GA | GRP Madison Renewable Energy Facility | 61213 | SRSO | SERC South | WDS | 58 |  | 389992 | 6243874 | 32.4037 | 0.16618 | 0.010379 | NEI avg EF - PM, fuel type | 6243874 | 32.4037
2021 | GA | Guyton Community Solar | 62392 | SRSO | SERC South | SUN | 3.6 |  | 7454 |  |  | 0 |  |  |  | 0
2021 | GA | Harris Shiloh | 64585 | SRSO | SERC South | SUN | 2.1 |  | 3483 |  |  | 0 |  |  |  | 0
2021 | GA | Hartwell Energy Facility | 70454 | SRSO | SERC South | NG | 360 |  | 176676 | 2171251.359 | 11.1626 | 0.12636 | 0.010282 | EPA/NEI; Estimated using an emission factor | 2171251.359 | 11.1626
2021 | GA | Hartwell Lake | 754 | SRVC | SERC Virginia/Carolina | WAT | 420 |  | 565059.002 |  |  | 0 |  |  |  | 0
2021 | GA | Hawk Road Energy Facility | 55141 | SRSO | SERC South | NG | 495 |  | 506940 | 5753406.889 | 34.05 | 0.13434 | 0.011836 | EPA/NEI | 5753406.889 | 34.05
2021 | GA | Hazlehurst II | 60554 | SRSO | SERC South | SUN | 52.5 |  | 115032 |  |  | 0 |  |  |  | 0
2021 | GA | Hazlehurst III | 62057 | SRSO | SERC South | SUN | 40 |  | 93070 |  |  | 0 |  |  |  | 0
2021 | GA | Hewlett Packard Enterprise | 54457 | SRSO | SERC South | DFO | 8 |  | 0
2021 | GA | Hickory Ridge Landfill Solar Project | 59459 | SRVC | SERC Virginia/Carolina | SUN | 0.6 |  | 0
2021 | GA | High Shoals Hydro (GA) | 10121 | SRSO | SERC South | WAT | 1.4 |  | 0
2021 | GA | IKEA Savannah 490 | 58011 | SRSO | SERC South | SUN | 2.2 |  | 1703 |  |  | 0 |  |  |  | 0
2021 | GA | Imperial Savannah LP | 50146 | SRSO | SERC South | NG | 11.7 | 0.090781 | 44697 | 250791.642 | 1.1925 | 0.053359 | 0.0095098 | NEI avg EF - PM, fuel type | 2762606.93 | 13.1359
2021 | GA | Inforum | 54290 | SRSO | SERC South | DFO | 1.3
2021 | GA | Inland Paperboard Packaging Rome | 10426 | SRSO | SERC South | BLQ | 70.4 | 0.13131 | 424880.898 | 2344229.823 | 12.8852 | 0.060653 | 0.010993 | NEI avg EF - PM, fuel type | 17852034.148 | 98.1251
2021 | GA | International Paper Savanna Mill | 50398 | SRSO | SERC South | BLQ | 154 | 0.17063 | 606916 | 3502795.697 | 17.7886 | 0.05862 | 0.010157 | EPA/NEI; Estimated using an emission factor | 20528657.66 | 104.2528
2021 | GA | Interstate Paper LLC Riceboro | 54281 | SRSO | SERC South | BLQ | 14.5 | 0.096103 | 107080 | 613269.748 | 2.9228 | 0.054591 | 0.0095319 | NEI avg EF - PM, fuel type | 6381381 | 30.4134
2021 | GA | Jack McDonough | 710 | SRSO | SERC South | NG | 2848.4 |  | 18235418 | 122222910.464 | 148.9323 | 0.016334 | 0.0024371 | EPA/NEI; Estimated using an emission factor | 122222910.464 | 148.9323
2021 | GA | Jesup Plant | 10560 | SRSO | SERC South | BLQ | 69.5 | 0.12104 | 464189.822 | 2555723.576 | 11.8836 | 0.051202 | 0.0092996 | NEI avg EF - PM, fuel type | 21114622.31 | 98.1792
2021 | GA | Kimberly-Clark Solar | 62960 | SRSO | SERC South | SUN | 2.3 |  | 3786 |  |  | 0 |  |  |  | 0
2021 | GA | King Mill | 61000 | SRSO | SERC South | WAT | 2.2 |  | 7867 |  |  | 0 |  |  |  | 0
2021 | GA | Kings Bay Solar Facility | 59864 | SRSO | SERC South | SUN | 30 |  | 47450 |  |  | 0 |  |  |  | 0
2021 | GA | Lake Blackshear Project | 752 | SRSO | SERC South | WAT | 17.2 |  | 49924.001 |  |  | 0 |  |  |  | 0
2021 | GA | Lakeland Solar Energy LLC | 58572 | SRSO | SERC South | SUN | 1.8 |  | 2683 |  |  | 0 |  |  |  | 0
2021 | GA | Lancaster Solar GA | 64150 | SRSO | SERC South | SUN | 80 |  | 8350 |  |  | 0 |  |  |  | 0
2021 | GA | Laredo Bus Facility Solar Canopies | 58064 | SRSO | SERC South | SUN | 1 |  | 234 |  |  | 0 |  |  |  | 0
2021 | GA | Live Oak Solar, LLC | 60063 | SRSO | SERC South | SUN | 51 |  | 97179 |  |  | 0 |  |  |  | 0
2021 | GA | Lloyd Shoals | 712 | SRSO | SERC South | WAT | 14.4 |  | 76053 |  |  | 0 |  |  |  | 0
2021 | GA | Lowndes IDA | 64278 | SRSO | SERC South | SUN | 1.5 |  | 2903 |  |  | 0 |  |  |  | 0
2021 | GA | Lowndes Tycor Farms | 64279 | SRSO | SERC South | SUN | 2.3 |  | 4818 |  |  | 0 |  |  |  | 0
2021 | GA | Marine Corps Logistics Base Solar | 59876 | SRSO | SERC South | SUN | 31 |  | 55514 |  |  | 0 |  |  |  | 0
2021 | GA | MAS ASB Cogen Plant | 58484 | SRSO | SERC South | NG | 6.6 | 1 | 47367 | 395181 | 0.083383 | 0.0035207 | 0.000422 | Estimated using an emission factor | 395181 | 0.083383
2021 | GA | McCleskey Cotton | 62878 | SRSO | SERC South | SUN | 1.9 |  | 3753 |  |  | 0 |  |  |  | 0
2021 | GA | McIntosh (6124) | 6124 | SRSO | SERC South | NG | 810.4 |  | 27248 | 479476.9 | 1.6278 | 0.11948 | 0.0067898 | EPA/NEI | 479476.9 | 1.6278
2021 | GA | McIntosh Combined Cycle Facility | 56150 | SRSO | SERC South | NG | 1376.6 |  | 8586543 | 60499176.928 | 197.43 | 0.045986 | 0.0065267 | EPA/NEI | 60499176.928 | 197.43
2021 | GA | MCLB Landfill Gas to Energy | 59335 | SRSO | SERC South | LFG | 4 | 1 | 6745 | 8280 | 0.060858 | 0.018045 | 0.0147 | Estimated using an emission factor | 8280 | 0.060858
2021 | GA | McManus | 715 | SRSO | SERC South | DFO | 560 |  | -41.998 | 36307.8 | 0.20749 | 0 | 0.011429 | EPA/NEI | 36307.8 | 0.20749
2021 | GA | Meriwether Jackson | 64280 | SRSO | SERC South | SUN | 3 |  | 6283 |  |  | 0 |  |  |  | 0
2021 | GA | Mid-Georgia Cogeneration | 55040 | SRSO | SERC South | NG | 323 | 0.73458 | 165379 | 1031054.753 | 7.4046 | 0.089547 | 0.014363 | EPA/NEI | 1403598.875 | 10.08
2021 | GA | Moody Air Force Base Solar | 62377 | SRSO | SERC South | SUN | 49.5 |  | 94561 |  |  | 0 |  |  |  | 0
2021 | GA | Morgan Falls | 717 | SRSO | SERC South | WAT | 16.8 |  | 46728.997 |  |  | 0 |  |  |  | 0
2021 | GA | Mount Vernon Solar | 60585 | SRSO | SERC South | SUN | 1 |  | 1863 |  |  | 0 |  |  |  | 0
2021 | GA | MPC Generating | 7764 | SRSO | SERC South | NG | 386.1 |  | 18096 | 211409.51 | 0.23512 | 0.025986 | 0.0022243 | EPA/NEI | 211409.51 | 0.23512
2021 | GA | Multitrade Rabun Gap, LLC | 50201 | SRSO | SERC South | WDS | 17.9 | 1 | 116694 | 1696213.2 | 8.8028 | 0.15087 | 0.010379 | NEI avg EF - PM, fuel type | 1696213.2 | 8.8028
2021 | GA | Murray Treadwell Farms | 64281 | SRSO | SERC South | SUN | 3 |  | 6278 |  |  | 0 |  |  |  | 0
2021 | GA | Muscogee Public Works | 62881 | SRSO | SERC South | SUN | 1.5 |  | 2550 |  |  | 0 |  |  |  | 0
2021 | GA | Nacoochee | 718 | SRSO | SERC South | WAT | 4.8 |  | 19620 |  |  | 0 |  |  |  | 0
2021 | GA | Naval Submarine Base Kings Bay | 54239 | SRSO | SERC South | DFO | 30 |  | 711 | 15338.004 | 2.3774 | 6.6875 | 0.31 | Estimated using an emission factor | 15338.004 | 2.3774
2021 | GA | North Highlands | 719 | SRSO | SERC South | WAT | 29.6 |  | 133734 |  |  | 0 |  |  |  | 0
2021 | GA | Nottely | 758 | SRTV | SERC Tennessee Valley | WAT | 15.9 |  | 50932 |  |  | 0 |  |  |  | 0
2021 | GA | OE_GA3 | 63350 | SRSO | SERC South | SUN | 57.5 |  | 120295 |  |  | 0 |  |  |  | 0
2021 | GA | Oil Dri 2 Solar | 62882 | SRSO | SERC South | SUN | 1.4 |  | 2562 |  |  | 0 |  |  |  | 0
2021 | GA | Old Midville Solar | 60741 | SRSO | SERC South | SUN | 19.7 |  | 39193 |  |  | 0 |  |  |  | 0
2021 | GA | Oliver Dam | 720 | SRSO | SERC South | WAT | 60 |  | 209721 |  |  | 0 |  |  |  | 0
2021 | GA | Pawpaw Solar Plant | 59894 | SRSO | SERC South | SUN | 30.5 |  | 64417 |  |  | 0 |  |  |  | 0
2021 | GA | PCA-Valdosta Mill | 60084 | SRSO | SERC South | BLQ | 69.9 | 0.16058 | 300023.01 | 1778604.586 | 8.4849 | 0.056561 | 0.009541 | NEI avg EF - PM, fuel type | 11075953.69 | 52.8379
2021 | GA | Pecan Row Landfill To Electric Facility | 59221 | SRSO | SERC South | LFG | 6.4 |  | 31470 | 359293 | 2.6408 | 0.16783 | 0.0147 | Estimated using an emission factor | 359293 | 2.6408
2021 | GA | Piedmont Green Power | 57909 | SRSO | SERC South | WDS | 60 |  | 383789 | 4988591.1 | 25.8892 | 0.13491 | 0.010379 | NEI avg EF - PM, fuel type | 4988591.1 | 25.8892
2021 | GA | PInova Inc | 10120 | SRSO | SERC South | WDS | 7.1 | 0.053372 | 25557.56 | 144475.277 | 0.74979 | 0.058674 | 0.010379 | NEI avg EF - PM, fuel type | 2706973 | 14.0483
2021 | GA | Pleasant Valley Solar | 60586 | SRSO | SERC South | SUN | 2.5 |  | 4404 |  |  | 0 |  |  |  | 0
2021 | GA | Polk Cedartown | 64586 | SRSO | SERC South | SUN | 2.2 |  | 4303 |  |  | 0 |  |  |  | 0
2021 | GA | Port Wentworth Mill | 50804 | SRSO | SERC South | BLQ | 72.3 | 0.42661 | 455695 | 5121741.353 | 24.0838 | 0.1057 | 0.0094045 | NEI avg EF - PM, fuel type | 12005579.16 | 56.4535
2021 | GA | Putnam Erickson | 64282 | SRSO | SERC South | SUN | 2.7 |  | 5472 |  |  | 0 |  |  |  | 0
2021 | GA | Putnam Erikson 2 | 65759 | SRSO | SERC South | SUN | 2.9
2021 | GA | Quitman II Solar | 64335 | SRSO | SERC South | SUN | 150 |  | 92384 |  |  | 0 |  |  |  | 0
2021 | GA | Quitman Solar | 62584 | SRSO | SERC South | SUN | 150 |  | 335033 |  |  | 0 |  |  |  | 0
2021 | GA | Richard B Russell | 6132 | SRVC | SERC Virginia/Carolina | WAT | 628 |  | 596355 |  |  | 0 |  |  |  | 0
2021 | GA | Richland | 60513 | SRSO | SERC South | SUN | 1 |  | 1684 |  |  | 0 |  |  |  | 0
2021 | GA | Richland Solar Center | 59874 | SRVC | SERC Virginia/Carolina | SUN | 20 |  | 38651 |  |  | 0 |  |  |  | 0
2021 | GA | Richmond Hayes Solar | 62884 | SRSO | SERC South | SUN | 2.3 |  | 3118 |  |  | 0 |  |  |  | 0
2021 | GA | Rincon Solar I | 60702 | SRSO | SERC South | SUN | 18.4 |  | 30566 |  |  | 0 |  |  |  | 0
2021 | GA | Riverwood 100 Building | 54816 | SRSO | SERC South | DFO | 1.1
2021 | GA | Riverwood International Macon Mill | 54464 | SRSO | SERC South | BLQ | 73.4 | 0.16718 | 436264.741 | 2422945.472 | 11.6132 | 0.053239 | 0.009586 | NEI avg EF - PM, fuel type | 14493195.55 | 69.4658
2021 | GA | Robins | 7348 | SRSO | SERC South | NG | 183.8 |  | 7391 | 112297.2 | 0.84286 | 0.22808 | 0.015011 | EPA/NEI | 112297.2 | 0.84286
2021 | GA | Robins Air Force Base Solar | 61648 | SRSO | SERC South | SUN | 128 |  | 204511 |  |  | 0 |  |  |  | 0
2021 | GA | Rocky Mountain Hydroelectric Plant | 6189 | SRSO | SERC South | WAT | 847.8 |  | -390330 |  |  | 0 |  |  |  | 0
2021 | GA | Savannah River Mill | 10361 | SRSO | SERC South | PC | 140.4 | 0.19106 | 148477 | 865663.829 | 6.6959 | 0.090194 | 0.01547 | NEI avg EF - PM, fuel type | 4530904 | 35.0464
2021 | GA | Scherer | 6257 | SRSO | SERC South | SUB | 3564 |  | 8339312 | 98239041.879 | 44.4941 | 0.010671 | 0.00090583 | EPA/NEI | 98239041.879 | 44.4941
2021 | GA | Seminole | 60514 | SRSO | SERC South | SUN | 1.6 |  | 1303 |  |  | 0 |  |  |  | 0
2021 | GA | Sewell Creek Energy | 7813 | SRSO | SERC South | NG | 570 |  | 368341 | 4203684.101 | 26.01 | 0.14123 | 0.012375 | EPA/NEI | 4203684.101 | 26.01
2021 | GA | Shawnee - GA | 64582 | SRSO | SERC South | SUN | 2 |  | 4119 |  |  | 0 |  |  |  | 0
2021 | GA | Shepherd Center | 54813 | SRSO | SERC South | DFO | 1.7 |  | 0
2021 | GA | Sibley Mill | 54322 | SRSO | SERC South | WAT | 2.1 |  | 11180.001 |  |  | 0 |  |  |  | 0
2021 | GA | Simon Solar Farm LLC | 58628 | SRSO | SERC South | SUN | 30 |  | 50732 |  |  | 0 |  |  |  | 0
2021 | GA | Sinclair Dam | 722 | SRSO | SERC South | WAT | 45 |  | 130017 |  |  | 0 |  |  |  | 0
2021 | GA | Smarr Energy Facility | 7829 | SRSO | SERC South | NG | 242 |  | 153629 | 2001261.385 | 35 | 0.45564 | 0.034978 | EPA/NEI | 2001261.385 | 35
2021 | GA | Snipesville | 62165 | SRSO | SERC South | SUN | 86 |  | 211033 |  |  | 0 |  |  |  | 0
2021 | GA | Solar BESS Hybrid | 63535 | SRSO | SERC South | SUN | 2.5 |  | 2240 | 0 |  | 0 |  |  | 0 | 0
2021 | GA | Solar Glynn | 60469 | SRSO | SERC South | SUN | 18 |  | 28123 |  |  | 0 |  |  |  | 0
2021 | GA | South Columbus Water Resource Facility | 57076 | SRSO | SERC South | OBG | 3.6 | 1 | 0
2021 | GA | South Georgia Medical Center | 54848 | SRSO | SERC South | DFO | 5.5 |  | 0
2021 | GA | Sowega Power Project | 7768 | SRSO | SERC South | NG | 99.6 |  | 63232 | 629887.136 | 2.4144 | 0.076366 | 0.0076661 | EPA/NEI | 629887.136 | 2.4144
2021 | GA | SR Arlington I | 62436 | SRSO | SERC South | SUN | 20 |  | 1110 |  |  | 0 |  |  |  | 0
2021 | GA | SR Arlington II | 62367 | SRSO | SERC South | SUN | 102.5 |  | 220875 |  |  | 0 |  |  |  | 0
2021 | GA | SR Hazlehurst | 59535 | SRSO | SERC South | SUN | 20 |  | 34942 |  |  | 0 |  |  |  | 0
2021 | GA | SR Lumpkin | 64191 | SRSO | SERC South | SUN | 100 |  | 5917 |  |  | 0 |  |  |  | 0
2021 | GA | SR Odom | 63814 | SRSO | SERC South | SUN | 20 |  | 47279 |  |  | 0 |  |  |  | 0
2021 | GA | SR Perry | 64151 | SRSO | SERC South | SUN | 68 |  | 6730 |  |  | 0 |  |  |  | 0
2021 | GA | SR Snipesville II | 65376 | SRSO | SERC South | SUN | 107 |  | 12215 |  |  | 0 |  |  |  | 0
2021 | GA | SR Terrell | 62058 | SRSO | SERC South | SUN | 74 |  | 176706 |  |  | 0 |  |  |  | 0
2021 | GA | State Farm Support Center East | 55274 | SRSO | SERC South | DFO | 10.8 |  | 0
2021 | GA | Stevens Creek | 736 | SRVC | SERC Virginia/Carolina | WAT | 17.6 |  | 87081 |  |  | 0 |  |  |  | 0
2021 | GA | Sun Trust Plaza | 54845 | SRSO | SERC South | DFO | 2.4 |  | 38 | 84 | 0.01302 | 0.68526 | 0.31 | Estimated using an emission factor | 84 | 0.01302
2021 | GA | Superior Landfill Gas Recovery | 57026 | SRSO | SERC South | LFG | 6.4 |  | 47415 | 587797 | 4.3203 | 0.18223 | 0.0147 | Estimated using an emission factor | 587797 | 4.3203
2021 | GA | Talbot Energy Facility | 7916 | SRSO | SERC South | NG | 726 |  | 288184.998 | 3445105.223 | 31.774 | 0.22051 | 0.018446 | EPA/NEI | 3445105.223 | 31.774
2021 | GA | Tallassee Hydro Project | 7191 | SRSO | SERC South | WAT | 2.3 |  | 7920 |  |  | 0 |  |  |  | 0
2021 | GA | Tallulah Falls | 723 | SRSO | SERC South | WAT | 72 |  | 179950.002 |  |  | 0 |  |  |  | 0
2021 | GA | Taylor | 56870 | SRSO | SERC South | LFG | 8 |  | 25894 | 319883 | 2.3511 | 0.1816 | 0.0147 | Estimated using an emission factor | 319883 | 2.3511
2021 | GA | Taylor County Solar | 59897 | SRSO | SERC South | SUN | 148 |  | 268978 |  |  | 0 |  |  |  | 0
2021 | GA | Tech Square Microgrid | 63775 | SRSO | SERC South | NG | 1.4 |  | 1786 | 17 | 0.0015824 | 0.001772 | 0.18617 | EPA/NEI; Estimated using an emission factor | 17 | 0.0015824
2021 | GA | Telfair Thompson | 62883 | SRSO | SERC South | SUN | 1.9 |  | 4189 |  |  | 0 |  |  |  | 0
2021 | GA | Tenaska Georgia Generating Station | 55061 | SRSO | SERC South | NG | 1099.2 |  | 101466 | 1062665.218 | 1.173 | 0.023121 | 0.0022076 | EPA/NEI | 1062665.218 | 1.173
2021 | GA | Terrell Riles Stovall | 64283 | SRSO | SERC South | SUN | 1.7 |  | 3502 |  |  | 0 |  |  |  | 0
2021 | GA | Terrora | 724 | SRSO | SERC South | WAT | 16 |  | 47663 |  |  | 0 |  |  |  | 0
2021 | GA | Thomas A. Smith Energy Facility | 55382 | SRSO | SERC South | NG | 1192 |  | 7983357 | 59122259.286 | 88.7 | 0.022221 | 0.0030006 | EPA/NEI | 59122259.286 | 88.7
2021 | GA | Tri-County Solar Facility | 60544 | SRSO | SERC South | SUN | 1 |  | 1735 |  |  | 0 |  |  |  | 0
2021 | GA | Troup RC50 | 62885 | SRSO | SERC South | SUN | 2.3 |  | 4308 |  |  | 0 |  |  |  | 0
2021 | GA | Troup RC50 II | 64284 | SRSO | SERC South | SUN | 1.5 |  | 3056 |  |  | 0 |  |  |  | 0
2021 | GA | Tugalo | 725 | SRSO | SERC South | WAT | 44.8 |  | 135740 |  |  | 0 |  |  |  | 0
2021 | GA | Twiggs Solar | 61696 | SRSO | SERC South | SUN | 204 |  | 444275 |  |  | 0 |  |  |  | 0
2021 | GA | Upson Rocky Creek Solar Plant | 58485 | SRSO | SERC South | SUN | 0.8 |  | 1177 |  |  | 0 |  |  |  | 0
2021 | GA | Valdosta | 60448 | SRSO | SERC South | SUN | 1 |  | 1086 |  |  | 0 |  |  |  | 0
2021 | GA | Valdosta Prison | 61468 | SRSO | SERC South | SUN | 1 |  | 1884 |  |  | 0 |  |  |  | 0
2021 | GA | Valdosta Water Treatment Plant | 54839 | SRSO | SERC South | DFO | 3.4 |  | 0
2021 | GA | Vidalia Water Treatment Plant | 60515 | SRSO | SERC South | SUN | 1 |  | 2233 |  |  | 0 |  |  |  | 0
2021 | GA | Vogtle | 649 | SRSO | SERC South | NUC | 2430 |  | 19786908 |  |  | 0 |  |  |  | 0
2021 | GA | Wallace Dam | 6087 | SRSO | SERC South | WAT | 321.2 |  | 52816 |  |  | 0 |  |  |  | 0
2021 | GA | Walter F George | 761 | SRSO | SERC South | WAT | 168 |  | 535945 |  |  | 0 |  |  |  | 0
2021 | GA | Walton Bainbridge Power Facility | 56015 | SRSO | SERC South | DFO | 80 |  | 667 | 13491.2 | 0.0252 | 0.075562 | 0.0037358 | EPA/NEI | 13491.2 | 0.0252
2021 | GA | Walton County Power | 55128 | SRSO | SERC South | NG | 494.1 |  | 427731 | 4441416.312 | 3.8399 | 0.017955 | 0.0017291 | EPA/NEI | 4441416.312 | 3.8399
2021 | GA | Wansley (6052) | 6052 | SRSO | SERC South | BIT | 1956.8 |  | 1114891 | 13007914.284 | 118.6407 | 0.21283 | 0.018241 | EPA/NEI | 13007914.284 | 118.6407
2021 | GA | Wansley (7946) | 7946 | SRSO | SERC South | NG | 594.1 |  | 2982211 | 21411759.608 | 66.6515 | 0.044699 | 0.0062257 | EPA/NEI | 21411759.608 | 66.6515
2021 | GA | Wansley CC (55965) | 55965 | SRSO | SERC South | NG | 1239 |  | 7730334 | 53436536.593 | 196.2757 | 0.050781 | 0.0073461 | EPA/NEI | 53436536.593 | 196.2757
2021 | GA | Ware Avra I | 64285 | SRSO | SERC South | SUN | 3 |  | 5927 |  |  | 0 |  |  |  | 0
2021 | GA | Ware Avra II | 64286 | SRSO | SERC South | SUN | 1.9 |  | 4073 |  |  | 0 |  |  |  | 0
2021 | GA | Washington County Power | 55332 | SRSO | SERC South | NG | 795.6 |  | 125459 | 1690667.541 | 5.7939 | 0.092363 | 0.0068539 | EPA/NEI | 1690667.541 | 5.7939
2021 | GA | Waynesboro Community Solar | 62409 | SRSO | SERC South | SUN | 2.4 |  | 4504 |  |  | 0 |  |  |  | 0
2021 | GA | West Point (GA) | 6133 | SRSO | SERC South | WAT | 73.3 |  | 240085.999 |  |  | 0 |  |  |  | 0
2021 | GA | Westberry Jesup | 64583 | SRSO | SERC South | SUN | 2.6 |  | 5437 |  |  | 0 |  |  |  | 0
2021 | GA | WestRock Southeast, LLC. | 54004 | SRSO | SERC South | TDF | 82.1 | 0.20471 | 216008 | 1196958.86 | 0.80657 | 0.007468 | 0.0013477 | EPA/NEI; Estimated using an emission factor | 5846997.33 | 3.94
2021 | GA | White Oak Solar, LLC | 60082 | SRSO | SERC South | SUN | 76.5 |  | 144098 |  |  | 0 |  |  |  | 0
2021 | GA | White Pine Solar, LLC | 60064 | SRSO | SERC South | SUN | 101.2 |  | 193952 |  |  | 0 |  |  |  | 0
2021 | GA | Wilkinson DeFore | 62886 | SRSO | SERC South | SUN | 2.3 |  | 4538 |  |  | 0 |  |  |  | 0
2021 | GA | Wilkinson DeFore | 65481 | SRSO | SERC South | SUN | 3 |  | 6136 |  |  | 0 |  |  |  | 0
2021 | GA | Yates | 728 | SRSO | SERC South | NG | 807.4 |  | 1263668 | 15024706.893 | 55.0049 | 0.087056 | 0.0073219 | EPA/NEI | 15024706.893 | 55.0049
2021 | GA | YKK USA Chestney | 54566 | SRSO | SERC South | DFO | 1.3 |  | 0
2021 | GA | Yonah | 729 | SRSO | SERC South | WAT | 22.5 |  | 63045.999 |  |  | 0 |  |  |  | 0
2021 | HI | AES Hawaii | 10673 | HIOA | HICC Oahu | SUB | 203 | 0.98595 | 1107052 | 12389274.91 | 68.475 | 0.12371 | 0.011054 | NEI avg EF - PM, fuel type, firing type | 12565823.55 | 69.4508
2021 | HI | AES Kekaha Solar, LLC Hybrid | 63280 | HIMS | HICC Miscellaneous | SUN | 28 |  | 22008 | 0 |  | 0 |  |  | 0 | 0
2021 | HI | AES Lawai Solar Hybrid | 61068 | HIMS | HICC Miscellaneous | SUN | 40 |  | 38993 | 0 |  | 0 |  |  | 0 | 0
2021 | HI | Aloha Solar Energy Fund 1 PK1 | 58659 | HIOA | HICC Oahu | SUN | 5 |  | 8688 |  |  | 0 |  |  |  | 0
2021 | HI | Auwahi Wind Energy Hybrid | 57996 | HIMS | HICC Miscellaneous | WND | 35 |  | 97342 | 0 |  | 0 |  |  | 0 | 0
2021 | HI | Biomass to Energy Facility, Kauai | 59035 | HIMS | HICC Miscellaneous | AB | 10.3 |  | 48589 | 723718 | 361.8554 | 14.8945 | 0.99999 | Estimated using an emission factor | 723718 | 361.8554
2021 | HI | BYU - Hawaii | 64400 | HIOA | HICC Oahu | SUN | 5 |  | 357 |  |  | 0 |  |  |  | 0
2021 | HI | Campbell Industrial Park | 56329 | HIOA | HICC Oahu | DFO | 113 |  | 95062 | 1590490 | 13.0872 | 0.27534 | 0.016457 | NEI avg EF - PM, fuel type, firing type | 1590490 | 13.0872
2021 | HI | EE Waianae Solar Project | 61172 | HIOA | HICC Oahu | SUN | 28.3 |  | 61221 |  |  | 0 |  |  |  | 0
2021 | HI | Gay Robinson | 50333 | HIMS | HICC Miscellaneous | WAT | 8.7 |  | 45624 |  |  | 0 |  |  |  | 0
2021 | HI | H Power | 10334 | HIOA | HICC Oahu | MSW | 100.2 |  | 363857 | 7123841.6 |  |  |  |  | 7123841.6
2021 | HI | Hamakua Energy Plant | 55369 | HIMS | HICC Miscellaneous | WO | 66 |  | 221052 | 1968709.98 | 305.15 | 2.7609 | 0.31 | Estimated using an emission factor | 1968709.98 | 305.15
2021 | HI | Hana Substation | 56055 | HIMS | HICC Miscellaneous | DFO | 2 |  | 122 | 1364 | 0.21142 | 3.4659 | 0.31 | Estimated using an emission factor | 1364 | 0.21142
2021 | HI | Hawaii Cogen | 10194 | HIOA | HICC Oahu | WO | 12.2 | 0.3586 | 1937.999 | 10432.304 | 1.617 | 1.6687 | 0.31 | Estimated using an emission factor | 29091.999 | 4.5093
2021 | HI | Hawi Wind Farm | 56447 | HIMS | HICC Miscellaneous | WND | 10.6 |  | 0
2021 | HI | HNL Emergency Power Facility | 58469 | HIOA | HICC Oahu | OBL | 10 |  | 1672 | 15803 | 1.3986 | 1.6729 | 0.177 | Estimated using an emission factor | 15803 | 1.3986
2021 | HI | Kahe Generating Station | 765 | HIOA | HICC Oahu | RFO | 609.7 |  | 2116379 | 22872171.224 | 47.2471 | 0.044649 | 0.0041314 | NEI avg EF - PM, fuel type, firing type | 22872171.224 | 47.2471
2021 | HI | Kaheawa Pastures Wind Farm Hybrid | 56449 | HIMS | HICC Miscellaneous | WND | 30 |  | 110297 |  |  | 0 |  |  |  | 0
2021 | HI | Kaheawa Wind Power II LLC | 57082 | HIMS | HICC Miscellaneous | WND | 31 |  | 58192 |  |  | 0 |  |  |  | 0
2021 | HI | Kaheka Hydro | 55864 | HIMS | HICC Miscellaneous | WAT | 4.5 |  | 629.001 |  |  | 0 |  |  |  | 0
2021 | HI | Kahuku Wind Power LLC | 57087 | HIOA | HICC Oahu | WND | 30 |  | 44205 |  |  | 0 |  |  |  | 0
2021 | HI | Kahului | 6056 | HIMS | HICC Miscellaneous | RFO | 34 |  | 132670 | 2011657.85 | 7.3805 | 0.11126 | 0.0073378 | NEI avg EF - PM, fuel type | 2011657.85 | 7.3805
2021 | HI | Kalaeloa Cogen Plant | 54646 | HIOA | HICC Oahu | RFO | 299.4 | 0.88029 | 1187235 | 9300977.296 | 1432.9579 | 2.4139 | 0.30813 | Estimated using an emission factor | 10565818.174 | 1627.8267
2021 | HI | Kalaeloa Renewable Energy Park | 58651 | HIOA | HICC Oahu | SUN | 5 |  | 7319 |  |  | 0 |  |  |  | 0
2021 | HI | Kalaeloa Solar Two | 58259 | HIOA | HICC Oahu | SUN | 5 |  | 10084 |  |  | 0 |  |  |  | 0
2021 | HI | Kalaheo Hydro | 10412 | HIMS | HICC Miscellaneous | WAT | 2 |  | 5002 |  |  | 0 |  |  |  | 0
2021 | HI | Kanoelehua | 769 | HIMS | HICC Miscellaneous | DFO | 21 |  | 1996 | 53726.999 | 1.436 | 1.4389 | 0.053456 | EPA/NEI; Estimated using an emission factor | 53726.999 | 1.436
2021 | HI | Kapaa Photovoltaic Project | 57525 | HIMS | HICC Miscellaneous | SUN | 1 |  | 1735 |  |  | 0 |  |  |  | 0
2021 | HI | Kapaia Power Station | 56258 | HIMS | HICC Miscellaneous | WO | 39.1 |  | 146477 | 1372011 | 212.6617 | 2.9037 | 0.31 | Estimated using an emission factor | 1372011 | 212.6617
2021 | HI | Kapolei Solar Energy Park | 58684 | HIOA | HICC Oahu | SUN | 1 |  | 1648 |  |  | 0 |  |  |  | 0
2021 | HI | Kawailoa Solar | 60125 | HIOA | HICC Oahu | SUN | 49 |  | 78194 |  |  | 0 |  |  |  | 0
2021 | HI | Kawailoa Wind | 57529 | HIOA | HICC Oahu | WND | 69 |  | 129102 |  |  | 0 |  |  |  | 0
2021 | HI | Keahole | 8083 | HIMS | HICC Miscellaneous | DFO | 89.1 |  | 278780.001 | 2851455.241 | 18.3415 | 0.13158 | 0.012865 | EPA/NEI; Estimated using an emission factor | 2851455.241 | 18.3415
2021 | HI | Kihei Solar Farm | 61099 | HIMS | HICC Miscellaneous | SUN | 2.9 |  | 6536 |  |  | 0 |  |  |  | 0
2021 | HI | KIUC Kapaia PV and BA Storage Project Hybrid | 60546 | HIMS | HICC Miscellaneous | SUN | 28 |  | 22162 | 0 |  | 0 |  |  | 0 | 0
2021 | HI | KRS I Anahola Solar Hybrid | 58639 | HIMS | HICC Miscellaneous | SUN | 18 |  | 21460 | 0 |  | 0 |  |  | 0 | 0
2021 | HI | KRS II Koloa Solar | 58640 | HIMS | HICC Miscellaneous | SUN | 12 |  | 20561 |  |  | 0 |  |  |  | 0
2021 | HI | Ku'ia Solar | 61101 | HIMS | HICC Miscellaneous | SUN | 2.9 |  | 6102 |  |  | 0 |  |  |  | 0
2021 | HI | Lanai Solar-Electric Plant | 56667 | HIMS | HICC Miscellaneous | SUN | 1.2
2021 | HI | Lanikuhana Solar LLC | 58281 | HIOA | HICC Oahu | SUN | 14.7 |  | 28122 |  |  | 0 |  |  |  | 0
2021 | HI | Maalaea | 6504 | HIMS | HICC Miscellaneous | DFO | 229.8 |  | 620269 | 5834314.231 | 243.2968 | 0.78449 | 0.083402 | EPA/NEI; Estimated using an emission factor | 5834314.231 | 243.2968
2021 | HI | Mauka FIT One | 58662 | HIOA | HICC Oahu | SUN | 3.5 |  | 1797 |  |  | 0 |  |  |  | 0
2021 | HI | Miki Basin | 7264 | HIMS | HICC Miscellaneous | DFO | 10.4 |  | 35632 | 363414 | 56.3292 | 3.1617 | 0.31 | Estimated using an emission factor | 363414 | 56.3292
2021 | HI | Na Pua Makani Wind Project | 58837 | HIOA | HICC Oahu | WND | 27.6 |  | 97803 |  |  | 0 |  |  |  | 0
2021 | HI | Paia Hydroelectric Plant | 58277 | HIMS | HICC Miscellaneous | WAT | 1.3
2021 | HI | Pakini Nui Wind Farm | 56378 | HIMS | HICC Miscellaneous | WND | 21 |  | 120760 |  |  | 0 |  |  |  | 0
2021 | HI | Palaau Power Hybrid | 792 | HIMS | HICC Miscellaneous | DFO | 17.1 |  | 31796.999 | 320601.997 | 49.5863 | 3.1189 | 0.30933 | EPA/NEI; Estimated using an emission factor | 320601.997 | 49.5863
2021 | HI | Pearl City Peninsula Solar Park | 58676 | HIOA | HICC Oahu | SUN | 1 |  | 1559 |  |  | 0 |  |  |  | 0
2021 | HI | Port Allen (HI) | 6474 | HIMS | HICC Miscellaneous | DFO | 89.5 |  | 37418 | 368530.999 | 56.7184 | 3.0316 | 0.30781 | EPA/NEI; Estimated using an emission factor | 368530.999 | 56.7184
2021 | HI | Port Allen Solar | 58549 | HIMS | HICC Miscellaneous | SUN | 6 |  | 12338 |  |  | 0 |  |  |  | 0
2021 | HI | Puna | 7130 | HIMS | HICC Miscellaneous | RFO | 39.1 |  | 80744 | 1106736.95 | 6.5107 | 0.16127 | 0.011766 | EPA/NEI; Estimated using an emission factor | 1106736.95 | 6.5107
2021 | HI | Puna Geothermal Venture I | 52028 | HIMS | HICC Miscellaneous | GEO | 51 |  | 183391 |  |  | 0 |  |  |  | 0
2021 | HI | Puueo | 771 | HIMS | HICC Miscellaneous | WAT | 3.1 |  | 9044 |  |  | 0 |  |  |  | 0
2021 | HI | Schofield Generating Station | 60328 | HIOA | HICC Oahu | OBL | 50.4 |  | 22654.002 | 204313.002 | 18.0817 | 1.5963 | 0.177 | Estimated using an emission factor | 204313.002 | 18.0817
2021 | HI | Tesoro Hawaii | 10093 | HIOA | HICC Oahu | WO | 20 | 0.46899 | 154152 | 801235.999 | 124.1916 | 1.6113 | 0.31 | Estimated using an emission factor | 1708443 | 264.8087
2021 | HI | W H Hill | 772 | HIMS | HICC Miscellaneous | RFO | 37.1 |  | 142640 | 1947165.066 | 7.1439 | 0.10017 | 0.0073378 | NEI avg EF - PM, fuel type | 1947165.066 | 7.1439
2021 | HI | Waiau Generating Station | 766 | HIOA | HICC Oahu | RFO | 474.6 |  | 891617 | 10022210.159 | 40.689 | 0.09127 | 0.0081198 | NEI avg EF - PM, fuel type, firing type | 10022210.159 | 40.689
2021 | HI | Waiau Hydro | 774 | HIMS | HICC Miscellaneous | WAT | 1 |  | 0
2021 | HI | Waihonu North Solar | 58655 | HIOA | HICC Oahu | SUN | 5 |  | 8271 |  |  | 0 |  |  |  | 0
2021 | HI | Waihonu South Solar | 58656 | HIOA | HICC Oahu | SUN | 1.5 |  | 2874 |  |  | 0 |  |  |  | 0
2021 | HI | Wailuku River Hydroelectric | 54827 | HIMS | HICC Miscellaneous | WAT | 10.4 |  | 34084 |  |  | 0 |  |  |  | 0
2021 | HI | Waimea | 768 | HIMS | HICC Miscellaneous | DFO | 7.5 |  | 1320 | 13985.001 | 2.1677 | 3.2844 | 0.31 | Estimated using an emission factor | 13985.001 | 2.1677
2021 | HI | Wainiha Hydro | 10413 | HIMS | HICC Miscellaneous | WAT | 3.6 |  | 20588 |  |  | 0 |  |  |  | 0
2021 | HI | Waipio Peninsula | 64190 | HIOA | HICC Oahu | SUN | 11 |  | 24826 |  |  | 0 |  |  |  | 0
2021 | HI | Waipio Solar | 60024 | HIOA | HICC Oahu | SUN | 45.9 |  | 79392 |  |  | 0 |  |  |  | 0
2021 | HI | West Loch Solar One | 61987 | HIOA | HICC Oahu | SUN | 20 |  | 37156 |  |  | 0 |  |  |  | 0
2021 | IA | Adair Wind Farm | 56810 | MROW | MRO West | WND | 174.8 |  | 494430 |  |  | 0 |  |  |  | 0
2021 | IA | Adams Wind | 59637 | MROW | MRO West | WND | 154.3 |  | 392172.001 |  |  | 0 |  |  |  | 0
2021 | IA | AgriReNew | 59181 | MROW | MRO West | OBG | 1 | 0.086594 | 4065 | 25637.85 | 0.27689 | 0.13623 | 0.0216 | Estimated using an emission factor | 296069 | 3.1975
2021 | IA | Algona | 1120 | MROW | MRO West | DFO | 16.1 |  | 1208 | 11657.999 | 1.807 | 2.9917 | 0.31 | Estimated using an emission factor | 11657.999 | 1.807
2021 | IA | Allendorf | 56215 | MROW | MRO West | WND | 5.8 |  | 959.999 |  |  | 0 |  |  |  | 0
2021 | IA | Alliant SBD 8501 Aegon LI | 54714 | MROW | MRO West | DFO | 3.1 |  | 0
2021 | IA | Alliant SBD 8601 Quad Graphics | 54720 | MROW | MRO West | DFO | 3.6 |  | 0
2021 | IA | Alliant SBD 8602 Marion Sub | 54716 | MROW | MRO West | DFO | 5.6 |  | 31.36 | 470 | 0.07285 | 4.646 | 0.31 | Estimated using an emission factor | 470 | 0.07285
2021 | IA | Alliant SBD 9106 Rockwell CR | 54717 | MROW | MRO West | DFO | 16 |  | 191 | 2928 | 0.45384 | 4.7523 | 0.31 | Estimated using an emission factor | 2928 | 0.45384
2021 | IA | Alliant SBD 9107 JBS USA | 54715 | MROW | MRO West | DFO | 11.4 |  | 59.779 | 911.002 | 0.14121 | 4.7242 | 0.31 | Estimated using an emission factor | 911.002 | 0.14121
2021 | IA | Alliant SBD 9201 Norplex | 54712 | MROW | MRO West | DFO | 2.1 |  | 90.16 | 1394 | 0.21607 | 4.793 | 0.31 | Estimated using an emission factor | 1394 | 0.21607
2021 | IA | Alliant SBD 9203 Profol | 54719 | MROW | MRO West | DFO | 5.6 |  | 135.679 | 1505.999 | 0.23343 | 3.4409 | 0.31 | Estimated using an emission factor | 1505.999 | 0.23343
2021 | IA | Alliant SBD 9205 A Y McDonald | 54710 | MROW | MRO West | DFO | 3.6 |  | 19.6 | 307 | 0.047585 | 4.8556 | 0.31 | Estimated using an emission factor | 307 | 0.047585
2021 | IA | Alliant SBD 9206 Donaldson | 54718 | MROW | MRO West | DFO | 1.6 |  | 18.62 | 279 | 0.043245 | 4.645 | 0.31 | Estimated using an emission factor | 279 | 0.043245
2021 | IA | Alliant SBD 9301 Prairie Farms | 54735 | MROW | MRO West | DFO | 3.5 |  | 38.22 | 581.999 | 0.09021 | 4.7206 | 0.31 | Estimated using an emission factor | 581.999 | 0.09021
2021 | IA | Alliant SBD 9302 Aegon NP | 54967 | MROW | MRO West | DFO | 1.2 |  | 1.96 | 24 | 0.00372 | 3.7959 | 0.31 | Estimated using an emission factor | 24 | 0.00372
2021 | IA | Alliant SBD 9403 Aegon DC | 54929 | MROW | MRO West | DFO | 4.1 |  | 13.721 | 220 | 0.0341 | 4.9705 | 0.31 | Estimated using an emission factor | 220 | 0.0341
2021 | IA | Alliant SBD 9502 Eaton | 54968 | MROW | MRO West | DFO | 5.4 |  | 2.94 | 59.001 | 0.0091452 | 6.2212 | 0.31 | Estimated using an emission factor | 59.001 | 0.0091452
2021 | IA | Alliant SBD0201 Ingredion | 55996 | MROW | MRO West | DFO | 6.1 |  | 14.701 | 226.001 | 0.03503 | 4.7657 | 0.31 | Estimated using an emission factor | 226.001 | 0.03503
2021 | IA | Alliant SBG 9802 Toyota | 56073 | MROW | MRO West | NG | 1 |  | 34.3 | 333 | 7.0263e-05 | 0.004097 | 0.000422 | Estimated using an emission factor | 333 | 7.0263e-05
2021 | IA | Alta Municipal Utilities | 1121 | MROW | MRO West | DFO | 5 |  | 159 | 1542 | 0.23901 | 3.0064 | 0.31 | Estimated using an emission factor | 1542 | 0.23901
2021 | IA | Amana Society Service Company | 61850 | MROW | MRO West | DFO | 21.6 |  | 2082 | 20351.004 | 3.1544 | 3.0302 | 0.31 | Estimated using an emission factor | 20351.004 | 3.1544
2021 | IA | Ames | 1122 | MROW | MRO West | NG | 108.8 |  | 257446 | 3844711.952 | 15.2688 | 0.11862 | 0.0079427 | EPA/NEI | 3844711.952 | 15.2688
2021 | IA | Anchor Wind, LLC | 58044 | MROW | MRO West | WND | 6 |  | 14787 |  |  | 0 |  |  |  | 0
2021 | IA | Anderson Erickson | 56138 | MROW | MRO West | DFO | 2 |  | 5 | 51 | 0.007905 | 3.162 | 0.31 | Estimated using an emission factor | 51 | 0.007905
2021 | IA | Anita | 1123 | MROW | MRO West | DFO | 2.9 |  | 148 | 1529.999 | 0.23715 | 3.2047 | 0.31 | Estimated using an emission factor | 1529.999 | 0.23715
2021 | IA | Arbor Hill Wind Farm | 62132 | MROW | MRO West | WND | 310 |  | 1120900 |  |  | 0 |  |  |  | 0
2021 | IA | Archer Daniels Midland Cedar Rapids | 10864 | MROW | MRO West | SUB | 294.6 | 0.22013 | 941677 | 5198393.68 | 27.7121 | 0.058857 | 0.010662 | EPA/NEI; Estimated using an emission factor | 23614952.6 | 125.8893
2021 | IA | Archer Daniels Midland Clinton | 10860 | MROW | MRO West | SUB | 180 | 0.2294 | 734505 | 4332890.194 | 23.9477 | 0.065208 | 0.011054 | NEI avg EF - PM, fuel type, firing type | 18888120.9 | 104.3939
2021 | IA | Archer Daniels Midland Des Moines | 10861 | MROW | MRO West | SUB | 7.9 | 0.097993 | 21312 | 123265.686 | 0.85183 | 0.079939 | 0.013821 | NEI avg EF - PM, fuel type | 1257903 | 8.6928
2021 | IA | Atlantic | 1124 | MROW | MRO West | NG | 10 |  | 157 | 2341 | 0.0093833 | 0.11953 | 0.0080165 | NEI avg EF - PM, fuel type | 2341 | 0.0093833
2021 | IA | August Wind Farm | 61644 | MROW | MRO West | WND | 1.8 |  | 5683 |  |  | 0 |  |  |  | 0
2021 | IA | Bancroft | 1125 | MROW | MRO West | DFO | 4.2 |  | 5 | 1039.999 | 0.1612 | 64.4799 | 0.31 | Estimated using an emission factor | 1039.999 | 0.1612
2021 | IA | Barton Windpower LLC | 56765 | MROW | MRO West | WND | 160 |  | 332644 |  |  | 0 |  |  |  | 0
2021 | IA | Beaver Creek Wind | 61079 | MROW | MRO West | WND | 340 |  | 1280869 |  |  | 0 |  |  |  | 0
2021 | IA | Bellevue | 1126 | MROW | MRO West | DFO | 9.8 |  | 121.999 | 1229 | 0.19049 | 3.1229 | 0.31 | Estimated using an emission factor | 1229 | 0.19049
2021 | IA | Birch | 62172 | MROW | MRO West | WND | 1.8 |  | 6608 |  |  | 0 |  |  |  | 0
2021 | IA | Bloomfield | 1127 | SRMW | SERC Midwest | NG | 8.5 |  | 180 | 2197.998 | 0.02448 | 0.272 | 0.022274 | Estimated using an emission factor | 2197.998 | 0.02448
2021 | IA | Bloomfield Municipal Utilities Solar | 62607 | SRMW | SERC Midwest | SUN | 1.6 |  | 2666 |  |  | 0 |  |  |  | 0
2021 | IA | Brooklyn | 1128 | MROW | MRO West | DFO | 2.3 |  | 10 | 101 | 0.015655 | 3.131 | 0.31 | Estimated using an emission factor | 101 | 0.015655
2021 | IA | Buffalo Center Wind LLC | 58038 | MROW | MRO West | WND | 1.5 |  | 5108 |  |  | 0 |  |  |  | 0
2021 | IA | Bulldog | 57632 | MROW | MRO West | WND | 1.5 |  | 4400 |  |  | 0 |  |  |  | 0
2021 | IA | Burlington (IA) | 1104 | MROW | MRO West | SUB | 290.8 |  | 1055702 | 11904710.534 | 189.8087 | 0.35959 | 0.031888 | EPA/NEI | 11904710.534 | 189.8087
2021 | IA | Cargill Corn Milling Division | 10855 | MROW | MRO West | NG | 40 | 0.11841 | 111765.48 | 624021.827 | 2.9672 | 0.053096 | 0.0095098 | NEI avg EF - PM, fuel type | 5269978.161 | 25.0582
2021 | IA | Carroll Area Wind Farm | 59071 | MROW | MRO West | WND | 20.7 |  | 80723 |  |  | 0 |  |  |  | 0
2021 | IA | Carroll Wind Farm | 56809 | MROW | MRO West | WND | 159.1 |  | 545276 |  |  | 0 |  |  |  | 0
2021 | IA | Cascade | 1129 | MROW | MRO West | DFO | 7.2 |  | 76 | 773 | 0.11982 | 3.153 | 0.31 | Estimated using an emission factor | 773 | 0.11982
2021 | IA | CED Centerville Wind | 64178 | MROW | MRO West | WND | 7.9 |  | 1160 |  |  | 0 |  |  |  | 0
2021 | IA | CED Mason City Wind | 63521 | MROW | MRO West | WND | 7.5 |  | 29018 |  |  | 0 |  |  |  | 0
2021 | IA | Cedar Falls Solar Farm | 62321 | MROW | MRO West | SUN | 1.5 |  | 2483 |  |  | 0 |  |  |  | 0
2021 | IA | Century | 56252 | MROW | MRO West | WND | 201.2 |  | 570380 |  |  | 0 |  |  |  | 0
2021 | IA | Cerro Gordo Wind Farm | 63287 | MROW | MRO West | WND | 42 |  | 168609 |  |  | 0 |  |  |  | 0
2021 | IA | Charles City Wind Farm | 56677 | MROW | MRO West | WND | 80 |  | 254715 |  |  | 0 |  |  |  | 0
2021 | IA | Coggon | 1132 | MROW | MRO West | DFO | 2 |  | 132 | 1302 | 0.20181 | 3.0577 | 0.31 | Estimated using an emission factor | 1302 | 0.20181
2021 | IA | Contrail Wind Farm | 63639 | MROW | MRO West | WND | 112.4 |  | 278686 |  |  | 0 |  |  |  | 0
2021 | IA | Coon Rapids II | 7847 | MROW | MRO West | DFO | 5.4 |  | 738.999 | 7233 | 1.1211 | 3.0341 | 0.31 | Estimated using an emission factor | 7233 | 1.1211
2021 | IA | Coralville GT | 1079 | MROW | MRO West | NG | 72 |  | 3220 | 66872 | 0.26804 | 0.16648 | 0.0080165 | NEI avg EF - PM, fuel type | 66872 | 0.26804
2021 | IA | Corning | 1134 | MROW | MRO West | DFO | 6.8 |  | 50 | 1541.999 | 0.23901 | 9.5604 | 0.31 | Estimated using an emission factor | 1541.999 | 0.23901
2021 | IA | Crane Creek Wind Energy Center | 56831 | MROW | MRO West | WND | 99 |  | 227926 |  |  | 0 |  |  |  | 0
2021 | IA | Crosswind Energy Project | 56859 | MROW | MRO West | WND | 21 |  | 68679 |  |  | 0 |  |  |  | 0
2021 | IA | Crystal Lake 3 LLC | 57468 | MROW | MRO West | WND | 66 |  | 181174 |  |  | 0 |  |  |  | 0
2021 | IA | Cumberland Rose | 58456 | MROW | MRO West | WND | 1.6 |  | 4545 |  |  | 0 |  |  |  | 0
2021 | IA | Davenport Water Pollution Control Plant | 55035 | MROW | MRO West | OBG | 1.6 | 0.79146 | 7729 | 44666.264 | 0.3283 | 0.084952 | 0.0147 | Estimated using an emission factor | 56435 | 0.4148
2021 | IA | Dayton (IA) | 1135 | MROW | MRO West | DFO | 1.8 |  | 17 | 108 | 0.01674 | 1.9694 | 0.31 | Estimated using an emission factor | 108 | 0.01674
2021 | IA | Dayton Avenue Substation | 6463 | MROW | MRO West | DFO | 78.7 |  | 929 | 4617.9 | 0.023472 | 0.050532 | 0.010166 | EPA/NEI | 4617.9 | 0.023472
2021 | IA | Decorah Battery | 64375 | MROW | MRO West | MWH | 2.5
2021 | IA | Des Moines Wastewater Reclamation Fac | 50932 | MROW | MRO West | OBG | 2.8 | 0.57785 | 135.24 | 673.199 | 0.004948 | 0.073174 | 0.0147 | Estimated using an emission factor | 1165 | 0.0085627
2021 | IA | Diamond Trail Wind Farm | 63641 | MROW | MRO West | WND | 252.5 |  | 807936 |  |  | 0 |  |  |  | 0
2021 | IA | Dike City Power Plant | 56194 | MROW | MRO West | DFO | 2.2 |  | 311 | 3051 | 0.47291 | 3.0412 | 0.31 | Estimated using an emission factor | 3051 | 0.47291
2021 | IA | Downtown Generation Plant | 64552 | MROW | MRO West | DFO | 5 |  | 75 | 1020 | 0.1581 | 4.216 | 0.31 | Estimated using an emission factor | 1020 | 0.1581
2021 | IA | Durant | 6220 | MROW | MRO West | DFO | 4.4 |  | 46.06 | 454 | 0.07037 | 3.0556 | 0.31 | Estimated using an emission factor | 454 | 0.07037
2021 | IA | Earl F Wisdom | 1217 | MROW | MRO West | NG | 119.1 |  | 10275 | 167463.413 | 8.1572 | 1.5878 | 0.09742 | EPA/NEI | 167463.413 | 8.1572
2021 | IA | Earlville | 7865 | MROW | MRO West | DFO | 1.8 |  | 22 | 172 | 0.02666 | 2.4236 | 0.31 | Estimated using an emission factor | 172 | 0.02666
2021 | IA | Eastern Iowa Solar | 60876 | MROW | MRO West | SUN | 1.8 |  | 2960 |  |  | 0 |  |  |  | 0
2021 | IA | Eclipse Wind Farm | 57873 | MROW | MRO West | WND | 200.1 |  | 680924 |  |  | 0 |  |  |  | 0
2021 | IA | Electrifarm | 6063 | MROW | MRO West | NG | 264.1 |  | 8847 | 158766 | 0.51905 | 0.11734 | 0.0065385 | EPA/NEI | 158766 | 0.51905
2021 | IA | Elk Wind Farm | 57417 | MROW | MRO West | WND | 40.8 |  | 133953 |  |  | 0 |  |  |  | 0
2021 | IA | Emery Station | 8031 | MROW | MRO West | NG | 602.8 |  | 1944548 | 15097111.052 | 38.4403 | 0.039536 | 0.0050924 | EPA/NEI | 15097111.052 | 38.4403
2021 | IA | English Farms | 61565 | MROW | MRO West | WND | 171.5 |  | 584261 |  |  | 0 |  |  |  | 0
2021 | IA | Estherville | 1137 | MROW | MRO West | NG | 15.6 |  | 390 | 2958.001 | 0.047585 | 0.24402 | 0.032174 | Estimated using an emission factor | 2958.001 | 0.047585
2021 | IA | Exira Station | 56013 | MROW | MRO West | NG | 181.5 |  | 123414 | 1310979.058 | 4.7244 | 0.076563 | 0.0072075 | EPA/NEI | 1310979.058 | 4.7244
2021 | IA | Farmers Electric Cooperative - Kalona | 62461 | MROW | MRO West | DFO | 6 |  | 363.999 | 2868 | 0.44454 | 2.4425 | 0.31 | Estimated using an emission factor | 2868 | 0.44454
2021 | IA | Flying Cloud Power Partners LLC | 56172 | MROW | MRO West | WND | 43.5 |  | 69512 |  |  | 0 |  |  |  | 0
2021 | IA | Fontanelle | 58457 | MROW | MRO West | WND | 1.6 |  | 5532 |  |  | 0 |  |  |  | 0
2021 | IA | Forest City Light Plant | 1138 | MROW | MRO West | DFO | 22 |  | 313 | 3342 | 0.51801 | 3.31 | 0.31 | Estimated using an emission factor | 3342 | 0.51801
2021 | IA | Forest City Solar | 62861 | MROW | MRO West | SUN | 3 |  | 5443 |  |  | 0 |  |  |  | 0
2021 | IA | FPL Energy Crystal Lake Wind II LLC | 56925 | MROW | MRO West | WND | 200 |  | 684718 |  |  | 0 |  |  |  | 0
2021 | IA | FPL Energy Crystal Lake Wind LLC | 56923 | MROW | MRO West | WND | 150 |  | 524454 |  |  | 0 |  |  |  | 0
2021 | IA | FPL Energy Story Wind LLC | 56924 | MROW | MRO West | WND | 150 |  | 553834 |  |  | 0 |  |  |  | 0
2021 | IA | Franklin County Wind Farm | 57844 | MROW | MRO West | WND | 99 |  | 206153 |  |  | 0 |  |  |  | 0
2021 | IA | Garden Wind LLC | 57469 | MROW | MRO West | WND | 150 |  | 370724 |  |  | 0 |  |  |  | 0
2021 | IA | Gas Turbine (IA) | 1130 | MROW | MRO West | NG | 43.4 |  | 245 | 16887 | 0.067687 | 0.55255 | 0.0080165 | NEI avg EF - PM, fuel type | 16887 | 0.067687
2021 | IA | George Neal North | 1091 | MROW | MRO West | RC | 584.1 |  | 1702451 | 19054410.321 | 127.6944 | 0.15001 | 0.013403 | EPA/NEI | 19054410.321 | 127.6944
2021 | IA | George Neal South | 7343 | MROW | MRO West | RC | 695.9 | 0.87038 | 1448006 | 12964242.69 | 159.7533 | 0.22065 | 0.024645 | EPA/NEI | 14895001.362 | 183.5454
2021 | IA | Gilliam South | 7857 | MROW | MRO West | DFO | 4.3 |  | 15 | 210 | 0.03255 | 4.34 | 0.31 | Estimated using an emission factor | 210 | 0.03255
2021 | IA | Glaciers Edge Wind Project | 62035 | MROW | MRO West | WND | 211.7 |  | 867356 |  |  | 0 |  |  |  | 0
2021 | IA | Golden Plains | 62081 | MROW | MRO West | WND | 199.8 |  | 738911 |  |  | 0 |  |  |  | 0
2021 | IA | Gowrie | 1141 | MROW | MRO West | DFO | 2.5 |  | 86 | 907 | 0.14058 | 3.2694 | 0.31 | Estimated using an emission factor | 907 | 0.14058
2021 | IA | Graettinger | 1142 | MROW | MRO West | DFO | 3.6 |  | 28.001 | 304 | 0.04712 | 3.3656 | 0.31 | Estimated using an emission factor | 304 | 0.04712
2021 | IA | Grand Junction | 1143 | MROW | MRO West | DFO | 1.7 |  | 20 | 239 | 0.037045 | 3.7045 | 0.31 | Estimated using an emission factor | 239 | 0.037045
2021 | IA | Greater Des Moines Energy Center | 7985 | MROW | MRO West | NG | 576.3 |  | 1361516 | 10053680.471 | 55.4778 | 0.081494 | 0.011036 | EPA/NEI | 10053680.471 | 55.4778
2021 | IA | Green Energy Machine | 60911 | MROW | MRO West | WND | 1.7 |  | 6855 |  |  | 0 |  |  |  | 0
2021 | IA | Greenfield Wind | 58458 | MROW | MRO West | WND | 1.6 |  | 4944 |  |  | 0 |  |  |  | 0
2021 | IA | Grundy Center City Light Plant | 1145 | MROW | MRO West | DFO | 8.7 |  | 846 | 5894 | 0.91357 | 2.1597 | 0.31 | Estimated using an emission factor | 5894 | 0.91357
2021 | IA | Hancock County Wind Energy Center | 56010 | MROW | MRO West | WND | 98 |  | 240914 |  |  | 0 |  |  |  | 0
2021 | IA | Hardin Hilltop Wind LLC | 56860 | MROW | MRO West | WND | 14.7 |  | 42911 |  |  | 0 |  |  |  | 0
2021 | IA | Harlan | 1146 | MROW | MRO West | DFO | 3.4 |  | 6 | 78 | 0.01209 | 4.03 | 0.31 | Estimated using an emission factor | 78 | 0.01209
2021 | IA | Hawkeye Power Partners LLC | 55816 | MROW | MRO West | WND | 42 |  | 168608 |  |  | 0 |  |  |  | 0
2021 | IA | Hawkeye Wind Farm | 57832 | MROW | MRO West | WND | 35 |  | 130700 |  |  | 0 |  |  |  | 0
2021 | IA | Heartland Divide Wind Project, LLC | 61609 | MROW | MRO West | WND | 103.5 |  | 417895 |  |  | 0 |  |  |  | 0
2021 | IA | Highland Wind Project (IA) | 58883 | MROW | MRO West | WND | 502 |  | 1607171 |  |  | 0 |  |  |  | 0
2021 | IA | Hopkinton | 8108 | MROW | MRO West | DFO | 4.1 |  | 133 | 1398 | 0.21669 | 3.2585 | 0.31 | Estimated using an emission factor | 1398 | 0.21669
2021 | IA | IA - City of Ames - Airport Road | 64179 | MROW | MRO West | SUN | 2 |  | 3133 |  |  | 0 |  |  |  | 0
2021 | IA | Ida Grove II | 62795 | MROW | MRO West | WND | 201 |  | 796562 |  |  | 0 |  |  |  | 0
2021 | IA | Ida Grove Wind | 60342 | MROW | MRO West | WND | 301.1 |  | 1116489.001 |  |  | 0 |  |  |  | 0
2021 | IA | Independence Wind Farm | 64183 | MROW | MRO West | WND | 55.4 |  | 20673 |  |  | 0 |  |  |  | 0
2021 | IA | Indianola | 1150 | MROW | MRO West | DFO | 50 |  | 165 | 11886 | 0.097803 | 1.1855 | 0.016457 | EPA/NEI; Estimated using an emission factor | 11886 | 0.097803
2021 | IA | Intrepid | 56251 | MROW | MRO West | WND | 175.5 |  | 527179 |  |  | 0 |  |  |  | 0
2021 | IA | Iowa Distributed Wind Generation Project | 7966 | MROW | MRO West | WND | 2.3 |  | 4739 |  |  | 0 |  |  |  | 0
2021 | IA | Iowa Hydro LLC | 1067 | MROW | MRO West | WAT | 1.2 |  | 6157 |  |  | 0 |  |  |  | 0
2021 | IA | Iowa Lakes Community College Wind Farm | 57257 | MROW | MRO West | WND | 1.7 |  | 3422 |  |  | 0 |  |  |  | 0
2021 | IA | Iowa Lakes Superior Wind Farm | 57252 | MROW | MRO West | WND | 10.5 |  | 35726 |  |  | 0 |  |  |  | 0
2021 | IA | Iowa State University | 54201 | MROW | MRO West | BIT | 46 | 0.2195 | 99846 | 565878.34 | 3.822 | 0.076558 | 0.013508 | NEI avg EF - PM, fuel type | 2578027.868 | 17.4122
2021 | IA | Ivester Wind Farm | 61911 | MROW | MRO West | WND | 90.8 |  | 322091 |  |  | 0 |  |  |  | 0
2021 | IA | John Deere Dubuque Works | 54414 | MROW | MRO West | DFO | 9 |  | 139.998 | 1440 | 0.2232 | 3.1886 | 0.31 | Estimated using an emission factor | 1440 | 0.2232
2021 | IA | Junction Hilltop Wind Farm | 58444 | MROW | MRO West | WND | 8 |  | 24328 |  |  | 0 |  |  |  | 0
2021 | IA | Keokuk | 1109 | SRMW | SERC Midwest | WAT | 124.8 |  | 923378.001 |  |  | 0 |  |  |  | 0
2021 | IA | Kirkwood Wind Turbine | 59735 | MROW | MRO West | WND | 2.5 |  | 1584 |  |  | 0 |  |  |  | 0
2021 | IA | Knoxville Battery Energy Storage | 62569 | MROW | MRO West | MWH | 1.1 |  | -63 | 0 |  | 0 |  |  | 0 | 0
2021 | IA | Knoxville Industrial | 7849 | MROW | MRO West | DFO | 16 |  | 289 | 3434 | 0.53227 | 3.6835 | 0.31 | Estimated using an emission factor | 3434 | 0.53227
2021 | IA | Kossuth | 62103 | MROW | MRO West | WND | 152.2 |  | 549762 |  |  | 0 |  |  |  | 0
2021 | IA | La Porte | 1156 | MROW | MRO West | DFO | 5.4 |  | 306.999 | 3186 | 0.49383 | 3.2171 | 0.31 | Estimated using an emission factor | 3186 | 0.49383
2021 | IA | Lake Mills | 1154 | MROW | MRO West | DFO | 14.6 |  | 77 | 3275.001 | 0.50763 | 13.1851 | 0.31 | Estimated using an emission factor | 3275.001 | 0.50763
2021 | IA | Lake Mills Gas Recovery | 56521 | MROW | MRO West | LFG | 4 |  | 13205 | 159181 | 1.17 | 0.1772 | 0.0147 | Estimated using an emission factor | 159181 | 1.17
2021 | IA | Lake Park | 1153 | MROW | MRO West | DFO | 4 |  | 360 | 1695 | 0.26272 | 1.4596 | 0.31 | Estimated using an emission factor | 1695 | 0.26272
2021 | IA | Lakota Wind Wind Farm | 57251 | MROW | MRO West | WND | 10.5 |  | 34151 |  |  | 0 |  |  |  | 0
2021 | IA | Lamoni Municipal Utilities | 1155 | MROW | MRO West | DFO | 10.5 |  | 124.001 | 1365 | 0.21158 | 3.4125 | 0.31 | Estimated using an emission factor | 1365 | 0.21158
2021 | IA | Lansing | 1047 | MROW | MRO West | SUB | 274.5 |  | 608124 | 7326894.854 | 80.8858 | 0.26602 | 0.022079 | EPA/NEI | 7326894.854 | 80.8858
2021 | IA | Laurel Wind Farm | 57500 | MROW | MRO West | WND | 119.6 |  | 360530 |  |  | 0 |  |  |  | 0
2021 | IA | Laurens | 1157 | MROW | MRO West | DFO | 9.1 |  | 874 | 8207.999 | 1.2722 | 2.9113 | 0.31 | Estimated using an emission factor | 8207.999 | 1.2722
2021 | IA | Lenox | 1158 | MROW | MRO West | DFO | 6.1 |  | 261 | 4713 | 0.73052 | 5.5978 | 0.31 | Estimated using an emission factor | 4713 | 0.73052
2021 | IA | Leonardo Wind 1 LLC | 59228 | MROW | MRO West | WND | 3 |  | 11287 |  |  | 0 |  |  |  | 0
2021 | IA | Lime Creek | 7155 | MROW | MRO West | DFO | 90.2 |  | 680 | 33747.817 | 0.18645 | 0.54838 | 0.01105 | EPA/NEI | 33747.817 | 0.18645
2021 | IA | Lost Lakes Wind Farm LLC | 57111 | MROW | MRO West | WND | 100 |  | 301705 |  |  | 0 |  |  |  | 0
2021 | IA | Louisa | 6664 | MROW | MRO West | RC | 811.9 |  | 4353143 | 42884099.83 | 202.3759 | 0.092979 | 0.0094383 | EPA/NEI | 42884099.83 | 202.3759
2021 | IA | Lundgren Wind Project | 58884 | MROW | MRO West | WND | 251 |  | 824480 |  |  | 0 |  |  |  | 0
2021 | IA | Luther College Wind Project | 58407 | MROW | MRO West | WND | 1.6 |  | 2431 |  |  | 0 |  |  |  | 0
2021 | IA | Macksburg Wind Project | 58885 | MROW | MRO West | WND | 119.6 |  | 306103 |  |  | 0 |  |  |  | 0
2021 | IA | Manning | 1160 | MROW | MRO West | DFO | 7.9 |  | 781 | 8067.998 | 1.2505 | 3.2024 | 0.31 | Estimated using an emission factor | 8067.998 | 1.2505
2021 | IA | Maquoketa 1 | 1162 | MROW | MRO West | NG | 24.4 |  | -515 | 55883.999 | 1.9262 | 0 | 0.068935 | Estimated using an emission factor | 55883.999 | 1.9262
2021 | IA | Maquoketa 2 | 7921 | MROW | MRO West | DFO | 8 |  | -177 | 0 | 0 | 0 |  | Estimated using an emission factor | 0 | 0
2021 | IA | Marshalltown CTs | 1068 | MROW | MRO West | NG | 189 |  | 88139.001 | 1135882.771 | 3.5021 | 0.079467 | 0.0061662 | EPA/NEI | 1135882.771 | 3.5021
2021 | IA | Marshalltown Generating Station | 58236 | MROW | MRO West | NG | 708.8 |  | 1921675 | 14291568.351 | 16.7331 | 0.017415 | 0.0023417 | EPA/NEI; Estimated using an emission factor | 14291568.351 | 16.7331
2021 | IA | McGregor | 1163 | MROW | MRO West | DFO | 1.5 |  | 12 | 5503 | 0.85296 | 142.1608 | 0.31 | Estimated using an emission factor | 5503 | 0.85296
2021 | IA | Meadow Ridge | 58459 | MROW | MRO West | WND | 1.6 |  | 4359 |  |  | 0 |  |  |  | 0
2021 | IA | Merl Parr | 1097 | MROW | MRO West | NG | 36 |  | 983 | 19371 | 0.077644 | 0.15797 | 0.0080165 | NEI avg EF - PM, fuel type | 19371 | 0.077644
2021 | IA | Metro Methane Recovery Facility | 54700 | MROW | MRO West | LFG | 11.2 | 1 | 87460.999 | 1009182.003 | 7.4175 | 0.16962 | 0.0147 | Estimated using an emission factor | 1009182.003 | 7.4175
2021 | IA | Michelangelo Wind 1 LLC | 59231 | MROW | MRO West | WND | 3 |  | 10887 |  |  | 0 |  |  |  | 0
2021 | IA | Michelangelo Wind 3 LLC | 59053 | MROW | MRO West | WND | 3 |  | 10887 |  |  | 0 |  |  |  | 0
2021 | IA | Michelangelo Wind 4 LLC | 59232 | MROW | MRO West | WND | 3 |  | 10849 |  |  | 0 |  |  |  | 0
2021 | IA | Milford | 1164 | MROW | MRO West | DFO | 6.5 |  | 552.998 | 5760 | 0.8928 | 3.2289 | 0.31 | Estimated using an emission factor | 5760 | 0.8928
2021 | IA | Montezuma | 1165 | MROW | MRO West | NG | 9.8 |  | 206.998 | 2445.001 | 0.21678 | 2.0945 | 0.17732 | Estimated using an emission factor | 2445.001 | 0.21678
2021 | IA | Morning Light Wind Farm | 57875 | MROW | MRO West | WND | 101.2 |  | 323577 |  |  | 0 |  |  |  | 0
2021 | IA | Mt Pleasant | 1166 | SRMW | SERC Midwest | DFO | 24 |  | 1082.004 | 9662.004 | 1.4976 | 2.7682 | 0.31 | Estimated using an emission factor | 9662.004 | 1.4976
2021 | IA | Muscatine | 1167 | MROW | MRO West | RC | 293.5 | 0.39258 | 976297 | 5704252.12 | 21.9351 | 0.044935 | 0.0076908 | EPA/NEI | 14530350.18 | 55.875
2021 | IA | NCAH Central Utility Plant | 58265 | MROW | MRO West | NG | 14.9 | 0.34049 | 14047.16 | 72761.432 | 0.34414 | 0.048997 | 0.0094593 | EPA/NEI; Estimated using an emission factor | 213695.001 | 1.0107
2021 | IA | New Hampton | 1168 | MROW | MRO West | NG | 26.5 |  | 2452.999 | 23492.001 | 1.4595 | 1.19 | 0.12425 | Estimated using an emission factor | 23492.001 | 1.4595
2021 | IA | New Harvest Wind Project LLC | 57609 | MROW | MRO West | WND | 100 |  | 257209 |  |  | 0 |  |  |  | 0
2021 | IA | NLMU Wind | 58414 | MROW | MRO West | WND | 1.5 |  | 5077 |  |  | 0 |  |  |  | 0
2021 | IA | North English | 62133 | MROW | MRO West | WND | 340 |  | 1267122 |  |  | 0 |  |  |  | 0
2021 | IA | North Generation Plant | 7856 | MROW | MRO West | DFO | 8 |  | 125 | 1266 | 0.19623 | 3.1397 | 0.31 | Estimated using an emission factor | 1266 | 0.19623
2021 | IA | Northern Iowa Windfarm | 55804 | MROW | MRO West | WND | 80 |  | 149567 |  |  | 0 |  |  |  | 0
2021 | IA | Northern Iowa Windpower II | 56383 | RFCW | RFC West | WND | 80 |  | 106826 |  |  | 0 |  |  |  | 0
2021 | IA | Oakdale Renewable Energy Plant | 57672 | MROW | MRO West | NG | 2.8 |  | 318.5 | 21136 | 0.0044597 | 0.028004 | 0.000422 | Estimated using an emission factor | 21136 | 0.0044597
2021 | IA | O'Brien Wind | 60326 | MROW | MRO West | WND | 250.3 |  | 821996 |  |  | 0 |  |  |  | 0
2021 | IA | Ogden | 1169 | MROW | MRO West | DFO | 3.9 |  | 233 | 2338 | 0.36239 | 3.1106 | 0.31 | Estimated using an emission factor | 2338 | 0.36239
2021 | IA | Optimum Wind 3 LLC | 59227 | MROW | MRO West | WND | 3 |  | 9078 |  |  | 0 |  |  |  | 0
2021 | IA | Optimum Wind 4 LLC | 59226 | MROW | MRO West | WND | 3 |  | 10849 |  |  | 0 |  |  |  | 0
2021 | IA | Optimum Wind 5 LLC | 59223 | MROW | MRO West | WND | 3 |  | 9977 |  |  | 0 |  |  |  | 0
2021 | IA | Optimum Wind 6 LLC | 59224 | MROW | MRO West | WND | 3 |  | 10293 |  |  | 0 |  |  |  | 0
2021 | IA | Optimum Wind 7 LLC | 59225 | MROW | MRO West | WND | 3 |  | 10849 |  |  | 0 |  |  |  | 0
2021 | IA | Orient Wind Farm | 61077 | MROW | MRO West | WND | 500.8 |  | 1848469 |  |  | 0 |  |  |  | 0
2021 | IA | Osage (IA) | 1172 | MROW | MRO West | WND | 19 |  | 5200.001 | 6430 | 0.43305 | 0.16656 | 0.1347 | EPA/NEI; Estimated using an emission factor | 6430 | 0.43305
2021 | IA | Osceola Windpower II | 56913 | MROW | MRO West | WND | 49.6 |  | 183905 |  |  | 0 |  |  |  | 0
2021 | IA | Osceola Windpower LLC | 56645 | MROW | MRO West | WND | 98.2 |  | 367556 |  |  | 0 |  |  |  | 0
2021 | IA | Otter Creek Ethanol Poet - Ashton | 58138 | MROW | MRO West | NG | 7.5 | 0.42904 | 42594 | 228703.461 | 0.9167 | 0.043044 | 0.0080165 | NEI avg EF - PM, fuel type | 533062 | 2.1366
2021 | IA | Ottumwa | 6254 | MROW | MRO West | SUB | 725.9 |  | 4175485 | 46719712.205 | 40.3971 | 0.01935 | 0.0017293 | EPA/NEI | 46719712.205 | 40.3971
2021 | IA | Ottumwa City of | 1173 | MROW | MRO West | WAT | 3.2 |  | 8396.999 |  |  | 0 |  |  |  | 0
2021 | IA | Palo Alto Wind Farm | 63053 | MROW | MRO West | WND | 340 |  | 1417956 |  |  | 0 |  |  |  | 0
2021 | IA | Panora | 7584 | MROW | MRO West | DFO | 4.5 |  | 41 | 408 | 0.06324 | 3.0849 | 0.31 | Estimated using an emission factor | 408 | 0.06324
2021 | IA | Pella Peaking | 7971 | MROW | MRO West | DFO | 28 |  | 527.996 | 5712.994 | 0.88551 | 3.3542 | 0.31 | Estimated using an emission factor | 5712.994 | 0.88551
2021 | IA | Pioneer Prairie Wind Farm | 56797 | MROW | MRO West | WND | 300 |  | 783812 |  |  | 0 |  |  |  | 0
2021 | IA | Pleasant Hill Energy Center | 7145 | MROW | MRO West | NG | 179.8 |  | 12868.999 | 196144.162 | 0.7401 | 0.11502 | 0.0075465 | EPA/NEI | 196144.162 | 0.7401
2021 | IA | Pocahontas Prairie Wind Farm | 57976 | MROW | MRO West | WND | 80 |  | 183891 |  |  | 0 |  |  |  | 0
2021 | IA | POET Biorefining - Gowrie | 63923 | MROW | MRO West | NG | 5 | 0.11056 | 21436.03 | 136242.499 | 0.64782 | 0.060442 | 0.0095098 | NEI avg EF - PM, fuel type | 1232262.72 | 5.8593
2021 | IA | POET Biorefining - Jewell | 63826 | MROW | MRO West | NG | 5 | 0.062713 | 22089 | 133524.852 | 0.6349 | 0.057486 | 0.0095099 | NEI avg EF - PM, fuel type | 2129156.64 | 10.1239
2021 | IA | POET Biorefining LLC - Corning | 63919 | MROW | MRO West | NG | 5 | 0.10174 | 20711 | 130532.217 | 0.62067 | 0.059936 | 0.0095098 | NEI avg EF - PM, fuel type | 1282958 | 6.1003
2021 | IA | POET Biorefining-Hanlontown, LLC | 63832 | MROW | MRO West | NG | 4 | 0.079796 | 14538 | 89291.933 | 0.42457 | 0.058409 | 0.0095098 | NEI avg EF - PM, fuel type | 1119003.6 | 5.3207
2021 | IA | Pomeroy Wind Farm | 56501 | MROW | MRO West | WND | 286.4 |  | 940299 |  |  | 0 |  |  |  | 0
2021 | IA | Prairie Creek | 1073 | MROW | MRO West | SUB | 213.4 | 0.31773 | 82885 | 1166173.615 | 12.2691 | 0.29605 | 0.021042 | EPA/NEI | 3670289.18 | 38.6144
2021 | IA | Prairie Wind Farm | 60873 | MROW | MRO West | WND | 168 |  | 592367 |  |  | 0 |  |  |  | 0
2021 | IA | Preston (IA) | 1176 | MROW | MRO West | NG | 3.6 |  | 22 | 685 | 0.05316 | 4.8327 | 0.15521 | Estimated using an emission factor | 685 | 0.05316
2021 | IA | Primghar | 1177 | MROW | MRO West | DFO | 1.7 |  | 0
2021 | IA | Red Rock Hydro Plant | 58434 | MROW | MRO West | WAT | 55.2 |  | 33878 |  |  | 0 |  |  |  | 0
2021 | IA | Richland | 62080 | MROW | MRO West | WND | 130.9 |  | 480546 |  |  | 0 |  |  |  | 0
2021 | IA | Rippey Wind Farm | 57830 | MROW | MRO West | WND | 50 |  | 124561 |  |  | 0 |  |  |  | 0
2021 | IA | River Hills | 1084 | MROW | MRO West | NG | 128 |  | 261 | 27629 | 0.11074 | 0.84861 | 0.0080165 | NEI avg EF - PM, fuel type | 27629 | 0.11074
2021 | IA | Riverside | 1081 | MROW | MRO West | NG | 136 |  | 0 | 0 | 0 |  |  | EPA/NEI | 0 | 0
2021 | IA | Rock Rapids | 1181 | MROW | MRO West | DFO | 2.5 |  | 214 | 2140 | 0.3317 | 3.1 | 0.31 | Estimated using an emission factor | 2140 | 0.3317
2021 | IA | Rockford | 1180 | MROW | MRO West | DFO | 2.9 | 1 | 12 | 102 | 0.01581 | 2.635 | 0.31 | Estimated using an emission factor | 102 | 0.01581
2021 | IA | Roeder Family Wind Farm LLC | 58089 | MROW | MRO West | WND | 1.6 |  | 4978 |  |  | 0 |  |  |  | 0
2021 | IA | Rolling Hills Wind Farm | 57501 | MROW | MRO West | WND | 443.9 |  | 1095296 |  |  | 0 |  |  |  | 0
2021 | IA | Roquette America | 57953 | MROW | MRO West | PC | 84.4 | 0.24133 | 120847 | 637230.458 | 3.7561 | 0.062163 | 0.011789 | EPA/NEI; Estimated using an emission factor | 2640522.418 | 15.5643
2021 | IA | Roseman | 62130 | MROW | MRO West | WND | 1.8 |  | 6258 |  |  | 0 |  |  |  | 0
2021 | IA | Sac County Wind, LLC | 64662 | SRMW | SERC Midwest | WND | 80 |  | 13905 |  |  | 0 |  |  |  | 0
2021 | IA | Saratoga Wind Farm | 61070 | MROW | MRO West | WND | 66 |  | 265076 |  |  | 0 |  |  |  | 0
2021 | IA | Shenandoah | 7850 | MROW | MRO West | DFO | 20 |  | 308 | 3330 | 0.51615 | 3.3516 | 0.31 | Estimated using an emission factor | 3330 | 0.51615
2021 | IA | Sibley No Two | 7060 | MROW | MRO West | DFO | 1.1 |  | 67 | 687 | 0.10648 | 3.1787 | 0.31 | Estimated using an emission factor | 687 | 0.10648
2021 | IA | Sibley One | 1184 | MROW | MRO West | DFO | 5.2 |  | 97.999 | 832 | 0.12896 | 2.6319 | 0.31 | Estimated using an emission factor | 832 | 0.12896
2021 | IA | Sky Volt | 58460 | MROW | MRO West | WND | 1.6 |  | 4316 |  |  | 0 |  |  |  | 0
2021 | IA | South Plant | 7758 | MROW | MRO West | DFO | 12 |  | 52.002 | 523.998 | 0.08122 | 3.1237 | 0.31 | Estimated using an emission factor | 523.998 | 0.08122
2021 | IA | South Strawberry | 7926 | MROW | MRO West | DFO | 3.6 |  | 42 | 404 | 0.06262 | 2.9819 | 0.31 | Estimated using an emission factor | 404 | 0.06262
2021 | IA | Southern Hills Wind Farm | 63640 | MROW | MRO West | WND | 254.1 |  | 607522 |  |  | 0 |  |  |  | 0
2021 | IA | Spencer Gas Turbine | 1186 | MROW | MRO West | KER | 23.8 |  | 0
2021 | IA | State Center | 1187 | MROW | MRO West | NG | 6.3 |  | 466.999 | 13556.001 | 1.2685 | 5.4326 | 0.18715 | Estimated using an emission factor | 13556.001 | 1.2685
2021 | IA | Storm Lake 1 | 54793 | MROW | MRO West | WND | 113.9 |  | 98349.001 |  |  | 0 |  |  |  | 0
2021 | IA | Storm Lake II | 55287 | MROW | MRO West | WND | 80.2 |  | 153814 |  |  | 0 |  |  |  | 0
2021 | IA | Story City | 1188 | MROW | MRO West | DFO | 13.9 |  | 892.999 | 8907.001 | 1.3806 | 3.092 | 0.31 | Estimated using an emission factor | 8907.001 | 1.3806
2021 | IA | Story City Wind Project | 58927 | MROW | MRO West | WND | 1.5 |  | 5235 |  |  | 0 |  |  |  | 0
2021 | IA | Strawberry Point DPC Solar | 60955 | MROW | MRO West | SUN | 1.3 |  | 2143 |  |  | 0 |  |  |  | 0
2021 | IA | Streeter Station | 1131 | MROW | MRO West | BIT | 51.5 |  | 14544 | 223586.064 | 0.0075658 | 0.0010404 | 6.7677e-05 | EPA/NEI | 223586.064 | 0.0075658
2021 | IA | Stuart (IA) | 1190 | MROW | MRO West | DFO | 2.8 |  | 2.001 | 50 | 0.00775 | 7.7461 | 0.31 | Estimated using an emission factor | 50 | 0.00775
2021 | IA | Summit Lake | 1206 | MROW | MRO West | NG | 141.2 |  | 56313 | 5282.2 | 0.0068921 | 0.00024478 | 0.0026095 | EPA/NEI | 5282.2 | 0.0068921
2021 | IA | Sumner | 1191 | MROW | MRO West | DFO | 11 |  | 498 | 5530 | 0.85715 | 3.4424 | 0.31 | Estimated using an emission factor | 5530 | 0.85715
2021 | IA | Sycamore Combustion Turbine | 8029 | MROW | MRO West | NG | 157.6 |  | 8935 | 184503.698 | 0.55041 | 0.1232 | 0.0059664 | EPA/NEI | 184503.698 | 0.55041
2021 | IA | Tipton | 8106 | MROW | MRO West | DFO | 9.3 |  | 350.001 | 3515 | 0.35176 | 2.0101 | 0.20015 | Estimated using an emission factor | 3515 | 0.35176
2021 | IA | Top of Iowa Windfarm III | 56386 | MROW | MRO West | WND | 29.7 |  | 40004 |  |  | 0 |  |  |  | 0
2021 | IA | Traer East | 56025 | MROW | MRO West | DFO | 4 |  | 103 | 2360 | 0.3658 | 7.1029 | 0.31 | Estimated using an emission factor | 2360 | 0.3658
2021 | IA | Traer Main | 1192 | MROW | MRO West | DFO | 3.5 |  | 58.001 | 1886 | 0.29233 | 10.0802 | 0.31 | Estimated using an emission factor | 1886 | 0.29233
2021 | IA | Traer South | 7920 | MROW | MRO West | DFO | 2 |  | -104 | 6 | 0.00093 | 0 | 0.31 | Estimated using an emission factor | 6 | 0.00093
2021 | IA | Traer Wind Project | 58932 | MROW | MRO West | WND | 1.5 |  | 5510 |  |  | 0 |  |  |  | 0
2021 | IA | Turtle Creek Wind Farm LLC | 61638 | MROW | MRO West | WND | 199.2 |  | 634319 |  |  | 0 |  |  |  | 0
2021 | IA | University of Iowa Main Power Plant | 54775 | MROW | MRO West | BIT | 24.7 | 0.010073 | 4123.68 | 23438.013 | 0.16367 | 0.079382 | 0.013966 | EPA/NEI; Estimated using an emission factor | 2326902.142 | 16.2487
2021 | IA | University of Northern Iowa | 50088 | MROW | MRO West | NG | 7.5 | 0.13569 | 15829 | 94383.821 | 0.44878 | 0.056704 | 0.0095098 | NEI avg EF - PM, fuel type | 695588 | 3.3075
2021 | IA | Upland Prairie | 61564 | MROW | MRO West | WND | 299.3 |  | 869137 |  |  | 0 |  |  |  | 0
2021 | IA | Venus Wind 3 LLC | 59230 | MROW | MRO West | WND | 3 |  | 10748 |  |  | 0 |  |  |  | 0
2021 | IA | Victory Wind Farm | 56379 | MROW | MRO West | WND | 105 |  | 384086 |  |  | 0 |  |  |  | 0
2021 | IA | Vienna Wind Farm | 57874 | MROW | MRO West | WND | 150.2 |  | 488854 |  |  | 0 |  |  |  | 0
2021 | IA | Villisca Municipal Power Plant | 1193 | MROW | MRO West | DFO | 4 |  | 27 | 286 | 0.04433 | 3.2837 | 0.31 | Estimated using an emission factor | 286 | 0.04433
2021 | IA | Vinton | 1194 | MROW | MRO West | NG | 17.5 |  | 700.999 | 17815.999 | 0.22438 | 0.64016 | 0.025188 | Estimated using an emission factor | 17815.999 | 0.22438
2021 | IA | Walnut Wind Farm | 56811 | MROW | MRO West | WND | 165.2 |  | 532182 |  |  | 0 |  |  |  | 0
2021 | IA | Walter Scott Jr. Energy Center | 1082 | MROW | MRO West | RC | 1648.3 | 0.91256 | 6362848 | 61269242.321 | 321.8809 | 0.10118 | 0.010507 | EPA/NEI | 67139590.325 | 352.7211
2021 | IA | Wapello Solar LLC | 63378 | MROW | MRO West | SUN | 100 |  | 199819 |  |  | 0 |  |  |  | 0
2021 | IA | Wapsie Valley Creamery Back Up Generator | 59379 | MROW | MRO West | DFO | 1.8 |  | 0
2021 | IA | Waterloo Lundquist | 7851 | MROW | MRO West | DFO | 18 |  | 443.997 | 4444.002 | 0.68882 | 3.1028 | 0.31 | Estimated using an emission factor | 4444.002 | 0.68882
2021 | IA | Waverly Community Wind Project | 57214 | MROW | MRO West | WND | 2.7 |  | 5664 |  |  | 0 |  |  |  | 0
2021 | IA | Waverly Municipal Electric North Plant | 6554 | MROW | MRO West | DFO | 25.1 |  | 617 | 6290.001 | 0.55214 | 1.7898 | 0.17556 | Estimated using an emission factor | 6290.001 | 0.55214
2021 | IA | Webster City | 1198 | MROW | MRO West | DFO | 21.3 |  | 3372 | 43237 | 0.35577 | 0.21102 | 0.016457 | NEI avg EF - PM, fuel type, firing type | 43237 | 0.35577
2021 | IA | Wellsburg Wind Project | 58886 | MROW | MRO West | WND | 140.8 |  | 473983 |  |  | 0 |  |  |  | 0
2021 | IA | West Bend | 1199 | MROW | MRO West | DFO | 6.7 |  | 345 | 5015 | 0.77733 | 4.5062 | 0.31 | Estimated using an emission factor | 5015 | 0.77733
2021 | IA | West Diesel Generation Unit | 56517 | MROW | MRO West | DFO | 4 |  | 0
2021 | IA | West Dubuque Solar | 60951 | MROW | MRO West | SUN | 3.8 |  | 5200 |  |  | 0 |  |  |  | 0
2021 | IA | West Liberty | 1200 | MROW | MRO West | DFO | 16.5 |  | 628 | 8074 | 0.13806 | 0.43968 | 0.034199 | EPA/NEI; Estimated using an emission factor | 8074 | 0.13806
2021 | IA | West Receiving | 7853 | MROW | MRO West | DFO | 1.8 |  | 149 | 1446 | 0.22413 | 3.0085 | 0.31 | Estimated using an emission factor | 1446 | 0.22413
2021 | IA | Whispering Willow North | 62079 | MROW | MRO West | WND | 201.3 |  | 820051 |  |  | 0 |  |  |  | 0
2021 | IA | Whispering Willow Wind Farm - East | 56355 | MROW | MRO West | WND | 199.7 |  | 393082 |  |  | 0 |  |  |  | 0
2021 | IA | Wilton | 1202 | MROW | MRO West | DFO | 9.2 |  | 83.301 | 735 | 0.11392 | 2.7353 | 0.31 | Estimated using an emission factor | 735 | 0.11392
2021 | IA | Wind GEM | 60541 | MROW | MRO West | WND | 1.9 |  | 4584 |  |  | 0 |  |  |  | 0
2021 | IA | Windwalkers LLC | 58071 | MROW | MRO West | WND | 1.6 |  | 4107 |  |  | 0 |  |  |  | 0
2021 | IA | Winnebago Wind Power Project | 56764 | MROW | MRO West | WND | 20 |  | 59042 |  |  | 0 |  |  |  | 0
2021 | IA | Winterset | 1203 | MROW | MRO West | DFO | 13.6 |  | 83 | 1298.999 | 0.20134 | 4.8517 | 0.31 | Estimated using an emission factor | 1298.999 | 0.20134
2021 | IA | Wiota | 58461 | MROW | MRO West | WND | 1.6 |  | 5472 |  |  | 0 |  |  |  | 0
2021 | IA | Wolverine | 57631 | MROW | MRO West | WND | 1.5 |  | 4770 |  |  | 0 |  |  |  | 0
2021 | ID | Albeni Falls | 851 | NWPP | WECC Northwest | WAT | 42 |  | 193122 |  |  | 0 |  |  |  | 0
2021 | ID | Amalgamated Sugar LLC Nampa | 54690 | NWPP | WECC Northwest | NG | 8.2 | 0.080005 | 48875.39 | 274115.711 | 1.3034 | 0.053335 | 0.0095098 | NEI avg EF - PM, fuel type | 3426237 | 16.2914
2021 | ID | Amalgamated Sugar Twin Falls | 10504 | NWPP | WECC Northwest | NG | 10.2 | 0.06556 | 37797.409 | 213136.854 | 1.4402 | 0.076204 | 0.013514 | NEI avg EF - PM, fuel type | 3251014.36 | 21.9671
2021 | ID | American Falls | 809 | NWPP | WECC Northwest | WAT | 92.4 |  | 251487.999 |  |  | 0 |  |  |  | 0
2021 | ID | American Falls Solar | 60011 | NWPP | WECC Northwest | SUN | 20 |  | 45392 |  |  | 0 |  |  |  | 0
2021 | ID | American Falls Solar II | 60012 | NWPP | WECC Northwest | SUN | 20 |  | 46786 |  |  | 0 |  |  |  | 0
2021 | ID | Anderson Ranch | 6395 | NWPP | WECC Northwest | WAT | 40 |  | 99503 |  |  | 0 |  |  |  | 0
2021 | ID | Arrowrock Hydroelectric Project | 56997 | NWPP | WECC Northwest | WAT | 15 |  | 38201 |  |  | 0 |  |  |  | 0
2021 | ID | Ashton | 825 | NWPP | WECC Northwest | WAT | 6.7 |  | 29846.001 |  |  | 0 |  |  |  | 0
2021 | ID | Bannock County LFG to Energy | 59529 | NWPP | WECC Northwest | LFG | 3.2 |  | 12191 | 121649 | 0.89412 | 0.14669 | 0.0147 | Estimated using an emission factor | 121649 | 0.89412
2021 | ID | Barber Dam | 10735 | NWPP | WECC Northwest | WAT | 4.1 |  | 4064 |  |  | 0 |  |  |  | 0
2021 | ID | Bennett Creek Windfarm LLC - Mountain Home | 56637 | NWPP | WECC Northwest | WND | 21 |  | 41265 |  |  | 0 |  |  |  | 0
2021 | ID | Bennett Mountain Power Project | 55733 | NWPP | WECC Northwest | NG | 172.8 |  | 354344 | 3873639.765 | 12.783 | 0.07215 | 0.0066 | EPA/NEI | 3873639.765 | 12.783
2021 | ID | Big Sky Dairy Digester | 57393 | NWPP | WECC Northwest | OBG | 1.6 | 1 | 9758 | 101880 | 0.74882 | 0.15348 | 0.0147 | Estimated using an emission factor | 101880 | 0.74882
2021 | ID | Birch Creek Power | 10140 | NWPP | WECC Northwest | WAT | 2.6 |  | 12336 |  |  | 0 |  |  |  | 0
2021 | ID | Black Canyon | 6396 | NWPP | WECC Northwest | WAT | 10.2 |  | 58943 |  |  | 0 |  |  |  | 0
2021 | ID | Blind Canyon Hydro | 54514 | NWPP | WECC Northwest | WAT | 1.3 |  | 4481 |  |  | 0 |  |  |  | 0
2021 | ID | Bliss | 810 | NWPP | WECC Northwest | WAT | 75 |  | 302895 |  |  | 0 |  |  |  | 0
2021 | ID | Boise R Diversion | 6397 | NWPP | WECC Northwest | WAT | 3.3 |  | 4409.001 |  |  | 0 |  |  |  | 0
2021 | ID | Brownlee | 811 | NWPP | WECC Northwest | WAT | 675 |  | 1543108.999 |  |  | 0 |  |  |  | 0
2021 | ID | Burley Butte Windpark | 56434 | NWPP | WECC Northwest | WND | 21.3 |  | 64325 |  |  | 0 |  |  |  | 0
2021 | ID | Bypass | 50895 | NWPP | WECC Northwest | WAT | 9.9 |  | 28074.999 |  |  | 0 |  |  |  | 0
2021 | ID | BYUI Central Energy Facility | 59496 | NWPP | WECC Northwest | NG | 5.6 | 0.41301 | 38682 | 199951.272 | 0.80145 | 0.041438 | 0.0080165 | NEI avg EF - PM, fuel type | 484129 | 1.9405
2021 | ID | C J Strike | 812 | NWPP | WECC Northwest | WAT | 82.8 |  | 363276 |  |  | 0 |  |  |  | 0
2021 | ID | Cabinet Gorge | 833 | NWPP | WECC Northwest | WAT | 265.2 |  | 1002923 |  |  | 0 |  |  |  | 0
2021 | ID | Camp Reed | 57125 | NWPP | WECC Northwest | WND | 22.5 |  | 71031 |  |  | 0 |  |  |  | 0
2021 | ID | Cargill B6 Biofactory | 57343 | NWPP | WECC Northwest | OBG | 2.2 | 0.63443 | 7117 | 63241.147 | 0.46482 | 0.13062 | 0.0147 | Estimated using an emission factor | 99681 | 0.73266
2021 | ID | Cascade Dam | 813 | NWPP | WECC Northwest | WAT | 12.4 |  | 26262 |  |  | 0 |  |  |  | 0
2021 | ID | Cassia Gulch | 56935 | NWPP | WECC Northwest | WND | 18.9 |  | 41338 |  |  | 0 |  |  |  | 0
2021 | ID | Cassia Wind | 56934 | NWPP | WECC Northwest | WND | 10.5 |  | 18982 |  |  | 0 |  |  |  | 0
2021 | ID | Chester Diversion Hydroelectric Project | 56893 | NWPP | WECC Northwest | WAT | 3.6 |  | 6197.001 |  |  | 0 |  |  |  | 0
2021 | ID | City Power Plant | 841 | NWPP | WECC Northwest | WAT | 8 |  | 40101 |  |  | 0 |  |  |  | 0
2021 | ID | Clear Lake | 814 | NWPP | WECC Northwest | WAT | 2.5 |  | 17030 |  |  | 0 |  |  |  | 0
2021 | ID | Clearwater Paper IPP Lewiston | 50637 | NWPP | WECC Northwest | BLQ | 113.8 | 0.12207 | 398671 | 2214429.037 | 11.3276 | 0.056827 | 0.010231 | EPA/NEI; Estimated using an emission factor | 18140337.762 | 92.7945
2021 | ID | Clif Bar Bakery of Twin Falls | 62151 | NWPP | WECC Northwest | SUN | 2 |  | 2600 |  |  | 0 |  |  |  | 0
2021 | ID | Cold Springs Windfarm | 57431 | NWPP | WECC Northwest | WND | 23 |  | 52699 |  |  | 0 |  |  |  | 0
2021 | ID | Crystal Springs | 10806 | NWPP | WECC Northwest | WAT | 2.3 |  | 9442 |  |  | 0 |  |  |  | 0
2021 | ID | Desert Meadow Windfarm | 57430 | NWPP | WECC Northwest | WND | 23 |  | 60714 |  |  | 0 |  |  |  | 0
2021 | ID | Dietrich Drop | 10807 | NWPP | WECC Northwest | WAT | 4.8 |  | 14224 |  |  | 0 |  |  |  | 0
2021 | ID | Dry Creek Project | 54394 | NWPP | WECC Northwest | WAT | 3.6 |  | 3335 |  |  | 0 |  |  |  | 0
2021 | ID | Dworshak | 840 | NWPP | WECC Northwest | WAT | 465 |  | 1482062 |  |  | 0 |  |  |  | 0
2021 | ID | El Dorado Hydro Elk Creek | 50891 | NWPP | WECC Northwest | WAT | 2.6 |  | 2545 |  |  | 0 |  |  |  | 0
2021 | ID | Evander Andrews Power Complex | 7953 | NWPP | WECC Northwest | NG | 270.9 |  | 484314 | 5345007.596 | 16.6772 | 0.068869 | 0.0062403 | EPA/NEI | 5345007.596 | 16.6772
2021 | ID | Falls River Hydro | 54668 | NWPP | WECC Northwest | WAT | 9 |  | 37295 |  |  | 0 |  |  |  | 0
2021 | ID | Fargo Drop | 58384 | NWPP | WECC Northwest | WAT | 1.1 |  | 3040 |  |  | 0 |  |  |  | 0
2021 | ID | Felt | 6359 | NWPP | WECC Northwest | WAT | 7.4 |  | 22418.001 |  |  | 0 |  |  |  | 0
2021 | ID | Fighting Creek LFGTE Plant | 57902 | NWPP | WECC Northwest | LFG | 3.2 |  | 13736 | 179165 | 1.3169 | 0.19174 | 0.0147 | Estimated using an emission factor | 179165 | 1.3169
2021 | ID | Ford Hydro LP | 54674 | NWPP | WECC Northwest | WAT | 1.2 |  | 3276 |  |  | 0 |  |  |  | 0
2021 | ID | Fossil Gulch | 56308 | NWPP | WECC Northwest | WND | 10.5 |  | 26569 |  |  | 0 |  |  |  | 0
2021 | ID | Gem State | 790 | NWPP | WECC Northwest | WAT | 23.4 |  | 110764 |  |  | 0 |  |  |  | 0
2021 | ID | Golden Valley Wind Park LLC | 56435 | NWPP | WECC Northwest | WND | 12 |  | 35057 |  |  | 0 |  |  |  | 0
2021 | ID | Goshen Phase II | 57211 | NWPP | WECC Northwest | WND | 124.5 |  | 371528 |  |  | 0 |  |  |  | 0
2021 | ID | Grace | 827 | NWPP | WECC Northwest | WAT | 33 |  | 63239.001 |  |  | 0 |  |  |  | 0
2021 | ID | Grand View Solar Two | 60068 | NWPP | WECC Northwest | SUN | 80 |  | 189660 |  |  | 0 |  |  |  | 0
2021 | ID | Hammett Hill Windfarm | 57428 | NWPP | WECC Northwest | WND | 23 |  | 59701 |  |  | 0 |  |  |  | 0
2021 | ID | Hazelton B Hydro | 54558 | NWPP | WECC Northwest | WAT | 7.6 |  | 24136 |  |  | 0 |  |  |  | 0
2021 | ID | Head of U Canal Hydro Project | 61217 | NWPP | WECC Northwest | WAT | 1.2 |  | 4460 |  |  | 0 |  |  |  | 0
2021 | ID | Hidden Hollow Energy | 57861 | NWPP | WECC Northwest | LFG | 3.2 |  | 25314 | 242505 | 1.7824 | 0.14082 | 0.0147 | Estimated using an emission factor | 242505 | 1.7824
2021 | ID | High Mesa | 58019 | NWPP | WECC Northwest | WND | 40 |  | 93650 |  |  | 0 |  |  |  | 0
2021 | ID | Horse Butte Wind I, LLC | 57890 | NWPP | WECC Northwest | WND | 57.6 |  | 175122 |  |  | 0 |  |  |  | 0
2021 | ID | Horseshoe Bend Hydroelectric Co | 54524 | NWPP | WECC Northwest | WAT | 9.4 |  | 37741 |  |  | 0 |  |  |  | 0
2021 | ID | ID Solar | 60445 | NWPP | WECC Northwest | SUN | 40 |  | 94415 |  |  | 0 |  |  |  | 0
2021 | ID | Island Park | 4204 | NWPP | WECC Northwest | WAT | 4.8 |  | 12372 |  |  | 0 |  |  |  | 0
2021 | ID | Kettle Butte Digester, LLC | 57345 | NWPP | WECC Northwest | OBG | 1.8 | 1 | 0
2021 | ID | Koyle Ranch Hydroelectric Project | 10781 | NWPP | WECC Northwest | WAT | 1.3 |  | 2935.999 |  |  | 0 |  |  |  | 0
2021 | ID | Langley Gulch Power Plant | 57028 | NWPP | WECC Northwest | NG | 318.5 |  | 1927107 | 13381446.901 | 44.158 | 0.045828 | 0.0065999 | EPA/NEI | 13381446.901 | 44.158
2021 | ID | Last Chance | 987 | NWPP | WECC Northwest | WAT | 1.7 |  | 3992 |  |  | 0 |  |  |  | 0
2021 | ID | Lateral 10 Ventures | 54753 | NWPP | WECC Northwest | WAT | 2.4 |  | 4967 |  |  | 0 |  |  |  | 0
2021 | ID | Little Mac Project | 10049 | NWPP | WECC Northwest | WAT | 1.5 |  | 4972.001 |  |  | 0 |  |  |  | 0
2021 | ID | Little Wood Hydro Project | 54386 | NWPP | WECC Northwest | WAT | 2.8 |  | 125 |  |  | 0 |  |  |  | 0
2021 | ID | Low Line Rapids | 10808 | NWPP | WECC Northwest | WAT | 2.8 |  | 3065 |  |  | 0 |  |  |  | 0
2021 | ID | Lower Malad | 815 | NWPP | WECC Northwest | WAT | 13.5 |  | 92940 |  |  | 0 |  |  |  | 0
2021 | ID | Lower No 1 | 7012 | NWPP | WECC Northwest | WAT | 8 |  | 30058 |  |  | 0 |  |  |  | 0
2021 | ID | Lower No 2 | 843 | NWPP | WECC Northwest | WAT | 3 |  | 10326 |  |  | 0 |  |  |  | 0
2021 | ID | Lower Salmon | 816 | NWPP | WECC Northwest | WAT | 60 |  | 200329 |  |  | 0 |  |  |  | 0
2021 | ID | Lucky Peak Power Plant Project | 10014 | NWPP | WECC Northwest | WAT | 101.2 |  | 221668.001 |  |  | 0 |  |  |  | 0
2021 | ID | Magic Dam Hydroelectric Project | 10740 | NWPP | WECC Northwest | WAT | 9 |  | 0
2021 | ID | Mainline Windfarm | 57429 | NWPP | WECC Northwest | WND | 23 |  | 58038 |  |  | 0 |  |  |  | 0
2021 | ID | Marco Ranch | 50323 | NWPP | WECC Northwest | WAT | 1.2 |  | 2570 |  |  | 0 |  |  |  | 0
2021 | ID | Marsh Valley Development | 50972 | NWPP | WECC Northwest | WAT | 1.6 |  | 3981 |  |  | 0 |  |  |  | 0
2021 | ID | MC6 Hydro Facility | 64607 | NWPP | WECC Northwest | WAT | 2.3 |  | 5770 |  |  | 0 |  |  |  | 0
2021 | ID | Meadow Creek Project Company | 58106 | NWPP | WECC Northwest | WND | 119.7 |  | 305296 |  |  | 0 |  |  |  | 0
2021 | ID | Mile 28 Water Power Project | 54812 | NWPP | WECC Northwest | WAT | 1.4 |  | 5388 |  |  | 0 |  |  |  | 0
2021 | ID | Milner Butte LFGE | 63755 | NWPP | WECC Northwest | LFG | 2.6 |  | 18334 | 159229 | 1.1703 | 0.12767 | 0.0147 | Estimated using an emission factor | 159229 | 1.1703
2021 | ID | Milner Dam Wind Park LLC | 56437 | NWPP | WECC Northwest | WND | 19.5 |  | 58962 |  |  | 0 |  |  |  | 0
2021 | ID | Milner Hydro | 7190 | NWPP | WECC Northwest | WAT | 59.5 |  | 34722 |  |  | 0 |  |  |  | 0
2021 | ID | Minidoka | 6398 | NWPP | WECC Northwest | WAT | 27.7 |  | 92640.999 |  |  | 0 |  |  |  | 0
2021 | ID | Mink Creek Hydro | 10325 | NWPP | WECC Northwest | WAT | 3.1 |  | 5630 |  |  | 0 |  |  |  | 0
2021 | ID | Mora Drop Hydroelectric Project | 56498 | NWPP | WECC Northwest | WAT | 1.7 |  | 3966 |  |  | 0 |  |  |  | 0
2021 | ID | Mountain Home | 56636 | NWPP | WECC Northwest | WND | 21 |  | 34615 |  |  | 0 |  |  |  | 0
2021 | ID | Moyie Springs | 6506 | NWPP | WECC Northwest | WAT | 3.9 |  | 24612 |  |  | 0 |  |  |  | 0
2021 | ID | Mt. Home Solar 1, LLC | 59695 | NWPP | WECC Northwest | SUN | 20 |  | 47447 |  |  | 0 |  |  |  | 0
2021 | ID | Murphy Flat Solar | 60009 | NWPP | WECC Northwest | SUN | 20 |  | 43897 |  |  | 0 |  |  |  | 0
2021 | ID | North Gooding Main Hydro | 61688 | NWPP | WECC Northwest | WAT | 1.3 |  | 4016 |  |  | 0 |  |  |  | 0
2021 | ID | Notch Butte Hydro | 50718 | NWPP | WECC Northwest | WAT | 1 |  | 2989 |  |  | 0 |  |  |  | 0
2021 | ID | Oneida | 829 | NWPP | WECC Northwest | WAT | 30 |  | 27399 |  |  | 0 |  |  |  | 0
2021 | ID | Orchard Ranch Solar | 60010 | NWPP | WECC Northwest | SUN | 20 |  | 46297 |  |  | 0 |  |  |  | 0
2021 | ID | Oregon Trail Wind Park | 56439 | NWPP | WECC Northwest | WND | 13.5 |  | 41189 |  |  | 0 |  |  |  | 0
2021 | ID | Palisades Dam | 850 | NWPP | WECC Northwest | WAT | 176.4 |  | 595897 |  |  | 0 |  |  |  | 0
2021 | ID | Payne's Ferry | 57124 | NWPP | WECC Northwest | WND | 21 |  | 67718 |  |  | 0 |  |  |  | 0
2021 | ID | Pilgrim Stage Wind Park | 56440 | NWPP | WECC Northwest | WND | 10.5 |  | 35397 |  |  | 0 |  |  |  | 0
2021 | ID | Plummer Cogen | 55090 | NWPP | WECC Northwest | WDS | 6.2 | 0.29106 | 35127 | 197028.08 | 1.0225 | 0.058218 | 0.010379 | NEI avg EF - PM, fuel type | 676944 | 3.5131
2021 | ID | Post Falls | 835 | NWPP | WECC Northwest | WAT | 14.5 |  | 65020.999 |  |  | 0 |  |  |  | 0
2021 | ID | Power County Wind Park North | 57761 | NWPP | WECC Northwest | WND | 22.5 |  | 66127 |  |  | 0 |  |  |  | 0
2021 | ID | Power County Wind Park South | 57760 | NWPP | WECC Northwest | WND | 22.5 |  | 60838 |  |  | 0 |  |  |  | 0
2021 | ID | Raft River Geothermal Power Plant | 56317 | NWPP | WECC Northwest | GEO | 18 |  | 92941 |  |  | 0 |  |  |  | 0
2021 | ID | Rathdrum Combustion Turbine Project | 7456 | NWPP | WECC Northwest | NG | 166.4 |  | 182100 | 1911120.12 | 9.21 | 0.10115 | 0.0096383 | EPA/NEI | 1911120.12 | 9.21
2021 | ID | Rathdrum Power, LLC | 55179 | NWPP | WECC Northwest | NG | 301.5 |  | 1822638 | 12870344.247 | 34.5798 | 0.037945 | 0.0053736 | NEI avg EF - PM, fuel type, firing type | 12870344.247 | 34.5798
2021 | ID | Rock Creek Dairy | 58142 | NWPP | WECC Northwest | OBG | 3.2 |  | 9614 | 115184 | 0.8466 | 0.17612 | 0.0147 | Estimated using an emission factor | 115184 | 0.8466
2021 | ID | Rock Creek I | 50987 | NWPP | WECC Northwest | WAT | 2.1 |  | 9136 |  |  | 0 |  |  |  | 0
2021 | ID | Rock Creek II | 10809 | NWPP | WECC Northwest | WAT | 1.9 |  | 2346 |  |  | 0 |  |  |  | 0
2021 | ID | Rockland Wind Farm | 57766 | NWPP | WECC Northwest | WND | 79.2 |  | 276092 |  |  | 0 |  |  |  | 0
2021 | ID | Ryegrass Windfarm | 57427 | NWPP | WECC Northwest | WND | 23 |  | 54992 |  |  | 0 |  |  |  | 0
2021 | ID | S E Hazelton A | 50896 | NWPP | WECC Northwest | WAT | 8.4 |  | 24908.001 |  |  | 0 |  |  |  | 0
2021 | ID | Salmon Diesel | 817 | NWPP | WECC Northwest | DFO | 5 |  | 26 | 311 | 0.048205 | 3.7081 | 0.31 | Estimated using an emission factor | 311 | 0.048205
2021 | ID | Salmon Falls Wind Park | 56441 | NWPP | WECC Northwest | WND | 21 |  | 66230 |  |  | 0 |  |  |  | 0
2021 | ID | Sawtooth Wind Project | 57749 | NWPP | WECC Northwest | WND | 22.4 |  | 54175 |  |  | 0 |  |  |  | 0
2021 | ID | Shoshone Falls | 818 | NWPP | WECC Northwest | WAT | 14.7 |  | 53470 |  |  | 0 |  |  |  | 0
2021 | ID | Simcoe Solar | 60748 | NWPP | WECC Northwest | SUN | 20 |  | 48375 |  |  | 0 |  |  |  | 0
2021 | ID | Simplot Leasing Don Plant | 50274 | NWPP | WECC Northwest | WH | 15.9 | 1 | 61911 |  |  | 0 |  |  |  | 0
2021 | ID | Smith Falls Hydro Project | 54249 | NWPP | WECC Northwest | WAT | 38.1 |  | 86367 |  |  | 0 |  |  |  | 0
2021 | ID | Soda | 831 | NWPP | WECC Northwest | WAT | 14.6 |  | 15498 |  |  | 0 |  |  |  | 0
2021 | ID | South Forks Hydro | 10296 | NWPP | WECC Northwest | WAT | 8 |  | 26273 |  |  | 0 |  |  |  | 0
2021 | ID | Swan Falls | 819 | NWPP | WECC Northwest | WAT | 25 |  | 107811 |  |  | 0 |  |  |  | 0
2021 | ID | Tamarack Energy Partnership | 50099 | NWPP | WECC Northwest | WDS | 6.2 | 0.15839 | 13510 | 79017.499 | 0.41008 | 0.060707 | 0.010379 | NEI avg EF - PM, fuel type | 498885 | 2.5891
2021 | ID | Thousand Springs | 820 | NWPP | WECC Northwest | WAT | 6.8 |  | 53195 |  |  | 0 |  |  |  | 0
2021 | ID | Thousand Springs Wind Park | 56442 | NWPP | WECC Northwest | WND | 12 |  | 34327 |  |  | 0 |  |  |  | 0
2021 | ID | Tuana Gulch Wind Park | 56443 | NWPP | WECC Northwest | WND | 10.5 |  | 32392 |  |  | 0 |  |  |  | 0
2021 | ID | Tuana Springs | 57136 | NWPP | WECC Northwest | WND | 16.8 |  | 33159 |  |  | 0 |  |  |  | 0
2021 | ID | Twin Falls (ID) | 821 | NWPP | WECC Northwest | WAT | 52.7 |  | 43071 |  |  | 0 |  |  |  | 0
2021 | ID | Two Ponds Windfarm | 57444 | NWPP | WECC Northwest | WND | 23 |  | 61349 |  |  | 0 |  |  |  | 0
2021 | ID | Upper Malad | 823 | NWPP | WECC Northwest | WAT | 8.3 |  | 54057 |  |  | 0 |  |  |  | 0
2021 | ID | Upper Power Plant | 844 | NWPP | WECC Northwest | WAT | 8 |  | 42194 |  |  | 0 |  |  |  | 0
2021 | ID | Upper Salmon A | 822 | NWPP | WECC Northwest | WAT | 18 |  | 78586 |  |  | 0 |  |  |  | 0
2021 | ID | Upper Salmon B | 7079 | NWPP | WECC Northwest | WAT | 16.5 |  | 64880 |  |  | 0 |  |  |  | 0
2021 | ID | Wilson Lake Hydroelectric Project | 54306 | NWPP | WECC Northwest | WAT | 8.4 |  | 26835 |  |  | 0 |  |  |  | 0
2021 | ID | Wolverine Creek | 56301 | NWPP | WECC Northwest | WND | 64.5 |  | 168800 |  |  | 0 |  |  |  | 0
2021 | ID | Yahoo Creek | 57126 | NWPP | WECC Northwest | WND | 21 |  | 58529 |  |  | 0 |  |  |  | 0
2021 | IL | 1515 S Caron Road | 7770 | RFCW | RFC West | NG | 4.2 |  | 203 | 3859 | 0.015468 | 0.15239 | 0.0080165 | NEI avg EF - PM, fuel type | 3859 | 0.015468
2021 | IL | 2662 Freeport Solar 1 CSG | 64058 | SRMW | SERC Midwest | SUN | 2 |  | 3811 |  |  | 0 |  |  |  | 0
2021 | IL | Adkins Energy LLC | 58136 | RFCW | RFC West | NG | 6.8 | 0.29851 | 39185 | 206879.738 | 0.8887 | 0.045359 | 0.0085915 | NEI avg EF - PM, fuel type | 693039 | 2.9771
2021 | IL | AES Belleville Solar LLC | 65127 | SRMW | SERC Midwest | SUN | 9.9 |  | 0
2021 | IL | AES Griggs Solar, LLC | 64328 | RFCW | RFC West | SUN | 2 |  | 3860 |  |  | 0 |  |  |  | 0
2021 | IL | Agriwind | 56408 | SRMW | SERC Midwest | WND | 8.4 |  | 14008 |  |  | 0 |  |  |  | 0
2021 | IL | Albertsons at Melrose Park | 65005 | RFCW | RFC West | SUN | 1.9 |  | 162 |  |  | 0 |  |  |  | 0
2021 | IL | Alden Road Harvard Solar 1 | 65774 | SRMW | SERC Midwest | SUN | 2
2021 | IL | Alsey Station | 7818 | SRMW | SERC Midwest | NG | 173 |  | 55749.001 | 469164.386 | 1.563 | 0.056072 | 0.0066628 | EPA/NEI | 469164.386 | 1.563
2021 | IL | Altamont | 7990 | SRMW | SERC Midwest | DFO | 7.2 |  | 235 | 2365 | 0.36657 | 3.1198 | 0.31 | Estimated using an emission factor | 2365 | 0.36657
2021 | IL | Amazon MDW6 Solar Project | 64610 | RFCW | RFC West | SUN | 1.9 |  | 0
2021 | IL | Ameresco Danville Solar, LLC | 65227 | SRMW | SERC Midwest | SUN | 2 |  | 0
2021 | IL | Apple Canyon Lake Solar | 64040 | RFCW | RFC West | SUN | 1.2 |  | 3350 |  |  | 0 |  |  |  | 0
2021 | IL | Archer Daniels Midland Co. | 10865 | SRMW | SERC Midwest | BIT | 335 | 0.16862 | 1085111 | 5319307.65 | 70.0026 | 0.12902 | 0.02632 | EPA/NEI; Estimated using an emission factor | 31545191.86 | 415.1379
2021 | IL | Argonne National Laboratory CHP | 60742 | RFCW | RFC West | NG | 6.3 | 0.96779 | 32051 | 363841.366 | 1.4584 | 0.091003 | 0.0080165 | NEI avg EF - PM, fuel type | 375951 | 1.5069
2021 | IL | Aurora | 55279 | RFCW | RFC West | NG | 1086.2 |  | 774176 | 7815525.35 | 14.9265 | 0.038561 | 0.0038197 | EPA/NEI | 7815525.35 | 14.9265
2021 | IL | Avenue A Generator Sets | 7854 | SRMW | SERC Midwest | DFO | 3.6 |  | 215 | 2162 | 0.33511 | 3.1173 | 0.31 | Estimated using an emission factor | 2162 | 0.33511
2021 | IL | Baldwin Energy Complex | 889 | SRMW | SERC Midwest | RC | 1259.6 |  | 6885339 | 71027892.709 | 25.4634 | 0.0073964 | 0.000717 | EPA/NEI | 71027892.709 | 25.4634
2021 | IL | Beecher Gas Recovery | 56419 | RFCW | RFC West | LFG | 3.3 |  | 5514.999 | 114354.999 | 0.84051 | 0.30481 | 0.0147 | Estimated using an emission factor | 114354.999 | 0.84051
2021 | IL | Bennington Wind | 63384 | SRMW | SERC Midwest | WND | 93 |  | 64008 |  |  | 0 |  |  |  | 0
2021 | IL | Big Sky Wind LLC | 57135 | RFCW | RFC West | WND | 239.4 |  | 309392 |  |  | 0 |  |  |  | 0
2021 | IL | BioUrja Renewables - Peoria, IL | 10866 | SRMW | SERC Midwest | NG | 36 | 0.26017 | 50554 | 337997.331 | 1.3113 | 0.051878 | 0.0077594 | NEI avg EF - PM, fuel type, firing type | 1299150.784 | 5.0403
2021 | IL | Bishop Hill Energy LLC | 57463 | RFCW | RFC West | WND | 200 |  | 611289 |  |  | 0 |  |  |  | 0
2021 | IL | Bishop Hill II Wind Farm | 58111 | SRMW | SERC Midwest | WND | 81 |  | 283161 |  |  | 0 |  |  |  | 0
2021 | IL | Bishop Hill III | 61787 | SRMW | SERC Midwest | WND | 119 |  | 434331 |  |  | 0 |  |  |  | 0
2021 | IL | Blackstone Wind Farm II LLC | 57113 | RFCW | RFC West | WND | 200 |  | 522403 |  |  | 0 |  |  |  | 0
2021 | IL | Blackstone Wind Farm LLC | 57110 | RFCW | RFC West | WND | 106 |  | 247226 |  |  | 0 |  |  |  | 0
2021 | IL | Blooming Grove Wind Energy Center | 63988 | RFCW | RFC West | WND | 250 |  | 910809 |  |  | 0 |  |  |  | 0
2021 | IL | Blue Goose Solar CSG | 64228 | SRMW | SERC Midwest | SUN | 2 |  | 3984 |  |  | 0 |  |  |  | 0
2021 | IL | Braidwood Generation Station | 6022 | RFCW | RFC West | NUC | 2449.8 |  | 19474347 |  |  | 0 |  |  |  | 0
2021 | IL | Breese | 934 | SRMW | SERC Midwest | DFO | 16.9 |  | 791 | 9481.001 | 1.4696 | 3.7157 | 0.31 | Estimated using an emission factor | 9481.001 | 1.4696
2021 | IL | Bright Stalk Wind Farm I | 57623 | RFCW | RFC West | WND | 205.2 |  | 702191 |  |  | 0 |  |  |  | 0
2021 | IL | Brown County Wind Turbine | 57767 | SRMW | SERC Midwest | WND | 1.5 |  | 2871 |  |  | 0 |  |  |  | 0
2021 | IL | Bushnell | 935 | SRMW | SERC Midwest | DFO | 10.8 |  | 41 | 403.001 | 0.062465 | 3.0471 | 0.31 | Estimated using an emission factor | 403.001 | 0.062465
2021 | IL | Byron Generating Station | 6023 | RFCW | RFC West | NUC | 2449.8 |  | 19969652 |  |  | 0 |  |  |  | 0
2021 | IL | California Ridge Wind Energy LLC | 58008 | SRMW | SERC Midwest | WND | 217 |  | 781336 |  |  | 0 |  |  |  | 0
2021 | IL | Calumet Energy Team, LLC | 55296 | RFCW | RFC West | NG | 312.8 |  | 19348 | 390480.781 | 0.73066 | 0.075528 | 0.0037423 | EPA/NEI | 390480.781 | 0.73066
2021 | IL | Camp Grove Wind Farm | 56640 | RFCW | RFC West | WND | 150 |  | 408648 |  |  | 0 |  |  |  | 0
2021 | IL | Cardinal Point Wind | 59902 | SRMW | SERC Midwest | WND | 150 |  | 580725 |  |  | 0 |  |  |  | 0
2021 | IL | Carlyle | 936 | SRMW | SERC Midwest | DFO | 12.3 |  | 504 | 5166 | 0.80073 | 3.1775 | 0.31 | Estimated using an emission factor | 5166 | 0.80073
2021 | IL | Carmi | 937 | SRMW | SERC Midwest | DFO | 13.4 |  | 196.002 | 1890 | 0.29295 | 2.9893 | 0.31 | Estimated using an emission factor | 1890 | 0.29295
2021 | IL | Casey City of | 56053 | SRMW | SERC Midwest | DFO | 5.4 |  | 251.001 | 2321.001 | 0.35976 | 2.8666 | 0.31 | Estimated using an emission factor | 2321.001 | 0.35976
2021 | IL | CED Beecher Sun Solar | 63823 | RFCW | RFC West | SUN | 2
2021 | IL | CED Champaign Solar LLC | 62681 | SRMW | SERC Midwest | SUN | 1.6 |  | 2977 |  |  | 0 |  |  |  | 0
2021 | IL | CED Hilltop Solar | 63824 | RFCW | RFC West | SUN | 2
2021 | IL | CED Peoria Solar | 63656 | SRMW | SERC Midwest | SUN | 2 |  | 2435 |  |  | 0 |  |  |  | 0
2021 | IL | CED Spring Creek Solar | 63948 | RFCW | RFC West | SUN | 2
2021 | IL | Cedarville Road | 64331 | RFCW | RFC West | SUN | 2 |  | 3966 |  |  | 0 |  |  |  | 0
2021 | IL | Charter Dura-Bar | 54540 | RFCW | RFC West | NG | 6 | 1 | 5584.002 | 120883.002 | 0.025506 | 0.0091355 | 0.000422 | Estimated using an emission factor | 120883.002 | 0.025506
2021 | IL | Charter Durabar at Woodstock | 63967 | RFCW | RFC West | SUN | 2 |  | 3976 |  |  | 0 |  |  |  | 0
2021 | IL | Chicago West Side Energy Center | 59794 | RFCW | RFC West | NG | 3.5 | 1 | 0
2021 | IL | CID Gas Recovery | 50573 | RFCW | RFC West | LFG | 3 |  | 19059 | 353505 | 3.8179 | 0.40064 | 0.0216 | Estimated using an emission factor | 353505 | 3.8179
2021 | IL | Clendenin A Community Solar, LLC CSG | 64464 | SRMW | SERC Midwest | SUN | 2 |  | 1285 |  |  | 0 |  |  |  | 0
2021 | IL | Clinton LFGTE | 59635 | SRMW | SERC Midwest | LFG | 3.2 |  | 17166 | 180257 | 1.3249 | 0.15436 | 0.0147 | Estimated using an emission factor | 180257 | 1.3249
2021 | IL | Clinton Power Station | 204 | SRMW | SERC Midwest | NUC | 1138.3 |  | 8348706 |  |  | 0 |  |  |  | 0
2021 | IL | Clinton Solar 4 LLC CSG | 63945 | SRMW | SERC Midwest | SUN | 2 |  | 3689 |  |  | 0 |  |  |  | 0
2021 | IL | Com Adam 1WF-1 | 58887 | RFCW | RFC West | WND | 5 |  | 7640 |  |  | 0 |  |  |  | 0
2021 | IL | Conagra Foods at St. Elmo | 63830 | SRMW | SERC Midwest | SUN | 1.8 |  | 3100 |  |  | 0 |  |  |  | 0
2021 | IL | Cordova Energy Company | 55188 | MROW | MRO West | NG | 611.2 |  | 2230323 | 15246182.24 | 12.0984 | 0.010849 | 0.0015871 | EPA/NEI | 15246182.24 | 12.0984
2021 | IL | Cortland | 63949 | RFCW | RFC West | SUN | 2 |  | 2531 |  |  | 0 |  |  |  | 0
2021 | IL | Crescent Ridge | 56297 | RFCW | RFC West | WND | 53 |  | 86899 |  |  | 0 |  |  |  | 0
2021 | IL | Crete Energy Park | 55253 | RFCW | RFC West | NG | 356 |  | 27150 | 403374.89 | 1.3371 | 0.098495 | 0.0066294 | EPA/NEI | 403374.89 | 1.3371
2021 | IL | CSG Mt. Morris 2, LLC | 64467 | RFCW | RFC West | SUN | 2 |  | 2989 |  |  | 0 |  |  |  | 0
2021 | IL | CSL Behring LLC | 54790 | RFCW | RFC West | NG | 4.2 | 0.91814 | 26658 | 375505.399 | 1.5051 | 0.11292 | 0.0080165 | NEI avg EF - PM, fuel type | 408985 | 1.6393
2021 | IL | Dallman | 963 | SRMW | SERC Midwest | BIT | 437.4 |  | 1225024 | 13901624.294 | 34.809 | 0.05683 | 0.0050079 | EPA/NEI | 13901624.294 | 34.809
2021 | IL | Dayton Hydro | 10520 | SRMW | SERC Midwest | WAT | 3.6 |  | 10588 |  |  | 0 |  |  |  | 0
2021 | IL | Dixon Hydroelectric Dam | 54969 | RFCW | RFC West | WAT | 3 |  | 13468 |  |  | 0 |  |  |  | 0
2021 | IL | Dodds (CSG) | 64734 | RFCW | RFC West | SUN | 2 |  | 861 |  |  | 0 |  |  |  | 0
2021 | IL | Dresden Generating Station | 869 | RFCW | RFC West | NUC | 2018.6 |  | 14956680 |  |  | 0 |  |  |  | 0
2021 | IL | Dressor Plains Solar, LLC | 64224 | SRMW | SERC Midwest | SUN | 99 |  | 71979 |  |  | 0 |  |  |  | 0
2021 | IL | E D Edwards | 856 | SRMW | SERC Midwest | SUB | 644.3 |  | 2713868 | 27897384.588 | 148.3508 | 0.10933 | 0.010635 | EPA/NEI | 27897384.588 | 148.3508
2021 | IL | EcoGrove Wind LLC | 56805 | RFCW | RFC West | WND | 100.5 |  | 241427 |  |  | 0 |  |  |  | 0
2021 | IL | Edwardsville Solar II | 64016 | SRMW | SERC Midwest | SUN | 2 |  | 1413 |  |  | 0 |  |  |  | 0
2021 | IL | Elgin Energy Center, LLC | 55438 | RFCW | RFC West | NG | 540 |  | 496717 | 5758840.809 | 14.3991 | 0.057977 | 0.0050007 | EPA/NEI | 5758840.809 | 14.3991
2021 | IL | Elwood Energy Facility | 55199 | RFCW | RFC West | NG | 1728 |  | 836575.002 | 9382343.073 | 24.7941 | 0.059275 | 0.0052853 | EPA/NEI | 9382343.073 | 24.7941
2021 | IL | Elwood Energy Storage Center | 59959 | RFCW | RFC West | MWH | 19.8 |  | -869 | 0 |  | 0 |  |  | 0 | 0
2021 | IL | ESIL-PFCHICAGO 2, LLC | 63889 | RFCW | RFC West | SUN | 1 |  | 1528 |  |  | 0 |  |  |  | 0
2021 | IL | ESIL-PFCHICAGO 3, LLC | 63888 | RFCW | RFC West | SUN | 1.4 |  | 2288 |  |  | 0 |  |  |  | 0
2021 | IL | Evanston Township High School | 54788 | RFCW | RFC West | NG | 2.4 |  | 0
2021 | IL | Exelon Solar Chicago | 57191 | RFCW | RFC West | SUN | 9 |  | 13176 |  |  | 0 |  |  |  | 0
2021 | IL | Exxonmobil Oil Corporation | 50627 | RFCW | RFC West | PRG | 39.7 | 0.21846 | 186182.025 | 833775.339 | 4.4568 | 0.047876 | 0.010691 | EPA/NEI; Estimated using an emission factor | 3816618 | 20.4012
2021 | IL | Factory Gas Turbine | 8016 | SRMW | SERC Midwest | DFO | 26.6 |  | 110 | 2398.9 | 0.029719 | 0.54035 | 0.024777 | NEI avg EF - PM, fuel type, firing type | 2398.9 | 0.029719
2021 | IL | Farmer City | 941 | SRMW | SERC Midwest | NG | 11.3 |  | 46.001 | 322.999 | 0.027942 | 1.2149 | 0.17302 | Estimated using an emission factor | 322.999 | 0.027942
2021 | IL | FedEx Chicago Solar Facility | 64919 | RFCW | RFC West | SUN | 1.5 |  | 1910 |  |  | 0 |  |  |  | 0
2021 | IL | Fisk | 886 | RFCW | RFC West | DFO | 260 |  | -590 | 22430.6 | 0.44193 | 0 | 0.039404 | EPA/NEI | 22430.6 | 0.44193
2021 | IL | Five Oaks Gas Recovery | 56529 | SRMW | SERC Midwest | LFG | 3.2 |  | 21044 | 264881 | 1.9469 | 0.18503 | 0.0147 | Estimated using an emission factor | 264881 | 1.9469
2021 | IL | Flora Site A | 56117 | SRMW | SERC Midwest | DFO | 5.4 |  | 117 | 1317 | 0.20414 | 3.4895 | 0.31 | Estimated using an emission factor | 1317 | 0.20414
2021 | IL | Flora Site B | 56118 | SRMW | SERC Midwest | DFO | 3.6 |  | 120 | 1358 | 0.21049 | 3.5082 | 0.31 | Estimated using an emission factor | 1358 | 0.21049
2021 | IL | FPL Energy Illinois Wind LLC Hybrid | 57325 | RFCW | RFC West | WND | 237.5 |  | 672017 | 0 |  | 0 |  |  | 0 | 0
2021 | IL | Freeburg | 943 | SRMW | SERC Midwest | DFO | 15.7 |  | 586.002 | 5630.997 | 0.8728 | 2.9788 | 0.31 | Estimated using an emission factor | 5630.997 | 0.8728
2021 | IL | Freedom Power Project | 7842 | SRMW | SERC Midwest | NG | 71 |  | 1695 | 17614.517 | 0.057719 | 0.068105 | 0.0065536 | EPA/NEI | 17614.517 | 0.057719
2021 | IL | Fuyao Glass Illinois Inc. | 54360 | SRMW | SERC Midwest | DFO | 4.7 |  | 0
2021 | IL | Gala (CSG) | 64973 | RFCW | RFC West | SUN | 2 |  | 1585 |  |  | 0 |  |  |  | 0
2021 | IL | Galesburg Solar Array | 63399 | SRMW | SERC Midwest | SUN | 1.4 |  | 2870 |  |  | 0 |  |  |  | 0
2021 | IL | GE-Hitachi Solar - Morris, IL | 64920 | RFCW | RFC West | SUN | 0.9
2021 | IL | Geneseo | 944 | MROW | MRO West | WND | 33.6 |  | 8795.998 | 5522.998 | 0.14074 | 0.032001 | 0.050965 | EPA/NEI; Estimated using an emission factor | 5522.998 | 0.14074
2021 | IL | Geneva Generation Facility | 56462 | RFCW | RFC West | NG | 29.5 |  | 4355 | 37477 | 0.0079076 | 0.0036315 | 0.000422 | Estimated using an emission factor | 37477 | 0.0079076
2021 | IL | Gibson City Energy Center, LLC | 55201 | SRMW | SERC Midwest | NG | 270 |  | 153845 | 1953047.886 | 7.519 | 0.097748 | 0.0076998 | EPA/NEI | 1953047.886 | 7.519
2021 | IL | Glacier Sands Wind Power, LLC | 64381 | SRMW | SERC Midwest | WND | 185 |  | 101097 |  |  | 0 |  |  |  | 0
2021 | IL | Goose Creek Power Plant | 55496 | SRMW | SERC Midwest | NG | 684 |  | 42904.002 | 602143.456 | 2.7054 | 0.12611 | 0.0089858 | EPA/NEI | 602143.456 | 2.7054
2021 | IL | Grand Ridge Battery Projects | 59957 | RFCW | RFC West | MWH | 36 |  | -6751 | 0 |  | 0 |  |  | 0 | 0
2021 | IL | Grand Ridge Solar Farm | 57912 | RFCW | RFC West | SUN | 20 |  | 29658 |  |  | 0 |  |  |  | 0
2021 | IL | Grand Ridge Wind Energy Center | 56941 | RFCW | RFC West | WND | 210 |  | 492263 |  |  | 0 |  |  |  | 0
2021 | IL | Grand Tower Energy Center, LLC | 862 | SRMW | SERC Midwest | NG | 640.9 |  | 0 |  | 0 |  |  | EPA/NEI |  | 0
2021 | IL | Granite City Works | 57072 | SRMW | SERC Midwest | BFG | 78 | 0.65028 | 528017 | 2239503.062 | 0.47254 | 0.0017898 | 0.000422 | Estimated using an emission factor | 3443913 | 0.72667
2021 | IL | Green River Wind Farm | 60471 | RFCW | RFC West | WND | 194.3 |  | 543835 |  |  | 0 |  |  |  | 0
2021 | IL | Greene Valley Gas Recovery | 55014 | RFCW | RFC West | LFG | 6.6 |  | 29868 | 619941 | 6.6954 | 0.44833 | 0.0216 | Estimated using an emission factor | 619941 | 6.6954
2021 | IL | GSG LLC | 56450 | RFCW | RFC West | WND | 80 |  | 102214 |  |  | 0 |  |  |  | 0
2021 | IL | Harmony Road Solar | 63069 | RFCW | RFC West | SUN | 1.9 |  | 3051 |  |  | 0 |  |  |  | 0
2021 | IL | Harvest Ridge Wind Farm | 61161 | SRMW | SERC Midwest | WND | 202 |  | 693353 |  |  | 0 |  |  |  | 0
2021 | IL | Heartland Community College | 59776 | SRMW | SERC Midwest | WND | 1.7 |  | 4653 |  |  | 0 |  |  |  | 0
2021 | IL | High Trail Wind Farm LLC | 56338 | RFCW | RFC West | WND | 210.9 |  | 540612 |  |  | 0 |  |  |  | 0
2021 | IL | Highland | 946 | SRMW | SERC Midwest | DFO | 17.6 |  | 708.002 | 6955.001 | 1.078 | 3.0453 | 0.31 | Estimated using an emission factor | 6955.001 | 1.078
2021 | IL | Hilltopper Wind Project | 61735 | RFCW | RFC West | WND | 185 |  | 559814 |  |  | 0 |  |  |  | 0
2021 | IL | Hoffer Plastics | 54523 | RFCW | RFC West | NG | 7.2 |  | 7549.002 | 89857.998 | 0.01896 | 0.0050232 | 0.000422 | Estimated using an emission factor | 89857.998 | 0.01896
2021 | IL | Holland Energy Facility | 55334 | SRMW | SERC Midwest | NG | 702.1 |  | 1682994 | 12754256.481 | 57.6459 | 0.068504 | 0.0090395 | EPA/NEI | 12754256.481 | 57.6459
2021 | IL | Hoopeston Wind LLC | 59021 | SRMW | SERC Midwest | WND | 98 |  | 325287 |  |  | 0 |  |  |  | 0
2021 | IL | Hurricane Creek CSG | 64786 | SRMW | SERC Midwest | SUN | 2 |  | 1560 |  |  | 0 |  |  |  | 0
2021 | IL | IGS East Central, LLC | 64329 | RFCW | RFC West | SUN | 2 |  | 3406 |  |  | 0 |  |  |  | 0
2021 | IL | IGS Frankfort 2 CSG | 64779 | RFCW | RFC West | SUN | 2 |  | 1538 |  |  | 0 |  |  |  | 0
2021 | IL | IGS Stockton DG CSG | 64124 | SRMW | SERC Midwest | SUN | 3.8 |  | 3581 |  |  | 0 |  |  |  | 0
2021 | IL | IKEA Joliet Rooftop PV System | 61192 | RFCW | RFC West | SUN | 2 |  | 0
2021 | IL | Illinois PV Fulton 1 CSG | 63790 | SRMW | SERC Midwest | SUN | 2 |  | 3809 |  |  | 0 |  |  |  | 0
2021 | IL | IMEA Flora | 56116 | SRMW | SERC Midwest | DFO | 9 |  | 156 | 1536 | 0.23808 | 3.0523 | 0.31 | Estimated using an emission factor | 1536 | 0.23808
2021 | IL | IMEA Highland | 56114 | SRMW | SERC Midwest | DFO | 3.6 |  | 0
2021 | IL | Industrial Park | 7934 | SRMW | SERC Midwest | DFO | 13.4 |  | 721.001 | 7193.998 | 1.1151 | 3.0931 | 0.31 | Estimated using an emission factor | 7193.998 | 1.1151
2021 | IL | INEOS Naperville Cogeneration Plant | 50722 | RFCW | RFC West | NG | 8.3 | 0.4316 | 75370 | 410243.099 | 1.6444 | 0.043634 | 0.0080165 | NEI avg EF - PM, fuel type | 950517 | 3.8099
2021 | IL | Ingredion Incorporated Argo Plant | 54556 | RFCW | RFC West | NG | 54.6 | 0.18078 | 253819 | 1744117.451 | 3.9308 | 0.030973 | 0.0045075 | EPA/NEI; Estimated using an emission factor | 9647666.887 | 21.7434
2021 | IL | Interstate | 7425 | SRMW | SERC Midwest | NG | 138.6 |  | 1152 | 12080.265 | 0.4 | 0.69444 | 0.066224 | EPA/NEI | 12080.265 | 0.4
2021 | IL | Iroquois Solar 1B LLC CSG | 64229 | SRMW | SERC Midwest | SUN | 2 |  | 3977 |  |  | 0 |  |  |  | 0
2021 | IL | ITT Cogen Facility | 52021 | RFCW | RFC West | NG | 7.4 | 0.85526 | 134 | 1972.223 | 0.0079052 | 0.11799 | 0.0080165 | NEI avg EF - PM, fuel type | 2306 | 0.009243
2021 | IL | Jake Energy Storage Center | 59960 | RFCW | RFC West | MWH | 19.8 |  | -293 | 0 |  | 0 |  |  | 0 | 0
2021 | IL | JM Huber at Quincy | 64629 | SRMW | SERC Midwest | SUN | 1.5 |  | 360 |  |  | 0 |  |  |  | 0
2021 | IL | John A Logan College Solar | 61878 | SRMW | SERC Midwest | SUN | 1.3 |  | 2512 |  |  | 0 |  |  |  | 0
2021 | IL | Joliet 29 | 384 | RFCW | RFC West | NG | 1320 |  | 701799 | 7579507.35 | 0.87138 | 0.0024833 | 0.00022993 | EPA/NEI | 7579507.35 | 0.87138
2021 | IL | Joliet 9 | 874 | RFCW | RFC West | NG | 360.4 |  | -78000 | 75735.7 | 0.003971 | 0 | 0.00010486 | EPA/NEI | 75735.7 | 0.003971
2021 | IL | Joppa Steam | 887 | SRMW | SERC Midwest | RC | 1099.8 |  | 5066616 | 56196980.04 | 655.6057 | 0.25879 | 0.023332 | EPA/NEI | 56196980.04 | 655.6057
2021 | IL | Kankakee Hydro Facility | 54525 | RFCW | RFC West | WAT | 1.2 |  | 822 |  |  | 0 |  |  |  | 0
2021 | IL | Kankakee Solar 4 LLC | 64269 | SRMW | SERC Midwest | SUN | 2 |  | 3752 |  |  | 0 |  |  |  | 0
2021 | IL | Keeversville Solar CSG | 64868 | RFCW | RFC West | SUN | 2 |  | 1327 |  |  | 0 |  |  |  | 0
2021 | IL | Kelly Creek Wind Project | 60587 | RFCW | RFC West | WND | 184 |  | 620199 |  |  | 0 |  |  |  | 0
2021 | IL | Kendall Energy Facility | 55131 | RFCW | RFC West | NG | 1256 |  | 5966561 | 45801221.362 | 121.6665 | 0.040783 | 0.0053128 | EPA/NEI | 45801221.362 | 121.6665
2021 | IL | Kent School Road Solar 1 | 64254 | SRMW | SERC Midwest | SUN | 2 |  | 4109 |  |  | 0 |  |  |  | 0
2021 | IL | Kern A Community Solar, LLC CSG | 64465 | SRMW | SERC Midwest | SUN | 2 |  | 1656 |  |  | 0 |  |  |  | 0
2021 | IL | Kincaid Generating Station | 876 | RFCW | RFC West | RC | 1319 |  | 3933111 | 40652239.043 | 30.0727 | 0.015292 | 0.0014795 | EPA/NEI | 40652239.043 | 30.0727
2021 | IL | Kinmundy Power Plant | 55204 | SRMW | SERC Midwest | NG | 270 |  | 17656 | 231762.078 | 1.276 | 0.14454 | 0.011011 | EPA/NEI | 231762.078 | 1.276
2021 | IL | Kish CSG | 63990 | RFCW | RFC West | SUN | 2 |  | 1231 |  |  | 0 |  |  |  | 0
2021 | IL | Kishwaukee CHP Plant | 58177 | RFCW | RFC West | OBG | 3 | 0.40672 | 5090.001 | 26328.788 | 0.19352 | 0.076038 | 0.0147 | Estimated using an emission factor | 64734 | 0.47579
2021 | IL | Lafayette 2 - Kankakee Yonke | 64304 | RFCW | RFC West | SUN | 2 |  | 4090 |  |  | 0 |  |  |  | 0
2021 | IL | Lafayette 2 - McHenry Franks 1 | 64302 | RFCW | RFC West | SUN | 2 |  | 4185 |  |  | 0 |  |  |  | 0
2021 | IL | Lafayette 2 - McHenry Franks 2 | 64303 | RFCW | RFC West | SUN | 2 |  | 3616 |  |  | 0 |  |  |  | 0
2021 | IL | Lake Forest Hospital Central Energy Plant | 60797 | RFCW | RFC West | NG | 3.2 |  | 367 | 4144 | 0.00087438 | 0.004765 | 0.000422 | Estimated using an emission factor | 4144 | 0.00087438
2021 | IL | Lake Gas Recovery | 50575 | RFCW | RFC West | LFG | 6 |  | 14154 | 286495 | 3.0941 | 0.43721 | 0.0216 | Estimated using an emission factor | 286495 | 3.0941
2021 | IL | Lakeside | 964 | SRMW | SERC Midwest | DFO | 5.4 |  | 0
2021 | IL | LaSalle Generating Station | 6026 | RFCW | RFC West | NUC | 2340 |  | 18504745 |  |  | 0 |  |  |  | 0
2021 | IL | Lee County Generating Station, LLC | 55236 | RFCW | RFC West | NG | 692 |  | 328567 | 4477937.687 | 13.8722 | 0.084441 | 0.0061958 | EPA/NEI | 4477937.687 | 13.8722
2021 | IL | Lena | 63951 | RFCW | RFC West | SUN | 2 |  | 2468 |  |  | 0 |  |  |  | 0
2021 | IL | Lincoln Generating Facility | 55222 | RFCW | RFC West | NG | 692 |  | 16637 | 240939.465 | 0.36129 | 0.043432 | 0.002999 | EPA/NEI | 240939.465 | 0.36129
2021 | IL | Lincoln Land Wind | 58925 | SRMW | SERC Midwest | WND | 302 |  | 212114 |  |  | 0 |  |  |  | 0
2021 | IL | Lineage Logistics Solar | 63825 | RFCW | RFC West | SUN | 1.6 |  | 2581 |  |  | 0 |  |  |  | 0
2021 | IL | Livingston Generating Facility | 55054 | RFCW | RFC West | LFG | 15 |  | 64532.001 | 1168062.999 | 12.6151 | 0.39097 | 0.0216 | Estimated using an emission factor | 1168062.999 | 12.6151
2021 | IL | Lockport Powerhouse | 10903 | RFCW | RFC West | WAT | 16 |  | 32470 |  |  | 0 |  |  |  | 0
2021 | IL | Lone Tree Wind, LLC | 63251 | RFCW | RFC West | WND | 79 |  | 307894 |  |  | 0 |  |  |  | 0
2021 | IL | Long John CSG | 64784 | RFCW | RFC West | SUN | 2 |  | 2101 |  |  | 0 |  |  |  | 0
2021 | IL | Loyola University Health Plant | 58181 | RFCW | RFC West | NG | 10.6 | 0.55118 | 2660 | 23465.924 | 0.094057 | 0.07072 | 0.0080165 | NEI avg EF - PM, fuel type | 42574 | 0.17065
2021 | IL | LSP University Park, LLC | 55640 | RFCW | RFC West | NG | 726 |  | 841110.996 | 8699857.245 | 32.6143 | 0.077551 | 0.0074977 | EPA/NEI | 8699857.245 | 32.6143
2021 | IL | Lukuc B Community Solar LLC CSG | 64466 | SRMW | SERC Midwest | SUN | 2 |  | 1265 |  |  | 0 |  |  |  | 0
2021 | IL | Marengo Battery Storage LLC | 62856 | RFCW | RFC West | MWH | 20 |  | -4423 | 0 |  | 0 |  |  | 0 | 0
2021 | IL | Marengo Solar | 65013 | RFCW | RFC West | SUN | 2 |  | 3492 |  |  | 0 |  |  |  | 0
2021 | IL | Marion | 976 | SRMW | SERC Midwest | BIT | 249 |  | 669385 | 10605170.991 | 0.34497 | 0.0010307 | 6.5056e-05 | EPA/NEI | 10605170.991 | 0.34497
2021 | IL | Marlow Solar, LLC CSG | 64122 | SRMW | SERC Midwest | SUN | 2 |  | 3996 |  |  | 0 |  |  |  | 0
2021 | IL | Mars Snackfood US | 54855 | RFCW | RFC West | NG | 3.5
2021 | IL | Marshall (IL) | 949 | SRMW | SERC Midwest | DFO | 16.9 |  | 485.002 | 4618 | 0.71579 | 2.9517 | 0.31 | Estimated using an emission factor | 4618 | 0.71579
2021 | IL | McDonough Solar 1, LLC CSG | 64201 | SRMW | SERC Midwest | SUN | 4 |  | 4093 |  |  | 0 |  |  |  | 0
2021 | IL | McHenry Battery Storage | 60656 | RFCW | RFC West | MWH | 19.8 |  | 0
2021 | IL | McLeansboro | 948 | SRMW | SERC Midwest | DFO | 9.2 |  | 32.001 | 345 | 0.053475 | 3.3421 | 0.31 | Estimated using an emission factor | 345 | 0.053475
2021 | IL | Mendota | 63954 | RFCW | RFC West | SUN | 2 |  | 3020 |  |  | 0 |  |  |  | 0
2021 | IL | Mendota Hills, LLC | 56160 | RFCW | RFC West | WND | 76.2 |  | 268967 |  |  | 0 |  |  |  | 0
2021 | IL | MEPI GT Facility | 7858 | SRMW | SERC Midwest | NG | 301.5 |  | 61402.999 | 967126.099 | 1.8143 | 0.059096 | 0.003752 | EPA/NEI | 967126.099 | 1.8143
2021 | IL | Milam Gas Recovery | 50566 | SRMW | SERC Midwest | NG | 2.4 |  | 19565.001 | 209877.999 | 0.044284 | 0.0045269 | 0.000422 | Estimated using an emission factor | 209877.999 | 0.044284
2021 | IL | Minonk Wind Farm | 57284 | RFCW | RFC West | WND | 200 |  | 622030 |  |  | 0 |  |  |  | 0
2021 | IL | Moline | 899 | MROW | MRO West | WAT | 75.6 |  | 18309 | 20507 | 0.082197 | 0.0089789 | 0.0080165 | EPA/NEI; Estimated using an emission factor | 20507 | 0.082197
2021 | IL | Mondelez Global LLC | 54933 | RFCW | RFC West | NG | 4.7
2021 | IL | Mooseheart Power House | 50337 | RFCW | RFC West | NG | 1.8 | 1 | 0
2021 | IL | Mooseheart School Solar | 63073 | RFCW | RFC West | SUN | 2 |  | 3394 |  |  | 0 |  |  |  | 0
2021 | IL | Moraine CSG | 64789 | SRMW | SERC Midwest | SUN | 2 |  | 154 |  |  | 0 |  |  |  | 0
2021 | IL | Morgan Solar 1 CSG | 64741 | SRMW | SERC Midwest | SUN | 2 |  | 1340 |  |  | 0 |  |  |  | 0
2021 | IL | Morgan Solar 1b CSG | 64742 | SRMW | SERC Midwest | SUN | 2 |  | 1380 |  |  | 0 |  |  |  | 0
2021 | IL | Morgan Solar 2, LLC CSG | 64159 | SRMW | SERC Midwest | SUN | 2 |  | 3931 |  |  | 0 |  |  |  | 0
2021 | IL | Morgan Solar 4, LLC CSG | 64100 | SRMW | SERC Midwest | SUN | 2 |  | 4003 |  |  | 0 |  |  |  | 0
2021 | IL | Morris Cogeneration, LLC | 55216 | RFCW | RFC West | NG | 218.8 | 0.50751 | 615510 | 4024480.635 | 2.9584 | 0.0096128 | 0.0014702 | EPA/NEI | 7929817.38 | 5.8292
2021 | IL | MPEA Energy Center | 55067 | RFCW | RFC West | DFO | 6 |  | 12.741 | 158.001 | 0.02449 | 3.8443 | 0.31 | Estimated using an emission factor | 158.001 | 0.02449
2021 | IL | Mt. Morris Solar CSG | 64905 | RFCW | RFC West | SUN | 2 |  | 3319 |  |  | 0 |  |  |  | 0
2021 | IL | MTHS Co-Gen Buildings | 58825 | RFCW | RFC West | NG | 1.2 | 1 | 0
2021 | IL | Museum of Science and Industry | 58635 | RFCW | RFC West | NG | 1.7 | 1 | 0
2021 | IL | Nalco | 50326 | RFCW | RFC West | NG | 4.7 | 0.36854 | 14065 | 77729.794 | 0.20884 | 0.029697 | 0.0053736 | EPA/NEI; Estimated using an emission factor | 210913.014 | 0.56668
2021 | IL | Nelson Energy Center | 55183 | RFCW | RFC West | NG | 627.5 |  | 2235299 | 15851504.857 | 15.8821 | 0.01421 | 0.0020039 | EPA/NEI | 15851504.857 | 15.8821
2021 | IL | Newton | 6017 | SRMW | SERC Midwest | RC | 617.4 |  | 3254366 | 38503853.245 | 52.6677 | 0.032367 | 0.0027357 | EPA/NEI | 38503853.245 | 52.6677
2021 | IL | North Chicago Energy Center | 58328 | RFCW | RFC West | NG | 12.4 | 0.43791 | 36284 | 205829.498 | 0.82502 | 0.045475 | 0.0080165 | NEI avg EF - PM, fuel type | 470030 | 1.884
2021 | IL | North Ninth Street | 960 | RFCW | RFC West | NG | 17.4 |  | 2830.999 | 33749 | 0.70976 | 0.50142 | 0.042061 | EPA/NEI; Estimated using an emission factor | 33749 | 0.70976
2021 | IL | Northeastern Illinois University Cogen | 58245 | RFCW | RFC West | NG | 3.2 | 1 | 9.8 | 35 | 7.385e-06 | 0.0015071 | 0.000422 | Estimated using an emission factor | 35 | 7.385e-06
2021 | IL | Northern Cardinal Solar SCS IL 1, LLC | 65412 | SRMW | SERC Midwest | SUN | 10 |  | 17640 |  |  | 0 |  |  |  | 0
2021 | IL | NorthropGrummanSolar(Rolling Meadows,IL) | 64918 | RFCW | RFC West | SUN | 1.1 |  | 1408 |  |  | 0 |  |  |  | 0
2021 | IL | Northwest Community Hospital | 59847 | RFCW | RFC West | NG | 4.4 | 0.78043 | 1196 | 12110.014 | 0.0025552 | 0.0042729 | 0.000422 | Estimated using an emission factor | 15517 | 0.0032741
2021 | IL | Nostrand | 63991 | RFCW | RFC West | SUN | 2 |  | 1580 |  |  | 0 |  |  |  | 0
2021 | IL | Old Trail Wind Farm | 56614 | RFCW | RFC West | WND | 213.8 |  | 559823 |  |  | 0 |  |  |  | 0
2021 | IL | Olmstead II CSG | 64735 | RFCW | RFC West | SUN | 2 |  | 2094 |  |  | 0 |  |  |  | 0
2021 | IL | Olney Solar II CSG | 64043 | SRMW | SERC Midwest | SUN | 2 |  | 1641 |  |  | 0 |  |  |  | 0
2021 | IL | Orchard Hills Renewable Energy Station | 59792 | RFCW | RFC West | LFG | 16.2 |  | 77788.998 | 823849.002 | 6.0553 | 0.15569 | 0.0147 | Estimated using an emission factor | 823849.002 | 6.0553
2021 | IL | Otter Creek Wind Farm LLC | 61344 | RFCW | RFC West | WND | 150 |  | 467565 |  |  | 0 |  |  |  | 0
2021 | IL | Pearl Station | 6238 | SRMW | SERC Midwest | DFO | 24 |  | 1216 | 19737 | 0.1624 | 0.26711 | 0.016457 | NEI avg EF - PM, fuel type, firing type | 19737 | 0.1624
2021 | IL | Peru (IL) | 955 | SRMW | SERC Midwest | WAT | 36.5 |  | 40210.003 | 15765.003 | 1.7564 | 0.087363 | 0.22283 | EPA/NEI; Estimated using an emission factor | 15765.003 | 1.7564
2021 | IL | Peterman II | 63989 | RFCW | RFC West | SUN | 2 |  | 1912 |  |  | 0 |  |  |  | 0
2021 | IL | Phoenix Solar South Farms LLC Solar Farm | 62735 | SRMW | SERC Midwest | SUN | 4.7 |  | 7211 |  |  | 0 |  |  |  | 0
2021 | IL | Pike County Wind Power | 56376 | SRMW | SERC Midwest | WND | 1.7 |  | 2081 |  |  | 0 |  |  |  | 0
2021 | IL | Pilot Hill Wind Farm | 58898 | RFCW | RFC West | WND | 175 |  | 605348 |  |  | 0 |  |  |  | 0
2021 | IL | Pinckneyville Power Plant | 55202 | SRMW | SERC Midwest | NG | 380 |  | 110537 | 1178666.616 | 6.3644 | 0.11515 | 0.010799 | EPA/NEI | 1178666.616 | 6.3644
2021 | IL | Pine Road Solar, LLC CSG | 64439 | RFCW | RFC West | SUN | 2 |  | 3280 |  |  | 0 |  |  |  | 0
2021 | IL | Pioneer Trail Wind Farm, LLC | 57675 | SRMW | SERC Midwest | WND | 150.4 |  | 447598 |  |  | 0 |  |  |  | 0
2021 | IL | Pontiac | 64414 | RFCW | RFC West | SUN | 2 |  | 3673 |  |  | 0 |  |  |  | 0
2021 | IL | Powerton | 879 | RFCW | RFC West | SUB | 1785.6 |  | 2701322 | 33359096.25 | 367.9248 | 0.2724 | 0.022058 | EPA/NEI | 33359096.25 | 367.9248
2021 | IL | Prairie State Generating Station | 55856 | SRMW | SERC Midwest | BIT | 1766 |  | 12685744 | 132472363.391 | 1498.9604 | 0.23632 | 0.022631 | NEI avg EF - PM, fuel type, firing type | 132472363.391 | 1498.9604
2021 | IL | Prairie State Solar Project | 62420 | SRMW | SERC Midwest | SUN | 99 |  | 94871 |  |  | 0 |  |  |  | 0
2021 | IL | Prairie View IL | 57406 | RFCW | RFC West | LFG | 4.8 |  | 36375 | 396693.999 | 2.9157 | 0.16031 | 0.0147 | Estimated using an emission factor | 396693.999 | 2.9157
2021 | IL | Prairie Wolf Solar LLC | 62893 | SRMW | SERC Midwest | SUN | 200 |  | 31360 |  |  | 0 |  |  |  | 0
2021 | IL | Presence Saint Mary of Nazareth Hospital | 54886 | RFCW | RFC West | DFO | 4.2 | 1 | 10.001 | 302 | 0.029002 | 5.7998 | 0.19207 | Estimated using an emission factor | 302 | 0.029002
2021 | IL | Princeton (IL) | 957 | SRMW | SERC Midwest | NG | 37.9 |  | 1357 | 2185011 | 0.46104 | 0.67949 | 0.000422 | Estimated using an emission factor | 2185011 | 0.46104
2021 | IL | Prophet CSG | 64972 | RFCW | RFC West | SUN | 2 |  | 1597 |  |  | 0 |  |  |  | 0
2021 | IL | Providence Heights Wind LLC | 56622 | RFCW | RFC West | WND | 72 |  | 173526 |  |  | 0 |  |  |  | 0
2021 | IL | Quad Cities Generating Station | 880 | RFCW | RFC West | NUC | 2018.6 |  | 15740328 |  |  | 0 |  |  |  | 0
2021 | IL | Raccoon Creek Power Plant | 55417 | SRMW | SERC Midwest | NG | 456 |  | 20566 | 252886.264 | 1.0071 | 0.097943 | 0.0079652 | EPA/NEI | 252886.264 | 1.0071
2021 | IL | Radfords Run Wind Farm | 59061 | RFCW | RFC West | WND | 278 |  | 1075083 |  |  | 0 |  |  |  | 0
2021 | IL | Rail Splitter Wind Farm | 56856 | SRMW | SERC Midwest | WND | 100.5 |  | 272535 |  |  | 0 |  |  |  | 0
2021 | IL | Rantoul | 958 | SRMW | SERC Midwest | DFO | 14.4 |  | 842 | 8189 | 1.2693 | 3.015 | 0.31 | Estimated using an emission factor | 8189 | 1.2693
2021 | IL | Rantoul Solar | 62451 | SRMW | SERC Midwest | SUN | 2 |  | 2444 |  |  | 0 |  |  |  | 0
2021 | IL | Red Bud | 959 | SRMW | SERC Midwest | DFO | 15 |  | 943 | 10587 | 1.641 | 3.4803 | 0.31 | Estimated using an emission factor | 10587 | 1.641
2021 | IL | Reed Road Solar | 63071 | RFCW | RFC West | SUN | 1.3 |  | 2043 |  |  | 0 |  |  |  | 0
2021 | IL | Reynolds | 965 | SRMW | SERC Midwest | DFO | 17.5 |  | 238 | 4871 | 0.040081 | 0.33681 | 0.016457 | NEI avg EF - PM, fuel type, firing type | 4871 | 0.040081
2021 | IL | Ridge Farm | 63952 | SRMW | SERC Midwest | SUN | 2 |  | 3906 |  |  | 0 |  |  |  | 0
2021 | IL | Rochelle Energy Center | 58377 | RFCW | RFC West | LFG | 4.8 |  | 18026.001 | 202121.001 | 1.4856 | 0.16483 | 0.0147 | Estimated using an emission factor | 202121.001 | 1.4856
2021 | IL | Rockford CS 1 | 65731 | SRMW | SERC Midwest | SUN | 2 |  | 2540 |  |  | 0 |  |  |  | 0
2021 | IL | Rockford CS 2 | 65732 | SRMW | SERC Midwest | SUN | 2 |  | 2582 |  |  | 0 |  |  |  | 0
2021 | IL | Rockford CSG | 64415 | RFCW | RFC West | SUN | 2 |  | 0
2021 | IL | Rockford Energy Center | 55238 | RFCW | RFC West | NG | 316 |  | 264296 | 2867676.131 | 11.4944 | 0.086981 | 0.0080165 | NEI avg EF - PM, fuel type, firing type | 2867676.131 | 11.4944
2021 | IL | Rockford II Energy Center | 55936 | RFCW | RFC West | NG | 168 |  | 167822 | 1710671.024 | 5.7869 | 0.068965 | 0.0067656 | EPA/NEI | 1710671.024 | 5.7869
2021 | IL | Rockford Solar Farm | 58643 | RFCW | RFC West | SUN | 2.6 |  | 2720 |  |  | 0 |  |  |  | 0
2021 | IL | Rockton | 903 | RFCW | RFC West | WAT | 1.1 |  | 4546 |  |  | 0 |  |  |  | 0
2021 | IL | Rocky Road Power, LLC | 55109 | RFCW | RFC West | NG | 415.5 |  | 140187.999 | 1669700.68 | 11.1198 | 0.15864 | 0.013319 | EPA/NEI | 1669700.68 | 11.1198
2021 | IL | Route 76 Boone Solar 1 | 64018 | RFCW | RFC West | SUN | 2 |  | 4001 |  |  | 0 |  |  |  | 0
2021 | IL | Saint Francis Hospital | 50952 | RFCW | RFC West | NG | 1.6
2021 | IL | Sandoval | 64416 | SRMW | SERC Midwest | SUN | 2 |  | 3738 |  |  | 0 |  |  |  | 0
2021 | IL | Sapphire Sky Wind Energy LLC | 65316 | SRMW | SERC Midwest | WND | 259.8 |  | 0
2021 | IL | Schulte 2 Community Solar | 64257 | SRMW | SERC Midwest | SUN | 2 |  | 3613 |  |  | 0 |  |  |  | 0
2021 | IL | SCS American Bottoms 009885 Sauget, LLC | 64362 | SRMW | SERC Midwest | SUN | 1.8 |  | 2794 |  |  | 0 |  |  |  | 0
2021 | IL | SCS Beltway 011754 Rock Falls, LLC | 64364 | SRMW | SERC Midwest | SUN | 1 |  | 1648 |  |  | 0 |  |  |  | 0
2021 | IL | SCS COUNTY 012631 Champaign, LLC | 65417 | SRMW | SERC Midwest | SUN | 2 |  | 869 |  |  | 0 |  |  |  | 0
2021 | IL | SCS Galena 012589 Peoria, LLC | 65415 | SRMW | SERC Midwest | SUN | 2 |  | 63 |  |  | 0 |  |  |  | 0
2021 | IL | SCS Plainfield 011755 Naperville, LLC | 65414 | RFCW | RFC West | SUN | 1 |  | 1471 |  |  | 0 |  |  |  | 0
2021 | IL | SCS West Fairchild 011958 Danville, LLC | 65413 | SRMW | SERC Midwest | SUN | 1.6 |  | 1294 |  |  | 0 |  |  |  | 0
2021 | IL | Sears Hydroelectric Plant | 56978 | MROW | MRO West | WAT | 1.4 |  | 0
2021 | IL | Segunda II (CSG) | 64732 | RFCW | RFC West | SUN | 2 |  | 122 |  |  | 0 |  |  |  | 0
2021 | IL | Settlers Hill Gas Recovery | 50563 | RFCW | RFC West | LFG | 6 |  | 27797 | 578938 | 6.2525 | 0.44987 | 0.0216 | Estimated using an emission factor | 578938 | 6.2525
2021 | IL | Settlers Trail Wind Farm LLC | 57493 | SRMW | SERC Midwest | WND | 150.4 |  | 371025 |  |  | 0 |  |  |  | 0
2021 | IL | Shady Oaks Wind Farm | 57964 | RFCW | RFC West | WND | 109.5 |  | 319311 |  |  | 0 |  |  |  | 0
2021 | IL | Shelby County | 55237 | SRMW | SERC Midwest | NG | 483 |  | 316248.002 | 3230831.2 | 7.6567 | 0.048422 | 0.0047398 | EPA/NEI | 3230831.2 | 7.6567
2021 | IL | SIUC | 57928 | SRMW | SERC Midwest | BIT | 5.1 | 0.04728 | 7259 | 42257.416 | 0.39304 | 0.10829 | 0.018602 | EPA/NEI; Estimated using an emission factor | 893772 | 8.3129
2021 | IL | Somonauk Road Solar 1 | 64013 | RFCW | RFC West | SUN | 2 |  | 3365 |  |  | 0 |  |  |  | 0
2021 | IL | South Main Street | 961 | RFCW | RFC West | NG | 15.8 |  | 1335.002 | 13163.998 | 1.3956 | 2.0908 | 0.21203 | Estimated using an emission factor | 13163.998 | 1.3956
2021 | IL | Southeast Chicago Energy Project | 55281 | RFCW | RFC West | NG | 407.2 |  |  |  | 0 |  |  | EPA/NEI |  | 0
2021 | IL | Square Barn Solar | 63070 | RFCW | RFC West | SUN | 1.5 |  | 2022 |  |  | 0 |  |  |  | 0
2021 | IL | State Farm | 7556 | SRMW | SERC Midwest | DFO | 5.1 |  | 21 | 405 | 0.062775 | 5.9786 | 0.31 | Estimated using an emission factor | 405 | 0.062775
2021 | IL | Streator Cayuga Ridge South | 57094 | RFCW | RFC West | WND | 300 |  | 739038 |  |  | 0 |  |  |  | 0
2021 | IL | Sugar Creek Wind One LLC | 58924 | SRMW | SERC Midwest | WND | 202 |  | 426349 |  |  | 0 |  |  |  | 0
2021 | IL | Sullivan (IL) | 969 | SRMW | SERC Midwest | DFO | 25.4 |  | 150 | 1451.002 | 0.22491 | 2.9987 | 0.31 | Estimated using an emission factor | 1451.002 | 0.22491
2021 | IL | Sullivan B Community Solar LLC | 64243 | SRMW | SERC Midwest | SUN | 2 |  | 3664 |  |  | 0 |  |  |  | 0
2021 | IL | SV CSG Lily Lake 2 LLC | 64330 | RFCW | RFC West | SUN | 2 |  | 3857 |  |  | 0 |  |  |  | 0
2021 | IL | SV Gardner 1 (Lutz) CSG | 64967 | RFCW | RFC West | SUN | 2 |  | 447 |  |  | 0 |  |  |  | 0
2021 | IL | TAC-Distributed Energy Resource Hybrid | 61990 | SRMW | SERC Midwest | SUN | 1.5 |  | 394 | 787 | 0.00016606 | 0.00084293 | 0.000422 | EPA/NEI; Estimated using an emission factor | 787 | 0.00016606
2021 | IL | Tate & Lyle | 10867 | SRMW | SERC Midwest | BIT | 64.8 | 0.22865 | 327541 | 795371.424 | 0 | 0 | 0 | EPA/NEI | 3478575.145 | 0
2021 | IL | Tazewell Gas Recovery | 50721 | SRMW | SERC Midwest | LFG | 2.4 |  | 15993.999 | 203366.001 | 1.4947 | 0.18691 | 0.0147 | Estimated using an emission factor | 203366.001 | 1.4947
2021 | IL | The GSI Group LLC at Assumption | 63968 | SRMW | SERC Midwest | SUN | 1.5 |  | 1836 |  |  | 0 |  |  |  | 0
2021 | IL | Thornridge High School | 55005 | RFCW | RFC West | NG | 1 |  | 0
2021 | IL | Thornwood High School | 55004 | RFCW | RFC West | NG | 1.4 | 1 | 0
2021 | IL | Tilton Power Station | 7760 | SRMW | SERC Midwest | NG | 188 |  | 145954 | 1574652.727 | 1.8015 | 0.024685 | 0.0022881 | EPA/NEI | 1574652.727 | 1.8015
2021 | IL | Tower Road Solar, LLC CSG | 64468 | RFCW | RFC West | SUN | 2 |  | 2634 |  |  | 0 |  |  |  | 0
2021 | IL | Triton East and West Cogen | 58375 | RFCW | RFC West | NG | 3.6 | 1 | 75.001 | 288.999 | 6.0979e-05 | 0.0016261 | 0.000422 | Estimated using an emission factor | 288.999 | 6.0979e-05
2021 | IL | Tuscola Station | 55245 | SRMW | SERC Midwest | NG | 6 | 0.064908 | 28664.956 | 160534.017 | 0.76332 | 0.053258 | 0.0095097 | NEI avg EF - PM, fuel type | 2473236.079 | 11.76
2021 | IL | University of Illinois Abbott Power Plt | 54780 | SRMW | SERC Midwest | NG | 80.3 | 0.38887 | 236255.68 | 1352125.374 | 5.9597 | 0.050451 | 0.0088153 | NEI avg EF - PM, fuel type | 3477075.4 | 15.3258
2021 | IL | University of Illinois Cogen Facility | 54044 | RFCW | RFC West | NG | 59.9 | 0.44923 | 123683.999 | 663853.509 | 2.2144 | 0.035808 | 0.0066714 | EPA/NEI; Estimated using an emission factor | 1477746 | 4.9293
2021 | IL | University Park Energy | 55250 | RFCW | RFC West | NG | 353.4 |  | 226635 | 2508870.9 | 8.6 | 0.075893 | 0.0068557 | EPA/NEI | 2508870.9 | 8.6
2021 | IL | Upper Sterling | 7474 | SRMW | SERC Midwest | WAT | 2.2 |  | 9891 |  |  | 0 |  |  |  | 0
2021 | IL | USS Solar Brick | 63618 | SRMW | SERC Midwest | SUN | 2 |  | 2223 |  |  | 0 |  |  |  | 0
2021 | IL | Venice | 913 | SRMW | SERC Midwest | NG | 586 |  | 106894 | 1070010.495 | 2.7387 | 0.051241 | 0.005119 | EPA/NEI | 1070010.495 | 2.7387
2021 | IL | Vermilion Solar 1, LLC CSG | 63946 | SRMW | SERC Midwest | SUN | 2 |  | 3808 |  |  | 0 |  |  |  | 0
2021 | IL | Viking Solar CSG | 64787 | SRMW | SERC Midwest | SUN | 2 |  | 1716 |  |  | 0 |  |  |  | 0
2021 | IL | Vulcan | 63992 | RFCW | RFC West | SUN | 2 |  | 2152 |  |  | 0 |  |  |  | 0
2021 | IL | Walnut Ridge Wind Farm | 58694 | RFCW | RFC West | WND | 212 |  | 773256 |  |  | 0 |  |  |  | 0
2021 | IL | Waterloo | 971 | SRMW | SERC Midwest | NG | 30.2 |  | 1087.998 | 9623.999 | 0.74642 | 1.3721 | 0.15512 | EPA/NEI; Estimated using an emission factor | 9623.999 | 0.74642
2021 | IL | Waukegan | 883 | RFCW | RFC West | SUB | 793.7 |  | 2083299 | 24505496.05 | 203.2384 | 0.19511 | 0.016587 | EPA/NEI | 24505496.05 | 203.2384
2021 | IL | WestRock (IL) | 54513 | RFCW | RFC West | NG | 2.9 |  | 18.001 | 190 | 4.009e-05 | 0.0044542 | 0.000422 | Estimated using an emission factor | 190 | 4.009e-05
2021 | IL | White Oak Energy LLC | 57342 | SRMW | SERC Midwest | WND | 150 |  | 410549 |  |  | 0 |  |  |  | 0
2021 | IL | Whiteside Solar 1 CSG | 64059 | SRMW | SERC Midwest | SUN | 2 |  | 4152 |  |  | 0 |  |  |  | 0
2021 | IL | Whitney Hill Wind Power LLC | 62606 | RFCW | RFC West | WND | 65 |  | 204931 |  |  | 0 |  |  |  | 0
2021 | IL | Will County | 884 | RFCW | RFC West | SUB | 598.4 |  | 694080 | 8359148.45 | 49.284 | 0.14201 | 0.011792 | EPA/NEI | 8359148.45 | 49.284
2021 | IL | Winnetka | 972 | RFCW | RFC West | NG | 33.4 |  | 3889 | 67815.274 | 0.55864 | 0.28729 | 0.016475 | EPA/NEI; Estimated using an emission factor | 67815.274 | 0.55864
2021 | IL | Wolfcastle | 64736 | RFCW | RFC West | SUN | 2 |  | 148 |  |  | 0 |  |  |  | 0
2021 | IL | Woodland Landfill Gas Recovery | 54662 | RFCW | RFC West | LFG | 4.8 |  | 12315 | 136433 | 1.0028 | 0.16286 | 0.0147 | Estimated using an emission factor | 136433 | 1.0028
2021 | IL | Woodlawn CSG | 64785 | RFCW | RFC West | SUN | 2 |  | 1782 |  |  | 0 |  |  |  | 0
2021 | IL | Woodlawn II (CSG) | 64733 | RFCW | RFC West | SUN | 2 |  | 1782 |  |  | 0 |  |  |  | 0
2021 | IL | Zion Energy Center | 55392 | RFCW | RFC West | NG | 596.7 |  | 638453.001 | 7063246.565 | 20.4903 | 0.064187 | 0.0058019 | EPA/NEI | 7063246.565 | 20.4903
2021 | IL | Zion Landfill Gas to Energy Facility | 56871 | RFCW | RFC West | LFG | 7 |  | 0
2021 | IN | A B Brown Generating Station | 6137 | RFCW | RFC West | BIT | 706.8 |  | 2751582 | 33035247.744 | 401.4858 | 0.29182 | 0.024307 | EPA/NEI; Estimated using an emission factor | 33035247.744 | 401.4858
2021 | IN | AEP Churubusco NaS | 60617 | RFCW | RFC West | MWH | 2 |  | 0
2021 | IN | Alcoa Allowance Management Inc | 6705 | RFCW | RFC West | BIT | 822.8 | 0.91853 | 4722229 | 50818330.897 | 557.7647 | 0.23623 | 0.021951 | EPA/NEI | 55325824.071 | 607.2376
2021 | IN | Anderson | 7336 | RFCW | RFC West | NG | 168.7 |  | 18030.999 | 245393.139 | 0.93197 | 0.10337 | 0.0075957 | EPA/NEI | 245393.139 | 0.93197
2021 | IN | Anderson 3 | 64244 | RFCW | RFC West | SUN | 8.7 |  | 87 |  |  | 0 |  |  |  | 0
2021 | IN | Anderson 4 | 64248 | RFCW | RFC West | SUN | 7.8 |  | 4763 |  |  | 0 |  |  |  | 0
2021 | IN | Anderson 5 | 64245 | RFCW | RFC West | SUN | 3 |  | 1479 |  |  | 0 |  |  |  | 0
2021 | IN | ArcelorMittal Burns Harbor | 10245 | RFCW | RFC West | COG | 176.2 | 0.26231 | 939207 | 5513283.896 | 47.783 | 0.10175 | 0.017334 | EPA/NEI; Estimated using an emission factor | 21017936.186 | 182.1602
2021 | IN | Belmont | 59172 | RFCW | RFC West | SUN | 3.8 |  | 5850 |  |  | 0 |  |  |  | 0
2021 | IN | Benton County Wind Farm | 56679 | RFCW | RFC West | WND | 130.5 |  | 333521 |  |  | 0 |  |  |  | 0
2021 | IN | BioTown Ag | 59774 | RFCW | RFC West | OBG | 6 | 0.82924 | 34272 | 361338.69 | 2.6558 | 0.15499 | 0.0147 | Estimated using an emission factor | 435747 | 3.2027
2021 | IN | Bitter Ridge Wind Farm, LLC | 63666 | RFCW | RFC West | WND | 130 |  | 376854 |  |  | 0 |  |  |  | 0
2021 | IN | Bluff Point Wind Facility | 61303 | RFCW | RFC West | WND | 119.7 |  | 380584 |  |  | 0 |  |  |  | 0
2021 | IN | Bos Dairy, LLC | 57625 | RFCW | RFC West | NG | 1 |  | 7668 | 90788 | 0.019156 | 0.0049964 | 0.000422 | Estimated using an emission factor | 90788 | 0.019156
2021 | IN | BP Whiting Business Unit | 52130 | RFCW | RFC West | PRG | 83.8 | 0.21639 | 409413 | 3343560.854 | 17.8725 | 0.087308 | 0.010691 | NEI avg EF - PM, fuel type, firing type | 15451609.969 | 82.5944
2021 | IN | Bunge North America East LLC | 50316 | RFCW | RFC West | NG | 2 | 0.11079 | 13411 | 74358.569 | 0.35357 | 0.052728 | 0.0095098 | NEI avg EF - PM, fuel type | 671164 | 3.1913
2021 | IN | C. C. Perry K Steam Plant | 992 | RFCW | RFC West | NG | 8.4 | 0.022043 | 15187.29 | 78803.648 | 0.30739 | 0.04048 | 0.0078014 | EPA/NEI | 3575061.873 | 13.945
2021 | IN | Camp Atterbury Microgrid Hybrid | 63324 | RFCW | RFC West | SUN | 7 |  | 2727 | 0 |  | 0 |  |  | 0 | 0
2021 | IN | Caterpillar | 50935 | RFCW | RFC West | NG | 12.6 | 1 | 23327.998 | 229973 | 12.1968 | 1.0457 | 0.10607 | Estimated using an emission factor | 229973 | 12.1968
2021 | IN | Cayuga | 1001 | RFCW | RFC West | BIT | 1184.9 |  | 4584763 | 47852973.196 | 588.1071 | 0.25655 | 0.02458 | EPA/NEI | 47852973.196 | 588.1071
2021 | IN | Centerville Solar Park | 62794 | RFCW | RFC West | SUN | 1.1 |  | 2049 |  |  | 0 |  |  |  | 0
2021 | IN | Clifty Creek | 983 | RFCW | RFC West | BIT | 1303.8 |  | 5034223 | 55415615.087 | 162.825 | 0.064687 | 0.0058765 | EPA/NEI | 55415615.087 | 162.825
2021 | IN | Columbia City Solar Park | 62769 | RFCW | RFC West | SUN | 4.3 |  | 5696 |  |  | 0 |  |  |  | 0
2021 | IN | Covanta Indianapolis Energy | 50647 | RFCW | RFC West | MSW | 6.5 | 0.032672 | 41938 | 240787.382 | 18.7813 | 0.89567 | 0.156 | Estimated using an emission factor | 7369810 | 574.8452
2021 | IN | Crane Battery Energy Storage System | 64207 | RFCW | RFC West | MWH | 5
2021 | IN | Crane Solar Facility | 60435 | RFCW | RFC West | SUN | 17 |  | 22143 |  |  | 0 |  |  |  | 0
2021 | IN | Crawfordsville 2 Solar Park | 62484 | RFCW | RFC West | SUN | 7.9 |  | 12514 |  |  | 0 |  |  |  | 0
2021 | IN | Crawfordsville 3 Solar Park | 62485 | RFCW | RFC West | SUN | 4.8 |  | 8326 |  |  | 0 |  |  |  | 0
2021 | IN | Crawfordsville 5 Solar Park | 62793 | RFCW | RFC West | SUN | 9.8 |  | 18859 |  |  | 0 |  |  |  | 0
2021 | IN | Crawfordsville Power Plant | 1024 | RFCW | RFC West | BIT | 24.9 |  | 0 | 0 | 0 |  |  | EPA/NEI; Estimated using an emission factor | 0 | 0
2021 | IN | Crawfordsville Solar Park 4 | 62776 | RFCW | RFC West | SUN | 2.3 |  | 4231 |  |  | 0 |  |  |  | 0
2021 | IN | Decatur Co. Solar RES (IN) | 59988 | RFCW | RFC West | SUN | 1.1 |  | 1638 |  |  | 0 |  |  |  | 0
2021 | IN | Deer Creek PV | 59855 | RFCW | RFC West | SUN | 2.5 |  | 3497 |  |  | 0 |  |  |  | 0
2021 | IN | Deercroft I & II LFGTE | 54956 | RFCW | RFC West | LFG | 6.4 |  | 15335 | 189774 | 0.71744 | 0.093569 | 0.007561 | Estimated using an emission factor | 189774 | 0.71744
2021 | IN | Duke Building 129 | 59434 | RFCW | RFC West | SUN | 3.4 |  | 4558 |  |  | 0 |  |  |  | 0
2021 | IN | Duke Building 87 | 59432 | RFCW | RFC West | SUN | 2.7 |  | 2704 |  |  | 0 |  |  |  | 0
2021 | IN | Duke Building 98 | 59433 | RFCW | RFC West | SUN | 2.7 |  | 3695 |  |  | 0 |  |  |  | 0
2021 | IN | Earthmovers LFGTE | 57250 | RFCW | RFC West | LFG | 4.8 |  | 21922.998 | 271300.998 | 1.9941 | 0.18192 | 0.0147 | Estimated using an emission factor | 271300.998 | 1.9941
2021 | IN | East Chicago | 59018 | RFCW | RFC West | SUN | 2 |  | 3174 |  |  | 0 |  |  |  | 0
2021 | IN | Edwardsport Generating Station | 1004 | RFCW | RFC West | SGC | 804.5 |  | 3840179 | 29132544.009 | 32.7667 | 0.017065 | 0.0022495 | EPA/NEI | 29132544.009 | 32.7667
2021 | IN | Elkhart | 986 | RFCW | RFC West | WAT | 3.4 |  | 2747.999 |  |  | 0 |  |  |  | 0
2021 | IN | Ellettsville Solar RES | 59985 | RFCW | RFC West | SUN | 1.1 |  | 1313 |  |  | 0 |  |  |  | 0
2021 | IN | Evonik Industries AG | 54835 | RFCW | RFC West | DFO | 1.2 |  | 7 | 47 | 0.007285 | 2.0814 | 0.31 | Estimated using an emission factor | 47 | 0.007285
2021 | IN | Expander Turbine | 10475 | RFCW | RFC West | BFG | 20 |  | 34691 | 0 | 0 | 0 |  | Estimated using an emission factor | 0 | 0
2021 | IN | F B Culley Generating Station | 1012 | RFCW | RFC West | BIT | 368.9 |  | 2118170 | 25990641.667 | 388.7989 | 0.36711 | 0.029918 | EPA/NEI | 25990641.667 | 388.7989
2021 | IN | Fowler Ridge IV Wind Farm LLC | 59547 | RFCW | RFC West | WND | 150 |  | 395989 |  |  | 0 |  |  |  | 0
2021 | IN | Fowler Ridge Wind Farm LLC | 56777 | RFCW | RFC West | WND | 600.3 |  | 1095498.999 |  |  | 0 |  |  |  | 0
2021 | IN | Gas City Solar Park | 62767 | RFCW | RFC West | SUN | 2.5 |  | 4572 |  |  | 0 |  |  |  | 0
2021 | IN | Georgetown Substation | 7759 | RFCW | RFC West | NG | 340 |  | 317533 | 4000217.61 | 7.7242 | 0.048652 | 0.0038619 | EPA/NEI | 4000217.61 | 7.7242
2021 | IN | Gibson | 6113 | RFCW | RFC West | BIT | 3339.5 |  | 9230440 | 95757582.504 | 1369.8268 | 0.29681 | 0.02861 | EPA/NEI | 95757582.504 | 1369.8268
2021 | IN | Green Cow Power | 60721 | RFCW | RFC West | OBG | 4.3 |  | 23805.001 | 284321.001 | 2.0898 | 0.17557 | 0.0147 | Estimated using an emission factor | 284321.001 | 2.0898
2021 | IN | Greenfield Solar Park | 61053 | RFCW | RFC West | SUN | 2.8 |  | 4920 |  |  | 0 |  |  |  | 0
2021 | IN | Griffith | 59019 | RFCW | RFC West | SUN | 2 |  | 3084 |  |  | 0 |  |  |  | 0
2021 | IN | Headwaters Wind Farm II LLC | 62592 | RFCW | RFC West | WND | 200 |  | 249404 |  |  | 0 |  |  |  | 0
2021 | IN | Headwaters Wind Farm LLC | 58416 | RFCW | RFC West | WND | 200 |  | 541831 |  |  | 0 |  |  |  | 0
2021 | IN | Heat Recovery Coke Facility | 55066 | RFCW | RFC West | WH | 94.6 | 1 | 465030 |  |  | 0 |  |  |  | 0
2021 | IN | Hendricks Regional Health | 54731 | RFCW | RFC West | DFO | 4.3 |  | 12 | 321 | 0.049755 | 8.2925 | 0.31 | Estimated using an emission factor | 321 | 0.049755
2021 | IN | Henry County Generating Station | 7763 | RFCW | RFC West | NG | 181.5 |  | 162126.999 | 1795429.498 | 8.0676 | 0.099521 | 0.0089868 | EPA/NEI | 1795429.498 | 8.0676
2021 | IN | Henryville Solar RES | 59986 | RFCW | RFC West | SUN | 1.1 |  | 1741 |  |  | 0 |  |  |  | 0
2021 | IN | Hidden View Dairy, LLC | 59260 | RFCW | RFC West | OBG | 0.8 |  | 1760 | 28873 | 0.21222 | 0.24116 | 0.0147 | Estimated using an emission factor | 28873 | 0.21222
2021 | IN | Hobart Solar, LLC | 58795 | RFCW | RFC West | SUN | 1 |  | 1293 |  |  | 0 |  |  |  | 0
2021 | IN | Hoosier Energy Lawrence Co Station | 7948 | RFCW | RFC West | NG | 402 |  | 113791.002 | 1247944.558 | 2.076 | 0.036488 | 0.0033271 | EPA/NEI | 1247944.558 | 2.076
2021 | IN | Hoosier Wind Project LLC | 56878 | RFCW | RFC West | WND | 106 |  | 216319 |  |  | 0 |  |  |  | 0
2021 | IN | Hurricane Creek Lift Station | 61267 | RFCW | RFC West | DFO | 2 |  | 143 | 1242 | 0.19251 | 2.6924 | 0.31 | Estimated using an emission factor | 1242 | 0.19251
2021 | IN | IMPA Anderson Solar Park | 60253 | RFCW | RFC West | SUN | 5 |  | 5144 |  |  | 0 |  |  |  | 0
2021 | IN | IMPA Anderson Solar Park 2 | 61054 | RFCW | RFC West | SUN | 8.1 |  | 13536 |  |  | 0 |  |  |  | 0
2021 | IN | IMPA Crawfordsville Solar Park | 59483 | RFCW | RFC West | SUN | 3 |  | 1473 |  |  | 0 |  |  |  | 0
2021 | IN | IMPA Frankton Solar Park | 59479 | RFCW | RFC West | SUN | 1 |  | 1288 |  |  | 0 |  |  |  | 0
2021 | IN | IMPA Huntingburg Solar Park | 60251 | RFCW | RFC West | SUN | 2 |  | 2572 |  |  | 0 |  |  |  | 0
2021 | IN | IMPA Pendleton Solar Park | 59770 | RFCW | RFC West | SUN | 2 |  | 1409 |  |  | 0 |  |  |  | 0
2021 | IN | IMPA Peru Solar Park | 59481 | RFCW | RFC West | SUN | 3 |  | 1649 |  |  | 0 |  |  |  | 0
2021 | IN | IMPA Rensselaer Solar Park | 59480 | RFCW | RFC West | SUN | 1 |  | 1481 |  |  | 0 |  |  |  | 0
2021 | IN | IMPA Richmond Solar Park | 59478 | RFCW | RFC West | SUN | 1 |  | 1372 |  |  | 0 |  |  |  | 0
2021 | IN | IMPA Tell City Solar Park | 59482 | RFCW | RFC West | SUN | 1.1 |  | 1573 |  |  | 0 |  |  |  | 0
2021 | IN | IMPA Washington Solar Park | 60252 | RFCW | RFC West | SUN | 4 |  | 4872 |  |  | 0 |  |  |  | 0
2021 | IN | IND Community Solar Farm 1st Phase | 58391 | RFCW | RFC West | SUN | 10 |  | 14794 |  |  | 0 |  |  |  | 0
2021 | IN | IND Solar Farm (Phase IIA) | 59424 | RFCW | RFC West | SUN | 7.5 |  | 0
2021 | IN | Indiana Crossroads Wind Farm LLC | 64230 | RFCW | RFC West | WND | 302.4 |  | 55429 |  |  | 0 |  |  |  | 0
2021 | IN | Indiana Harbor E 5 AC Station | 54995 | RFCW | RFC West | BFG | 90 | 0.24352 | 497881 | 2646250.057 | 0.55836 | 0.0022429 | 0.000422 | Estimated using an emission factor | 10866628.419 | 2.2929
2021 | IN | Indiana Harbor West | 10397 | RFCW | RFC West | BFG | 152 | 0.14259 | 225367 | 1260410.774 | 0.58034 | 0.0051502 | 0.00092087 | EPA/NEI; Estimated using an emission factor | 8839611.539 | 4.0701
2021 | IN | Indianapolis Motor Speedway Solar PV | 58615 | RFCW | RFC West | SUN | 9 |  | 12253 |  |  | 0 |  |  |  | 0
2021 | IN | Indy Grocers | 59834 | RFCW | RFC West | SUN | 1 |  | 0
2021 | IN | INDY III | 59823 | RFCW | RFC West | SUN | 2.5 |  | 0
2021 | IN | Indy Solar I, LLC | 58552 | RFCW | RFC West | SUN | 10 |  | 15036 |  |  | 0 |  |  |  | 0
2021 | IN | Indy Solar II, LLC | 58556 | RFCW | RFC West | SUN | 10.1 |  | 14495 |  |  | 0 |  |  |  | 0
2021 | IN | Indy Solar III, LLC | 58553 | RFCW | RFC West | SUN | 8.6 |  | 11131 |  |  | 0 |  |  |  | 0
2021 | IN | IPL - Eagle Valley Generating Station | 991 | RFCW | RFC West | NG | 644 |  | 1444990 | 9548106.89 | 16.7696 | 0.023211 | 0.0035127 | EPA/NEI | 9548106.89 | 16.7696
2021 | IN | IPL - Harding Street Station (EW Stout) | 990 | RFCW | RFC West | NG | 1064.7 |  | 1537977.001 | 18442589.884 | 66.0056 | 0.085834 | 0.007158 | EPA/NEI | 18442589.884 | 66.0056
2021 | IN | IPL - Petersburg Generating Station | 994 | RFCW | RFC West | BIT | 2154.8 |  | 8305555 | 89438498.296 | 203.441 | 0.048989 | 0.0045493 | EPA/NEI | 89438498.296 | 203.441
2021 | IN | Jackson Co. Solar RES | 59989 | RFCW | RFC West | SUN | 1.1 |  | 1811 |  |  | 0 |  |  |  | 0
2021 | IN | Jay County LFGTE | 56464 | RFCW | RFC West | LFG | 3.2 |  | 19921 | 246519 | 1.8119 | 0.18191 | 0.0147 | Estimated using an emission factor | 246519 | 1.8119
2021 | IN | Johnson Co. Solar RES | 59990 | RFCW | RFC West | SUN | 1.1 |  | 1689 |  |  | 0 |  |  |  | 0
2021 | IN | Jordan Creek Wind Farm, LLC | 63389 | RFCW | RFC West | WND | 398.6 |  | 1258419 |  |  | 0 |  |  |  | 0
2021 | IN | Kokomo Solar 1, LLC | 60864 | RFCW | RFC West | SUN | 5.4 |  | 7796 |  |  | 0 |  |  |  | 0
2021 | IN | Lanesville Solar RES | 59984 | RFCW | RFC West | SUN | 1.1 |  | 943 |  |  | 0 |  |  |  | 0
2021 | IN | Lawrenceburg Energy Facility | 55502 | RFCW | RFC West | NG | 1232 |  | 7955751 | 58949126.363 | 150.4472 | 0.037821 | 0.0051043 | EPA/NEI | 58949126.363 | 150.4472
2021 | IN | Lenape II | 58703 | RFCW | RFC West | SUN | 4 |  | 4251 |  |  | 0 |  |  |  | 0
2021 | IN | Liberty I & II LFGTE | 56465 | RFCW | RFC West | LFG | 12.8 |  | 88914 | 1000792 | 7.3558 | 0.16546 | 0.0147 | Estimated using an emission factor | 1000792 | 7.3558
2021 | IN | Lilly Technical Center | 58043 | RFCW | RFC West | DFO | 6 |  | 0
2021 | IN | Lincoln Solar | 58496 | RFCW | RFC West | SUN | 1.5 |  | 2097 |  |  | 0 |  |  |  | 0
2021 | IN | Logansport Solar | 63861 | RFCW | RFC West | SUN | 16 |  | 670 |  |  | 0 |  |  |  | 0
2021 | IN | M. G. Emmett J. Bean Federal Center | 58178 | RFCW | RFC West | SUN | 1.9 |  | 916 |  |  | 0 |  |  |  | 0
2021 | IN | Marion Solar LNG | 59180 | RFCW | RFC West | SUN | 1.5 |  | 2227 |  |  | 0 |  |  |  | 0
2021 | IN | Markland | 1005 | RFCW | RFC West | WAT | 77.7 |  | 320325.999 |  |  | 0 |  |  |  | 0
2021 | IN | Maywood Photovoltaic Project | 58770 | RFCW | RFC West | SUN | 8 |  | 9617 |  |  | 0 |  |  |  | 0
2021 | IN | McDonald Solar Farm, LLC | 60238 | RFCW | RFC West | SUN | 5.2 |  | 8682 |  |  | 0 |  |  |  | 0
2021 | IN | Meadow Lake Wind Farm II LLC | 57112 | RFCW | RFC West | WND | 102.3 |  | 219655 |  |  | 0 |  |  |  | 0
2021 | IN | Meadow Lake Wind Farm III LLC | 57115 | RFCW | RFC West | WND | 103.5 |  | 233781 |  |  | 0 |  |  |  | 0
2021 | IN | Meadow Lake Wind Farm IV | 57177 | RFCW | RFC West | WND | 105.7 |  | 168130 |  |  | 0 |  |  |  | 0
2021 | IN | Meadow Lake Wind Farm LLC | 57109 | RFCW | RFC West | WND | 199.7 |  | 413434 |  |  | 0 |  |  |  | 0
2021 | IN | Meadow Lake Wind Farm V LLC | 57628 | RFCW | RFC West | WND | 100 |  | 324254 |  |  | 0 |  |  |  | 0
2021 | IN | Meadow Lake Wind Farm VI LLC | 61756 | RFCW | RFC West | WND | 200.4 |  | 598936 |  |  | 0 |  |  |  | 0
2021 | IN | Merom | 6213 | RFCW | RFC West | BIT | 1080 |  | 5271798 | 57977897.183 | 43.9294 | 0.016666 | 0.0015154 | EPA/NEI | 57977897.183 | 43.9294
2021 | IN | Michigan City Generating Station | 997 | RFCW | RFC West | SUB | 540 |  | 1485359 | 15529440.326 | 165.3014 | 0.22257 | 0.021289 | EPA/NEI | 15529440.326 | 165.3014
2021 | IN | Middlebury Solar | 60047 | RFCW | RFC West | SUN | 1.5 | 1 | 2093 |  |  | 0 |  |  |  | 0
2021 | IN | Montpelier Electric Gen Station | 55229 | RFCW | RFC West | NG | 236 |  | 369398 | 3902423.5 | 12.8927 | 0.069804 | 0.0066075 | EPA/NEI | 3902423.5 | 12.8927
2021 | IN | Munster Landfill Gas-to-Energy | 59808 | RFCW | RFC West | LFG | 1.1 |  | 3296 | 58287 | 0.42841 | 0.25996 | 0.0147 | Estimated using an emission factor | 58287 | 0.42841
2021 | IN | Nabb Battery Energy Storage System | 62862 | RFCW | RFC West | MWH | 5
2021 | IN | New Castle Solar RES | 59981 | RFCW | RFC West | SUN | 1.1 |  | 1409 |  |  | 0 |  |  |  | 0
2021 | IN | New Haven Solar RES | 59983 | RFCW | RFC West | SUN | 1.1 |  | 1844 |  |  | 0 |  |  |  | 0
2021 | IN | Noblesville | 1007 | RFCW | RFC West | NG | 283 |  | 1273956 | 9605570.234 | 33.7955 | 0.053056 | 0.0070366 | EPA/NEI | 9605570.234 | 33.7955
2021 | IN | Norway (IN) | 998 | RFCW | RFC West | WAT | 7.3 |  | 17899.001 |  |  | 0 |  |  |  | 0
2021 | IN | Oak Hill Solar Array | 61333 | RFCW | RFC West | SUN | 2 |  | 3491 |  |  | 0 |  |  |  | 0
2021 | IN | Oak Ridge LFGTE | 56463 | RFCW | RFC West | LFG | 3.2 |  | 23367 | 289169 | 2.1254 | 0.18191 | 0.0147 | Estimated using an emission factor | 289169 | 2.1254
2021 | IN | Oakdale | 999 | RFCW | RFC West | WAT | 11.8 |  | 21183 |  |  | 0 |  |  |  | 0
2021 | IN | OlivePV | 59854 | RFCW | RFC West | SUN | 5 |  | 8267 |  |  | 0 |  |  |  | 0
2021 | IN | Osprey Point RES | 59255 | RFCW | RFC West | OG | 13.2
2021 | IN | Pastime Farm, LLC | 60239 | RFCW | RFC West | SUN | 5.2 |  | 8922 |  |  | 0 |  |  |  | 0
2021 | IN | Peru (IN) | 1037 | RFCW | RFC West | DFO | 1.8 |  | 0
2021 | IN | Peru 2 | 64246 | RFCW | RFC West | SUN | 9.5 |  | 12924 |  |  | 0 |  |  |  | 0
2021 | IN | POET Biorefining - North Manchester, LLC | 63852 | RFCW | RFC West | NG | 3.9 | 0.094002 | 20438.87 | 127861.562 | 0.60797 | 0.059491 | 0.0095098 | NEI avg EF - PM, fuel type | 1360197 | 6.4676
2021 | IN | POET Biorefining - Portland | 63922 | RFCW | RFC West | NG | 3.5 | 0.10941 | 22754 | 143584.793 | 0.68273 | 0.06001 | 0.0095098 | NEI avg EF - PM, fuel type | 1312394.72 | 6.2403
2021 | IN | POET Biorefining - Shelbyville | 63921 | RFCW | RFC West | NG | 6.1
2021 | IN | POET Biorefining- Alexandria, LLC | 63924 | RFCW | RFC West | NG | 3.6 | 0.069351 | 16607 | 101013.666 | 0.48031 | 0.057844 | 0.0095098 | NEI avg EF - PM, fuel type | 1456557.44 | 6.9258
2021 | IN | Portage Solar | 60046 | RFCW | RFC West | SUN | 1.5 |  | 2321 |  |  | 0 |  |  |  | 0
2021 | IN | Portside Energy | 55096 | RFCW | RFC West | NG | 61 | 0.31982 | 274458 | 1388085.066 | 4.5255 | 0.032977 | 0.0065204 | EPA/NEI | 4340256 | 14.1502
2021 | IN | Prairie View I & II LFGTE | 54926 | RFCW | RFC West | LFG | 6.4 |  | 32074 | 396915 | 2.9173 | 0.18191 | 0.0147 | Estimated using an emission factor | 396915 | 2.9173
2021 | IN | Prairies Edge Generating Facility | 58129 | RFCW | RFC West | NG | 1.1 | 1 | 0
2021 | IN | Purdue University-Wade Utility | 50240 | RFCW | RFC West | NG | 43.2 | 0.1869 | 135303.432 | 1042376.735 | 4.6775 | 0.06914 | 0.0089746 | EPA/NEI; Estimated using an emission factor | 5577214.002 | 25.0267
2021 | IN | R Gallagher | 1008 | RFCW | RFC West | BIT | 300 |  | 25590 | 344719.966 | 38.3673 | 2.9986 | 0.2226 | EPA/NEI | 344719.966 | 38.3673
2021 | IN | R M Schahfer Generating Station | 6085 | RFCW | RFC West | SUB | 2201.4 |  | 3678911 | 48858666.967 | 513.8639 | 0.27936 | 0.021035 | EPA/NEI | 48858666.967 | 513.8639
2021 | IN | Randolph Eastern School Wind Turbine | 57638 | RFCW | RFC West | WND | 1 |  | 0
2021 | IN | Rensselaer City Light Plant | 1038 | RFCW | RFC West | DFO | 21.8 |  | 0
2021 | IN | Rensselaer Solar Site 2 | 61799 | RFCW | RFC West | SUN | 3.8 |  | 7362 |  |  | 0 |  |  |  | 0
2021 | IN | Richmond (IN) | 7335 | RFCW | RFC West | NG | 82.8 |  | 9560 | 132672.899 | 0.22302 | 0.046656 | 0.0033619 | EPA/NEI | 132672.899 | 0.22302
2021 | IN | Richmond 5 | 64247 | RFCW | RFC West | SUN | 9 |  | 9022 |  |  | 0 |  |  |  | 0
2021 | IN | Richmond Solar Park 3 | 62770 | RFCW | RFC West | SUN | 6.5 |  | 11870 |  |  | 0 |  |  |  | 0
2021 | IN | Richmond Solar Park 4 | 62791 | RFCW | RFC West | SUN | 7.1 |  | 13166 |  |  | 0 |  |  |  | 0
2021 | IN | Richmond Solar Site 2 | 61729 | RFCW | RFC West | SUN | 7.4 |  | 13661 |  |  | 0 |  |  |  | 0
2021 | IN | Riverstart Solar Park LLC | 64553 | RFCW | RFC West | SUN | 200 |  | 31861 |  |  | 0 |  |  |  | 0
2021 | IN | Rockport | 6166 | RFCW | RFC West | SUB | 2600 |  | 4802163 | 53416879.962 | 125.5448 | 0.052287 | 0.0047006 | EPA/NEI | 53416879.962 | 125.5448
2021 | IN | Rockville Solar I LLC | 58942 | RFCW | RFC West | SUN | 2.8 |  | 3656 |  |  | 0 |  |  |  | 0
2021 | IN | Rockville Solar II, LLC | 58953 | RFCW | RFC West | SUN | 2.7 |  | 3285 |  |  | 0 |  |  |  | 0
2021 | IN | Rosewater Wind Farm | 62891 | RFCW | RFC West | WND | 102 |  | 316786 |  |  | 0 |  |  |  | 0
2021 | IN | SABIC Innovative Plastics Mt. Vernon | 58063 | RFCW | RFC West | NG | 108 | 0.94849 | 515099 | 5756561.042 | 23.0737 | 0.08959 | 0.0080165 | NEI avg EF - PM, fuel type | 6069162 | 24.3267
2021 | IN | Sagamore Plant Cogeneration | 50903 | RFCW | RFC West | NG | 7.4 | 0.032265 | 6889.91 | 43140.608 | 0.20513 | 0.059544 | 0.0095097 | NEI avg EF - PM, fuel type | 1337056 | 6.3576
2021 | IN | Scotland Solar RES | 59982 | RFCW | RFC West | SUN | 1.1 |  | 848 |  |  | 0 |  |  |  | 0
2021 | IN | Scottsburg Solar Park | 62766 | RFCW | RFC West | SUN | 7.1 |  | 13128 |  |  | 0 |  |  |  | 0
2021 | IN | Sheridan School Corporation Solar | 63213 | RFCW | RFC West | SUN | 1.5 |  | 2042 |  |  | 0 |  |  |  | 0
2021 | IN | Spring Mill Solar RES | 59987 | RFCW | RFC West | SUN | 1.1 |  | 1621 |  |  | 0 |  |  |  | 0
2021 | IN | St. Joseph Energy Center LLC | 57794 | RFCW | RFC West | NG | 780 |  | 4449837 | 30248571.661 | 91.1704 | 0.040977 | 0.0060281 | EPA/NEI | 30248571.661 | 91.1704
2021 | IN | St. Joseph Solar | 63801 | RFCW | RFC West | SUN | 20 |  | 21221 |  |  | 0 |  |  |  | 0
2021 | IN | Staunton | 61885 | RFCW | RFC West | SUN | 4 |  | 6818 |  |  | 0 |  |  |  | 0
2021 | IN | Sugar Creek Generating Station | 55364 | RFCW | RFC West | NG | 619.4 |  | 2879354 | 20678128.505 | 175.4199 | 0.12185 | 0.016967 | EPA/NEI | 20678128.505 | 175.4199
2021 | IN | Sullivan Solar, LLC | 60410 | RFCW | RFC West | SUN | 5.2 |  | 8984 |  |  | 0 |  |  |  | 0
2021 | IN | Tate & Lyle Lafayette South | 64854 | RFCW | RFC West | NG | 61.8 | 0.8908 | 131673 | 384680.69 | 1.5419 | 0.02342 | 0.0080165 | NEI avg EF - PM, fuel type, firing type | 431839.775 | 1.7309
2021 | IN | Tell City Solar Park | 62790 | RFCW | RFC West | SUN | 3.2 |  | 5881 |  |  | 0 |  |  |  | 0
2021 | IN | Tippecanoe Solar Power Plant | 63137 | RFCW | RFC West | SUN | 1.6 |  | 2830 |  |  | 0 |  |  |  | 0
2021 | IN | Tipton Solar Park | 62305 | RFCW | RFC West | SUN | 5.3 |  | 9265 |  |  | 0 |  |  |  | 0
2021 | IN | Troy Solar | 63929 | RFCW | RFC West | SUN | 50.4 |  | 85028 |  |  | 0 |  |  |  | 0
2021 | IN | Twin Branch | 989 | RFCW | RFC West | WAT | 4.8 |  | 24874 |  |  | 0 |  |  |  | 0
2021 | IN | Twin Branch PV | 59861 | RFCW | RFC West | SUN | 2.6 |  | 3963 |  |  | 0 |  |  |  | 0
2021 | IN | Twin Bridges LFGTE | 54925 | RFCW | RFC West | LFG | 12.8 |  | 76228 | 913631.006 | 6.7152 | 0.17619 | 0.0147 | Estimated using an emission factor | 913631.006 | 6.7152
2021 | IN | Union City Wind Turbine | 57637 | RFCW | RFC West | WND | 1 |  | 0
2021 | IN | University of Notre Dame | 50366 | RFCW | RFC West | NG | 39.6 | 0.19428 | 72975.683 | 412824.764 | 2.0597 | 0.05645 | 0.0099788 | EPA/NEI; Estimated using an emission factor | 2124870.507 | 10.6018
2021 | IN | US Steel Corp - Gary Works | 50733 | RFCW | RFC West | PRG | 161 | 0.27582 | 1253327 | 7448689.896 | 39.8159 | 0.063536 | 0.010691 | NEI avg EF - PM, fuel type, firing type | 27005434.419 | 144.3537
2021 | IN | Valparaiso Solar, LLC | 58797 | RFCW | RFC West | SUN | 1 |  | 1376 |  |  | 0 |  |  |  | 0
2021 | IN | Veolia ES Blackfoot Landfill Facility | 58577 | RFCW | RFC West | LFG | 3.2 |  | 10284 | 102971 | 0.75684 | 0.14719 | 0.0147 | Estimated using an emission factor | 102971 | 0.75684
2021 | IN | Vermillion Generating Station | 55111 | RFCW | RFC West | NG | 692 |  | 259929 | 3305178.047 | 6.7356 | 0.051827 | 0.0040758 | EPA/NEI | 3305178.047 | 6.7356
2021 | IN | Volkman Road Solar Array Hybrid | 61334 | RFCW | RFC West | SUN | 3 |  | 3411 | 0 |  | 0 |  |  | 0 | 0
2021 | IN | Wabash River Highland Plant | 57842 | RFCW | RFC West | NG | 192 |  | 53578 | 617830.587 | 5.7088 | 0.2131 | 0.01848 | EPA/NEI | 617830.587 | 5.7088
2021 | IN | Waterloo Solar, LLC | 58796 | RFCW | RFC West | SUN | 1 |  | 1382 |  |  | 0 |  |  |  | 0
2021 | IN | Wheatland Generating Facility LLC | 55224 | RFCW | RFC West | NG | 500.4 |  | 184107 | 2501493.151 | 110.5759 | 1.2012 | 0.088408 | EPA/NEI | 2501493.151 | 110.5759
2021 | IN | Whitewater Valley | 1040 | RFCW | RFC West | BIT | 93.9 |  | 27965 | 397942.701 | 25.5052 | 1.8241 | 0.12819 | EPA/NEI | 397942.701 | 25.5052
2021 | IN | Whiting Clean Energy, Inc. | 55259 | RFCW | RFC West | NG | 576.8 | 0.8512 | 2716288 | 20999054.53 | 98.4441 | 0.072484 | 0.0093761 | EPA/NEI | 24669890.002 | 115.6531
2021 | IN | Wildcat Wind Farm I, LLC | 57862 | RFCW | RFC West | WND | 200 |  | 640092 |  |  | 0 |  |  |  | 0
2021 | IN | Worthington Generation | 55148 | RFCW | RFC West | NG | 242 |  | 189841 | 2008300.066 | 3.2518 | 0.034259 | 0.0032384 | EPA/NEI | 2008300.066 | 3.2518
2021 | IN | Zimmerman Energy | 59425 | RFCW | RFC West | LFG | 7.6 |  | 59115 | 697490 | 5.1266 | 0.17344 | 0.0147 | Estimated using an emission factor | 697490 | 5.1266
2021 | KS | Alexander Wind Farm LLC | 58666 | SPNO | SPP North | WND | 50.7 |  | 210826 |  |  | 0 |  |  |  | 0
2021 | KS | Anthony | 1258 | SPNO | SPP North | DFO | 11.1 |  | 233.999 | 3147 | 0.48779 | 4.1691 | 0.31 | Estimated using an emission factor | 3147 | 0.48779
2021 | KS | Arkalon Ethanol LLC | 58192 | SPNO | SPP North | NG | 3 | 0.46378 | 12424 | 62470.931 | 0.29704 | 0.047818 | 0.0095098 | NEI avg EF - PM, fuel type | 134700 | 0.64048
2021 | KS | Ashland | 1259 | SPNO | SPP North | DFO | 5.6 |  | 307 | 2977.999 | 0.33812 | 2.2027 | 0.22708 | Estimated using an emission factor | 2977.999 | 0.33812
2021 | KS | Augusta Electric Plant No 1 | 1261 | SPNO | SPP North | NG | 11.5 |  | 20.999 | 243.999 | 0.0099041 | 0.94329 | 0.081182 | Estimated using an emission factor | 243.999 | 0.0099041
2021 | KS | Augusta Electric Plant No 2 | 6791 | SPNO | SPP North | NG | 20.7 |  | 2899 | 36243.999 | 0.0076475 | 0.0052759 | 0.000422 | Estimated using an emission factor | 36243.999 | 0.0076475
2021 | KS | Baldwin City Plant No 1 | 1262 | SPNO | SPP North | DFO | 4.2 |  | 27.999 | 307 | 0.047585 | 3.399 | 0.31 | Estimated using an emission factor | 307 | 0.047585
2021 | KS | Baldwin City Plant No 2 | 8020 | SPNO | SPP North | DFO | 6.4 |  | 449 | 4492 | 0.69626 | 3.1014 | 0.31 | Estimated using an emission factor | 4492 | 0.69626
2021 | KS | Belleville | 1263 | SPNO | SPP North | NG | 14.3 |  | 277.338 | 3083.999 | 0.094122 | 0.67875 | 0.061039 | Estimated using an emission factor | 3083.999 | 0.094122
2021 | KS | Beloit | 1264 | SPNO | SPP North | DFO | 19.3 |  | 743.999 | 7128.999 | 1.105 | 2.9704 | 0.31 | Estimated using an emission factor | 7128.999 | 1.105
2021 | KS | Bird City | 1224 | SPNO | SPP North | DFO | 4 |  | 141 | 1960 | 0.3038 | 4.3092 | 0.31 | Estimated using an emission factor | 1960 | 0.3038
2021 | KS | Bloom Wind | 59888 | SPNO | SPP North | WND | 178.2 |  | 621354 |  |  | 0 |  |  |  | 0
2021 | KS | Bonanza BioEnergy LLC | 58193 | SPNO | SPP North | NG | 2 | 0.027238 | 5383 | 30500.906 | 0.14503 | 0.053884 | 0.0095098 | NEI avg EF - PM, fuel type | 1119788 | 5.3245
2021 | KS | BPU Solar Farm | 61313 | SPNO | SPP North | SUN | 1 |  | 1736 |  |  | 0 |  |  |  | 0
2021 | KS | Buckeye Wind Energy Center | 58767 | SPNO | SPP North | WND | 200.5 |  | 748607 |  |  | 0 |  |  |  | 0
2021 | KS | Buffalo Dunes Wind Project | 58474 | SPSO | SPP South | WND | 249.8 |  | 908331 |  |  | 0 |  |  |  | 0
2021 | KS | Burlingame | 1265 | SPNO | SPP North | NG | 4 |  | 90 | 667 | 0.00014074 | 0.0031275 | 0.000422 | Estimated using an emission factor | 667 | 0.00014074
2021 | KS | Burlington (KS) | 1266 | SPNO | SPP North | NG | 11.4 |  | 487 | 3955.001 | 0.30156 | 1.2384 | 0.1525 | Estimated using an emission factor | 3955.001 | 0.30156
2021 | KS | Caney River Wind Project | 57858 | SPNO | SPP North | WND | 200 |  | 672562 |  |  | 0 |  |  |  | 0
2021 | KS | Cedar Bluff Wind, LLC | 60069 | SPNO | SPP North | WND | 198.6 |  | 820208 |  |  | 0 |  |  |  | 0
2021 | KS | Central Plains Wind Farm | 56818 | SPNO | SPP North | WND | 99 |  | 151059 |  |  | 0 |  |  |  | 0
2021 | KS | Chanute 2 | 1268 | SPNO | SPP North | NG | 64 |  | 191647 | 2481944.089 | 8.1904 | 0.085474 | 0.0066 | EPA/NEI | 2481944.089 | 8.1904
2021 | KS | Chanute 3 | 7018 | SPNO | SPP North | NG | 34.8 |  | 4202 | 122524.999 | 6.5657 | 3.125 | 0.10717 | Estimated using an emission factor | 122524.999 | 6.5657
2021 | KS | Cimarron Bend III | 64074 | SPNO | SPP North | WND | 198.8 |  | 807765 |  |  | 0 |  |  |  | 0
2021 | KS | Cimarron Bend Wind Project I, LLC | 60687 | SPNO | SPP North | WND | 200 |  | 802196 |  |  | 0 |  |  |  | 0
2021 | KS | Cimarron Bend Wind Project II, LLC | 60688 | SPNO | SPP North | WND | 200 |  | 805460 |  |  | 0 |  |  |  | 0
2021 | KS | Cimarron River | 1230 | SPNO | SPP North | NG | 65 |  | 554 | 7145.573 | 0.024624 | 0.088895 | 0.0068921 | EPA/NEI | 7145.573 | 0.024624
2021 | KS | Cimarron Wind Energy LLC | 57762 | SPNO | SPP North | WND | 165.6 |  | 635848 |  |  | 0 |  |  |  | 0
2021 | KS | Cimarron Windpower II | 57663 | SPNO | SPP North | WND | 131 |  | 548741 |  |  | 0 |  |  |  | 0
2021 | KS | City of Pratt Solar | 62931 | SPNO | SPP North | SUN | 6 |  | 11467 |  |  | 0 |  |  |  | 0
2021 | KS | Clay Center | 1270 | SPNO | SPP North | NG | 29.9 |  | 786.999 | 19296.999 | 0.0040717 | 0.010347 | 0.000422 | EPA/NEI; Estimated using an emission factor | 19296.999 | 0.0040717
2021 | KS | Clifton Station | 8037 | SPNO | SPP North | NG | 87.5 |  | 11182 | 291923.13 | 0.96335 | 0.1723 | 0.0066 | EPA/NEI | 291923.13 | 0.96335
2021 | KS | Cloud County Wind Farm | 56784 | SPNO | SPP North | WND | 201 |  | 331785 |  |  | 0 |  |  |  | 0
2021 | KS | CML&P Generating Facility No. 2 | 59726 | SPSO | SPP South | NG | 56.1 |  | 57225 | 559809 | 0.11812 | 0.0041283 | 0.000422 | Estimated using an emission factor | 559809 | 0.11812
2021 | KS | Coffeyville | 1271 | SPSO | SPP South | NG | 44 |  | 534 | 3504.434 | 0.013403 | 0.050197 | 0.007649 | EPA/NEI | 3504.434 | 0.013403
2021 | KS | Colby | 1225 | SPNO | SPP North | NG | 16 |  | 54 | 1926 | 0.0077199 | 0.28592 | 0.0080165 | NEI avg EF - PM, fuel type | 1926 | 0.0077199
2021 | KS | Colby City of | 1272 | SPNO | SPP North | DFO | 17.7 |  | 528 | 8645 | 1.34 | 5.0757 | 0.31 | Estimated using an emission factor | 8645 | 1.34
2021 | KS | Diamond Vista Wind Project, LLC | 61789 | SPNO | SPP North | WND | 299.3 |  | 1184013 |  |  | 0 |  |  |  | 0
2021 | KS | East 12th Street | 7013 | SPNO | SPP North | NG | 28.1 |  | 1466 | 19751.8 | 0.071478 | 0.097514 | 0.0072376 | EPA/NEI | 19751.8 | 0.071478
2021 | KS | East Fork Wind Project, LLC | 62220 | SPNO | SPP North | WND | 195.8 |  | 723301 |  |  | 0 |  |  |  | 0
2021 | KS | East Kansas Agri-Energy, LLC | 59383 | SPNO | SPP North | WH | 2 |  | 4978 |  |  | 0 |  |  |  | 0
2021 | KS | El Dorado Refinery | 58075 | SPNO | SPP North | NG | 38.9 | 0.41522 | 204413 | 1189461.476 | 4.7677 | 0.046647 | 0.0080165 | NEI avg EF - PM, fuel type | 2864665 | 11.4823
2021 | KS | Elk River Wind | 56303 | SPNO | SPP North | WND | 150 |  | 298842 |  |  | 0 |  |  |  | 0
2021 | KS | Ellinwood | 1274 | SPNO | SPP North | DFO | 8.5 | 1 | 243.999 | 2406 | 0.37293 | 3.0568 | 0.31 | Estimated using an emission factor | 2406 | 0.37293
2021 | KS | Emporia Energy Center | 56502 | SPNO | SPP North | NG | 730.2 |  | 311844 | 3975697.924 | 13.1198 | 0.084143 | 0.0066 | EPA/NEI | 3975697.924 | 13.1198
2021 | KS | Ensign Wind LLC | 58137 | SPNO | SPP North | WND | 98.9 |  | 373823 |  |  | 0 |  |  |  | 0
2021 | KS | Erie | 1276 | SPNO | SPP North | DFO | 4.3 |  | 10 | 131.999 | 0.02046 | 4.092 | 0.31 | Estimated using an emission factor | 131.999 | 0.02046
2021 | KS | Erie Energy Center | 7766 | SPNO | SPP North | DFO | 20 |  | 1534 | 40336 | 6.2521 | 8.1513 | 0.31 | Estimated using an emission factor | 40336 | 6.2521
2021 | KS | Flat Ridge 2 Wind Energy LLC | 57787 | SPNO | SPP North | WND | 470.4 |  | 1719670 |  |  | 0 |  |  |  | 0
2021 | KS | Flat Ridge 3 | 64407 | SPNO | SPP North | WND | 128 |  | 36756 |  |  | 0 |  |  |  | 0
2021 | KS | Flat Ridge Wind Energy LLC | 56879 | SPNO | SPP North | WND | 44 |  | 184449 |  |  | 0 |  |  |  | 0
2021 | KS | Flat Ridge Wind Farm | 56819 | SPNO | SPP North | WND | 50 |  | 47580 |  |  | 0 |  |  |  | 0
2021 | KS | Fort Dodge aka Judson Large | 1233 | SPNO | SPP North | NG | 149 |  | 910 | 41287.325 | 0.17191 | 0.37783 | 0.0083276 | EPA/NEI | 41287.325 | 0.17191
2021 | KS | Fort Hays State University Wind Farm | 61540 | SPNO | SPP North | WND | 4 |  | 15740 |  |  | 0 |  |  |  | 0
2021 | KS | Garden City | 1336 | SPNO | SPP North | NG | 256.3 |  | 11441.001 | 225527.11 | 0.74858 | 0.13086 | 0.0066385 | EPA/NEI | 225527.11 | 0.74858
2021 | KS | Gardner Energy Center | 7281 | SPNO | SPP North | NG | 39.2 |  | 14 | 287 | 0.0011504 | 0.16434 | 0.0080165 | NEI avg EF - PM, fuel type | 287 | 0.0011504
2021 | KS | Garnett Municipal | 1278 | SPNO | SPP North | DFO | 11.7 |  | 0
2021 | KS | Girard | 1279 | SPNO | SPP North | DFO | 10.8 |  | 636 | 7043 | 1.0917 | 3.4329 | 0.31 | Estimated using an emission factor | 7043 | 1.0917
2021 | KS | Goodland | 1280 | SPNO | SPP North | NG | 18.7 |  | -3769.999 | 10616 | 0.063752 | 0 | 0.01201 | Estimated using an emission factor | 10616 | 0.063752
2021 | KS | Goodman Energy Center | 56497 | SPNO | SPP North | NG | 103.5 |  | 88301.001 | 808116.999 | 0.17051 | 0.0038621 | 0.000422 | Estimated using an emission factor | 808116.999 | 0.17051
2021 | KS | Gordon Evans Energy Center | 1240 | SPNO | SPP North | NG | 378 |  | 144769.999 | 1725027.445 | 5.8863 | 0.08132 | 0.0068246 | EPA/NEI | 1725027.445 | 5.8863
2021 | KS | Gray County Wind Energy | 55734 | SPNO | SPP North | WND | 112.2 |  | 328930 |  |  | 0 |  |  |  | 0
2021 | KS | Great Bend Station aka Arthur Mullergren | 1235 | SPNO | SPP North | NG | 81.6 |  | -1045 | 10496.845 | 0.037248 | 0 | 0.007097 | EPA/NEI | 10496.845 | 0.037248
2021 | KS | Greensburg | 57118 | SPNO | SPP North | WND | 12.5 |  | 14043 |  |  | 0 |  |  |  | 0
2021 | KS | Herington | 1283 | SPNO | SPP North | DFO | 1.6 |  | 0
2021 | KS | Hill City | 1285 | SPNO | SPP North | DFO | 6.9 |  | 3.922 | 12 | 0.00186 | 0.9485 | 0.31 | Estimated using an emission factor | 12 | 0.00186
2021 | KS | Hoisington | 1286 | SPNO | SPP North | NG | 14 |  | 386 | 3846 | 0.043334 | 0.22453 | 0.022535 | Estimated using an emission factor | 3846 | 0.043334
2021 | KS | Holcomb | 108 | SPNO | SPP North | SUB | 348.7 |  | 1599571 | 16897500.34 | 42.2458 | 0.052821 | 0.0050002 | EPA/NEI | 16897500.34 | 42.2458
2021 | KS | Holton | 1287 | SPNO | SPP North | DFO | 21.5 |  | 1439 | 31066.999 | 3.4287 | 4.7653 | 0.22073 | Estimated using an emission factor | 31066.999 | 3.4287
2021 | KS | Hugoton 2 | 7011 | SPNO | SPP North | DFO | 19.2 |  | 307 | 8262 | 1.2273 | 7.9956 | 0.2971 | Estimated using an emission factor | 8262 | 1.2273
2021 | KS | Hutchinson Energy Center | 1248 | SPNO | SPP North | NG | 285.7 |  | 32959.001 | 690387.6 | 3.5057 | 0.21273 | 0.010156 | EPA/NEI | 690387.6 | 3.5057
2021 | KS | Iola | 1291 | SPNO | SPP North | NG | 29.3 |  | 1667.999 | 18153.999 | 1.8548 | 2.224 | 0.20434 | Estimated using an emission factor | 18153.999 | 1.8548
2021 | KS | Irish Creek Wind | 64138 | SPNO | SPP North | WND | 300.6 |  | 104217 |  |  | 0 |  |  |  | 0
2021 | KS | Iron Star Wind Project | 64003 | SPNO | SPP North | WND | 297.6 |  | 33110 |  |  | 0 |  |  |  | 0
2021 | KS | Ironwood Wind | 57639 | SPNO | SPP North | WND | 167.9 |  | 609919 |  |  | 0 |  |  |  | 0
2021 | KS | Jameson Energy Center | 59045 | SPNO | SPP North | NG | 27.6 |  | 1049.001 | 12075 | 0.0025478 | 0.0048576 | 0.000422 | Estimated using an emission factor | 12075 | 0.0025478
2021 | KS | Jayhawk Wind Energy Center | 65129 | SPNO | SPP North | WND | 197.4
2021 | KS | Jeffrey Energy Center | 6068 | SPNO | SPP North | SUB | 2160 |  | 8340406 | 91605157.075 | 695.0517 | 0.16667 | 0.015175 | EPA/NEI | 91605157.075 | 695.0517
2021 | KS | Jetmore | 1292 | SPNO | SPP North | DFO | 2.5 |  | 219 | 2234 | 0.34627 | 3.1623 | 0.31 | Estimated using an emission factor | 2234 | 0.34627
2021 | KS | Johnson | 6579 | SPNO | SPP North | DFO | 6 |  | 189 | 1959 | 0.30364 | 3.2132 | 0.31 | Estimated using an emission factor | 1959 | 0.30364
2021 | KS | Johnson Corner Solar 1 | 62993 | SPNO | SPP North | SUN | 20 |  | 42653 |  |  | 0 |  |  |  | 0
2021 | KS | Kansas Ethanol, LLC | 65512 | SPNO | SPP North | NG | 13.5
2021 | KS | Kansas River Project | 10279 | SPNO | SPP North | WAT | 7 |  | 29947.001 |  |  | 0 |  |  |  | 0
2021 | KS | Kaw | 1294 | SPNO | SPP North | NG | 165.7
2021 | KS | Kingman Municipal Power and Light Plant | 1296 | SPNO | SPP North | NG | 19.1 |  | 6582.999 | 80039 | 0.016888 | 0.0051309 | 0.000422 | Estimated using an emission factor | 80039 | 0.016888
2021 | KS | Kingman Wind | 60639 | SPNO | SPP North | WND | 214.8 |  | 841522 |  |  | 0 |  |  |  | 0
2021 | KS | La Crosse | 1297 | SPNO | SPP North | DFO | 5.5 |  | 79 | 560 | 0.0868 | 2.1975 | 0.31 | Estimated using an emission factor | 560 | 0.0868
2021 | KS | La Cygne | 1241 | SPNO | SPP North | SUB | 1598.9 |  | 6390767 | 66919629.097 | 55.3499 | 0.017322 | 0.0016542 | EPA/NEI | 66919629.097 | 55.3499
2021 | KS | Larned | 1299 | SPNO | SPP North | DFO | 16.4 |  | -272.001 | 1978.002 | 0.30659 | 0 | 0.31 | Estimated using an emission factor | 1978.002 | 0.30659
2021 | KS | Lawrence Energy Center | 1250 | SPNO | SPP North | SUB | 517 |  | 1888956 | 19890412.462 | 45.87 | 0.048567 | 0.0046123 | EPA/NEI | 19890412.462 | 45.87
2021 | KS | Lincoln | 1300 | SPNO | SPP North | DFO | 10.1 |  | 133.001 | 1395.999 | 0.21638 | 3.2538 | 0.31 | Estimated using an emission factor | 1395.999 | 0.21638
2021 | KS | Marshall Wind Farm | 59084 | SPNO | SPP North | WND | 73.8 |  | 227516 |  |  | 0 |  |  |  | 0
2021 | KS | McPherson 2 | 1305 | SPNO | SPP North | NG | 214.8 |  | 39670.999 | 603142.2 | 2.6976 | 0.136 | 0.0089452 | EPA/NEI | 603142.2 | 2.6976
2021 | KS | McPherson Municipal Power Plant #3 | 7515 | SPNO | SPP North | NG | 115.6 |  | 22853 | 285874.841 | 0.58372 | 0.051085 | 0.0040837 | EPA/NEI | 285874.841 | 0.58372
2021 | KS | Meade | 1306 | SPNO | SPP North | NG | 8.2 |  | 246 | 2666 | 0.10625 | 0.86379 | 0.079704 | Estimated using an emission factor | 2666 | 0.10625
2021 | KS | Midwest Energy Community Solar Array | 59632 | SPNO | SPP North | SUN | 1 |  | 1112 |  |  | 0 |  |  |  | 0
2021 | KS | Minneapolis City of | 1307 | SPNO | SPP North | NG | 9.1 |  | 374.999 | 1904.001 | 0.065175 | 0.3476 | 0.068461 | Estimated using an emission factor | 1904.001 | 0.065175
2021 | KS | Mulvane 2 | 7976 | SPNO | SPP North | DFO | 9.2 |  | 254.999 | 2622 | 0.40641 | 3.1875 | 0.31 | Estimated using an emission factor | 2622 | 0.40641
2021 | KS | Nearman Creek | 6064 | SPNO | SPP North | SUB | 355 |  | 1326102 | 16681699.593 | 133.1183 | 0.20077 | 0.01596 | EPA/NEI | 16681699.593 | 133.1183
2021 | KS | Neosho Ridge Wind Energy Center | 62481 | SPNO | SPP North | WND | 301 |  | 659210 |  |  | 0 |  |  |  | 0
2021 | KS | Ninnescah Wind Energy, LLC | 60620 | SPNO | SPP North | WND | 208.3 |  | 831715 |  |  | 0 |  |  |  | 0
2021 | KS | Oak Grove Power Producers | 57489 | SPNO | SPP North | LFG | 3.6 |  | 11818 | 133902 | 0.98418 | 0.16656 | 0.0147 | Estimated using an emission factor | 133902 | 0.98418
2021 | KS | Oberlin (KS) | 1312 | SPNO | SPP North | DFO | 6.9 |  | 113.68 | 1165 | 0.18058 | 3.1769 | 0.31 | Estimated using an emission factor | 1165 | 0.18058
2021 | KS | Osage City | 1313 | SPNO | SPP North | NG | 12.7 |  | 312.002 | 6162.999 | 0.12148 | 0.77874 | 0.039424 | Estimated using an emission factor | 6162.999 | 0.12148
2021 | KS | Osawatomie City of | 1314 | SPNO | SPP North | DFO | 6.6 |  | 182 | 2852 | 0.44206 | 4.8578 | 0.31 | Estimated using an emission factor | 2852 | 0.44206
2021 | KS | Osawatomie Generating Station | 7928 | SPNO | SPP North | NG | 102 |  | 37771 | 435378.704 | 1.4367 | 0.076077 | 0.0066 | EPA/NEI | 435378.704 | 1.4367
2021 | KS | Osawatomie Power Plant North Sub | 60751 | SPNO | SPP North | DFO | 6 |  | 134.001 | 1457.001 | 0.22584 | 3.3706 | 0.31 | Estimated using an emission factor | 1457.001 | 0.22584
2021 | KS | Osawatomie Power Plant South Sub | 60750 | SPNO | SPP North | DFO | 6 |  | 20.001 | 218.001 | 0.03379 | 3.3788 | 0.31 | Estimated using an emission factor | 218.001 | 0.03379
2021 | KS | Osborne | 1315 | SPNO | SPP North | DFO | 7.1 |  | 101.001 | 847.999 | 0.10001 | 1.9804 | 0.23588 | Estimated using an emission factor | 847.999 | 0.10001
2021 | KS | Ottawa | 1316 | SPNO | SPP North | NG | 19.2 |  | 2003 | 32704 | 0.0069005 | 0.0068902 | 0.000422 | Estimated using an emission factor | 32704 | 0.0069005
2021 | KS | Oxford (KS) | 7432 | SPNO | SPP North | DFO | 5.1 |  | 9 | 225.999 | 0.03503 | 7.7844 | 0.31 | Estimated using an emission factor | 225.999 | 0.03503
2021 | KS | Post Rock Wind Power Project, LLC | 57678 | SPNO | SPP North | WND | 201 |  | 762413 |  |  | 0 |  |  |  | 0
2021 | KS | Prairie Horizon Agri Energy | 58183 | SPNO | SPP North | NG | 1.7 | 0.027841 | 3982.82 | 23650.028 | 0.11246 | 0.05647 | 0.0095099 | NEI avg EF - PM, fuel type | 849481 | 4.0392
2021 | KS | Prairie Queen Wind Farm | 62488 | SPNO | SPP North | WND | 199.3 |  | 610395 |  |  | 0 |  |  |  | 0
2021 | KS | Prairie Sky Solar Farm | 61798 | SPNO | SPP North | SUN | 1 |  | 1875 |  |  | 0 |  |  |  | 0
2021 | KS | Pratt | 1317 | SPNO | SPP North | NG | 15.5 |  | 518 | 7930 | 0.044768 | 0.17285 | 0.011291 | EPA/NEI; Estimated using an emission factor | 7930 | 0.044768
2021 | KS | Pratt 2 | 7447 | SPNO | SPP North | NG | 16 |  | 206 | 2840 | 0.00059924 | 0.0058179 | 0.000422 | Estimated using an emission factor | 2840 | 0.00059924
2021 | KS | Pratt Wind, LLC | 61957 | SPNO | SPP North | WND | 243.5 |  | 1022389 |  |  | 0 |  |  |  | 0
2021 | KS | Quindaro | 1295 | SPNO | SPP North | DFO | 370.5 |  | 10602 | 226014.2 | 1.251 | 0.23599 | 0.01107 | EPA/NEI | 226014.2 | 1.251
2021 | KS | Reading Wind Project | 60999 | SPNO | SPP North | WND | 200.1 |  | 668226 |  |  | 0 |  |  |  | 0
2021 | KS | Riverton | 1239 | SPNO | SPP North | NG | 300.2 |  | 1332336 | 9628162.739 | 19 | 0.028521 | 0.0039468 | EPA/NEI | 9628162.739 | 19
2021 | KS | Rubart | 58255 | SPNO | SPP North | NG | 120 |  | 51776.004 | 528594 | 0.11153 | 0.0043083 | 0.000422 | Estimated using an emission factor | 528594 | 0.11153
2021 | KS | Russell Downtown | 1319 | SPNO | SPP North | NG | 15.7 |  | 535.998 | 5604.001 | 0.27744 | 1.0352 | 0.099014 | Estimated using an emission factor | 5604.001 | 0.27744
2021 | KS | Russell Energy Center | 7930 | SPNO | SPP North | NG | 15 | 1 | 576 | 7043 | 0.02823 | 0.098021 | 0.0080165 | NEI avg EF - PM, fuel type | 7043 | 0.02823
2021 | KS | Sabetha Power Plant | 1320 | SPNO | SPP North | NG | 21.8 |  | -634.001 | 2783 | 0.34442 | 0 | 0.24752 | Estimated using an emission factor | 2783 | 0.34442
2021 | KS | Sharon Spring | 1324 | SPNO | SPP North | NG | 3 |  | 46.059 | 2328 | 0.00049121 | 0.02133 | 0.000422 | Estimated using an emission factor | 2328 | 0.00049121
2021 | KS | Sharpe | 7973 | SPNO | SPP North | DFO | 20 |  | 2744 | 34199 | 5.3008 | 3.8636 | 0.31 | Estimated using an emission factor | 34199 | 5.3008
2021 | KS | Shooting Star | 58018 | SPNO | SPP North | WND | 104 |  | 429859 |  |  | 0 |  |  |  | 0
2021 | KS | Slate Creek Wind Project LLC | 59837 | SPNO | SPP North | WND | 150 |  | 614656 |  |  | 0 |  |  |  | 0
2021 | KS | Smoky Hills Wind Project Phase I | 56488 | SPNO | SPP North | WND | 100.8 |  | 301009 |  |  | 0 |  |  |  | 0
2021 | KS | Smoky Hills Wind Project Phase II | 56985 | SPNO | SPP North | WND | 148.5 |  | 455044 |  |  | 0 |  |  |  | 0
2021 | KS | Soldier Creek Wind | 64309 | SPNO | SPP North | WND | 300 |  | 1038733 |  |  | 0 |  |  |  | 0
2021 | KS | Solomon Forks Wind Project, LLC | 61984 | SPNO | SPP North | WND | 275.6 |  | 1059484 |  |  | 0 |  |  |  | 0
2021 | KS | Spearville | 56351 | SPNO | SPP North | WND | 148.5 |  | 208800 |  |  | 0 |  |  |  | 0
2021 | KS | Spearville 3 LLC | 57975 | SPNO | SPP North | WND | 108 |  | 328386 |  |  | 0 |  |  |  | 0
2021 | KS | St Francis | 1321 | SPNO | SPP North | DFO | 5.1 |  | 0
2021 | KS | St John | 1322 | SPNO | SPP North | DFO | 5 |  | 79 | 860 | 0.1333 | 3.3747 | 0.31 | Estimated using an emission factor | 860 | 0.1333
2021 | KS | Stafford | 1325 | SPNO | SPP North | DFO | 2.5
2021 | KS | Sterling | 1326 | SPNO | SPP North | DFO | 10.3 |  | 318.999 | 3281 | 0.50855 | 3.1884 | 0.31 | Estimated using an emission factor | 3281 | 0.50855
2021 | KS | Stockton | 1327 | SPNO | SPP North | DFO | 5.5 |  | 4 | 1508 | 0.23374 | 116.87 | 0.31 | Estimated using an emission factor | 1508 | 0.23374
2021 | KS | Thunderbird Generator (Tbird) | 63575 | SPNO | SPP North | DFO | 1 |  | 90 | 877 | 0.13594 | 3.0208 | 0.31 | Estimated using an emission factor | 877 | 0.13594
2021 | KS | Wamego | 1328 | SPNO | SPP North | NG | 15.2 |  | -235.999 | 6418.997 | 0.0013544 | 0 | 0.000422 | Estimated using an emission factor | 6418.997 | 0.0013544
2021 | KS | Washington | 1329 | SPNO | SPP North | DFO | 8.9 |  | 108 | 1101.999 | 0.17081 | 3.1631 | 0.31 | Estimated using an emission factor | 1101.999 | 0.17081
2021 | KS | Waste Management Rolling Meadows LFGTE | 57023 | SPNO | SPP North | LFG | 5.6 |  | 46896.997 | 556375.001 | 4.0894 | 0.1744 | 0.0147 | Estimated using an emission factor | 556375.001 | 4.0894
2021 | KS | Waste Water Plant Generator | 56022 | SPNO | SPP North | DFO | 1.6 |  | 5 | 46 | 0.00713 | 2.852 | 0.31 | Estimated using an emission factor | 46 | 0.00713
2021 | KS | Waverly Wind Farm LLC | 57614 | SPNO | SPP North | WND | 199 |  | 735181 |  |  | 0 |  |  |  | 0
2021 | KS | Wellington 1 | 1330 | SPNO | SPP North | NG | 24 |  | 482 | 8632.685 | 0.064035 | 0.26571 | 0.014835 | EPA/NEI; Estimated using an emission factor | 8632.685 | 0.064035
2021 | KS | Wellington 2 | 7339 | SPNO | SPP North | NG | 20 |  | 2019 | 31279 | 0.12537 | 0.12419 | 0.0080165 | NEI avg EF - PM, fuel type | 31279 | 0.12537
2021 | KS | West 14th Street | 1332 | SPNO | SPP North | NG | 11 |  | 797 | 22250 | 0.089184 | 0.2238 | 0.0080165 | NEI avg EF - PM, fuel type | 22250 | 0.089184
2021 | KS | West Gardner Generating Station | 7929 | SPNO | SPP North | NG | 408 |  | 55524 | 698137.676 | 2.3039 | 0.082986 | 0.0066 | EPA/NEI | 698137.676 | 2.3039
2021 | KS | Westar Cities Solar | 60956 | SPNO | SPP North | SUN | 1 |  | 2215 |  |  | 0 |  |  |  | 0
2021 | KS | Western Plains Wind | 65484 | SPNO | SPP North | WND | 2.7 |  | 2507 |  |  | 0 |  |  |  | 0
2021 | KS | Western Plains Wind Farm | 60689 | SPNO | SPP North | WND | 280.6 |  | 1099871 |  |  | 0 |  |  |  | 0
2021 | KS | Wichita Plant | 50169 | SPNO | SPP North | NG | 43.7 | 1 | 0
2021 | KS | Wolf Creek Generating Station | 210 | SPNO | SPP North | NUC | 1267.7 |  | 8574732 |  |  | 0 |  |  |  | 0
2021 | KS | Wolf Creek Generator | 62590 | SPNO | SPP North | DFO | 1 |  | 143 | 790 | 0.12245 | 1.7126 | 0.31 | Estimated using an emission factor | 790 | 0.12245
2021 | KY | Barkley | 1371 | SRTV | SERC Tennessee Valley | WAT | 130 |  | 619075 |  |  | 0 |  |  |  | 0
2021 | KY | Bavarian LFGTE | 56277 | SRTV | SERC Tennessee Valley | LFG | 4.8 |  | 31066.001 | 375502.999 | 2.7599 | 0.17768 | 0.0147 | Estimated using an emission factor | 375502.999 | 2.7599
2021 | KY | Big Sandy | 1353 | RFCW | RFC West | NG | 280.5 |  | 550541 | 5683037.488 | 86.8976 | 0.31568 | 0.030581 | EPA/NEI | 5683037.488 | 86.8976
2021 | KY | Blue Ridge Generating | 59392 | SRTV | SERC Tennessee Valley | LFG | 1.6 |  | 4980 | 53913 | 0.39626 | 0.15914 | 0.0147 | Estimated using an emission factor | 53913 | 0.39626
2021 | KY | Bluegrass Generating Station | 55164 | SRTV | SERC Tennessee Valley | NG | 624 |  | 179415.999 | 2071375.912 | 6.77 | 0.075467 | 0.0065367 | EPA/NEI | 2071375.912 | 6.77
2021 | KY | Cane Run | 1363 | SRTV | SERC Tennessee Valley | NG | 807 |  | 4751590 | 32810189.486 | 13.7803 | 0.0058003 | 0.00084 | EPA/NEI | 32810189.486 | 13.7803
2021 | KY | Cannelton Hydroelectric Plant | 57399 | RFCW | RFC West | WAT | 87.9 |  | 522330.999 |  |  | 0 |  |  |  | 0
2021 | KY | Cooperative Solar One | 60863 | SRTV | SERC Tennessee Valley | SUN | 8.5 |  | 13204 |  |  | 0 |  |  |  | 0
2021 | KY | Cox Waste to Energy | 54850 | SRTV | SERC Tennessee Valley | WDS | 5 | 0.011614 | 1360 | 8171.34 | 0.042408 | 0.062365 | 0.01038 | NEI avg EF - PM, fuel type | 703600 | 3.6515
2021 | KY | Crittenden Solar Facility | 61310 | SRTV | SERC Tennessee Valley | SUN | 2.7 |  | 4667 |  |  | 0 |  |  |  | 0
2021 | KY | D B Wilson | 6823 | SRTV | SERC Tennessee Valley | BIT | 509.4 |  | 3053599 | 34638231.523 | 19.9038 | 0.013036 | 0.0011492 | EPA/NEI | 34638231.523 | 19.9038
2021 | KY | Dix Dam | 1354 | SRTV | SERC Tennessee Valley | WAT | 28.2 |  | 88976.001 |  |  | 0 |  |  |  | 0
2021 | KY | DTE Calvert City, LLC | 55308 | SRTV | SERC Tennessee Valley | NG | 26.7 | 0.29294 | 210474 | 1111871.744 | 1.7919 | 0.017027 | 0.0032232 | EPA/NEI | 3795559.126 | 6.1169
2021 | KY | E W Brown | 1355 | SRTV | SERC Tennessee Valley | BIT | 1457.6 |  | 1113574.001 | 13761991.485 | 1328.6669 | 2.3863 | 0.19309 | EPA/NEI; Estimated using an emission factor | 13761991.485 | 1328.6669
2021 | KY | East Bend | 6018 | RFCW | RFC West | BIT | 772 |  | 2542673 | 28863964.894 | 453.1642 | 0.35645 | 0.0314 | EPA/NEI | 28863964.894 | 453.1642
2021 | KY | Ghent | 1356 | SRTV | SERC Tennessee Valley | RC | 2225.9 |  | 10582328 | 110685569.196 | 4290.6459 | 0.81091 | 0.077529 | EPA/NEI | 110685569.196 | 4290.6459
2021 | KY | Glasgow LFGTE | 60137 | SRTV | SERC Tennessee Valley | LFG | 1 |  | 5639 | 70003 | 0.51452 | 0.18249 | 0.0147 | Estimated using an emission factor | 70003 | 0.51452
2021 | KY | Green City Recovery, LLC | 60703 | SRTV | SERC Tennessee Valley | LFG | 2 |  | 3812 | 51115 | 0.3757 | 0.19711 | 0.0147 | Estimated using an emission factor | 51115 | 0.3757
2021 | KY | Green Valley LFGTE | 56278 | SRTV | SERC Tennessee Valley | LFG | 2.4 |  | 15675 | 180503.001 | 1.3267 | 0.16928 | 0.0147 | Estimated using an emission factor | 180503.001 | 1.3267
2021 | KY | H L Spurlock | 6041 | SRTV | SERC Tennessee Valley | BIT | 1608.5 | 0.90436 | 8428929 | 76896471.632 | 2511.4793 | 0.59592 | 0.065321 | EPA/NEI | 85028757.073 | 2777.0853
2021 | KY | Haefling | 1358 | SRTV | SERC Tennessee Valley | NG | 41.4 |  | -19 | 2145 | 0.0085977 | 0 | 0.0080165 | NEI avg EF - PM, fuel type | 2145 | 0.0085977
2021 | KY | Hardin County LFGTE | 56280 | SRTV | SERC Tennessee Valley | LFG | 2.4 |  | 10341 | 135003.999 | 0.99228 | 0.19191 | 0.0147 | Estimated using an emission factor | 135003.999 | 0.99228
2021 | KY | John S. Cooper | 1384 | SRTV | SERC Tennessee Valley | BIT | 344 |  | 478612 | 5142216.955 | 582.0989 | 2.4324 | 0.2264 | EPA/NEI | 5142216.955 | 582.0989
2021 | KY | Kentucky Dam | 1377 | SRTV | SERC Tennessee Valley | WAT | 218.6 |  | 1325392.999 |  |  | 0 |  |  |  | 0
2021 | KY | Kentucky Mills | 55429 | SRTV | SERC Tennessee Valley | BLQ | 88 | 0.15447 | 341146 | 1880529.819 | 8.5621 | 0.050196 | 0.009106 | NEI avg EF - PM, fuel type | 12173949.67 | 55.4281
2021 | KY | Laurel Dam | 6171 | SRTV | SERC Tennessee Valley | WAT | 70 |  | 91146 |  |  | 0 |  |  |  | 0
2021 | KY | Laurel Ridge LFGTE | 56279 | SRTV | SERC Tennessee Valley | LFG | 4 |  | 13290 | 159002 | 1.1687 | 0.17587 | 0.0147 | Estimated using an emission factor | 159002 | 1.1687
2021 | KY | LGE-KU Solar Share Facility Simpsonville | 65406 | SRTV | SERC Tennessee Valley | SUN | 1.7
2021 | KY | L'Oreal Solar - Florence | 61744 | RFCW | RFC West | SUN | 1.1 |  | 1300 |  |  | 0 |  |  |  | 0
2021 | KY | Marshall County | 55232 | SRTV | SERC Tennessee Valley | NG | 688 |  | 45402 | 602341.559 | 3.8052 | 0.16762 | 0.012635 | EPA/NEI | 602341.559 | 3.8052
2021 | KY | Matilda Hamilton Fee Hydroelectric Station | 62747 | SRTV | SERC Tennessee Valley | WAT | 2.5 |  | 4705 |  |  | 0 |  |  |  | 0
2021 | KY | Meldahl Hydroelectric Project | 56872 | RFCW | RFC West | WAT | 105 |  | 628352.001 |  |  | 0 |  |  |  | 0
2021 | KY | Mill Creek | 1364 | SRTV | SERC Tennessee Valley | RC | 1717.2 |  | 7403799 | 76790109.645 | 831.6247 | 0.22465 | 0.02166 | EPA/NEI | 76790109.645 | 831.6247
2021 | KY | Morehead Generating Facility | 62641 | SRTV | SERC Tennessee Valley | LFG | 1.4 |  | 6402 | 69274 | 0.50916 | 0.15906 | 0.0147 | Estimated using an emission factor | 69274 | 0.50916
2021 | KY | Mother Ann Lee | 1359 | SRTV | SERC Tennessee Valley | WAT | 2.1 |  | 11031.999 |  |  | 0 |  |  |  | 0
2021 | KY | Ohio Falls | 1365 | SRTV | SERC Tennessee Valley | WAT | 109.6 |  | 262720 |  |  | 0 |  |  |  | 0
2021 | KY | Paddy's Run | 1366 | SRTV | SERC Tennessee Valley | NG | 226.6 |  | 27080 | 431656.625 | 0.16395 | 0.012108 | 0.00075962 | EPA/NEI | 431656.625 | 0.16395
2021 | KY | Paducah Power Systems Plant 1 | 56556 | SRTV | SERC Tennessee Valley | NG | 120 |  | 21107 | 498538.227 | 16.0468 | 1.5205 | 0.064375 | EPA/NEI | 498538.227 | 16.0468
2021 | KY | Paradise | 1378 | SRTV | SERC Tennessee Valley | NG | 1160 |  | 6567652 | 45868929.124 | 253.7654 | 0.077277 | 0.011065 | EPA/NEI | 45868929.124 | 253.7654
2021 | KY | Paris (KY) | 1376 | SRTV | SERC Tennessee Valley | DFO | 11.5 |  | 43.121 | 516.001 | 0.07998 | 3.7096 | 0.31 | Estimated using an emission factor | 516.001 | 0.07998
2021 | KY | Pendleton County LFGTE | 56327 | SRTV | SERC Tennessee Valley | LFG | 3.2 |  | 23967 | 286003 | 2.1021 | 0.17542 | 0.0147 | Estimated using an emission factor | 286003 | 2.1021
2021 | KY | R D Green | 6639 | SRTV | SERC Tennessee Valley | BIT | 586 |  | 2386964 | 27487726.106 | 431.5573 | 0.3616 | 0.0314 | EPA/NEI | 27487726.106 | 431.5573
2021 | KY | Riverside Generating Company | 55198 | RFCW | RFC West | NG | 1150 |  | 561639 | 6489856.876 | 26.0711 | 0.092839 | 0.0080344 | EPA/NEI | 6489856.876 | 26.0711
2021 | KY | Robert Reid | 1383 | SRTV | SERC Tennessee Valley | OG | 98.8 |  | -9824 | 78405.6 | 0.45161 | 0 | 0.01152 | EPA/NEI | 78405.6 | 0.45161
2021 | KY | Shawnee | 1379 | SRTV | SERC Tennessee Valley | SUB | 1575 |  | 6003761 | 71495764.455 | 7717.9675 | 2.571 | 0.2159 | EPA/NEI | 71495764.455 | 7717.9675
2021 | KY | Smith Generating Facility | 54 | SRTV | SERC Tennessee Valley | NG | 1055 |  | 584332 | 7003137.019 | 24.3183 | 0.083235 | 0.006945 | EPA/NEI | 7003137.019 | 24.3183
2021 | KY | Smithland Hydroelectric Plant | 57400 | SRTV | SERC Tennessee Valley | WAT | 75.9 |  | 454016.001 |  |  | 0 |  |  |  | 0
2021 | KY | Trimble County | 6071 | SRTV | SERC Tennessee Valley | RC | 2594.1 |  | 9061141.998 | 85413476.077 | 514.7635 | 0.11362 | 0.012053 | EPA/NEI | 85413476.077 | 514.7635
2021 | KY | Walton 1 Solar Facility | 61311 | SRTV | SERC Tennessee Valley | SUN | 2 |  | 3418 |  |  | 0 |  |  |  | 0
2021 | KY | Walton 2 Solar Facility | 61312 | SRTV | SERC Tennessee Valley | SUN | 2 |  | 3276 |  |  | 0 |  |  |  | 0
2021 | KY | Wolf Creek | 1380 | SRTV | SERC Tennessee Valley | WAT | 270 |  | 868711.002 |  |  | 0 |  |  |  | 0
2021 | KY | Zorn | 1368 | SRTV | SERC Tennessee Valley | NG | 18
2021 | LA | Acadia Power Station | 55173 | SPSO | SPP South | NG | 1389.2 |  | 4244316 | 36629659.978 | 89.7 | 0.042268 | 0.0048977 | EPA/NEI | 36629659.978 | 89.7
2021 | LA | ADA Carbon Solutions Red River | 57938 | SPSO | SPP South | WH | 20.8 | 1 | 113845 |  |  | 0 |  |  |  | 0
2021 | LA | Agrilectric Power Partners Ltd | 10593 | SRMV | SERC Mississippi Valley | AB | 12.1 | 1 | 84139 | 1385269.2 |  |  |  |  | 1385269.2
2021 | LA | Alliance Refinery | 52031 | SRMV | SERC Mississippi Valley | PRG | 25 | 1 | 12319 | 182007.35 | 4.6202 | 0.75009 | 0.050769 | EPA/NEI; Estimated using an emission factor | 182007.35 | 4.6202
2021 | LA | Arsenal Hill Power Plant | 1416 | SPSO | SPP South | NG | 749 |  | 2813263 | 20671332.142 | 76.8 | 0.054599 | 0.0074306 | EPA/NEI | 20671332.142 | 76.8
2021 | LA | Axiall Plaquemine | 55051 | SRMV | SERC Mississippi Valley | NG | 306 | 0.41637 | 1489470.999 | 7783707.481 | 31.1991 | 0.041893 | 0.0080165 | NEI avg EF - PM, fuel type | 18694043.001 | 74.9304
2021 | LA | Bayou Cove Peaking Power Plant | 55433 | SRMV | SERC Mississippi Valley | NG | 416 |  | 98589 | 1252317.341 | 1.39 | 0.028198 | 0.0022199 | EPA/NEI | 1252317.341 | 1.39
2021 | LA | Big Cajun 1 | 1464 | SRMV | SERC Mississippi Valley | NG | 492.8 |  | 72157 | 928776.508 | 2.88 | 0.079826 | 0.0062017 | EPA/NEI | 928776.508 | 2.88
2021 | LA | Big Cajun 2 | 6055 | SRMV | SERC Mississippi Valley | RC | 1902.9 |  | 2693461 | 31736009.618 | 249.0844 | 0.18495 | 0.015697 | EPA/NEI | 31736009.618 | 249.0844
2021 | LA | Brame Energy Center | 6190 | SPSO | SPP South | SUB | 1707.3 |  | 6039660 | 66738478.882 | 454.7569 | 0.15059 | 0.013628 | EPA/NEI; Estimated using an emission factor | 66738478.882 | 454.7569
2021 | LA | Calcasieu Plant | 55165 | SRMV | SERC Mississippi Valley | NG | 358.8 |  | 76186 | 840421.083 | 4.03 | 0.10579 | 0.0095904 | EPA/NEI | 840421.083 | 4.03
2021 | LA | Carville Energy Center | 55404 | SRMV | SERC Mississippi Valley | NG | 555 | 0.74448 | 2744341 | 17163758.031 | 38.2317 | 0.027862 | 0.0044549 | EPA/NEI | 23054817.947 | 51.3539
2021 | LA | Chalmette Refining LLC | 50626 | SRMV | SERC Mississippi Valley | OTH | 5.7 | 1 | 13274 | 4830571 | 1.0193 | 0.15357 | 0.000422 | Estimated using an emission factor | 4830571 | 1.0193
2021 | LA | CII Carbon LLC | 54677 | SRMV | SERC Mississippi Valley | WH | 46 | 1 | 40457 |  |  | 0 |  |  |  | 0
2021 | LA | CITGO Refinery Powerhouse | 52175 | SRMV | SERC Mississippi Valley | PRG | 75 | 0.080128 | 213952.9 | 1187290.923 | 30.2431 | 0.28271 | 0.050945 | NEI avg EF - PM, fuel type | 14817344.345 | 377.4344
2021 | LA | Coughlin Power Station | 1396 | SPSO | SPP South | NG | 922.8 |  | 2618812 | 19792279.394 | 53.1775 | 0.040612 | 0.0053736 | NEI avg EF - PM, fuel type, firing type | 19792279.394 | 53.1775
2021 | LA | D G Hunter | 6558 | SPSO | SPP South | NG | 65.1 |  | 103205.998 | 936232.997 | 0.19755 | 0.0038282 | 0.000422 | Estimated using an emission factor | 936232.997 | 0.19755
2021 | LA | DeRidder Mill | 10488 | SPSO | SPP South | BLQ | 61.5 | 0.11815 | 376051.3 | 2092372.484 | 10.0407 | 0.053401 | 0.0095974 | NEI avg EF - PM, fuel type | 17708930.242 | 84.9797
2021 | LA | Dolet Hills Power Station | 51 | SPSO | SPP South | LIG | 720.7 |  | 1077152 | 12933398.726 | 182.78 | 0.33938 | 0.028265 | EPA/NEI | 12933398.726 | 182.78
2021 | LA | Domino Sugar Arabi Plant | 54512 | SRMV | SERC Mississippi Valley | NG | 14 | 0.09864 | 38279.11 | 213974.704 | 1.0174 | 0.053158 | 0.0095098 | NEI avg EF - PM, fuel type | 2169242.38 | 10.3145
2021 | LA | Dow St Charles Operations | 50152 | SRMV | SERC Mississippi Valley | NG | 323.6 | 0.38471 | 1682666 | 8956948.161 | 21.7947 | 0.025905 | 0.0048665 | EPA/NEI; Estimated using an emission factor | 23282062 | 56.6516
2021 | LA | Enterprise Sugar Factory | 51008 | SPSO | SPP South | AB | 3 | 0 | 0
2021 | LA | ExxonMobil Baton Rouge Turbine Generator | 10690 | SRMV | SERC Mississippi Valley | NG | 85.3 | 0.41482 | 651507 | 3266429.166 | 13.0927 | 0.040192 | 0.0080165 | NEI avg EF - PM, fuel type | 7874248 | 31.5619
2021 | LA | Formosa Plastics | 54518 | SRMV | SERC Mississippi Valley | NG | 100.8 | 0.46031 | 353944 | 2172674.632 | 8.9996 | 0.050853 | 0.0082844 | NEI avg EF - PM, fuel type | 4720051.919 | 19.5513
2021 | LA | Gaylord Container Bogalusa | 54427 | SRMV | SERC Mississippi Valley | BLQ | 99.5 | 0.13076 | 380346.979 | 2151787.772 | 10.3154 | 0.054242 | 0.0095877 | NEI avg EF - PM, fuel type | 16456674.391 | 78.8907
2021 | LA | Geismar | 10319 | SRMV | SERC Mississippi Valley | NG | 84.1 | 0.37413 | 562375.25 | 3096231.439 | 12.8494 | 0.045697 | 0.0083 | NEI avg EF - PM, fuel type | 8275821.1 | 34.3447
2021 | LA | Geismar Cogen | 56787 | SRMV | SERC Mississippi Valley | NG | 83.9 | 0.37159 | 445862 | 2333302.353 | 9.3524 | 0.041952 | 0.0080165 | NEI avg EF - PM, fuel type | 6279166 | 25.1685
2021 | LA | Georgia-Pacific Port Hudson | 10612 | SRMV | SERC Mississippi Valley | NG | 60 | 0.31549 | 204819.97 | 1173218.287 | 4.5517 | 0.044446 | 0.0077593 | NEI avg EF - PM, fuel type, firing type | 3718677.174 | 14.4273
2021 | LA | Gramercy Holdings LLC | 50846 | SRMV | SERC Mississippi Valley | NG | 85.3 | 0.13125 | 266463 | 1626277.923 | 7.449 | 0.05591 | 0.0091608 | NEI avg EF - PM, fuel type | 12390579 | 56.7537
2021 | LA | Grand Isle Gas Plant / Treating Station | 54927 | SRMV | SERC Mississippi Valley | NG | 9 |  | 0
2021 | LA | Hargis-Hebert Electric Generating Statio | 56283 | SPSO | SPP South | NG | 100.8 |  | 30 | 370831.2 | 1.2052 | 80.3467 | 0.0065 | EPA/NEI | 370831.2 | 1.2052
2021 | LA | Houma | 1439 | SRMV | SERC Mississippi Valley | NG | 78.9 |  | 19330 | 272300.7 | 0.975 | 0.10088 | 0.0071612 | EPA/NEI | 272300.7 | 0.975
2021 | LA | International Paper Red River Mill | 58108 | SPSO | SPP South | BLQ | 78.8
2021 | LA | LA3 West Baton Rouge Solar Facility | 61646 | SRMV | SERC Mississippi Valley | SUN | 50 |  | 111405 |  |  | 0 |  |  |  | 0
2021 | LA | Lake Charles Plant | 58310 | SRMV | SERC Mississippi Valley | WH | 36.4 | 1 | 184345 |  |  | 0 |  |  |  | 0
2021 | LA | Lake Charles Polymers | 57884 | SRMV | SERC Mississippi Valley | NG | 31.1 |  | 196115 | 2078603 | 5.2018 | 0.053048 | 0.0050051 | EPA/NEI; Estimated using an emission factor | 2078603 | 5.2018
2021 | LA | Lake Charles Power Station | 60927 | SRMV | SERC Mississippi Valley | NG | 1000 |  | 5535193 | 37489861.871 | 111.28 | 0.040208 | 0.0059365 | EPA/NEI | 37489861.871 | 111.28
2021 | LA | LaO Energy Systems | 52006 | SRMV | SERC Mississippi Valley | NG | 464.5 | 0.9515 | 1740469.42 | 10606998.254 | 23.8435 | 0.027399 | 0.0044958 | EPA/NEI; Estimated using an emission factor | 11147676.735 | 25.0589
2021 | LA | LEPA Unit No. 1 | 58478 | SPSO | SPP South | NG | 74.1 |  | 375966 | 3028691.325 | 9.7902 | 0.05208 | 0.006465 | EPA/NEI | 3028691.325 | 9.7902
2021 | LA | Lieberman Power Plant | 1417 | SPSO | SPP South | NG | 228 |  | 70828 | 837764.989 | 0.7 | 0.019766 | 0.0016711 | EPA/NEI | 837764.989 | 0.7
2021 | LA | Little Gypsy | 1402 | SRMV | SERC Mississippi Valley | NG | 1002.9 |  | 604429 | 7455244.785 | 54.7754 | 0.18125 | 0.014694 | EPA/NEI | 7455244.785 | 54.7754
2021 | LA | Louisiana 1 | 1391 | SRMV | SERC Mississippi Valley | PRG | 450.9 | 0.38321 | 2835740 | 14616503.429 | 42.5525 | 0.030012 | 0.0058225 | EPA/NEI | 38142525.933 | 111.0429
2021 | LA | Louisiana 2 | 1392 | SRMV | SERC Mississippi Valley | NG | 175
2021 | LA | Louisiana Sugar Refining | 10301 | SRMV | SERC Mississippi Valley | NG | 6.7 | 0.044992 | 17270 | 96956.252 | 0.46102 | 0.053389 | 0.0095098 | EPA/NEI; Estimated using an emission factor | 2154960 | 10.2466
2021 | LA | Louisiana Tech University Power Plant | 54240 | SRMV | SERC Mississippi Valley | NG | 7.5 | 0.42827 | 45451 | 237565.582 | 0.95222 | 0.041901 | 0.0080165 | NEI avg EF - PM, fuel type | 554706 | 2.2234
2021 | LA | LSU Cogen | 58428 | SRMV | SERC Mississippi Valley | NG | 19.6 | 0.44391 | 138148 | 714280.151 | 2.863 | 0.041449 | 0.0080165 | NEI avg EF - PM, fuel type | 1609052 | 6.4495
2021 | LA | Mansfield Mill | 54091 | SPSO | SPP South | NG | 172 | 0.56779 | 860683 | 4475120.885 | 19.6013 | 0.045548 | 0.0087601 | EPA/NEI; Estimated using an emission factor | 7881685.837 | 34.5222
2021 | LA | Mosaic Phosphates Uncle Sam | 10198 | SRMV | SERC Mississippi Valley | WH | 26 | 1 | -79891 |  |  | 0 |  |  |  | 0
2021 | LA | Nelson Industrial Steam Company | 50030 | SRMV | SERC Mississippi Valley | PC | 1433.6 | 0.95944 | 2862058 | 17196476.29 | 118.7597 | 0.082989 | 0.013812 | EPA/NEI | 17923410.458 | 123.78
2021 | LA | Neptune Gas Processing Plant | 56139 | SPSO | SPP South | OTH | 4.5 | 0.037606 | 14348 | 84683.719 | 0.017868 | 0.0024907 | 0.00042201 | Estimated using an emission factor | 2251896 | 0.47515
2021 | LA | New Orleans Power | 60928 | SRMV | SERC Mississippi Valley | NG | 250 |  | 166060 | 1950531 | 7.8182 | 0.094161 | 0.0080165 | NEI avg EF - PM, fuel type | 1950531 | 7.8182
2021 | LA | New Orleans Solar Power Plant | 61647 | SRMV | SERC Mississippi Valley | SUN | 1.6 |  | 221 |  |  | 0 |  |  |  | 0
2021 | LA | New Orleans Solar Station | 64307 | SRMV | SERC Mississippi Valley | SUN | 20 |  | 32723 |  |  | 0 |  |  |  | 0
2021 | LA | New Roads | 1453 | SPSO | SPP South | DFO | 9.4 |  | 10.001 | 161.999 | 0.02511 | 5.0215 | 0.31 | Estimated using an emission factor | 161.999 | 0.02511
2021 | LA | Ninemile Point | 1403 | SRMV | SERC Mississippi Valley | NG | 2439.7 |  | 7971042 | 72755644.259 | 371.66 | 0.093253 | 0.010217 | EPA/NEI | 72755644.259 | 371.66
2021 | LA | Oak Point Cogen | 55857 | SRMV | SERC Mississippi Valley | NG | 23.5 | 0.21909 | 94573 | 503298.475 | 2.0173 | 0.042662 | 0.0080165 | NEI avg EF - PM, fuel type | 2297185 | 9.2077
2021 | LA | Ouachita Plant | 55467 | SRMV | SERC Mississippi Valley | NG | 903.9 |  | 2739761 | 20781019.794 | 146.05 | 0.10662 | 0.014056 | EPA/NEI | 20781019.794 | 146.05
2021 | LA | PCS Nitrogen Fertilizer LP | 50341 | SRMV | SERC Mississippi Valley | DFO | 14 |  | 0
2021 | LA | Perryville Power Station | 55620 | SRMV | SERC Mississippi Valley | NG | 824.1 |  | 2297841 | 16076342.843 | 43.9581 | 0.03826 | 0.0054687 | NEI avg EF - PM, fuel type, firing type | 16076342.843 | 43.9581
2021 | LA | Plant 31 Paper Mill | 50028 | SRMV | SERC Mississippi Valley | WDS | 84.2 | 0.22853 | 546072.09 | 3830061.694 | 17.7879 | 0.065149 | 0.0092886 | NEI avg EF - PM, fuel type | 16759776.023 | 77.8372
2021 | LA | Plaquemine Cogen Facility | 55419 | SRMV | SERC Mississippi Valley | NG | 987 | 0.56444 | 4996202 | 32165488.386 | 166.2118 | 0.066535 | 0.010335 | EPA/NEI | 56986162.775 | 294.47
2021 | LA | Port Allen (LA) | 50389 | SRMV | SERC Mississippi Valley | NG | 7.6 | 0.38427 | 41075 | 205765.983 | 0.82476 | 0.040159 | 0.0080165 | NEI avg EF - PM, fuel type | 535466 | 2.1463
2021 | LA | PPG Plant C Caustic | 50490 | SRMV | SERC Mississippi Valley | NG | 3.4 | 1 | 1950 | 7089 | 0.033707 | 0.034572 | 0.0095098 | NEI avg EF - PM, fuel type | 7089 | 0.033707
2021 | LA | PPG Powerhouse A | 50487 | SRMV | SERC Mississippi Valley | PUR | 52.5
2021 | LA | PPG Powerhouse C | 50489 | SRMV | SERC Mississippi Valley | NG | 357.7 | 0.34086 | 1809854 | 9407784.502 | 38.8042 | 0.042881 | 0.0082494 | NEI avg EF - PM, fuel type | 27600134 | 113.8419
2021 | LA | PPG Riverside | 50488 | SRMV | SERC Mississippi Valley | PUR | 162 | 1 | 40658 | 363175 |  | 0 | 0 |  | 363175 | 0
2021 | LA | R S Cogen LLC | 55117 | SRMV | SERC Mississippi Valley | NG | 493 | 0.60281 | 2134282.27 | 13700582.509 | 68.117 | 0.063831 | 0.0099437 | EPA/NEI | 22728050.516 | 113
2021 | LA | Rayne | 1456 | SPSO | SPP South | DFO | 8.2
2021 | LA | River Bend | 6462 | SRMV | SERC Mississippi Valley | NUC | 1035.9 |  | 7441875 |  |  | 0 |  |  |  | 0
2021 | LA | Shell Chemical | 56248 | SRMV | SERC Mississippi Valley | NG | 80 | 0.31794 | 538350 | 2868624.773 | 11.4982 | 0.042716 | 0.0080165 | NEI avg EF - PM, fuel type | 9022652 | 36.165
2021 | LA | Sidney A Murray Jr Hydroelectric | 54678 | SRMV | SERC Mississippi Valley | WAT | 192 |  | 1109178 |  |  | 0 |  |  |  | 0
2021 | LA | St Francisville Mill | 10697 | SRMV | SERC Mississippi Valley | BLQ | 12.5 | 0.095664 | 113853.17 | 651270.268 | 2.9997 | 0.052693 | 0.0092117 | NEI avg EF - PM, fuel type | 6807904.5 | 31.3562
2021 | LA | St. Charles Power Station | 60926 | SRMV | SERC Mississippi Valley | NG | 1000 |  | 5011299 | 35465012.572 | 81.9 | 0.032686 | 0.0046186 | EPA/NEI | 35465012.572 | 81.9
2021 | LA | St. Mary Clean Energy Center | 60610 | SPSO | SPP South | WH | 50.9 |  | 206060
2021 | LA | Sterlington | 1404 | SRMV | SERC Mississippi Valley | NG | 59.3 |  | 14889.599 | 100599.294 | 0.33 | 0.044326 | 0.0065607 | EPA/NEI | 100599.294 | 0.33
2021 | LA | T J Labbe Electric Generating Station | 56108 | SPSO | SPP South | NG | 100.8 |  | 22 | 276526.471 | 1.4048 | 127.7051 | 0.01016 | EPA/NEI | 276526.471 | 1.4048
2021 | LA | Taft Cogeneration Facility | 55089 | SRMV | SERC Mississippi Valley | NG | 894.2 | 0.78343 | 3922424 | 24942592.587 | 57.3314 | 0.029233 | 0.0045971 | EPA/NEI | 31837593.724 | 73.1798
2021 | LA | TCI Alvar | 64306 | SRMV | SERC Mississippi Valley | SUN | 1.9 |  | 639 |  |  | 0 |  |  |  | 0
2021 | LA | TCI France | 64305 | SRMV | SERC Mississippi Valley | SUN | 1.5 |  | 1405 |  |  | 0 |  |  |  | 0
2021 | LA | Teche Power Station | 1400 | SPSO | SPP South | NG | 390.7 |  | 242879 | 2752616.241 | 11.06 | 0.091074 | 0.008036 | EPA/NEI | 2752616.241 | 11.06
2021 | LA | Washington Parish Energy Center | 55486 | SRMV | SERC Mississippi Valley | NG | 399.6 |  | 184680 | 1707826.541 | 1.02 | 0.011046 | 0.0011945 | EPA/NEI | 1707826.541 | 1.02
2021 | LA | Waterford 1 & 2 | 8056 | SRMV | SERC Mississippi Valley | NG | 932 |  | 257721 | 2829921.949 | 13.8657 | 0.1076 | 0.0097993 | EPA/NEI; Estimated using an emission factor | 2829921.949 | 13.8657
2021 | LA | Waterford 3 | 4270 | SRMV | SERC Mississippi Valley | NUC | 1199.8 |  | 9806799 |  |  | 0 |  |  |  | 0
2021 | LA | Westrock Hodge (LA) | 50810 | SRMV | SERC Mississippi Valley | BLQ | 66.4 | 0.12244 | 400565.134 | 2259652.74 | 10.4331 | 0.052092 | 0.0092343 | NEI avg EF - PM, fuel type | 18455352.95 | 85.211
2021 | MA | 0 Hammond St CSG | 64876 | NEWE | NPCC New England | MWH | 9.8 |  | 0
2021 | MA | 115 G Fisher | 65092 | NEWE | NPCC New England | SUN | 1 |  | 289 |  |  | 0 |  |  |  | 0
2021 | MA | 126 Grove Solar LLC | 60858 | NEWE | NPCC New England | SUN | 2 |  | 2203 |  |  | 0 |  |  |  | 0
2021 | MA | 154 D Fisher | 65093 | NEWE | NPCC New England | SUN | 1 |  | 298 |  |  | 0 |  |  |  | 0
2021 | MA | 160 Tihonet Rd Hybrid(CSG) | 65056 | NEWE | NPCC New England | SUN | 8.3 |  | 68 |  |  | 0 |  |  |  | 0
2021 | MA | 196 Tremont St(CSG) | 65114 | NEWE | NPCC New England | MWH | 3 |  | 0
2021 | MA | 201 Sturbridge B | 59822 | NEWE | NPCC New England | SUN | 2 |  | 2604 |  |  | 0 |  |  |  | 0
2021 | MA | 205 Sturbridge A | 59821 | NEWE | NPCC New England | SUN | 3 |  | 3819 |  |  | 0 |  |  |  | 0
2021 | MA | 265 Pleasant Solar NG, LLC | 59485 | NEWE | NPCC New England | SUN | 1 |  | 1353 |  |  | 0 |  |  |  | 0
2021 | MA | 276 Federal Rd(CSG) | 64875 | NEWE | NPCC New England | SUN | 8.3 |  | 1 |  |  | 0 |  |  |  | 0
2021 | MA | 28 Livermore Hill Road Solar | 64014 | NEWE | NPCC New England | SUN | 5 |  | 7377 |  |  | 0 |  |  |  | 0
2021 | MA | 299 Farm to Market Rd Hybrid(CSG) | 65057 | NEWE | NPCC New England | SUN | 5.3 |  | 1 |  |  | 0 |  |  |  | 0
2021 | MA | 301 Chestnut Solar NG | 61518 | NEWE | NPCC New England | SUN | 2 |  | 2360 |  |  | 0 |  |  |  | 0
2021 | MA | 433 Purchase Solar NG, LLC | 61237 | NEWE | NPCC New England | SUN | 2.8 |  | 3816 |  |  | 0 |  |  |  | 0
2021 | MA | 580 River Solar | 65085 | NEWE | NPCC New England | SUN | 3.1 |  | 4507 |  |  | 0 |  |  |  | 0
2021 | MA | 59 Federal Rd(CSG) | 64970 | NEWE | NPCC New England | SUN | 10 |  | 1 |  |  | 0 |  |  |  | 0
2021 | MA | 631-56 Airport Owner, LLC | 59639 | NEWE | NPCC New England | WND | 2 |  | 54 |  |  | 0 |  |  |  | 0
2021 | MA | 651 Chase Solar NG | 59046 | NEWE | NPCC New England | SUN | 2.5 |  | 3942 |  |  | 0 |  |  |  | 0
2021 | MA | 71 Charlotte Furnace Rd Hybrid(CSG) | 65054 | NEWE | NPCC New England | SUN | 2 |  | 0
2021 | MA | 77 Farm to Market Rd Hybrid(CSG) | 65055 | NEWE | NPCC New England | SUN | 7.2 |  | 0
2021 | MA | Acton Solar Landfill | 59543 | NEWE | NPCC New England | SUN | 1.6 |  | 1808 |  |  | 0 |  |  |  | 0
2021 | MA | Acushnet AD Makepeace | 58270 | NEWE | NPCC New England | SUN | 4.1 |  | 6045 |  |  | 0 |  |  |  | 0
2021 | MA | Acushnet Ball Plant 2 | 62835 | NEWE | NPCC New England | MWH | 1.5 |  | -1 | 0 |  | 0 |  |  | 0 | 0
2021 | MA | Acushnet Hawes Reed Road | 58271 | NEWE | NPCC New England | SUN | 1 |  | 1751 |  |  | 0 |  |  |  | 0
2021 | MA | Acushnet- High Hill | 59128 | NEWE | NPCC New England | SUN | 2.8 |  | 4234 |  |  | 0 |  |  |  | 0
2021 | MA | Acushnet-Braley Road 1 | 59121 | NEWE | NPCC New England | SUN | 1.9 |  | 2517 |  |  | 0 |  |  |  | 0
2021 | MA | Adams Farm Solar | 59775 | NEWE | NPCC New England | SUN | 3 |  | 3748 |  |  | 0 |  |  |  | 0
2021 | MA | Adirondack A+B Community Solar Garden | 64588 | NEWE | NPCC New England | SUN | 5 |  | 8497 |  |  | 0 |  |  |  | 0
2021 | MA | Agawam Solar | 59028 | NEWE | NPCC New England | SUN | 1.5 |  | 2131 |  |  | 0 |  |  |  | 0
2021 | MA | AIS Solar Project | 60986 | NEWE | NPCC New England | SUN | 2.5 |  | 6049 |  |  | 0 |  |  |  | 0
2021 | MA | Ajax Solar, LLC (MA) | 62827 | NEWE | NPCC New England | SUN | 3.8 |  | 4487 |  |  | 0 |  |  |  | 0
2021 | MA | Alicea Solar Project Hybrid CSG | 63469 | NEWE | NPCC New England | SUN | 3.5 |  | 2937 | 0 |  | 0 |  |  | 0 | 0
2021 | MA | Amaterasu LLC | 64000 | NEWE | NPCC New England | SUN | 7.8 |  | 2185 |  |  | 0 |  |  |  | 0
2021 | MA | Ameresco Chicopee Energy | 56426 | NEWE | NPCC New England | LFG | 7.8 |  | 26223 | 293566.001 | 2.1577 | 0.16457 | 0.0147 | Estimated using an emission factor | 293566.001 | 2.1577
2021 | MA | Amherst College Co Gen | 58185 | NEWE | NPCC New England | NG | 1.7 | 0.35758 | 8303 | 42400.646 | 0.16995 | 0.040938 | 0.0080165 | EPA/NEI; Estimated using an emission factor | 118576 | 0.47528
2021 | MA | Anderson Power Products Division | 10553 | NEWE | NPCC New England | DFO | 1 | 1 | 0
2021 | MA | Annese Solar Project Hybrid CSG | 63474 | NEWE | NPCC New England | SUN | 7.8 |  | 6153 | 0 |  | 0 |  |  | 0 | 0
2021 | MA | Antanavica Solar | 61526 | NEWE | NPCC New England | SUN | 1 |  | 1398 |  |  | 0 |  |  |  | 0
2021 | MA | Ashburnham Energy Storage Project | 62219 | NEWE | NPCC New England | MWH | 3 |  | -141 | 0 |  | 0 |  |  | 0 | 0
2021 | MA | Ashby Duffy CSG Solar Farm | 61399 | NEWE | NPCC New England | SUN | 1.8 |  | 3182 |  |  | 0 |  |  |  | 0
2021 | MA | Ashby Solar, LLC CSG | 62199 | NEWE | NPCC New England | SUN | 1.8 |  | 1372 |  |  | 0 |  |  |  | 0
2021 | MA | Axio Green LLC | 58702 | NEWE | NPCC New England | SUN | 2 |  | 2615 |  |  | 0 |  |  |  | 0
2021 | MA | Ayers Village Solar | 59463 | NEWE | NPCC New England | SUN | 2 |  | 2648 |  |  | 0 |  |  |  | 0
2021 | MA | Barnstable Landfill | 59081 | NEWE | NPCC New England | SUN | 4 |  | 4997 |  |  | 0 |  |  |  | 0
2021 | MA | Barre II Solar Project | 59766 | NEWE | NPCC New England | SUN | 1.5 |  | 2188 |  |  | 0 |  |  |  | 0
2021 | MA | Barre Solar III LLC | 62363 | NEWE | NPCC New England | SUN | 1 |  | 1488 |  |  | 0 |  |  |  | 0
2021 | MA | Barrett PV | 61342 | NEWE | NPCC New England | SUN | 11.9 |  | 18464 |  |  | 0 |  |  |  | 0
2021 | MA | Barton Acres Solar, LLC CSG | 63558 | NEWE | NPCC New England | SUN | 1 |  | 1637 |  |  | 0 |  |  |  | 0
2021 | MA | Bashaw Solar CSG 1, LLC | 60866 | NEWE | NPCC New England | SUN | 2 |  | 6175 |  |  | 0 |  |  |  | 0
2021 | MA | Bear Swamp | 8005 | NEWE | NPCC New England | WAT | 600 |  | -150724 |  |  | 0 |  |  |  | 0
2021 | MA | Beebe Substation Battery Storage | 62585 | NEWE | NPCC New England | MWH | 3 |  | -72 | 0 |  | 0 |  |  | 0 | 0
2021 | MA | Belchertown | 60653 | NEWE | NPCC New England | SUN | 1 |  | 1461 |  |  | 0 |  |  |  | 0
2021 | MA | Belchertown Renewables Community Solar | 61295 | NEWE | NPCC New England | SUN | 4 |  | 6367 |  |  | 0 |  |  |  | 0
2021 | MA | Bellingham | 10307 | NEWE | NPCC New England | NG | 386.1 | 1 | 131074 | 1143928.595 | 3.3895 | 0.051719 | 0.0059261 | EPA/NEI | 1143928.595 | 3.3895
2021 | MA | Bellingham Power Generation LLC | 55211 | NEWE | NPCC New England | NG | 578 |  | 2466446 | 17586481.369 | 3.4264 | 0.0027784 | 0.00038966 | EPA/NEI | 17586481.369 | 3.4264
2021 | MA | Bellingham PV | 58403 | NEWE | NPCC New England | SUN | 3 |  | 3354 |  |  | 0 |  |  |  | 0
2021 | MA | Berkley | 64112 | NEWE | NPCC New England | SUN | 3 |  | 4167 |  |  | 0 |  |  |  | 0
2021 | MA | Berkley East Solar LLC | 58871 | NEWE | NPCC New England | SUN | 3 |  | 2611 |  |  | 0 |  |  |  | 0
2021 | MA | Berkshire 1 | 58624 | NEWE | NPCC New England | SUN | 1.8 |  | 2335 |  |  | 0 |  |  |  | 0
2021 | MA | Berkshire Power | 55041 | NEWE | NPCC New England | NG | 289 |  | 779620 | 5705305.617 | 18.5 | 0.047459 | 0.0064852 | EPA/NEI | 5705305.617 | 18.5
2021 | MA | Berkshire Wind Power Project | 57721 | NEWE | NPCC New England | WND | 19.6 |  | 43334 |  |  | 0 |  |  |  | 0
2021 | MA | Beverly | 59242 | NEWE | NPCC New England | SUN | 2 |  | 3124 |  |  | 0 |  |  |  | 0
2021 | MA | Big George PV CSG | 61429 | NEWE | NPCC New England | SUN | 1 |  | 1501 |  |  | 0 |  |  |  | 0
2021 | MA | Bird Machine Solar Farm | 60854 | NEWE | NPCC New England | SUN | 3.5 |  | 5734 |  |  | 0 |  |  |  | 0
2021 | MA | BJ's Wholesale Club, Inc- Uxbridge | 60116 | NEWE | NPCC New England | SUN | 1 |  | 986 |  |  | 0 |  |  |  | 0
2021 | MA | Blackstone Power Generation LLC | 55212 | NEWE | NPCC New England | NG | 578 |  | 2303286 | 17179319.633 | 3.7588 | 0.0032638 | 0.00043759 | EPA/NEI | 17179319.633 | 3.7588
2021 | MA | Blair Wire Village Solar, LLC CSG | 63557 | NEWE | NPCC New England | SUN | 1 |  | 1636 |  |  | 0 |  |  |  | 0
2021 | MA | Blodgett Solar CSG | 64627 | NEWE | NPCC New England | SUN | 10 |  | 2 |  |  | 0 |  |  |  | 0
2021 | MA | BlueWave Capital - Grafton (SREC II) | 59752 | NEWE | NPCC New England | SUN | 1.3 |  | 1567 |  |  | 0 |  |  |  | 0
2021 | MA | Boatlock | 1603 | NEWE | NPCC New England | WAT | 3.1 |  | 13079.001 |  |  | 0 |  |  |  | 0
2021 | MA | Bolton PV | 59014 | NEWE | NPCC New England | SUN | 4.9 |  | 7009 |  |  | 0 |  |  |  | 0
2021 | MA | Boott Hydropower | 10556 | NEWE | NPCC New England | WAT | 22.9 |  | 75881 |  |  | 0 |  |  |  | 0
2021 | MA | Boston Medical Center CHP Plant | 61186 | NEWE | NPCC New England | NG | 2 | 0.82446 | 11352 | 120012.996 | 0.025323 | 0.0044614 | 0.000422 | Estimated using an emission factor | 145566 | 0.030714
2021 | MA | Boston Scientific Solar | 57992 | NEWE | NPCC New England | SUN | 1.1 |  | 1475 |  |  | 0 |  |  |  | 0
2021 | MA | Bourne (MA) - Holliston I | 59750 | NEWE | NPCC New England | SUN | 2.3 |  | 3498 |  |  | 0 |  |  |  | 0
2021 | MA | Boutillier Solar, LLC CSG | 63556 | NEWE | NPCC New England | SUN | 2.9 |  | 4589 |  |  | 0 |  |  |  | 0
2021 | MA | Bowden Solar LLC | 63659 | NEWE | NPCC New England | SUN | 2 |  | 3312 |  |  | 0 |  |  |  | 0
2021 | MA | Bradford Solar | 65566 | NEWE | NPCC New England | SUN | 5
2021 | MA | Braintree Landfill Solar | 61538 | NEWE | NPCC New England | SUN | 1 |  | 1596 |  |  | 0 |  |  |  | 0
2021 | MA | Braley Road 2 | 58680 | NEWE | NPCC New England | SUN | 2.6 |  | 4372 |  |  | 0 |  |  |  | 0
2021 | MA | Breckenridge Solar | 64432 | NEWE | NPCC New England | SUN | 7.2 |  | 879 |  |  | 0 |  |  |  | 0
2021 | MA | Brewster Landfill | 59075 | NEWE | NPCC New England | SUN | 1 |  | 1443 |  |  | 0 |  |  |  | 0
2021 | MA | Bridgewater Complex Co-Generation Plant | 62757 | NEWE | NPCC New England | NG | 1.5 | 0.47474 | 6052 | 51423.542 | 0.20612 | 0.068116 | 0.0080165 | NEI avg EF - PM, fuel type | 108319 | 0.43417
2021 | MA | Bridgewater Solar CSG | 60730 | NEWE | NPCC New England | SUN | 2.3 |  | 4160 |  |  | 0 |  |  |  | 0
2021 | MA | Brockelman | 59241 | NEWE | NPCC New England | SUN | 3 |  | 3736 |  |  | 0 |  |  |  | 0
2021 | MA | Brockelman Road Solar 2 | 65650 | NEWE | NPCC New England | SUN | 3 |  | 1721 |  |  | 0 |  |  |  | 0
2021 | MA | Brook Street Solar 1 CSG | 61008 | NEWE | NPCC New England | SUN | 5 |  | 8710 |  |  | 0 |  |  |  | 0
2021 | MA | Brookfield Solar 2013 LLC | 60613 | NEWE | NPCC New England | SUN | 2 |  | 3109 |  |  | 0 |  |  |  | 0
2021 | MA | Brookfield Wire Company | 63232 | NEWE | NPCC New England | SUN | 1.4 |  | 2315 |  |  | 0 |  |  |  | 0
2021 | MA | Browne Solar LLC | 59361 | NEWE | NPCC New England | SUN | 1 |  | 1462 |  |  | 0 |  |  |  | 0
2021 | MA | Bullock Road Solar 1 | 61010 | NEWE | NPCC New England | SUN | 1.9 |  | 8219 |  |  | 0 |  |  |  | 0
2021 | MA | BWC Gibbs Brook | 62369 | NEWE | NPCC New England | SUN | 4 |  | 6369 |  |  | 0 |  |  |  | 0
2021 | MA | BWC Harlow Brook | 62371 | NEWE | NPCC New England | SUN | 1.5 |  | 2185 |  |  | 0 |  |  |  | 0
2021 | MA | BWC Lake Lashaway, LLC Hybrid | 64182 | NEWE | NPCC New England | SUN | 7.9 |  | 753 | 0 |  | 0 |  |  | 0 | 0
2021 | MA | BWC Muddy Brook, LLC Hybrid | 64170 | NEWE | NPCC New England | SUN | 1.9 |  | 51 | 0 |  | 0 |  |  | 0 | 0
2021 | MA | BWC Origination 18 | 62368 | NEWE | NPCC New England | SUN | 4.8 |  | 6912 |  |  | 0 |  |  |  | 0
2021 | MA | BWC Pocasset River | 62372 | NEWE | NPCC New England | SUN | 1.5 |  | 2283 |  |  | 0 |  |  |  | 0
2021 | MA | BWC Stony Brook, LLC Hybrid | 64140 | NEWE | NPCC New England | SUN | 2.3 |  | 334 | 0 |  | 0 |  |  | 0 | 0
2021 | MA | BWC Swan Pond River CSG | 60067 | NEWE | NPCC New England | SUN | 1.6 |  | 2241 |  |  | 0 |  |  |  | 0
2021 | MA | BWC Wading River One, Two, Three CSG | 61069 | NEWE | NPCC New England | SUN | 3 |  | 4862 |  |  | 0 |  |  |  | 0
2021 | MA | BWC Wareham River | 62370 | NEWE | NPCC New England | SUN | 1 |  | 1689 |  |  | 0 |  |  |  | 0
2021 | MA | Cabot | 1629 | NEWE | NPCC New England | WAT | 61.8 |  | 328612.998 |  |  | 0 |  |  |  | 0
2021 | MA | Cabot Holyoke | 9864 | NEWE | NPCC New England | WAT | 2.6 |  | 3651.999 |  |  | 0 |  |  |  | 0
2021 | MA | Camelot Wind LLC | 58958 | NEWE | NPCC New England | WND | 1.5 |  | 2470 |  |  | 0 |  |  |  | 0
2021 | MA | Canal Station | 1599 | NEWE | NPCC New England | NG | 1495 |  | 184135 | 2503224.478 | 16.8279 | 0.18278 | 0.013445 | EPA/NEI | 2503224.478 | 16.8279
2021 | MA | Canton | 64107 | NEWE | NPCC New England | SUN | 5 |  | 6235 |  |  | 0 |  |  |  | 0
2021 | MA | Cape Cod Air Force Station - 6 SWS | 58661 | NEWE | NPCC New England | WND | 3.4 |  | 7988 |  |  | 0 |  |  |  | 0
2021 | MA | Carver | 64115 | NEWE | NPCC New England | SUN | 1.5 |  | 2042 |  |  | 0 |  |  |  | 0
2021 | MA | Carver CSG | 62763 | NEWE | NPCC New England | SUN | 2 |  | 3538 |  |  | 0 |  |  |  | 0
2021 | MA | Carver MA 1 Community Solar | 60442 | NEWE | NPCC New England | SUN | 2 |  | 2953 |  |  | 0 |  |  |  | 0
2021 | MA | CED Chicopee Solar | 61602 | NEWE | NPCC New England | SUN | 3 |  | 4857 |  |  | 0 |  |  |  | 0
2021 | MA | CED Northampton Solar LLC Hybrid | 62695 | NEWE | NPCC New England | SUN | 6.6 |  | 6577 |  |  | 0 |  |  |  | 0
2021 | MA | CED Westfield Solar, LLC | 60274 | NEWE | NPCC New England | SUN | 2 |  | 3205 |  |  | 0 |  |  |  | 0
2021 | MA | Cedarville CSG | 60757 | NEWE | NPCC New England | SUN | 2.5 |  | 4342 |  |  | 0 |  |  |  | 0
2021 | MA | Centaurus Solar - MA | 61371 | NEWE | NPCC New England | SUN | 2.4 |  | 3300 |  |  | 0 |  |  |  | 0
2021 | MA | Centech Gas Generator | 65768 | NEWE | NPCC New England | NG | 2.5 |  | 169 | 2289 | 0.00048298 | 0.0057157 | 0.000422 | Estimated using an emission factor | 2289 | 0.00048298
2021 | MA | CES Agawam Tuckahoe Solar Hybrid | 63763 | NEWE | NPCC New England | SUN | 6.2 |  | 35 |  |  | 0 |  |  |  | 0
2021 | MA | CES Sterling LLC | 58387 | NEWE | NPCC New England | SUN | 2 |  | 2672 |  |  | 0 |  |  |  | 0
2021 | MA | Charlemont A | 65242 | NEWE | NPCC New England | SUN | 5 |  | 368 |  |  | 0 |  |  |  | 0
2021 | MA | Charlestown Wind Turbine | 58065 | NEWE | NPCC New England | WND | 1.5 |  | 1656 |  |  | 0 |  |  |  | 0
2021 | MA | Charlton Solar I CSG | 59636 | NEWE | NPCC New England | SUN | 4 |  | 5029 |  |  | 0 |  |  |  | 0
2021 | MA | Chatham Landfill | 59077 | NEWE | NPCC New England | SUN | 1.5 |  | 2206 |  |  | 0 |  |  |  | 0
2021 | MA | Chemical | 1604 | NEWE | NPCC New England | WAT | 1.6 |  | 3139 |  |  | 0 |  |  |  | 0
2021 | MA | Cherry Street | 9038 | NEWE | NPCC New England | NG | 17.3 |  | 215 | 2161.999 | 0.064292 | 0.59806 | 0.059475 | Estimated using an emission factor | 2161.999 | 0.064292
2021 | MA | Cherry Valley Solar, LLC CSG | 63561 | NEWE | NPCC New England | SUN | 1 |  | 1531 |  |  | 0 |  |  |  | 0
2021 | MA | Chester Solar Farm | 59767 | NEWE | NPCC New England | SUN | 4.8 |  | 6840 |  |  | 0 |  |  |  | 0
2021 | MA | Chicopee | 64120 | NEWE | NPCC New England | SUN | 2 |  | 2666 |  |  | 0 |  |  |  | 0
2021 | MA | Chicopee Granby Road Solar | 59626 | NEWE | NPCC New England | SUN | 1.6 |  | 2357 |  |  | 0 |  |  |  | 0
2021 | MA | Chicopee Hydroelectric Station | 50832 | NEWE | NPCC New England | WAT | 2.4 |  | 0
2021 | MA | Chicopee River Solar | 59625 | NEWE | NPCC New England | SUN | 2 |  | 3093 |  |  | 0 |  |  |  | 0
2021 | MA | Chicopee Solar | 59030 | NEWE | NPCC New England | SUN | 3 |  | 4658 |  |  | 0 |  |  |  | 0
2021 | MA | Chocksett Rd Energy Storage Project | 60959 | NEWE | NPCC New England | MWH | 2 |  | -40 | 0 |  | 0 |  |  | 0 | 0
2021 | MA | Citizens Agawam Landfill Solar | 61596 | NEWE | NPCC New England | SUN | 1.8 |  | 2163 |  |  | 0 |  |  |  | 0
2021 | MA | Clark Road Solar 1, LLC | 64664 | NEWE | NPCC New England | SUN | 8.3 |  | 6038 |  |  | 0 |  |  |  | 0
2021 | MA | Clark University | 10408 | NEWE | NPCC New England | NG | 2 | 0.54585 | 8280 | 48521.12 | 0.010238 | 0.0024729 | 0.000422 | Estimated using an emission factor | 88891 | 0.018756
2021 | MA | Cleary Flood | 1682 | NEWE | NPCC New England | NG | 121 |  | 9514 | 121813.619 | 0.3624 | 0.076182 | 0.00595 | EPA/NEI | 121813.619 | 0.3624
2021 | MA | Cobble Mountain | 1630 | NEWE | NPCC New England | WAT | 33 |  | 20845.001 |  |  | 0 |  |  |  | 0
2021 | MA | Cohasse Solar, LLC CSG | 63573 | NEWE | NPCC New England | SUN | 1 |  | 1515 |  |  | 0 |  |  |  | 0
2021 | MA | Collins Facility | 52166 | NEWE | NPCC New England | WAT | 1.2 |  | 4914 |  |  | 0 |  |  |  | 0
2021 | MA | Concord Solar Farm | 59768 | NEWE | NPCC New England | SUN | 1.5 |  | 2005 |  |  | 0 |  |  |  | 0
2021 | MA | Cosgrove Intake and Power Station | 10825 | NEWE | NPCC New England | WAT | 3.2 |  | 4606 |  |  | 0 |  |  |  | 0
2021 | MA | Cottage Street Solar Facility | 58568 | NEWE | NPCC New England | SUN | 3.2 |  | 4567 |  |  | 0 |  |  |  | 0
2021 | MA | Covanta Haverhill | 50661 | NEWE | NPCC New England | MSW | 46 |  | 337250 | 5308309.141 |  |  |  |  | 5308309.141
2021 | MA | Cranberry Highway Solar LLC | 65174 | NEWE | NPCC New England | SUN | 4.2 |  | 2874 | 0 |  | 0 |  |  | 0 | 0
2021 | MA | Cranberry Solar | 63697 | NEWE | NPCC New England | SUN | 1 |  | 1743 |  |  | 0 |  |  |  | 0
2021 | MA | Cronin Road Solar 1, LLC CSG Hybrid | 63011 | NEWE | NPCC New England | SUN | 3 |  | 2828 | 0 |  | 0 |  |  | 0 | 0
2021 | MA | Curtis Hill Solar CSG | 60851 | NEWE | NPCC New England | SUN | 2 |  | 3338 |  |  | 0 |  |  |  | 0
2021 | MA | Cycz Solar Project CSG Hybrid | 63472 | NEWE | NPCC New England | SUN | 3.3 |  | 3368 | 0 |  | 0 |  |  | 0 | 0
2021 | MA | Dartmouth | 58682 | NEWE | NPCC New England | SUN | 6.3 |  | 9218 |  |  | 0 |  |  |  | 0
2021 | MA | Dartmouth Farms Solar | 65636 | NEWE | NPCC New England | SUN | 4.3
2021 | MA | Dartmouth II Solar | 57838 | NEWE | NPCC New England | SUN | 2 |  | 3372 |  |  | 0 |  |  |  | 0
2021 | MA | Dartmouth Landfill | 59131 | NEWE | NPCC New England | SUN | 1.1 |  | 1675 |  |  | 0 |  |  |  | 0
2021 | MA | Dartmouth Power | 52026 | NEWE | NPCC New England | NG | 97.4 |  | 38288 | 340039.852 | 1.8333 | 0.095764 | 0.010783 | EPA/NEI | 340039.852 | 1.8333
2021 | MA | Dartmouth Solar | 57473 | NEWE | NPCC New England | SUN | 1.6 |  | 2231 |  |  | 0 |  |  |  | 0
2021 | MA | DDR Shoppers World | 60754 | NEWE | NPCC New England | SUN | 1.3 |  | 1907 |  |  | 0 |  |  |  | 0
2021 | MA | Deer Island Treatment | 10823 | NEWE | NPCC New England | WAT | 72.8 | 0.19108 | 37344.88 | 4481.497 | 0.05552 | 0.0029733 | 0.024777 | EPA/NEI; Estimated using an emission factor | 23453.154 | 0.29055
2021 | MA | Deerfield 2 | 6047 | NEWE | NPCC New England | WAT | 4.8 |  | 37623 |  |  | 0 |  |  |  | 0
2021 | MA | Deerfield 3 | 6083 | NEWE | NPCC New England | WAT | 4.8 |  | 33417 |  |  | 0 |  |  |  | 0
2021 | MA | Deerfield 4 | 6119 | NEWE | NPCC New England | WAT | 4.8 |  | 28797 |  |  | 0 |  |  |  | 0
2021 | MA | Deerfield 5 | 1620 | NEWE | NPCC New England | WAT | 17.5 |  | 62701 |  |  | 0 |  |  |  | 0
2021 | MA | Deerfield CSG Solar | 60775 | NEWE | NPCC New England | SUN | 4.5 |  | 6224 |  |  | 0 |  |  |  | 0
2021 | MA | Dennis Landfill | 59082 | NEWE | NPCC New England | SUN | 5 |  | 7065 |  |  | 0 |  |  |  | 0
2021 | MA | Depot Hill Solar CSG | 60852 | NEWE | NPCC New England | SUN | 2 |  | 3468 |  |  | 0 |  |  |  | 0
2021 | MA | Dept of Corrections NCCI Wind | 58992 | NEWE | NPCC New England | WND | 3.4 |  | 5520 |  |  | 0 |  |  |  | 0
2021 | MA | Devens | 59358 | NEWE | NPCC New England | SUN | 3 |  | 4879 |  |  | 0 |  |  |  | 0
2021 | MA | DG Crystal Spring CSG | 61555 | NEWE | NPCC New England | SUN | 4.2 |  | 6410 |  |  | 0 |  |  |  | 0
2021 | MA | DG Dighton LLC CSG | 61634 | NEWE | NPCC New England | SUN | 3.1 |  | 8578 |  |  | 0 |  |  |  | 0
2021 | MA | DG Foxborough Elm CSG | 61590 | NEWE | NPCC New England | SUN | 2 |  | 3214 |  |  | 0 |  |  |  | 0
2021 | MA | DG Haverhill CSG | 61550 | NEWE | NPCC New England | SUN | 3 |  | 5261 |  |  | 0 |  |  |  | 0
2021 | MA | DG Tufts Knoll LLC CSG | 61635 | NEWE | NPCC New England | SUN | 2 |  | 3056 |  |  | 0 |  |  |  | 0
2021 | MA | DG Tufts Science LLC CSG | 61633 | NEWE | NPCC New England | SUN | 1 |  | 1438 |  |  | 0 |  |  |  | 0
2021 | MA | DG Webster LLC CSG | 61636 | NEWE | NPCC New England | SUN | 1.3 |  | 8345 |  |  | 0 |  |  |  | 0
2021 | MA | Dighton | 55026 | NEWE | NPCC New England | NG | 200 |  | 253579 | 2041781.513 | 4.2438 | 0.033472 | 0.004157 | EPA/NEI | 2041781.513 | 4.2438
2021 | MA | Dorchester Solar Site | 57265 | NEWE | NPCC New England | SUN | 1 |  | 1519 |  |  | 0 |  |  |  | 0
2021 | MA | Doreen | 1631 | NEWE | NPCC New England | DFO | 21.1 |  | 67 | 1540.1 | 0.00125 | 0.037313 | 0.0016233 | EPA/NEI | 1540.1 | 0.00125
2021 | MA | Douglas Solar | 57934 | NEWE | NPCC New England | SUN | 2 |  | 3164 |  |  | 0 |  |  |  | 0
2021 | MA | Dover | 64587 | NEWE | NPCC New England | SUN | 1 |  | 1703 |  |  | 0 |  |  |  | 0
2021 | MA | Dresser Hill CSG | 64437 | NEWE | NPCC New England | SUN | 3.7 |  | 4136 |  |  | 0 |  |  |  | 0
2021 | MA | Dudley | 64572 | NEWE | NPCC New England | SUN | 3 |  | 4432 |  |  | 0 |  |  |  | 0
2021 | MA | Dudley River 2 Solar, LLC CSG | 63570 | NEWE | NPCC New England | SUN | 1 |  | 1626 |  |  | 0 |  |  |  | 0
2021 | MA | Dudley River 3 Solar, LLC CSG | 63569 | NEWE | NPCC New England | SUN | 1 |  | 1672 |  |  | 0 |  |  |  | 0
2021 | MA | Dudley River Solar, LLC CSG | 63571 | NEWE | NPCC New England | SUN | 1 |  | 1663 |  |  | 0 |  |  |  | 0
2021 | MA | Dudley Solar CSG | 62201 | NEWE | NPCC New England | SUN | 1.9 |  | 2805 |  |  | 0 |  |  |  | 0
2021 | MA | Dunstable Solar 1, LLC | 64696 | NEWE | NPCC New England | SUN | 9 |  | 4432 | 0 |  | 0 |  |  | 0 | 0
2021 | MA | Dwight | 6378 | NEWE | NPCC New England | WAT | 1.2 |  | 8984.001 |  |  | 0 |  |  |  | 0
2021 | MA | Dynamic - Walpole | 62324 | NEWE | NPCC New England | SUN | 2 |  | 2963 |  |  | 0 |  |  |  | 0
2021 | MA | East Acres Solar NG, LLC | 61755 | NEWE | NPCC New England | SUN | 5.8 |  | 4779 |  |  | 0 |  |  |  | 0
2021 | MA | East Bridgewater Solar | 62197 | NEWE | NPCC New England | SUN | 2.3 |  | 3162 |  |  | 0 |  |  |  | 0
2021 | MA | East Brookfield Adams Road Solar LLC CSG | 64129 | NEWE | NPCC New England | SUN | 8.1 |  | 2035 |  |  | 0 |  |  |  | 0
2021 | MA | East Brookfield Main Street Solar LLC CSG | 63887 | NEWE | NPCC New England | SUN | 1 |  | 1596 |  |  | 0 |  |  |  | 0
2021 | MA | East Longmeadow Solar PV | 62059 | NEWE | NPCC New England | SUN | 5 |  | 8489 |  |  | 0 |  |  |  | 0
2021 | MA | East Springfield Solar PV | 62093 | NEWE | NPCC New England | SUN | 1.4 |  | 1922 |  |  | 0 |  |  |  | 0
2021 | MA | Easthampton CSG | 63953 | NEWE | NPCC New England | SUN | 2.5 |  | 3526 |  |  | 0 |  |  |  | 0
2021 | MA | Easthampton Landfill-City of Easthampton | 58272 | NEWE | NPCC New England | SUN | 1.9 |  | 2839 |  |  | 0 |  |  |  | 0
2021 | MA | Easton Landfill | 59134 | NEWE | NPCC New England | SUN | 1.6 |  | 2439 |  |  | 0 |  |  |  | 0
2021 | MA | EBZ Solar | 59032 | NEWE | NPCC New England | SUN | 2.5 |  | 3615 |  |  | 0 |  |  |  | 0
2021 | MA | EDF Lancaster | 59140 | NEWE | NPCC New England | SUN | 4.5 |  | 6379 |  |  | 0 |  |  |  | 0
2021 | MA | Elm Street | 64419 | NEWE | NPCC New England | SUN | 2.8 |  | 7509 |  |  | 0 |  |  |  | 0
2021 | MA | ENGIE 2019 ProjectCo-MA1, LLC | 65175 | NEWE | NPCC New England | SUN | 4.5 |  | 6350 |  |  | 0 |  |  |  | 0
2021 | MA | Equinix - Billerica | 65209 | NEWE | NPCC New England | NG | 1.9 |  | 1941 |  | 0 | 0 |  | Estimated using an emission factor |  | 0
2021 | MA | Equity Industrial Turbines | 60865 | NEWE | NPCC New England | WND | 4 |  | 6570 |  |  | 0 |  |  |  | 0
2021 | MA | Erving CSG | 63950 | NEWE | NPCC New England | SUN | 1 |  | 1502 |  |  | 0 |  |  |  | 0
2021 | MA | Erving Paper Mills | 54228 | NEWE | NPCC New England | NG | 6.2 | 0.41578 | 40793.91 | 212880.234 | 0.85328 | 0.041834 | 0.0080165 | NEI avg EF - PM, fuel type | 512006 | 2.0522
2021 | MA | Exelon West Medway II | 59882 | NEWE | NPCC New England | NG | 263.6 |  | 190906 | 1798484.756 | 13.8204 | 0.14479 | 0.015369 | EPA/NEI | 1798484.756 | 13.8204
2021 | MA | Fairhaven C CSG | 60423 | NEWE | NPCC New England | SUN | 1.6 |  | 2593 |  |  | 0 |  |  |  | 0
2021 | MA | Fairhaven E | 65279 | NEWE | NPCC New England | SUN | 2 |  | 496 |  |  | 0 |  |  |  | 0
2021 | MA | Fairhaven MA 2 | 64705 | NEWE | NPCC New England | SUN | 2.9 |  | 933 |  |  | 0 |  |  |  | 0
2021 | MA | Fairhaven Wind | 59725 | NEWE | NPCC New England | WND | 3 |  | 4764 |  |  | 0 |  |  |  | 0
2021 | MA | Fairview Farms Solar | 58974 | NEWE | NPCC New England | SUN | 2 |  | 2824 |  |  | 0 |  |  |  | 0
2021 | MA | Fall River Solar CSG | 60738 | NEWE | NPCC New England | SUN | 2 |  | 2692 |  |  | 0 |  |  |  | 0
2021 | MA | Falmouth Landfill Solar | 61562 | NEWE | NPCC New England | SUN | 3 |  | 4074 |  |  | 0 |  |  |  | 0
2021 | MA | Farley Road Community Solar | 61294 | NEWE | NPCC New England | SUN | 1.9 |  | 1606 |  |  | 0 |  |  |  | 0
2021 | MA | Federal Road Solar 1, LLC CSG | 60065 | NEWE | NPCC New England | SUN | 4.4 |  | 7228 |  |  | 0 |  |  |  | 0
2021 | MA | Fife Brook | 8004 | NEWE | NPCC New England | WAT | 11.2 |  | 32192 |  |  | 0 |  |  |  | 0
2021 | MA | Fisher Road Solar | 60075 | NEWE | NPCC New England | SUN | 4.6 |  | 7848 |  |  | 0 |  |  |  | 0
2021 | MA | Fitchburg Gas Recovery | 56527 | NEWE | NPCC New England | LFG | 4.8 |  | 37241.001 | 411396 | 3.0238 | 0.16239 | 0.0147 | Estimated using an emission factor | 411396 | 3.0238
2021 | MA | Fitchburg Renewables | 64045 | NEWE | NPCC New England | SUN | 4 |  | 6111 |  |  | 0 |  |  |  | 0
2021 | MA | Fore River Energy Center | 55317 | NEWE | NPCC New England | NG | 872.2 |  | 3511912 | 26255125.601 | 35.5118 | 0.020224 | 0.0027051 | EPA/NEI | 26255125.601 | 35.5118
2021 | MA | Framingham State University Plant | 59717 | NEWE | NPCC New England | SUN | 3.4 |  | 110 | 166 | 0.02573 | 0.46782 | 0.31 | EPA/NEI; Estimated using an emission factor | 166 | 0.02573
2021 | MA | Framingham Station | 1586 | NEWE | NPCC New England | DFO | 42.6 |  | 599.001 | 23242.399 | 0.034387 | 0.11481 | 0.002959 | EPA/NEI | 23242.399 | 0.034387
2021 | MA | Franklin 1 | 59178 | NEWE | NPCC New England | SUN | 3 |  | 4100 |  |  | 0 |  |  |  | 0
2021 | MA | Franklin 2 | 59179 | NEWE | NPCC New England | SUN | 4 |  | 4899 |  |  | 0 |  |  |  | 0
2021 | MA | Freetown Solar | 58283 | NEWE | NPCC New England | SUN | 4.5 |  | 7214 |  |  | 0 |  |  |  | 0
2021 | MA | Front Street | 7396 | NEWE | NPCC New England | DFO | 8.1 |  | 426.999 | 4466.001 | 0.69223 | 3.2423 | 0.31 | Estimated using an emission factor | 4466.001 | 0.69223
2021 | MA | Future Generation Wind | 59622 | NEWE | NPCC New England | WND | 8 |  | 12415 |  |  | 0 |  |  |  | 0
2021 | MA | Gardner - Otter River Road | 62870 | NEWE | NPCC New England | SUN | 2.5 |  | 3940 |  |  | 0 |  |  |  | 0
2021 | MA | Gardner Solar 1 | 58937 | NEWE | NPCC New England | SUN | 2 |  | 3135 |  |  | 0 |  |  |  | 0
2021 | MA | Gardners Falls | 1634 | NEWE | NPCC New England | WAT | 3.5 |  | 6085.999 |  |  | 0 |  |  |  | 0
2021 | MA | GELD Solar Farm | 61539 | NEWE | NPCC New England | SUN | 2.3 |  | 3503 |  |  | 0 |  |  |  | 0
2021 | MA | General Electric Aircraft Engines | 10029 | NEWE | NPCC New England | SUN | 2.1 | 1 | 2296 |  |  | 0 |  |  |  | 0
2021 | MA | Gillette SBMC | 54225 | NEWE | NPCC New England | NG | 14.2 | 0.39294 | 70324 | 333850.243 | 1.3385 | 0.038067 | 0.0080187 | EPA/NEI; Estimated using an emission factor | 849619.06 | 3.4064
2021 | MA | Golden Hills Solar | 61315 | NEWE | NPCC New England | SUN | 4.7 |  | 7617 |  |  | 0 |  |  |  | 0
2021 | MA | Goose Pond Solar | 62992 | NEWE | NPCC New England | SUN | 4 |  | 6925 |  |  | 0 |  |  |  | 0
2021 | MA | Grafton PV | 61341 | NEWE | NPCC New England | SUN | 2.7 |  | 4384 |  |  | 0 |  |  |  | 0
2021 | MA | Grafton Solar | 59394 | NEWE | NPCC New England | SUN | 1.5 |  | 2164 |  |  | 0 |  |  |  | 0
2021 | MA | Granby LFG | 59815 | NEWE | NPCC New England | LFG | 3.2 |  | 4066 | 106135 | 0.78009 | 0.38371 | 0.0147 | Estimated using an emission factor | 106135 | 0.78009
2021 | MA | Granby Solar, LLC CSG | 63338 | NEWE | NPCC New England | SUN | 3 |  | 907 |  |  | 0 |  |  |  | 0
2021 | MA | Greater New Bedford LFG Utiliz. Facility | 61702 | NEWE | NPCC New England | LFG | 3.3 |  | 17236 | 225541 | 1.6577 | 0.19236 | 0.0147 | Estimated using an emission factor | 225541 | 1.6577
2021 | MA | Green Meadows | 58097 | NEWE | NPCC New England | SUN | 3.5 |  | 5188 |  |  | 0 |  |  |  | 0
2021 | MA | Greenfield Solar PV | 62063 | NEWE | NPCC New England | SUN | 2 |  | 3129 |  |  | 0 |  |  |  | 0
2021 | MA | Griffin Road Solar 2 | 65719 | NEWE | NPCC New England | SUN | 1.4 |  | 2243 |  |  | 0 |  |  |  | 0
2021 | MA | Griffin Road Solar, LLC CSG | 62198 | NEWE | NPCC New England | SUN | 2 |  | 3170 |  |  | 0 |  |  |  | 0
2021 | MA | Groveland Solar | 57989 | NEWE | NPCC New England | SUN | 3.2 |  | 4054 |  |  | 0 |  |  |  | 0
2021 | MA | GRS Fall River | 55589 | NEWE | NPCC New England | LFG | 5.3 |  | 11094 | 306131 | 3.3062 | 0.59604 | 0.0216 | Estimated using an emission factor | 306131 | 3.3062
2021 | MA | GSPP Raynham TMLP, LLC CSG | 62826 | NEWE | NPCC New England | SUN | 2.3 |  | 3603 |  |  | 0 |  |  |  | 0
2021 | MA | GSPP Boxborough Littleton (MA) | 62890 | NEWE | NPCC New England | SUN | 4 |  | 5367 |  |  | 0 |  |  |  | 0
2021 | MA | GSPP Devens, LLC | 62824 | NEWE | NPCC New England | SUN | 2.2 |  | 3021 |  |  | 0 |  |  |  | 0
2021 | MA | GSPP Terrawatt Westfield LLC CSG | 62825 | NEWE | NPCC New England | SUN | 3.6 |  | 5725 |  |  | 0 |  |  |  | 0
2021 | MA | Hadley 2 Solar, LLC CSG | 62196 | NEWE | NPCC New England | SUN | 1.9 |  | 2903 |  |  | 0 |  |  |  | 0
2021 | MA | Hadley 3 Solar (North) | 64231 | NEWE | NPCC New England | SUN | 3.9 |  | 2350 |  |  | 0 |  |  |  | 0
2021 | MA | Hadley 3 Solar (South) | 64232 | NEWE | NPCC New England | SUN | 2 |  | 3174 |  |  | 0 |  |  |  | 0
2021 | MA | Hadley Falls | 1605 | NEWE | NPCC New England | WAT | 33.4 |  | 209121 |  |  | 0 |  |  |  | 0
2021 | MA | Hadley Solar NG, LLC | 59484 | NEWE | NPCC New England | SUN | 2.7 |  | 3500 |  |  | 0 |  |  |  | 0
2021 | MA | Halifax Solar | 65083 | NEWE | NPCC New England | SUN | 2.5 |  | 3881 |  |  | 0 |  |  |  | 0
2021 | MA | Hampden | 60494 | NEWE | NPCC New England | SUN | 3.2 |  | 4831 |  |  | 0 |  |  |  | 0
2021 | MA | Hampden Solar PV | 62073 | NEWE | NPCC New England | SUN | 3.5 |  | 5865 |  |  | 0 |  |  |  | 0
2021 | MA | Hampshire College Hybrid | 60815 | NEWE | NPCC New England | SUN | 4.4 |  | 5399 | 0 |  | 0 |  |  | 0 | 0
2021 | MA | Happy Hollow CSG Hybrid | 62652 | NEWE | NPCC New England | SUN | 8.3 |  | 7871 |  |  | 0 |  |  |  | 0
2021 | MA | Hardwick-Athol & Eagle Hill | 60458 | NEWE | NPCC New England | SUN | 2.8 |  | 3973 |  |  | 0 |  |  |  | 0
2021 | MA | Harris Energy Realty | 54981 | NEWE | NPCC New England | WAT | 0.5 |  | 0
2021 | MA | Harwich Landfill | 59078 | NEWE | NPCC New England | SUN | 4 |  | 5425 |  |  | 0 |  |  |  | 0
2021 | MA | Hatfield Renewables Community Solar | 61299 | NEWE | NPCC New England | SUN | 1.9 |  | 2932 |  |  | 0 |  |  |  | 0
2021 | MA | Hatfield Solar PV | 62091 | NEWE | NPCC New England | SUN | 3.6 |  | 5550 |  |  | 0 |  |  |  | 0
2021 | MA | Haverhill Solar Power Project | 57269 | NEWE | NPCC New England | SUN | 1 |  | 1185 |  |  | 0 |  |  |  | 0
2021 | MA | Hewlett-Packard (HP) - Andover, MA | 60099 | NEWE | NPCC New England | SUN | 1.7 |  | 2360 |  |  | 0 |  |  |  | 0
2021 | MA | High Street Station | 1670 | NEWE | NPCC New England | NG | 10.9 |  | 589.999 | 6761 | 0.23185 | 0.78595 | 0.068586 | Estimated using an emission factor | 6761 | 0.23185
2021 | MA | Hinsdale Solar PV | 62064 | NEWE | NPCC New England | SUN | 2 |  | 2874 |  |  | 0 |  |  |  | 0
2021 | MA | Holiday Hill Community Wind | 62897 | NEWE | NPCC New England | WND | 5 |  | 11194 |  |  | 0 |  |  |  | 0
2021 | MA | Holliston LLC | 65184 | NEWE | NPCC New England | SUN | 1.5 |  | 68 |  |  | 0 |  |  |  | 0
2021 | MA | Holliston Solar CSG | 60731 | NEWE | NPCC New England | SUN | 1 |  | 1559 |  |  | 0 |  |  |  | 0
2021 | MA | Holyoke Solar Cooperative at Mueller | 57931 | NEWE | NPCC New England | SUN | 2.7 |  | 3879 |  |  | 0 |  |  |  | 0
2021 | MA | Hopkinton CSG | 62760 | NEWE | NPCC New England | SUN | 2 |  | 2805 |  |  | 0 |  |  |  | 0
2021 | MA | Hudson | 64110 | NEWE | NPCC New England | SUN | 5 |  | 5794 |  |  | 0 |  |  |  | 0
2021 | MA | Hull Wind II | 56800 | NEWE | NPCC New England | WND | 1.8 |  | 2202 |  |  | 0 |  |  |  | 0
2021 | MA | Hunt Farm Solar | 59820 | NEWE | NPCC New England | SUN | 3 |  | 3561 |  |  | 0 |  |  |  | 0
2021 | MA | Hunt Road Solar | 59927 | NEWE | NPCC New England | SUN | 4.5 |  | 7439 |  |  | 0 |  |  |  | 0
2021 | MA | Hurteau Solar Project Hybrid | 63468 | NEWE | NPCC New England | SUN | 3.3 |  | 3154 | 0 |  | 0 |  |  | 0 | 0
2021 | MA | Incom Solar, LLC CSG | 63563 | NEWE | NPCC New England | SUN | 2 |  | 3537 |  |  | 0 |  |  |  | 0
2021 | MA | Indian Hill Solar LLC | 59362 | NEWE | NPCC New England | SUN | 1 |  | 1565 |  |  | 0 |  |  |  | 0
2021 | MA | Indian Orchard | 6379 | NEWE | NPCC New England | WAT | 3.7 |  | 8162 |  |  | 0 |  |  |  | 0
2021 | MA | Indian Orchard Plant 1 | 10417 | NEWE | NPCC New England | NG | 5.7 | 0.072269 | 18557 | 106596.299 | 0.50686 | 0.054627 | 0.0095098 | NEI avg EF - PM, fuel type | 1474995 | 7.0135
2021 | MA | Indian Orchard PV Facility | 57674 | NEWE | NPCC New England | SUN | 1.9 |  | 2694 |  |  | 0 |  |  |  | 0
2021 | MA | Indian River Hydro | 65294 | NEWE | NPCC New England | WAT | 1.4 |  | 3485 |  |  | 0 |  |  |  | 0
2021 | MA | Integrys MA Solar, LLC - Ashburnham Site | 58934 | NEWE | NPCC New England | SUN | 2.9 |  | 3868 |  |  | 0 |  |  |  | 0
2021 | MA | International Paper Woronoco Mill | 50166 | NEWE | NPCC New England | WAT | 2.8 |  | 9294 |  |  | 0 |  |  |  | 0
2021 | MA | Ipswich Wind Independence | 59023 | NEWE | NPCC New England | WND | 2
2021 | MA | Ipswich Wind Turbine | 57855 | NEWE | NPCC New England | WND | 1.6 |  | 3637 |  |  | 0 |  |  |  | 0
2021 | MA | Iron Horse Solar 4, LLC | 60799 | NEWE | NPCC New England | SUN | 4.5 |  | 7055 |  |  | 0 |  |  |  | 0
2021 | MA | Iron Horse Solar I CSG | 60855 | NEWE | NPCC New England | SUN | 2.9 |  | 4246 |  |  | 0 |  |  |  | 0
2021 | MA | ISM Solar Dighton 2, LLC CSG | 63562 | NEWE | NPCC New England | SUN | 2 |  | 3721 |  |  | 0 |  |  |  | 0
2021 | MA | IXYS - Beverly | 64382 | NEWE | NPCC New England | NG | 2.7 |  | 15 | 192.001 | 0.0066449 | 0.88599 | 0.069217 | Estimated using an emission factor | 192.001 | 0.0066449
2021 | MA | JH Solar, LLC CSG | 63564 | NEWE | NPCC New England | SUN | 1 |  | 1525 |  |  | 0 |  |  |  | 0
2021 | MA | Jiminy Peak Wind QF | 62570 | NEWE | NPCC New England | WND | 1.5 |  | 2 |  |  | 0 |  |  |  | 0
2021 | MA | Joe Jenny | 64573 | NEWE | NPCC New England | SUN | 1 |  | 2477 |  |  | 0 |  |  |  | 0
2021 | MA | Katama Farm | 59079 | NEWE | NPCC New England | SUN | 1 |  | 1425 |  |  | 0 |  |  |  | 0
2021 | MA | Kearsarge Acushnet | 65690 | NEWE | NPCC New England | SUN | 1.9
2021 | MA | Kearsarge Amesbury Hybrid | 63398 | NEWE | NPCC New England | SUN | 4.9 |  | 5461 |  |  | 0 |  |  |  | 0
2021 | MA | Kearsarge Bellingham PV | 61373 | NEWE | NPCC New England | SUN | 2.9 |  | 4811 |  |  | 0 |  |  |  | 0
2021 | MA | Kearsarge Concord II | 61814 | NEWE | NPCC New England | SUN | 4.5 |  | 6628 |  |  | 0 |  |  |  | 0
2021 | MA | Kearsarge GB | 62550 | NEWE | NPCC New England | SUN | 1.9 |  | 3142 |  |  | 0 |  |  |  | 0
2021 | MA | Kearsarge Gill | 62911 | NEWE | NPCC New England | SUN | 2 |  | 3129 |  |  | 0 |  |  |  | 0
2021 | MA | Kearsarge Granby | 61815 | NEWE | NPCC New England | SUN | 2.5 |  | 3740 |  |  | 0 |  |  |  | 0
2021 | MA | Kearsarge Haverhill | 64618 | NEWE | NPCC New England | SUN | 4.8 |  | 3541 | 0 |  | 0 |  |  | 0 | 0
2021 | MA | Kearsarge Ludlow LLC | 65688 | NEWE | NPCC New England | SUN | 3.7
2021 | MA | Kearsarge Montague | 62557 | NEWE | NPCC New England | SUN | 4 |  | 6932 |  |  | 0 |  |  |  | 0
2021 | MA | Kearsarge Montague BD(CSG) | 64620 | NEWE | NPCC New England | SUN | 3.8 |  | 191 |  |  | 0 |  |  |  | 0
2021 | MA | Kearsarge Southwick LLC | 60867 | NEWE | NPCC New England | SUN | 3.3 |  | 5825 |  |  | 0 |  |  |  | 0
2021 | MA | Kearsarge Uxbridge | 62552 | NEWE | NPCC New England | SUN | 1.9 |  | 3166 |  |  | 0 |  |  |  | 0
2021 | MA | Kearsarge William Way | 64617 | NEWE | NPCC New England | SUN | 7 |  | 96 |  |  | 0 |  |  |  | 0
2021 | MA | Kearsarge Wilmington | 62559 | NEWE | NPCC New England | SUN | 1.6 |  | 2297 |  |  | 0 |  |  |  | 0
2021 | MA | Kendall Green Energy LLC | 1595 | NEWE | NPCC New England | NG | 234.7 | 0.55372 | 1174906 | 6751012.21 | 14.1805 | 0.024139 | 0.004201 | EPA/NEI | 12192179.447 | 25.6097
2021 | MA | Kenmare - Mansfield Branch Street | 64137 | NEWE | NPCC New England | SUN | 1.5 |  | 2167 |  |  | 0 |  |  |  | 0
2021 | MA | Kingston Wind Independence | 59022 | NEWE | NPCC New England | WND | 2
2021 | MA | KS Solar Six LLC | 59468 | NEWE | NPCC New England | SUN | 2 |  | 2875 |  |  | 0 |  |  |  | 0
2021 | MA | Lakeville Solar | 63672 | NEWE | NPCC New England | SUN | 2.7 |  | 4069 |  |  | 0 |  |  |  | 0
2021 | MA | Lane Ave Solar LLC | 63041 | NEWE | NPCC New England | SUN | 1.5 |  | 21 |  |  | 0 |  |  |  | 0
2021 | MA | Lawrence Hydroelectric Associates | 50545 | NEWE | NPCC New England | WAT | 14.8 |  | 88079 |  |  | 0 |  |  |  | 0
2021 | MA | Ledeaux Solar, LLC CSG | 63572 | NEWE | NPCC New England | SUN | 1 |  | 1407 |  |  | 0 |  |  |  | 0
2021 | MA | Lee Site 31 Solar | 62265 | NEWE | NPCC New England | SUN | 1.9 |  | 2466 |  |  | 0 |  |  |  | 0
2021 | MA | Leicester One MA Solar LLC | 58282 | NEWE | NPCC New England | SUN | 4.8 |  | 6523 |  |  | 0 |  |  |  | 0
2021 | MA | Leominster | 60073 | NEWE | NPCC New England | SUN | 2 |  | 3061 |  |  | 0 |  |  |  | 0
2021 | MA | Leominster (MA)-South Street-R&D | 59745 | NEWE | NPCC New England | SUN | 2.9 |  | 3567 |  |  | 0 |  |  |  | 0
2021 | MA | Lepomis PV Energy LLC | 59085 | NEWE | NPCC New England | SUN | 4.5 |  | 7841 |  |  | 0 |  |  |  | 0
2021 | MA | Long Plain Solar | 65716 | NEWE | NPCC New England | SUN | 2 |  | 3448 |  |  | 0 |  |  |  | 0
2021 | MA | Lowell Solar Landfill | 59873 | NEWE | NPCC New England | SUN | 1.3 |  | 1287 |  |  | 0 |  |  |  | 0
2021 | MA | Ludlow Landfill | 59135 | NEWE | NPCC New England | SUN | 2.3 |  | 3015 |  |  | 0 |  |  |  | 0
2021 | MA | Ludlow Site 72 - Conti | 62097 | NEWE | NPCC New England | SUN | 1.9 |  | 2425 |  |  | 0 |  |  |  | 0
2021 | MA | MA Military Reservation Wind Project | 57253 | NEWE | NPCC New England | WND | 4.5 |  | 7830.999 |  |  | 0 |  |  |  | 0
2021 | MA | MA Solar Storage 1 Hybrid | 61730 | NEWE | NPCC New England | SUN | 2.1 |  | 1337 | 0 |  | 0 |  |  | 0 | 0
2021 | MA | Maple(CSG) | 64731 | NEWE | NPCC New England | SUN | 6.3 |  | 100 |  |  | 0 |  |  |  | 0
2021 | MA | Marshfield PV | 58410 | NEWE | NPCC New England | SUN | 3 |  | 5145 |  |  | 0 |  |  |  | 0
2021 | MA | Mashpee Landfill Solar | 59980 | NEWE | NPCC New England | SUN | 1.5 |  | 2316 |  |  | 0 |  |  |  | 0
2021 | MA | Mass Midstate Solar 1 | 58279 | NEWE | NPCC New England | SUN | 5 |  | 7382 |  |  | 0 |  |  |  | 0
2021 | MA | Mass Midstate Solar 2 | 58276 | NEWE | NPCC New England | SUN | 5 |  | 6879 |  |  | 0 |  |  |  | 0
2021 | MA | Mass Midstate Solar 3 | 58275 | NEWE | NPCC New England | SUN | 4 |  | 5952 |  |  | 0 |  |  |  | 0
2021 | MA | MASSPOWER | 10726 | NEWE | NPCC New England | NG | 260.9 | 0.88902 | 256254 | 1961805.501 | 3.8633 | 0.030152 | 0.0039385 | EPA/NEI | 2206713.2 | 4.3456
2021 | MA | Maynard PV | 58412 | NEWE | NPCC New England | SUN | 1 |  | 1315 |  |  | 0 |  |  |  | 0
2021 | MA | MBTA South Boston Power Facility | 10176 | NEWE | NPCC New England | KER | 69 |  | 379 | 5829.1 | 0.09039 | 0.47699 | 0.031013 | EPA/NEI | 5829.1 | 0.09039
2021 | MA | McDougle-Mitchell Solar Project Hybrid CSG | 63470 | NEWE | NPCC New England | SUN | 7.4 |  | 7165 | 0 |  | 0 |  |  | 0 | 0
2021 | MA | MDFA Devens-Saratoga | 61350 | NEWE | NPCC New England | SUN | 2.5 |  | 3455 |  |  | 0 |  |  |  | 0
2021 | MA | Meadow Solar | 60756 | NEWE | NPCC New England | SUN | 3 |  | 4286 |  |  | 0 |  |  |  | 0
2021 | MA | Medical Area Total Energy Plant | 10883 | NEWE | NPCC New England | NG | 101.6 | 0.35051 | 319354.809 | 1715144.635 | 7.7495 | 0.048532 | 0.0090365 | EPA/NEI; Estimated using an emission factor | 4893295.833 | 22.1092
2021 | MA | Medway Station | 1592 | NEWE | NPCC New England | DFO | 135 |  | 1452 | 47229.5 | 0.084793 | 0.1168 | 0.0035907 | EPA/NEI | 47229.5 | 0.084793
2021 | MA | Mendon | 64575 | NEWE | NPCC New England | SUN | 2.6 |  | 3849 |  |  | 0 |  |  |  | 0
2021 | MA | Merrimac Solar | 58561 | NEWE | NPCC New England | SUN | 1.5 |  | 2261 |  |  | 0 |  |  |  | 0
2021 | MA | Methuen Landfill | 59136 | NEWE | NPCC New England | SUN | 1.1 |  | 1568 |  |  | 0 |  |  |  | 0
2021 | MA | Middleton Solar Park | 63214 | NEWE | NPCC New England | SUN | 8 |  | 7468 | 0 |  | 0 |  |  | 0 | 0
2021 | MA | Milford Power, LLC | 54805 | NEWE | NPCC New England | NG | 249.3 |  | 251761 | 2187527.083 | 14.359 | 0.11407 | 0.013128 | EPA/NEI | 2187527.083 | 14.359
2021 | MA | Millbury Solar | 58280 | NEWE | NPCC New England | SUN | 3 |  | 4066 |  |  | 0 |  |  |  | 0
2021 | MA | Millennium Power | 55079 | NEWE | NPCC New England | NG | 427.5 |  | 691786 | 4981078.607 | 8.1831 | 0.023658 | 0.0032857 | EPA/NEI | 4981078.607 | 8.1831
2021 | MA | Minuteman Energy Storage | 62644 | NEWE | NPCC New England | MWH | 5 |  | -164 | 0 |  | 0 |  |  | 0 | 0
2021 | MA | MIT Central Utility Plant | 54907 | NEWE | NPCC New England | NG | 64.6 | 0.32234 | 80921 | 56638.155 | 0.22702 | 0.0056109 | 0.0080165 | NEI avg EF - PM, fuel type, firing type | 175711.808 | 0.7043
2021 | MA | MM Taunton Energy | 55093 | NEWE | NPCC New England | LFG | 3.6 |  | 12444 | 134164 | 0.98611 | 0.15849 | 0.0147 | Estimated using an emission factor | 134164 | 0.98611
2021 | MA | Monson Solar | 59464 | NEWE | NPCC New England | SUN | 3 |  | 4116 |  |  | 0 |  |  |  | 0
2021 | MA | Monson Solar, LLC | 62203 | NEWE | NPCC New England | SUN | 2 |  | 3199 |  |  | 0 |  |  |  | 0
2021 | MA | Montague Road Solar | 64042 | NEWE | NPCC New England | SUN | 3.6 |  | 4887 |  |  | 0 |  |  |  | 0
2021 | MA | Montague Site 36-Grosolar | 62092 | NEWE | NPCC New England | SUN | 4.1 |  | 5066 |  |  | 0 |  |  |  | 0
2021 | MA | Morin Solar 2013 LLC | 60612 | NEWE | NPCC New England | SUN | 4 |  | 6365 |  |  | 0 |  |  |  | 0
2021 | MA | Mt Wachusett Community College | 58025 | NEWE | NPCC New England | WND | 3.4 |  | 4743 |  |  | 0 |  |  |  | 0
2021 | MA | Mt. Tom Solar Project Hybrid | 60906 | NEWE | NPCC New England | SUN | 7.6 |  | 6049 | 0 |  | 0 |  |  | 0 | 0
2021 | MA | Mystic | 1588 | NEWE | NPCC New England | NG | 2375.6 |  | 1184796 | 9053717.198 | 12.3687 | 0.020879 | 0.0027323 | EPA/NEI | 9053717.198 | 12.3687
2021 | MA | Nantucket Hybrid | 1615 | NEWE | NPCC New England | DFO | 22.4 |  | -145 | 1323 | 0.012647 | 0 | 0.019119 | EPA/NEI; Estimated using an emission factor | 1323 | 0.012647
2021 | MA | Natick Mall | 63290 | NEWE | NPCC New England | SUN | 2.2 |  | 2904 |  |  | 0 |  |  |  | 0
2021 | MA | NEDC Solar Site | 57270 | NEWE | NPCC New England | SUN | 1 |  | 999 |  |  | 0 |  |  |  | 0
2021 | MA | New Bedford (MA) Plymouth | 59780 | NEWE | NPCC New England | SUN | 4.3 |  | 5529 |  |  | 0 |  |  |  | 0
2021 | MA | New England Wind LLC | 57380 | NEWE | NPCC New England | WND | 28.5 |  | 78477 |  |  | 0 |  |  |  | 0
2021 | MA | Newark America Mill | 57103 | NEWE | NPCC New England | NG | 6.3
2021 | MA | Newton Rumford Landfill | 64162 | NEWE | NPCC New England | SUN | 1.7 |  | 2607 |  |  | 0 |  |  |  | 0
2021 | MA | Nexamp Peak CSG | 60879 | NEWE | NPCC New England | SUN | 2 |  | 1886 |  |  | 0 |  |  |  | 0
2021 | MA | Nextsun Energy Littleton | 62842 | NEWE | NPCC New England | SUN | 3.8 |  | 5360 |  |  | 0 |  |  |  | 0
2021 | MA | NFM Solar Power LLC | 58210 | NEWE | NPCC New England | SUN | 1.9 |  | 1985 |  |  | 0 |  |  |  | 0
2021 | MA | Nolan | 65559 | NEWE | NPCC New England | SUN | 1
2021 | MA | North Adams Landfill | 60074 | NEWE | NPCC New England | SUN | 2.2 |  | 3374 |  |  | 0 |  |  |  | 0
2021 | MA | North Brookfield | 58650 | NEWE | NPCC New England | SUN | 3 |  | 4182 |  |  | 0 |  |  |  | 0
2021 | MA | Northampton Landfill Solar PV | 60908 | NEWE | NPCC New England | SUN | 2.4 |  | 3691 |  |  | 0 |  |  |  | 0
2021 | MA | Northbridge Solar | 58385 | NEWE | NPCC New England | SUN | 1.9 |  | 3278 |  |  | 0 |  |  |  | 0
2021 | MA | Northfield Mountain | 547 | NEWE | NPCC New England | WAT | 1168 |  | -273523 |  |  | 0 |  |  |  | 0
2021 | MA | Norton Landfill Solar | 61597 | NEWE | NPCC New England | SUN | 1.5 |  | 2294 |  |  | 0 |  |  |  | 0
2021 | MA | Norton LLC | 65183 | NEWE | NPCC New England | SUN | 3.3 |  | 131 |  |  | 0 |  |  |  | 0
2021 | MA | Norton Powerhouse | 50041 | NEWE | NPCC New England | NG | 5.6 | 0.18793 | 29997 | 189748.188 | 0.90223 | 0.060155 | 0.0095098 | NEI avg EF - PM, fuel type | 1009668 | 4.8009
2021 | MA | Notus Wind 1 | 57414 | NEWE | NPCC New England | WND | 1.7 |  | 4343 |  |  | 0 |  |  |  | 0
2021 | MA | Nunnepog | 59080 | NEWE | NPCC New England | SUN | 1 |  | 1588 |  |  | 0 |  |  |  | 0
2021 | MA | Oak Bluffs Diesel Generating Facility | 1597 | NEWE | NPCC New England | DFO | 8.1 |  | 1997.001 | 20247 | 3.1383 | 3.143 | 0.31 | Estimated using an emission factor | 20247 | 3.1383
2021 | MA | Oak Street Solar | 63690 | NEWE | NPCC New England | SUN | 3.5 |  | 5493 |  |  | 0 |  |  |  | 0
2021 | MA | Oakdale Power Station | 10824 | NEWE | NPCC New England | WAT | 3.5 |  | 11723 |  |  | 0 |  |  |  | 0
2021 | MA | Old Wardour Solar | 61243 | NEWE | NPCC New England | SUN | 5.5 |  | 6892 |  |  | 0 |  |  |  | 0
2021 | MA | One Patriot | 63637 | NEWE | NPCC New England | NG | 2 |  | 16162 |  | 0 | 0 |  | Estimated using an emission factor |  | 0
2021 | MA | Onset East Community Solar Facility | 61163 | NEWE | NPCC New England | SUN | 1 |  | 1568 |  |  | 0 |  |  |  | 0
2021 | MA | Onset West Community Solar Facility | 61164 | NEWE | NPCC New England | SUN | 1 |  | 1663 |  |  | 0 |  |  |  | 0
2021 | MA | Onyx - Brockton Thatcher Landfill Solar CSG | 61727 | NEWE | NPCC New England | SUN | 3.7 |  | 5610 |  |  | 0 |  |  |  | 0
2021 | MA | Onyx - Pembroke Landfill Solar | 61726 | NEWE | NPCC New England | SUN | 2.4 |  | 3310 |  |  | 0 |  |  |  | 0
2021 | MA | Orange PV | 58411 | NEWE | NPCC New England | SUN | 2 |  | 1383 |  |  | 0 |  |  |  | 0
2021 | MA | Oxford | 60022 | NEWE | NPCC New England | SUN | 2.8 |  | 3379 |  |  | 0 |  |  |  | 0
2021 | MA | Padelford Solar | 58032 | NEWE | NPCC New England | SUN | 2.2 |  | 2877 |  |  | 0 |  |  |  | 0
2021 | MA | Palmer | 62135 | NEWE | NPCC New England | SUN | 3.5 |  | 5623 |  |  | 0 |  |  |  | 0
2021 | MA | Palmer Landfill | 60076 | NEWE | NPCC New England | SUN | 4 |  | 6109 |  |  | 0 |  |  |  | 0
2021 | MA | Palmer Solar LLC | 59866 | NEWE | NPCC New England | SUN | 2.5
2021 | MA | Palombo B Solar, LLC CSG | 63589 | NEWE | NPCC New England | SUN | 1 |  | 1613 |  |  | 0 |  |  |  | 0
2021 | MA | Palombo Solar, LLC CSG | 63588 | NEWE | NPCC New England | SUN | 2 |  | 3292 |  |  | 0 |  |  |  | 0
2021 | MA | Partridge Hill Solar Hybrid | 63264 | NEWE | NPCC New England | SUN | 3.3 |  | 3078 |  |  | 0 |  |  |  | 0
2021 | MA | Partridgeville Hybrid CSG | 63804 | NEWE | NPCC New England | SUN | 5.3 |  | 5265 |  |  | 0 |  |  |  | 0
2021 | MA | Pepperell Hydro Power Plant | 10694 | NEWE | NPCC New England | WAT | 2.2 |  | 6864 |  |  | 0 |  |  |  | 0
2021 | MA | Peterson Road Solar | 61307 | NEWE | NPCC New England | SUN | 2.5 |  | 4237 |  |  | 0 |  |  |  | 0
2021 | MA | Pioneer Valley Resource Recovery | 50273 | NEWE | NPCC New England | MSW | 9.4 | 1 | 27594 | 929810 | 72.5252 | 5.2566 | 0.156 | Estimated using an emission factor | 929810 | 72.5252
2021 | MA | Pittsfield 44 - M&W PV | 62264 | NEWE | NPCC New England | SUN | 1.2 |  | 1540 |  |  | 0 |  |  |  | 0
2021 | MA | Pittsfield Generating | 50002 | NEWE | NPCC New England | NG | 175.5 | 0.99585 | 63751 | 584390.2 | 1.044 | 0.032751 | 0.0035728 | EPA/NEI | 586823.568 | 1.0483
2021 | MA | Plainfield Community Solar LLC | 62579 | NEWE | NPCC New England | SUN | 2 |  | 3131 |  |  | 0 |  |  |  | 0
2021 | MA | Pleasantdale Road Community Solar | 61298 | NEWE | NPCC New England | SUN | 1 |  | 1376 |  |  | 0 |  |  |  | 0
2021 | MA | Plymouth Site 1 | 59137 | NEWE | NPCC New England | SUN | 4 |  | 5989 |  |  | 0 |  |  |  | 0
2021 | MA | Plymouth Solar | 62266 | NEWE | NPCC New England | SUN | 1.1 |  | 1581 |  |  | 0 |  |  |  | 0
2021 | MA | Potter | 1660 | NEWE | NPCC New England | NG | 217 |  | 22813 | 221426.147 | 0.70826 | 0.062092 | 0.0063972 | EPA/NEI | 221426.147 | 0.70826
2021 | MA | Princeton Wind Farm | 7501 | NEWE | NPCC New England | WND | 3 |  | 3919 |  |  | 0 |  |  |  | 0
2021 | MA | Putts Bridge | 1637 | NEWE | NPCC New England | WAT | 3.2 |  | 10513 |  |  | 0 |  |  |  | 0
2021 | MA | Quittacas Pond Solar | 58362 | NEWE | NPCC New England | SUN | 3.5 |  | 5538 |  |  | 0 |  |  |  | 0
2021 | MA | Raboth - Marion Drive | 64526 | NEWE | NPCC New England | SUN | 3.5 |  | 3405 |  |  | 0 |  |  |  | 0
2021 | MA | Rail Trail | 60492 | NEWE | NPCC New England | SUN | 2 |  | 3212 |  |  | 0 |  |  |  | 0
2021 | MA | Randall Solar Project Hybrid | 63475 | NEWE | NPCC New England | SUN | 8.3 |  | 1897 | 0 |  | 0 |  |  | 0 | 0
2021 | MA | Randolph | 61732 | NEWE | NPCC New England | SUN | 3.8 |  | 5912 |  |  | 0 |  |  |  | 0
2021 | MA | Ravenbrook | 64109 | NEWE | NPCC New England | SUN | 5 |  | 6984 |  |  | 0 |  |  |  | 0
2021 | MA | Redbridge | 1638 | NEWE | NPCC New England | WAT | 3.6 |  | 18132 |  |  | 0 |  |  |  | 0
2021 | MA | Redbrook Community Solar 1 | 61007 | NEWE | NPCC New England | SUN | 4 |  | 6979 |  |  | 0 |  |  |  | 0
2021 | MA | Rehoboth Solar | 59029 | NEWE | NPCC New England | SUN | 2 |  | 2989 |  |  | 0 |  |  |  | 0
2021 | MA | Renew Canal 1 CSG LLC | 60625 | NEWE | NPCC New England | SUN | 1.2 |  | 2201 |  |  | 0 |  |  |  | 0
2021 | MA | RGS-Rutland VNM SREC II Project (MA) | 59777 | NEWE | NPCC New England | SUN | 2 |  | 1243 |  |  | 0 |  |  |  | 0
2021 | MA | Rising Paper | 60493 | NEWE | NPCC New England | SUN | 2.5 |  | 3373 |  |  | 0 |  |  |  | 0
2021 | MA | Riverside Holyoke | 1607 | NEWE | NPCC New England | WAT | 6.9 |  | 28122 |  |  | 0 |  |  |  | 0
2021 | MA | Rockland Solar CSG | 59090 | NEWE | NPCC New England | SUN | 2 |  | 2467 |  |  | 0 |  |  |  | 0
2021 | MA | Rounseville Solar | 64434 | NEWE | NPCC New England | SUN | 2.7 |  | 5468 |  |  | 0 |  |  |  | 0
2021 | MA | Rousselot Inc | 50955 | NEWE | NPCC New England | NG | 6.7 | 0.11543 | 15630 | 86270.185 | 0.4102 | 0.052489 | 0.0095098 | EPA/NEI; Estimated using an emission factor | 747379 | 3.5537
2021 | MA | Route 57 Solar | 59031 | NEWE | NPCC New England | SUN | 1.5 |  | 2258 |  |  | 0 |  |  |  | 0
2021 | MA | Ryan Road Solar LLC Hybrid(CSG) | 63044 | NEWE | NPCC New England | SUN | 8.6 |  | 248 |  |  | 0 |  |  |  | 0
2021 | MA | Salem Harbor Station NGCC | 60903 | NEWE | NPCC New England | NG | 798.2 |  | 732013 | 5420227.306 | 5.0495 | 0.013796 | 0.0018632 | EPA/NEI | 5420227.306 | 5.0495
2021 | MA | Sampson Road Community Solar | 61308 | NEWE | NPCC New England | SUN | 2 |  | 2998 |  |  | 0 |  |  |  | 0
2021 | MA | Savoy Solar PV | 62065 | NEWE | NPCC New England | SUN | 2 |  | 2798 |  |  | 0 |  |  |  | 0
2021 | MA | Scituate PV | 59013 | NEWE | NPCC New England | SUN | 2.5 |  | 3483 |  |  | 0 |  |  |  | 0
2021 | MA | Scituate Wind | 59724 | NEWE | NPCC New England | WND | 1.5 |  | 2938 |  |  | 0 |  |  |  | 0
2021 | MA | SELCO Community Solar | 64060 | NEWE | NPCC New England | SUN | 3 |  | 4814 |  |  | 0 |  |  |  | 0
2021 | MA | SEMASS Resource Recovery | 50290 | NEWE | NPCC New England | MSW | 98.5 |  | 593073 | 10785638.464 | 841.2798 | 2.837 | 0.156 | Estimated using an emission factor | 10785638.464 | 841.2798
2021 | MA | Settlers Solar | 65717 | NEWE | NPCC New England | SUN | 5 |  | 6510 |  |  | 0 |  |  |  | 0
2021 | MA | Shaffer | 59396 | NEWE | NPCC New England | SUN | 5 |  | 6343 |  |  | 0 |  |  |  | 0
2021 | MA | Sherman | 6012 | NEWE | NPCC New England | WAT | 7.2 |  | 33524 |  |  | 0 |  |  |  | 0
2021 | MA | Shirley Landfill | 60753 | NEWE | NPCC New England | SUN | 1 |  | 1527 |  |  | 0 |  |  |  | 0
2021 | MA | Shirley Water | 60498 | NEWE | NPCC New England | SUN | 2 |  | 3011 |  |  | 0 |  |  |  | 0
2021 | MA | Shrewsbury | 6125 | NEWE | NPCC New England | DFO | 14 |  | -135 | 1134 | 0.17577 | 0 | 0.31 | Estimated using an emission factor | 1134 | 0.17577
2021 | MA | Shrewsbury Solar | 57990 | NEWE | NPCC New England | SUN | 2.5 |  | 4140 |  |  | 0 |  |  |  | 0
2021 | MA | Shuman Solar | 61244 | NEWE | NPCC New England | SUN | 2.2 |  | 2190 |  |  | 0 |  |  |  | 0
2021 | MA | Signature Breads Chelsea | 64378 | NEWE | NPCC New England | DFO | 1.5 |  | 9 | 82 | 0.01271 | 2.8244 | 0.31 | Estimated using an emission factor | 82 | 0.01271
2021 | MA | Silver Lake Solar Photovoltaic Facility | 57676 | NEWE | NPCC New England | SUN | 1.5 |  | 1913 |  |  | 0 |  |  |  | 0
2021 | MA | SJA Solar LLC-Solterra Monastery CSG | 60391 | NEWE | NPCC New England | SUN | 14.7 |  | 26323 |  |  | 0 |  |  |  | 0
2021 | MA | Smith & Wesson at Springfield MA PV | 61367 | NEWE | NPCC New England | SUN | 1.9 |  | 2378 |  |  | 0 |  |  |  | 0
2021 | MA | Smith College Central Heating Plant | 58166 | NEWE | NPCC New England | NG | 5.3 | 0.30201 | 13399 | 69636.253 | 0.27912 | 0.041663 | 0.0080165 | NEI avg EF - PM, fuel type | 230575 | 0.9242
2021 | MA | Solten Plainville 6000, LLC | 61731 | NEWE | NPCC New England | SUN | 4.9 |  | 7173 |  |  | 0 |  |  |  | 0
2021 | MA | Southampton Solar PV | 62066 | NEWE | NPCC New England | SUN | 2 |  | 3123 |  |  | 0 |  |  |  | 0
2021 | MA | Southbridge Landfill Gas-to-Energy | 59011 | NEWE | NPCC New England | LFG | 1.6 |  | 11449 | 128105 | 0.94157 | 0.16448 | 0.0147 | Estimated using an emission factor | 128105 | 0.94157
2021 | MA | Southbridge PV | 58423 | NEWE | NPCC New England | SUN | 3 |  | 3347 |  |  | 0 |  |  |  | 0
2021 | MA | Southbridge Solar | 60278 | NEWE | NPCC New England | SUN | 1.9 |  | 2948 |  |  | 0 |  |  |  | 0
2021 | MA | Southern Sky Renew Energy Berkley LLC | 60615 | NEWE | NPCC New England | SUN | 3 |  | 4211 |  |  | 0 |  |  |  | 0
2021 | MA | Southwick Solar PV | 62082 | NEWE | NPCC New England | SUN | 5 |  | 8369 |  |  | 0 |  |  |  | 0
2021 | MA | Spring Hill Road | 59839 | NEWE | NPCC New England | SUN | 1.9 |  | 2783 |  |  | 0 |  |  |  | 0
2021 | MA | Spring Street Solar 1 CSG | 61009 | NEWE | NPCC New England | SUN | 2 |  | 3787 |  |  | 0 |  |  |  | 0
2021 | MA | Springfield Solar PV | 62072 | NEWE | NPCC New England | SUN | 4 |  | 6376 |  |  | 0 |  |  |  | 0
2021 | MA | St. Joseph's Solar, LLC CSG | 63555 | NEWE | NPCC New England | SUN | 1 |  | 1626 |  |  | 0 |  |  |  | 0
2021 | MA | Stafford St 2 Community Solar | 61017 | NEWE | NPCC New England | SUN | 1.9 |  | 3790 |  |  | 0 |  |  |  | 0
2021 | MA | Stafford St Solar 1 CSG | 61016 | NEWE | NPCC New England | SUN | 2 |  | 3639 |  |  | 0 |  |  |  | 0
2021 | MA | Stafford St Solar 3 CSG | 61018 | NEWE | NPCC New England | SUN | 1 |  | 1860 |  |  | 0 |  |  |  | 0
2021 | MA | State Street Solar LLC | 59363 | NEWE | NPCC New England | SUN | 1 |  | 1176 |  |  | 0 |  |  |  | 0
2021 | MA | Station 9 Energy Storage System | 62257 | NEWE | NPCC New England | MWH | 2 |  | -103 | 0 |  | 0 |  |  | 0 | 0
2021 | MA | Stetson Road Solar - Barre I | 59765 | NEWE | NPCC New England | SUN | 2 |  | 2844 |  |  | 0 |  |  |  | 0
2021 | MA | Stone Hill Solar CSG | 60710 | NEWE | NPCC New England | SUN | 2 |  | 3190 |  |  | 0 |  |  |  | 0
2021 | MA | Stony Brook Energy Center | 6081 | NEWE | NPCC New England | NG | 541.5 |  | 54734 | 525644.625 | 1.7193 | 0.062825 | 0.0065418 | EPA/NEI; Estimated using an emission factor | 525644.625 | 1.7193
2021 | MA | Stored Solar Fitchburg, LLC | 54620 | NEWE | NPCC New England | WDS | 18 |  | 73861 | 1500519.8 | 7.7872 | 0.21086 | 0.010379 | NEI avg EF - PM, fuel type | 1500519.8 | 7.7872
2021 | MA | Stow PV | 59015 | NEWE | NPCC New England | SUN | 2 |  | 2722 |  |  | 0 |  |  |  | 0
2021 | MA | Sudbury Landfill | 58839 | NEWE | NPCC New England | SUN | 1.3 |  | 1756.001 |  |  | 0 |  |  |  | 0
2021 | MA | Sullivan Solar | 59465 | NEWE | NPCC New England | SUN | 1.5 |  | 2269 |  |  | 0 |  |  |  | 0
2021 | MA | Sunderland Solar PV | 62090 | NEWE | NPCC New England | SUN | 1.1 |  | 1638 |  |  | 0 |  |  |  | 0
2021 | MA | Sunpin Blandford | 63942 | NEWE | NPCC New England | SUN | 4.7 |  | 4549 |  |  | 0 |  |  |  | 0
2021 | MA | Sutton Solar 2, LLC CSG | 63336 | NEWE | NPCC New England | SUN | 1 |  | 564 |  |  | 0 |  |  |  | 0
2021 | MA | Sutton Solar CSG | 60878 | NEWE | NPCC New England | SUN | 1.9 |  | 3142 |  |  | 0 |  |  |  | 0
2021 | MA | Syncarpha Blandford Hybrid CSG | 62975 | NEWE | NPCC New England | SUN | 8.8 |  | 7910 | 0 |  | 0 |  |  | 0 | 0
2021 | MA | Syncarpha Freetown | 61097 | NEWE | NPCC New England | SUN | 3.9 |  | 6562 |  |  | 0 |  |  |  | 0
2021 | MA | Syncarpha Halifax Hybrid CSG | 62973 | NEWE | NPCC New England | SUN | 3.3 |  | 2752 | 0 |  | 0 |  |  | 0 | 0
2021 | MA | Syncarpha Hancock I CSG | 61769 | NEWE | NPCC New England | SUN | 2 |  | 3049 |  |  | 0 |  |  |  | 0
2021 | MA | Syncarpha Hancock II CSG | 61770 | NEWE | NPCC New England | SUN | 2 |  | 3112 |  |  | 0 |  |  |  | 0
2021 | MA | Syncarpha Hancock III CSG | 61771 | NEWE | NPCC New England | SUN | 1 |  | 1585 |  |  | 0 |  |  |  | 0
2021 | MA | Syncarpha Leicester Hybrid CSG | 62972 | NEWE | NPCC New England | SUN | 15.4 |  | 1168 | 0 |  | 0 |  |  | 0 | 0
2021 | MA | Syncarpha Northampton Hybrid CSG | 62976 | NEWE | NPCC New England | SUN | 5.6 |  | 4205 | 0 |  | 0 |  |  | 0 | 0
2021 | MA | Syncarpha Northbridge I Hybrid(CSG) | 62977 | NEWE | NPCC New England | SUN | 5 |  | 6 |  |  | 0 |  |  |  | 0
2021 | MA | Syncarpha Northbridge II Hybrid CSG | 62978 | NEWE | NPCC New England | SUN | 8 |  | 5656 | 0 |  | 0 |  |  | 0 | 0
2021 | MA | Syncarpha Palmer, LLC | 60056 | NEWE | NPCC New England | SUN | 4.8 |  | 7489 |  |  | 0 |  |  |  | 0
2021 | MA | Syncarpha Puddon I Hybrid CSG | 62969 | NEWE | NPCC New England | SUN | 9 |  | 6901 | 0 |  | 0 |  |  | 0 | 0
2021 | MA | Syncarpha Puddon II Hybrid CSG | 62970 | NEWE | NPCC New England | SUN | 9 |  | 6456 | 0 |  | 0 |  |  | 0 | 0
2021 | MA | Syncarpha Still River, LLC CSG | 61774 | NEWE | NPCC New England | SUN | 2 |  | 3417 |  |  | 0 |  |  |  | 0
2021 | MA | Tanglewood Circle Solar 1 LLC | 62583 | NEWE | NPCC New England | SUN | 5 |  | 6892 |  |  | 0 |  |  |  | 0
2021 | MA | Tanner Street Generation, LLC | 54586 | NEWE | NPCC New England | NG | 85 | 1 | 24379 | 225642.961 | 0.61543 | 0.050488 | 0.0054549 | EPA/NEI | 225642.961 | 0.61543
2021 | MA | Templeton | 59731 | NEWE | NPCC New England | SUN | 3 |  | 4175 |  |  | 0 |  |  |  | 0
2021 | MA | TES Rowtier | 65653 | NEWE | NPCC New England | SUN | 3 |  | 4045 |  |  | 0 |  |  |  | 0
2021 | MA | Texon Hydroelectric Project | 61640 | NEWE | NPCC New England | WAT | 1.5 |  | 6479 |  |  | 0 |  |  |  | 0
2021 | MA | Theodore Drive Community Solar | 61296 | NEWE | NPCC New England | SUN | 1.5 |  | 2367 |  |  | 0 |  |  |  | 0
2021 | MA | Tihonet Solar | 58749 | NEWE | NPCC New England | SUN | 1 |  | 1781 |  |  | 0 |  |  |  | 0
2021 | MA | Tisbury Landfill Solar | 59573 | NEWE | NPCC New England | SUN | 1.1 |  | 1445 |  |  | 0 |  |  |  | 0
2021 | MA | Tolland Solar NG LLC | 62581 | NEWE | NPCC New England | SUN | 3.5 |  | 4836 |  |  | 0 |  |  |  | 0
2021 | MA | Town of East Bridgewater CSG | 58586 | NEWE | NPCC New England | SUN | 2 |  | 1591 |  |  | 0 |  |  |  | 0
2021 | MA | Town of Foxborough - Landfill (SREC II) CSG | 61591 | NEWE | NPCC New England | SUN | 1.2 |  | 1903 |  |  | 0 |  |  |  | 0
2021 | MA | Town of Lexington Solar | 60816 | NEWE | NPCC New England | SUN | 1.6 |  | 2514 |  |  | 0 |  |  |  | 0
2021 | MA | Town of Needham VNEM CSG | 60110 | NEWE | NPCC New England | SUN | 3 |  | 3993 |  |  | 0 |  |  |  | 0
2021 | MA | Town of Norfolk MA at Medway Branch | 57942 | NEWE | NPCC New England | SUN | 1.2 |  | 1875 |  |  | 0 |  |  |  | 0
2021 | MA | Town of Otis Wind Energy Project | 61775 | NEWE | NPCC New England | WND | 1.5 |  | 3100 |  |  | 0 |  |  |  | 0
2021 | MA | Town of Uxbridge MA at Commerce Dr | 57941 | NEWE | NPCC New England | SUN | 1.8 |  | 2702 |  |  | 0 |  |  |  | 0
2021 | MA | Town of Ware - Canadian Tree(CSG) | 64435 | NEWE | NPCC New England | SUN | 1.4 |  | 2398 |  |  | 0 |  |  |  | 0
2021 | MA | Truck Stop | 65560 | NEWE | NPCC New England | SUN | 2
2021 | MA | True North | 59390 | NEWE | NPCC New England | SUN | 4.8 |  | 6704 |  |  | 0 |  |  |  | 0
2021 | MA | Turners Falls | 6388 | NEWE | NPCC New England | WAT | 5.7 |  | 13735.001 |  |  | 0 |  |  |  | 0
2021 | MA | Twiss Street Solar | 59624 | NEWE | NPCC New England | SUN | 1.5 |  | 2235 |  |  | 0 |  |  |  | 0
2021 | MA | Tyngsborough Solar | 61598 | NEWE | NPCC New England | SUN | 2.6 |  | 4428 |  |  | 0 |  |  |  | 0
2021 | MA | UMASS | 61603 | NEWE | NPCC New England | SUN | 4 |  | 5619 |  |  | 0 |  |  |  | 0
2021 | MA | UMass Boston | 64980 | NEWE | NPCC New England | SUN | 8.1 |  | 1363.001 | 683.998 | 0.10602 | 0.15557 | 0.31 | EPA/NEI; Estimated using an emission factor | 683.998 | 0.10602
2021 | MA | Univ of Massachusetts Medical Center | 50087 | NEWE | NPCC New England | NG | 17.5 | 0.33532 | 66085 | 437615.699 | 1.9678 | 0.059553 | 0.0089933 | NEI avg EF - PM, fuel type | 1305052 | 5.8683
2021 | MA | Upper Blackstone (MA) Treasure Valley | 59781 | NEWE | NPCC New England | SUN | 5 |  | 7057 |  |  | 0 |  |  |  | 0
2021 | MA | Upton Community Solar | 61297 | NEWE | NPCC New England | SUN | 2 |  | 3261 |  |  | 0 |  |  |  | 0
2021 | MA | Vuelta Solar | 61245 | NEWE | NPCC New England | SUN | 5.5 |  | 6892 |  |  | 0 |  |  |  | 0
2021 | MA | W. Orange Rd Solar LLC | 63047 | NEWE | NPCC New England | SUN | 5 |  | 13 |  |  | 0 |  |  |  | 0
2021 | MA | Wachusett Solar | 65586 | NEWE | NPCC New England | SUN | 2
2021 | MA | Walpole Solar 2 | 58936 | NEWE | NPCC New England | SUN | 2.4 |  | 3628 |  |  | 0 |  |  |  | 0
2021 | MA | Ware Palmer Road Solar LLC CSG | 64128 | NEWE | NPCC New England | SUN | 5 |  | 1060 |  |  | 0 |  |  |  | 0
2021 | MA | Wareham MA 1 Community Solar | 60443 | NEWE | NPCC New England | SUN | 2 |  | 3167 |  |  | 0 |  |  |  | 0
2021 | MA | Wareham Solar PV | 62055 | NEWE | NPCC New England | SUN | 3.3 |  | 2937 |  |  | 0 |  |  |  | 0
2021 | MA | Washburn Road Solar | 62646 | NEWE | NPCC New England | SUN | 1.9 |  | 3424 |  |  | 0 |  |  |  | 0
2021 | MA | Waste Water Treatment Plant | 59060 | NEWE | NPCC New England | SUN | 1.5 |  | 1520 |  |  | 0 |  |  |  | 0
2021 | MA | Waters River | 1678 | NEWE | NPCC New England | NG | 64.9 |  | 3124 | 40439.5 | 0.086254 | 0.05522 | 0.0042658 | EPA/NEI | 40439.5 | 0.086254
2021 | MA | Webster Solar | 65722 | NEWE | NPCC New England | SUN | 1 |  | 1243 |  |  | 0 |  |  |  | 0
2021 | MA | Wellesley College Central Utility Plant | 54937 | NEWE | NPCC New England | NG | 10.1 | 1 | 0
2021 | MA | West A&B Solar Project Hybrid CSG | 63473 | NEWE | NPCC New England | SUN | 4.3 |  | 2229 | 0 |  | 0 |  |  | 0 | 0
2021 | MA | West Boylston Community Shared Solar | 61415 | NEWE | NPCC New England | SUN | 1.5 |  | 2400 |  |  | 0 |  |  |  | 0
2021 | MA | West Bridgewater AB CSG | 60424 | NEWE | NPCC New England | SUN | 1.7 |  | 2685 |  |  | 0 |  |  |  | 0
2021 | MA | West Brookfield Solar - Gilbertsville Rd (CSG) | 61629 | NEWE | NPCC New England | SUN | 4 |  | 6216 |  |  | 0 |  |  |  | 0
2021 | MA | West Brookfield Solar, LLC | 60644 | NEWE | NPCC New England | SUN | 1.4 |  | 1893 |  |  | 0 |  |  |  | 0
2021 | MA | West Groton CHP | 60276 | NEWE | NPCC New England | NG | 4.1 | 0.35836 | 23037 | 124810.622 | 0.50027 | 0.043432 | 0.0080165 | NEI avg EF - PM, fuel type | 348286 | 1.396
2021 | MA | West Springfield | 1642 | NEWE | NPCC New England | RFO | 250.6 |  | 5916.001 | 77332.48 | 0.22704 | 0.076755 | 0.0058718 | EPA/NEI; Estimated using an emission factor | 77332.48 | 0.22704
2021 | MA | West Street Solar 1 LLC | 63131 | NEWE | NPCC New England | SUN | 5 |  | 7947 |  |  | 0 |  |  |  | 0
2021 | MA | West Tisbury Generating Facility | 6049 | NEWE | NPCC New England | DFO | 5.4 |  | 1103 | 11238 | 1.7419 | 3.1585 | 0.31 | Estimated using an emission factor | 11238 | 1.7419
2021 | MA | West Water Street | 62625 | NEWE | NPCC New England | DFO | 10 |  | 1338 | 12562 | 1.9471 | 2.9105 | 0.31 | Estimated using an emission factor | 12562 | 1.9471
2021 | MA | Westborough Solar LLC | 59368 | NEWE | NPCC New England | SUN | 1.8 |  | 2040 |  |  | 0 |  |  |  | 0
2021 | MA | Westford Solar Park | 58534 | NEWE | NPCC New England | SUN | 4 |  | 5094 |  |  | 0 |  |  |  | 0
2021 | MA | Westminster Renewables, LLC CSG | 62226 | NEWE | NPCC New England | SUN | 1.5 |  | 2493 |  |  | 0 |  |  |  | 0
2021 | MA | Weston Landfill Solar | 61537 | NEWE | NPCC New England | SUN | 1.8 |  | 2822 |  |  | 0 |  |  |  | 0
2021 | MA | Westport B Community Solar Garden | 64589 | NEWE | NPCC New England | SUN | 4.5 |  | 7355 |  |  | 0 |  |  |  | 0
2021 | MA | Westport Community Solar Garden | 64574 | NEWE | NPCC New England | SUN | 2 |  | 3382 |  |  | 0 |  |  |  | 0
2021 | MA | Westport MA 1 Community Solar | 60473 | NEWE | NPCC New England | SUN | 1.3 |  | 2043 |  |  | 0 |  |  |  | 0
2021 | MA | Westport MA 2 Community Solar | 60476 | NEWE | NPCC New England | SUN | 1.2 |  | 1807 |  |  | 0 |  |  |  | 0
2021 | MA | Whately Solar | 59033 | NEWE | NPCC New England | SUN | 1.5 |  | 1950 |  |  | 0 |  |  |  | 0
2021 | MA | Whatley Renewables | 65585 | NEWE | NPCC New England | SUN | 1
2021 | MA | Wheelabrator Millbury Facility | 50878 | NEWE | NPCC New England | MSW | 47.6 |  | 320576 | 5079429.636 |  |  |  |  | 5079429.636
2021 | MA | Wheelabrator North Andover | 50877 | NEWE | NPCC New England | MSW | 40.3 |  | 232754 | 4529097.404 |  |  |  |  | 4529097.404
2021 | MA | Wheelabrator Saugus | 50880 | NEWE | NPCC New England | MSW | 53.7 |  | 178628 | 3984356.976 |  |  |  |  | 3984356.976
2021 | MA | Wilbraham | 64417 | NEWE | NPCC New England | SUN | 4 |  | 5366 |  |  | 0 |  |  |  | 0
2021 | MA | Wilbur Woods Solar LLC | 63048 | NEWE | NPCC New England | SUN | 5 |  | 264 |  |  | 0 |  |  |  | 0
2021 | MA | Wilkins Station | 6586 | NEWE | NPCC New England | DFO | 5.4 |  | 29 | 366 | 0.05673 | 3.9124 | 0.31 | Estimated using an emission factor | 366 | 0.05673
2021 | MA | Williams College - Campus CHP | 58160 | NEWE | NPCC New England | NG | 7 | 0.14071 | 3008 | 16949.045 | 0.081204 | 0.053992 | 0.0095821 | EPA/NEI; Estimated using an emission factor | 120457 | 0.57712
2021 | MA | Williamsburg | 62202 | NEWE | NPCC New England | SUN | 4 |  | 6188 |  |  | 0 |  |  |  | 0
2021 | MA | Williamsburg Solar LLC VNEM CSG | 60111 | NEWE | NPCC New England | SUN | 2.2 |  | 3076 |  |  | 0 |  |  |  | 0
2021 | MA | Williamsville Hybrid CSG | 63805 | NEWE | NPCC New England | SUN | 8.3 |  | 1294 |  |  | 0 |  |  |  | 0
2021 | MA | Wilmarth Solar | 64436 | NEWE | NPCC New England | SUN | 7.3 |  | 8664 |  |  | 0 |  |  |  | 0
2021 | MA | Wilmington Solar | 60736 | NEWE | NPCC New England | SUN | 2 |  | 2880 |  |  | 0 |  |  |  | 0
2021 | MA | Wilson Solar | 58174 | NEWE | NPCC New England | SUN | 2 |  | 2747 |  |  | 0 |  |  |  | 0
2021 | MA | Winchendon Landfill Solar | 62503 | NEWE | NPCC New England | SUN | 2 |  | 2976 |  |  | 0 |  |  |  | 0
2021 | MA | Winchendon Solar | 59466 | NEWE | NPCC New England | SUN | 1.9 |  | 2591 |  |  | 0 |  |  |  | 0
2021 | MA | Woburn | 65216 | NEWE | NPCC New England | SUN | 1.3 |  | 70 |  |  | 0 |  |  |  | 0
2021 | MA | Woodchuck Solar, LLC CSG | 63565 | NEWE | NPCC New England | SUN | 1 |  | 1598 |  |  | 0 |  |  |  | 0
2021 | MA | Woodland Avenue Solar 1 | 65720 | NEWE | NPCC New England | SUN | 5 |  | 8152 |  |  | 0 |  |  |  | 0
2021 | MA | Woodland Road | 1643 | NEWE | NPCC New England | DFO | 20.4 |  | 134 | 3026.7 | 0.0025 | 0.037313 | 0.001652 | EPA/NEI | 3026.7 | 0.0025
2021 | MA | Worcester Landfill | 60621 | NEWE | NPCC New England | SUN | 6.5 |  | 6238 |  |  | 0 |  |  |  | 0
2021 | MA | WYM 1250 Palmer LLC | 60614 | NEWE | NPCC New England | SUN | 1 |  | 1482 |  |  | 0 |  |  |  | 0
2021 | MA | ZPD-PT Solar Project 2017-006 LLC Hybrid | 64395 | NEWE | NPCC New England | SUN | 6.5 |  | 195 | 0 |  | 0 |  |  | 0 | 0
2021 | MA | ZPD-PT Solar Project 2017-021 LLC Hybrid CSG | 64187 | NEWE | NPCC New England | SUN | 1.7 |  | 1688 | 0 |  | 0 |  |  | 0 | 0
2021 | MA | ZPD-PT Solar Project 2017-023 LLC Hybrid CSG | 64185 | NEWE | NPCC New England | SUN | 4.7 |  | 2986 | 0 |  | 0 |  |  | 0 | 0
2021 | MA | ZPD-PT Solar Project 2017-038 Hybrid LLC | 64147 | NEWE | NPCC New England | SUN | 8.5 |  | 3585 | 0 |  | 0 |  |  | 0 | 0
2021 | MA | ZPD-PT Solar Project 2017-044 LLC CSG | 64184 | NEWE | NPCC New England | SUN | 1 |  | 50 |  |  | 0 |  |  |  | 0
2021 | MD | 6685 Santa Barbara Ct | 64343 | RFCE | RFC East | SUN | 1 |  | 1663 |  |  | 0 |  |  |  | 0
2021 | MD | 7448 Candlewood Road | 64502 | RFCE | RFC East | SUN | 1.5 |  | 2460 |  |  | 0 |  |  |  | 0
2021 | MD | AES Warrior Run | 10678 | RFCE | RFC East | BIT | 229 | 0.70307 | 1251759 | 10579199.054 | 96.0725 | 0.1535 | 0.018163 | NEI avg EF - PM, fuel type, firing type | 15047253.321 | 136.6481
2021 | MD | AES Warrior Run Energy Storage Project | 59949 | RFCW | RFC West | MWH | 11 |  | -2127 | 0 |  | 0 |  |  | 0 | 0
2021 | MD | Alpha Ridge LFG | 58252 | RFCE | RFC East | LFG | 1 |  | 386 | 3809 | 0.027996 | 0.14506 | 0.0147 | Estimated using an emission factor | 3809 | 0.027996
2021 | MD | Amazon Maryland DCA1 | 62876 | RFCE | RFC East | SUN | 1.3 |  | 528 |  |  | 0 |  |  |  | 0
2021 | MD | American Sugar Refining, Inc. | 54795 | RFCE | RFC East | NG | 17.5 | 0.14043 | 48122.557 | 121638.607 | 0.47192 | 0.019613 | 0.0077594 | NEI avg EF - PM, fuel type, firing type | 866205.822 | 3.3606
2021 | MD | Annapolis Solar Park, LLC | 60681 | RFCE | RFC East | SUN | 12 |  | 22960 |  |  | 0 |  |  |  | 0
2021 | MD | Anne Arundel County Public Schools | 62407 | RFCE | RFC East | SUN | 1 |  | 1925 |  |  | 0 |  |  |  | 0
2021 | MD | APG Combined Heat and Power Plant | 61282 | RFCE | RFC East | NG | 7.9 | 0.000343 | 51 | 290.205 | 0.0011629 | 0.045604 | 0.0080143 | NEI avg EF - PM, fuel type | 845849 | 3.3904
2021 | MD | APG New Chesapeake | 62629 | RFCE | RFC East | SUN | 2.3 |  | 4226 |  |  | 0 |  |  |  | 0
2021 | MD | APG Old Bayside | 62628 | RFCE | RFC East | SUN | 1.7 |  | 3207 |  |  | 0 |  |  |  | 0
2021 | MD | Archdiocese of Baltimore J | 60662 | RFCE | RFC East | SUN | 2 |  | 3471 |  |  | 0 |  |  |  | 0
2021 | MD | Archdiocese of Baltimore L | 60663 | RFCE | RFC East | SUN | 2 |  | 3500 |  |  | 0 |  |  |  | 0
2021 | MD | Back River Waste Water Treatment | 59026 | RFCE | RFC East | SUN | 3 |  | 903 |  |  | 0 |  |  |  | 0
2021 | MD | Baker Point | 61519 | RFCW | RFC West | SUN | 9 |  | 13810 |  |  | 0 |  |  |  | 0
2021 | MD | Baltimore City B | 60664 | RFCE | RFC East | SUN | 2 |  | 3288 |  |  | 0 |  |  |  | 0
2021 | MD | Baltimore City D | 60665 | RFCE | RFC East | SUN | 2 |  | 3212 |  |  | 0 |  |  |  | 0
2021 | MD | Baltimore City F | 60666 | RFCE | RFC East | SUN | 2 |  | 3188 |  |  | 0 |  |  |  | 0
2021 | MD | Baltimore City G | 60667 | RFCE | RFC East | SUN | 2 |  | 3225 |  |  | 0 |  |  |  | 0
2021 | MD | Bd of Educ of Queen Anne's Cnty, Cnty HS | 62074 | RFCE | RFC East | SUN | 1.7 |  | 3152 |  |  | 0 |  |  |  | 0
2021 | MD | Berlin | 6565 | RFCE | RFC East | DFO | 5.6 |  | 98.999 | 4349.999 | 0.43377 | 8.7632 | 0.19944 | Estimated using an emission factor | 4349.999 | 0.43377
2021 | MD | Blue Star | 62332 | RFCE | RFC East | SUN | 7.5 |  | 12660 |  |  | 0 |  |  |  | 0
2021 | MD | Bluefin Origination 1 | 63323 | RFCE | RFC East | SUN | 2 |  | 4227 |  |  | 0 |  |  |  | 0
2021 | MD | Bomber CSG | 65281 | RFCE | RFC East | SUN | 6 |  | 467 |  |  | 0 |  |  |  | 0
2021 | MD | Bowie State Solar | 61915 | RFCE | RFC East | SUN | 1.3 |  | 2540 |  |  | 0 |  |  |  | 0
2021 | MD | Brandon Shores | 602 | RFCE | RFC East | BIT | 1370.2 |  | 2470805 | 27747041.289 | 49.7809 | 0.040295 | 0.0035882 | EPA/NEI | 27747041.289 | 49.7809
2021 | MD | Brandywine Power Facility | 54832 | RFCE | RFC East | NG | 288.8 | 0.99781 | 693099 | 5977764.062 | 14.4622 | 0.041732 | 0.0048387 | EPA/NEI | 5990901.995 | 14.494
2021 | MD | Brown Station Road Plant I | 50060 | RFCE | RFC East | LFG | 2.7
2021 | MD | Brown Station Road Plant II | 55964 | RFCE | RFC East | LFG | 4 |  | 216 | 9554 | 0.070222 | 0.6502 | 0.0147 | Estimated using an emission factor | 9554 | 0.070222
2021 | MD | Bulldog Solar One, LLC | 64647 | RFCE | RFC East | SUN | 2 |  | 3940 |  |  | 0 |  |  |  | 0
2021 | MD | Burns Solar One LLC | 64606 | RFCE | RFC East | SUN | 2 |  | 3875 |  |  | 0 |  |  |  | 0
2021 | MD | Calvert Cliffs Nuclear Power Plant | 6011 | RFCE | RFC East | NUC | 1850.4 |  | 14993633 |  |  | 0 |  |  |  | 0
2021 | MD | CCBC-Catonsville | 60036 | RFCE | RFC East | SUN | 1.6 |  | 2771 |  |  | 0 |  |  |  | 0
2021 | MD | Cecil County CCVT HS | 60353 | RFCE | RFC East | SUN | 2 |  | 2742 |  |  | 0 |  |  |  | 0
2021 | MD | Central Utility Plant at White Oak | 58207 | RFCE | RFC East | NG | 54.3 | 0.79473 | 102180.419 | 1095043.025 | 4.5063 | 0.088203 | 0.0082303 | EPA/NEI; Estimated using an emission factor | 1377888.245 | 5.6702
2021 | MD | CES VMT Solar | 60029 | RFCE | RFC East | SUN | 1.1 |  | 1513 |  |  | 0 |  |  |  | 0
2021 | MD | Chalk Point | 1571 | RFCE | RFC East | NG | 1809 |  | 107326 | 10266339.735 | 28.749 | 0.53573 | 0.0056006 | EPA/NEI | 10266339.735 | 28.749
2021 | MD | Chalk Point Steam | 65285 | RFCE | RFC East |  | 744
2021 | MD | Chesapeake College | 60465 | RFCE | RFC East | SUN | 1.5 |  | 2508 |  |  | 0 |  |  |  | 0
2021 | MD | Chester Woods Point Solar, LLC CSG | 62720 | RFCE | RFC East | SUN | 2 |  | 4343 |  |  | 0 |  |  |  | 0
2021 | MD | Chimes West Friendship (Nixon Farms) | 59743 | RFCE | RFC East | SUN | 1.2 |  | 1578 |  |  | 0 |  |  |  | 0
2021 | MD | Church Hill | 60737 | RFCE | RFC East | SUN | 6 |  | 9562 |  |  | 0 |  |  |  | 0
2021 | MD | City of Bowie | 65130 | RFCE | RFC East | SUN | 2 |  | 2120 |  |  | 0 |  |  |  | 0
2021 | MD | City of Havre De Grace C | 60668 | RFCE | RFC East | SUN | 2 |  | 3036 |  |  | 0 |  |  |  | 0
2021 | MD | CNE at Cambridge MD | 59842 | RFCE | RFC East | SUN | 3.2 |  | 5771 |  |  | 0 |  |  |  | 0
2021 | MD | Conowingo | 1574 | RFCE | RFC East | WAT | 530.8 |  | 2097157.003 |  |  | 0 |  |  |  | 0
2021 | MD | CPV St. Charles Energy Center | 56846 | RFCE | RFC East | NG | 775.3 |  | 3792084 | 26862717.997 | 69.0445 | 0.036415 | 0.0051405 | EPA/NEI | 26862717.997 | 69.0445
2021 | MD | Crisfield | 1563 | RFCE | RFC East | DFO | 11.6 |  | 1400 | 14415 | 2.2343 | 3.1919 | 0.31 | Estimated using an emission factor | 14415 | 2.2343
2021 | MD | Criterion | 57300 | RFCW | RFC West | WND | 70 |  | 179659 |  |  | 0 |  |  |  | 0
2021 | MD | Deep Creek | 1567 | RFCE | RFC East | WAT | 20 |  | 19992 |  |  | 0 |  |  |  | 0
2021 | MD | Dickerson | 1572 | RFCE | RFC East | NG | 345 |  | 180692 | 2332617.032 | 17.1176 | 0.18947 | 0.014677 | EPA/NEI | 2332617.032 | 17.1176
2021 | MD | Eastern Correctional Institute | 10693 | RFCE | RFC East | WDS | 5.8 | 0.10481 | 8632 | 56091.477 | 0.30385 | 0.0704 | 0.010834 | EPA/NEI; Estimated using an emission factor | 535159 | 2.899
2021 | MD | Eastern Landfill Gas LLC | 56571 | RFCE | RFC East | LFG | 3 |  | 14181 | 184124.001 | 1.3533 | 0.19086 | 0.0147 | Estimated using an emission factor | 184124.001 | 1.3533
2021 | MD | Easton | 1580 | RFCE | RFC East | DFO | 33.6 |  | 145.999 | 12839.001 | 1.99 | 27.2611 | 0.31 | Estimated using an emission factor | 12839.001 | 1.99
2021 | MD | Easton 2 | 4257 | RFCE | RFC East | DFO | 38.8 |  | 13 | 17369 | 1.955 | 300.7633 | 0.22511 | EPA/NEI; Estimated using an emission factor | 17369 | 1.955
2021 | MD | Elkton Solar | 60089 | RFCE | RFC East | SUN | 1.6 |  | 2298 |  |  | 0 |  |  |  | 0
2021 | MD | Emmitsburg Solar Arrays | 60849 | RFCE | RFC East | SUN | 1.7 |  | 2832 |  |  | 0 |  |  |  | 0
2021 | MD | Fair Wind | 59147 | RFCW | RFC West | WND | 30 |  | 94521 |  |  | 0 |  |  |  | 0
2021 | MD | FedEx Field Solar Facility | 57747 | RFCE | RFC East | SUN | 2 |  | 2158 |  |  | 0 |  |  |  | 0
2021 | MD | First Baptist Church of Glenarden | 62043 | RFCE | RFC East | SUN | 1.5 |  | 2901 |  |  | 0 |  |  |  | 0
2021 | MD | Fort Detrick Solar PV | 61552 | RFCW | RFC West | SUN | 15.7 |  | 20481 |  |  | 0 |  |  |  | 0
2021 | MD | Fourmile Ridge | 58904 | RFCW | RFC West | WND | 40 |  | 123293 |  |  | 0 |  |  |  | 0
2021 | MD | Francis Scott Key Mall | 63253 | RFCW | RFC West | SUN | 1.6 |  | 1915 |  |  | 0 |  |  |  | 0
2021 | MD | Frederick County - Landfill | 63496 | RFCW | RFC West | SUN | 2 |  | 3764 |  |  | 0 |  |  |  | 0
2021 | MD | Garrett County - DPU Treatment Plant | 60847 | RFCE | RFC East | SUN | 1.2 |  | 1735 |  |  | 0 |  |  |  | 0
2021 | MD | Gateway Solar | 61794 | RFCE | RFC East | SUN | 7.6 |  | 9620 |  |  | 0 |  |  |  | 0
2021 | MD | General Motors Corp at White Marsh MD | 59841 | RFCE | RFC East | SUN | 1 |  | 796 |  |  | 0 |  |  |  | 0
2021 | MD | Gibbons CSG | 63089 | RFCE | RFC East | SUN | 2 |  | 3871 |  |  | 0 |  |  |  | 0
2021 | MD | Great Bay Solar 1 | 59851 | RFCE | RFC East | SUN | 75 |  | 131646 |  |  | 0 |  |  |  | 0
2021 | MD | GWCC PV Solar Farm | 61738 | RFCE | RFC East | SUN | 1.6 |  | 2823 |  |  | 0 |  |  |  | 0
2021 | MD | Havre de Grace II - E at Perryman | 60708 | RFCE | RFC East | SUN | 1.4 |  | 2027 |  |  | 0 |  |  |  | 0
2021 | MD | Herbert A Wagner | 1554 | RFCE | RFC East | RC | 922.5 |  | 122788 | 1895960.028 | 24.0521 | 0.39177 | 0.025372 | EPA/NEI | 1895960.028 | 24.0521
2021 | MD | Herbert Farm Solar | 58463 | RFCE | RFC East | SUN | 5.5 |  | 7618 |  |  | 0 |  |  |  | 0
2021 | MD | Hollins Ferry CSG | 65324 | RFCE | RFC East | SUN | 1.5 |  | 92 |  |  | 0 |  |  |  | 0
2021 | MD | Hostetter Solar One, LLC | 64608 | RFCE | RFC East | SUN | 2 |  | 3861 |  |  | 0 |  |  |  | 0
2021 | MD | IGS Solar I - BWI2 | 61465 | RFCE | RFC East | SUN | 1.4 |  | 1261 |  |  | 0 |  |  |  | 0
2021 | MD | IGS Solar I - BWI5 | 61358 | RFCE | RFC East | SUN | 1.1 |  | 986 |  |  | 0 |  |  |  | 0
2021 | MD | IKEA College Park 411 | 58015 | RFCE | RFC East | SUN | 2 |  | 922 |  |  | 0 |  |  |  | 0
2021 | MD | IKEA Perryville 460 | 58014 | RFCE | RFC East | SUN | 2.1 |  | 4311 |  |  | 0 |  |  |  | 0
2021 | MD | Inner Harbor East Heating | 56050 | RFCE | RFC East | NG | 2.1 | 1 | 0
2021 | MD | Kent County - Worton Complex | 58243 | RFCE | RFC East | SUN | 1 |  | 1859 |  |  | 0 |  |  |  | 0
2021 | MD | Kent County-Kennedyville | 58239 | RFCE | RFC East | SUN | 1 |  | 1744 |  |  | 0 |  |  |  | 0
2021 | MD | Keys Energy Center | 60302 | RFCE | RFC East | NG | 830.6 |  | 4934380 | 36066356.31 | 17.1002 | 0.0069311 | 0.00094827 | EPA/NEI | 36066356.31 | 17.1002
2021 | MD | Kingsville CSG | 63072 | RFCE | RFC East | SUN | 2 |  | 3940 |  |  | 0 |  |  |  | 0
2021 | MD | Kirby Road Solar, LLC | 64602 | RFCE | RFC East | SUN | 1.3 |  | 1502 |  |  | 0 |  |  |  | 0
2021 | MD | Longview Solar | 60735 | RFCE | RFC East | SUN | 13.6 |  | 25468 |  |  | 0 |  |  |  | 0
2021 | MD | Macy's MD Joppa Solar Project | 62323 | RFCE | RFC East | SUN | 1.8 |  | 2892 |  |  | 0 |  |  |  | 0
2021 | MD | Maryland Solar | 58408 | RFCW | RFC West | SUN | 27 |  | 33120 |  |  | 0 |  |  |  | 0
2021 | MD | Mason Solar One LLC | 64645 | RFCE | RFC East | SUN | 1 |  | 2092 |  |  | 0 |  |  |  | 0
2021 | MD | McCormick & Co. Inc. at Belcamp | 57646 | RFCE | RFC East | SUN | 1.4 |  | 2331 |  |  | 0 |  |  |  | 0
2021 | MD | MD - CS - Potomac Edison Co - GA29 TPE | 64180 | RFCE | RFC East | SUN | 2 |  | 2716 |  |  | 0 |  |  |  | 0
2021 | MD | MEBA | 60496 | RFCE | RFC East | SUN | 1.5 |  | 2430 |  |  | 0 |  |  |  | 0
2021 | MD | Millersville LFG | 58246 | RFCE | RFC East | LFG | 3.2 |  | 23790 | 267658 | 1.9673 | 0.16539 | 0.0147 | Estimated using an emission factor | 267658 | 1.9673
2021 | MD | MNCPPC Germantown Solar | 62910 | RFCE | RFC East | SUN | 1 |  | 1111 |  |  | 0 |  |  |  | 0
2021 | MD | MNCPPC Randall Farm | 64604 | RFCE | RFC East | SUN | 1.4 |  | 2004 |  |  | 0 |  |  |  | 0
2021 | MD | Montgomery County Correctional Facility | 60820 | RFCW | RFC West | SUN | 1.4 |  | 2389 |  |  | 0 |  |  |  | 0
2021 | MD | Montgomery County Oaks LFGE Plant | 55885 | RFCE | RFC East | LFG | 2.4 |  | 6349 | 97465 | 0.71637 | 0.22566 | 0.0147 | Estimated using an emission factor | 97465 | 0.71637
2021 | MD | Montgomery County Resource Recovery | 50657 | RFCE | RFC East | MSW | 67.8 |  | 352401 | 6078819.617 |  |  |  |  | 6078819.617
2021 | MD | Montgomery County Solar | 61608 | RFCE | RFC East | SUN | 1.9 |  | 2640 |  |  | 0 |  |  |  | 0
2021 | MD | Morgantown | 1573 | RFCE | RFC East | BIT | 1548 |  | 1384481 | 15769628.814 | 62.3704 | 0.090099 | 0.0079102 | EPA/NEI | 15769628.814 | 62.3704
2021 | MD | Mount Saint Mary's | 57758 | RFCW | RFC West | SUN | 13.7 |  | 19944 |  |  | 0 |  |  |  | 0
2021 | MD | NIH Cogeneration Facility | 56668 | RFCE | RFC East | NG | 28 | 1 | 119529 | 1461385.686 | 5.8576 | 0.098011 | 0.0080165 | NEI avg EF - PM, fuel type, firing type | 1461385.686 | 5.8576
2021 | MD | NIST Solar | 62208 | RFCE | RFC East | SUN | 4 |  | 5440 |  |  | 0 |  |  |  | 0
2021 | MD | NRG Chalk Point CT | 61890 | RFCE | RFC East | NG | 94 |  | 945 | 17400 | 0.069744 | 0.14761 | 0.0080165 | NEI avg EF - PM, fuel type | 17400 | 0.069744
2021 | MD | OER Checkerspot | 64790 | RFCE | RFC East | SUN | 1.5 |  | 67 |  |  | 0 |  |  |  | 0
2021 | MD | OER Monarch CSG | 65357 | RFCE | RFC East | SUN | 2 |  | 1896 |  |  | 0 |  |  |  | 0
2021 | MD | Old Court Rd Solar | 63237 | RFCE | RFC East | SUN | 2 |  | 3620 |  |  | 0 |  |  |  | 0
2021 | MD | P52ES 1755 Henryton Rd Phase 1 LLC CSG | 64642 | RFCE | RFC East | SUN | 1.9 |  | 1537 |  |  | 0 |  |  |  | 0
2021 | MD | P52ES 1755 Henryton Rd Phase 2 LLC | 64643 | RFCE | RFC East | SUN | 1.9 |  | 1717 |  |  | 0 |  |  |  | 0
2021 | MD | P52ES Raphel Rd Community Solar LLC | 64644 | RFCE | RFC East | SUN | 1.5 |  | 2710 |  |  | 0 |  |  |  | 0
2021 | MD | Perdue Salisbury Photovoltaic | 57879 | RFCE | RFC East | SUN | 1 |  | 0
2021 | MD | Perryman | 1556 | RFCE | RFC East | NG | 492.3 |  | 239935.999 | 2620906.411 | 9.4325 | 0.078625 | 0.0071979 | EPA/NEI; Estimated using an emission factor | 2620906.411 | 9.4325
2021 | MD | Pfeffers | 61185 | RFCE | RFC East | SUN | 1 |  | 2485 |  |  | 0 |  |  |  | 0
2021 | MD | Philadelphia | 1557 | RFCE | RFC East | DFO | 82.8 |  | 4294 | 76264 | 0.62753 | 0.29228 | 0.016457 | NEI avg EF - PM, fuel type, firing type | 76264 | 0.62753
2021 | MD | Pinesburg Solar LLC | 63903 | RFCW | RFC West | SUN | 4.3 |  | 7777 |  |  | 0 |  |  |  | 0
2021 | MD | Pittman Solar One LLC | 64646 | RFCE | RFC East | SUN | 2 |  | 3731 |  |  | 0 |  |  |  | 0
2021 | MD | Presbyterian Senior Living Service | 60447 | RFCE | RFC East | SUN | 1.2 |  | 1398 |  |  | 0 |  |  |  | 0
2021 | MD | Queen Anne's County | 58631 | RFCE | RFC East | SUN | 2 |  | 2697 |  |  | 0 |  |  |  | 0
2021 | MD | Rock Hall | 58241 | RFCE | RFC East | SUN | 1 |  | 1923 |  |  | 0 |  |  |  | 0
2021 | MD | Rock Springs Generating Facility | 7835 | RFCE | RFC East | NG | 772.6 |  | 235891.001 | 2460872.842 | 4.4189 | 0.037465 | 0.0035913 | EPA/NEI | 2460872.842 | 4.4189
2021 | MD | Rockfish Solar LLC | 59811 | RFCE | RFC East | SUN | 10.3 |  | 19530 |  |  | 0 |  |  |  | 0
2021 | MD | Roth Rock North Wind Farm, LLC | 57240 | RFCW | RFC West | WND | 10 |  | 23991 |  |  | 0 |  |  |  | 0
2021 | MD | Roth Rock Wind Farm LLC | 57239 | RFCW | RFC West | WND | 40 |  | 95967 |  |  | 0 |  |  |  | 0
2021 | MD | Shepherds Mill CSG | 65359 | RFCW | RFC West | SUN | 2 |  | 518 |  |  | 0 |  |  |  | 0
2021 | MD | Sheriff Road | 63654 | RFCE | RFC East | SUN | 1.1 |  | 1955 |  |  | 0 |  |  |  | 0
2021 | MD | Smith Island | 6391 | RFCE | RFC East | DFO | 2.7 |  | 70 | 774 | 0.11997 | 3.4277 | 0.31 | Estimated using an emission factor | 774 | 0.11997
2021 | MD | Snowden River CSG | 65612 | RFCE | RFC East | SUN | 1.9 |  | 1317 |  |  | 0 |  |  |  | 0
2021 | MD | Sod Run WTP A | 60669 | RFCE | RFC East | SUN | 2 |  | 3448 |  |  | 0 |  |  |  | 0
2021 | MD | Sol Phoenix | 62331 | RFCE | RFC East | SUN | 2.5 |  | 3958 |  |  | 0 |  |  |  | 0
2021 | MD | Solar Hagerstown | 62912 | RFCE | RFC East | SUN | 10 |  | 18312 |  |  | 0 |  |  |  | 0
2021 | MD | Spruce - WCMD - Creek | 63525 | RFCW | RFC West | SUN | 2 |  | 2651 |  |  | 0 |  |  |  | 0
2021 | MD | Spruce - WCMD - Resh I | 63526 | RFCW | RFC West | SUN | 2 |  | 2813 |  |  | 0 |  |  |  | 0
2021 | MD | Spruce - WCMD - Rubble I | 63524 | RFCW | RFC West | SUN | 2 |  | 1812 |  |  | 0 |  |  |  | 0
2021 | MD | Spruce - WCMD - Rubble II | 63523 | RFCW | RFC West | SUN | 2 |  | 2609 |  |  | 0 |  |  |  | 0
2021 | MD | Synergen Panorama, LLC CSG | 62327 | RFCE | RFC East | SUN | 5 |  | 9205 |  |  | 0 |  |  |  | 0
2021 | MD | The Clorox Company | 60461 | RFCE | RFC East | SUN | 1.6 |  | 2613 |  |  | 0 |  |  |  | 0
2021 | MD | Timonium Fairgrounds | 63904 | RFCE | RFC East | SUN | 1.9 |  | 3074 |  |  | 0 |  |  |  | 0
2021 | MD | Todd Solar | 64690 | RFCE | RFC East | SUN | 20 |  | 25526 |  |  | 0 |  |  |  | 0
2021 | MD | Town of Chestertown- Chestertown WWTP | 60096 | RFCE | RFC East | SUN | 1 |  | 1856 |  |  | 0 |  |  |  | 0
2021 | MD | UMCES Ground Mount | 62405 | RFCE | RFC East | SUN | 2 |  | 3581 |  |  | 0 |  |  |  | 0
2021 | MD | UMCP CHP Plant | 56038 | RFCE | RFC East | NG | 27.4
2021 | MD | UMES (MD) - Princess Anne | 59749 | RFCE | RFC East | SUN | 2 |  | 2077 |  |  | 0 |  |  |  | 0
2021 | MD | UMMS at Pocomoke | 58329 | RFCE | RFC East | SUN | 2.8 |  | 5171 |  |  | 0 |  |  |  | 0
2021 | MD | Upper Marlboro 1 CSG | 63075 | RFCE | RFC East | SUN | 2 |  | 1832 |  |  | 0 |  |  |  | 0
2021 | MD | Vienna | 1564 | RFCE | RFC East | RFO | 180.6 |  | 243 | 54646.219 | 0.66944 | 5.5098 | 0.024501 | EPA/NEI | 54646.219 | 0.66944
2021 | MD | Wheelabrator Baltimore Refuse | 10629 | RFCE | RFC East | MSW | 64.5 | 0.39096 | 337277 | 2838975.531 |  |  |  |  | 7261623.587
2021 | MD | White CSG | 63085 | RFCE | RFC East | SUN | 2 |  | 3112 |  |  | 0 |  |  |  | 0
2021 | MD | White Marsh Mall | 63289 | RFCE | RFC East | SUN | 1.1 |  | 912 |  |  | 0 |  |  |  | 0
2021 | MD | Wicomico | 56680 | RFCE | RFC East | LFG | 5.4 |  | 12673.008 | 158416.002 | 1.1644 | 0.18375 | 0.0147 | Estimated using an emission factor | 158416.002 | 1.1644
2021 | MD | Wildcat Point Generation Facility | 59220 | RFCE | RFC East | NG | 1113.6 |  | 3462345 | 23985351.342 | 225.827 | 0.13045 | 0.01883 | EPA/NEI | 23985351.342 | 225.827
2021 | MD | Wor-Wic Community College - Offsite | 63512 | RFCE | RFC East | SUN | 2 |  | 3677 |  |  | 0 |  |  |  | 0
2021 | MD | Wye Mills VNEM CSG | 60604 | RFCE | RFC East | SUN | 10 |  | 19021 |  |  | 0 |  |  |  | 0
2021 | ME | Acton | 64673 | NEWE | NPCC New England | SUN | 3.5 |  | 11 |  |  | 0 |  |  |  | 0
2021 | ME | Androscoggin Energy | 55031 | NEWE | NPCC New England | NG | 163.5 | 0.41514 | 382655.001 | 2099616.789 | 3.668 | 0.019171 | 0.0034939 | EPA/NEI | 5057597.854 | 8.8355
2021 | ME | Androscoggin Mill | 54085 | NEWE | NPCC New England | NG | 80 | 0.93265 | 98565 | 180881.58 | 0.86007 | 0.017452 | 0.0095098 | NEI avg EF - PM, fuel type | 193944 | 0.92218
2021 | ME | Anson Abenaki Hydros | 10186 | NEWE | NPCC New England | WAT | 29 | 1 | 91325.998 |  |  | 0 |  |  |  | 0
2021 | ME | Athens Energy | 60457 | NEWE | NPCC New England | WDS | 8.5 |  | 59221 | 971340 | 85.9636 | 2.9031 | 0.177 | Estimated using an emission factor | 971340 | 85.9636
2021 | ME | Augusta PV - BD Solar Augusta LLC | 63895 | NEWE | NPCC New England | SUN | 7.2 |  | 4025 |  |  | 0 |  |  |  | 0
2021 | ME | Aziscohos Hydroelectric Project | 50999 | NEWE | NPCC New England | WAT | 6.7 |  | 16574 |  |  | 0 |  |  |  | 0
2021 | ME | Bar Mills | 1481 | NEWE | NPCC New England | WAT | 4 |  | 0
2021 | ME | Barker Lower | 10728 | NEWE | NPCC New England | WAT | 1.5 |  | 4487 |  |  | 0 |  |  |  | 0
2021 | ME | Beaver Ridge Wind | 57130 | NEWE | NPCC New England | WND | 4.5 |  | 10932 |  |  | 0 |  |  |  | 0
2021 | ME | Benton Falls Associates | 10523 | NEWE | NPCC New England | WAT | 4.2 |  | 14209 |  |  | 0 |  |  |  | 0
2021 | ME | Bingham Wind | 57531 | NEWE | NPCC New England | WND | 186 |  | 498067 |  |  | 0 |  |  |  | 0
2021 | ME | Bonny Eagle | 1482 | NEWE | NPCC New England | WAT | 7.2 |  | 31980 |  |  | 0 |  |  |  | 0
2021 | ME | Brassua Hydroelectric Project | 10555 | NEWE | NPCC New England | WAT | 3.6 |  | 9593 |  |  | 0 |  |  |  | 0
2021 | ME | Brunswick Hydro | 1483 | NEWE | NPCC New England | WAT | 19.6 |  | 59417.001 |  |  | 0 |  |  |  | 0
2021 | ME | Bucksport Generation LLC | 50243 | NEWE | NPCC New England | NG | 186.8 | 1 | 5386 | 72829.75 | 0.13832 | 0.051364 | 0.0037986 | EPA/NEI | 72829.75 | 0.13832
2021 | ME | Bull Hill Wind Project | 57083 | NEWE | NPCC New England | WND | 34.5 |  | 94669 |  |  | 0 |  |  |  | 0
2021 | ME | BWC Maces Pond LLC | 65370 | NEWE | NPCC New England | SUN | 3.5 |  | 0
2021 | ME | Canton Mountain Wind | 58620 | NEWE | NPCC New England | WND | 22.8 |  | 58282 |  |  | 0 |  |  |  | 0
2021 | ME | Cape Gas Turbine | 1484 | NEWE | NPCC New England | DFO | 35 |  | 251 | 5085 | 0.041841 | 0.3334 | 0.016457 | NEI avg EF - PM, fuel type, firing type | 5085 | 0.041841
2021 | ME | Cataract Hydro | 1486 | NEWE | NPCC New England | WAT | 6.6 |  | 0
2021 | ME | Charles E Monty | 805 | NEWE | NPCC New England | WAT | 28.4 |  | 109640 |  |  | 0 |  |  |  | 0
2021 | ME | Deer Rips | 1488 | NEWE | NPCC New England | WAT | 6.5 |  | 47417 |  |  | 0 |  |  |  | 0
2021 | ME | Eastern Maine Medical Center | 58153 | NEWE | NPCC New England | NG | 3.8 | 0.38166 | 31059 | 165418.351 | 0.66304 | 0.042695 | 0.0080165 | NEI avg EF - PM, fuel type | 433415 | 1.7372
2021 | ME | Ellsworth Hydro Station | 1469 | NEWE | NPCC New England | WAT | 8.9 |  | 26324.001 |  |  | 0 |  |  |  | 0
2021 | ME | Fairfield PV - BD Solar Fairfield LLC | 63896 | NEWE | NPCC New England | SUN | 5 |  | 3860 |  |  | 0 |  |  |  | 0
2021 | ME | Farmington Solar | 64337 | NEWE | NPCC New England | SUN | 77 |  | 16251 |  |  | 0 |  |  |  | 0
2021 | ME | Fox Island Wind LLC | 57354 | NEWE | NPCC New England | WND | 4.5 |  | 8311 |  |  | 0 |  |  |  | 0
2021 | ME | Gardiner | 50688 | NEWE | NPCC New England | WAT | 1 |  | 3668 |  |  | 0 |  |  |  | 0
2021 | ME | Georges River Energy | 64408 | NEWE | NPCC New England | WDS | 10 | 0.39877 | 48319 | 411324.466 | 2.1346 | 0.088356 | 0.010379 | NEI avg EF - PM, fuel type | 1031475 | 5.353
2021 | ME | Great Lakes Hydro America - ME | 54134 | NEWE | NPCC New England | WAT | 158 |  | 546371.001 | 0 |  | 0 |  |  | 0 | 0
2021 | ME | Gulf Island | 1491 | NEWE | NPCC New England | WAT | 19.2 |  | 105252 |  |  | 0 |  |  |  | 0
2021 | ME | Hancock Wind Plant | 58686 | NEWE | NPCC New England | WND | 51 |  | 121569 |  |  | 0 |  |  |  | 0
2021 | ME | Harris Hydro | 1492 | NEWE | NPCC New England | WAT | 76.4 |  | 126316.999 |  |  | 0 |  |  |  | 0
2021 | ME | Hartland Solar | 65460 | NEWE | NPCC New England | SUN | 4 |  | 0
2021 | ME | Hiram | 1493 | NEWE | NPCC New England | WAT | 10.5 |  | 39297 |  |  | 0 |  |  |  | 0
2021 | ME | Hydro Kennebec Project | 54148 | NEWE | NPCC New England | WAT | 15.4 |  | 32542 |  |  | 0 |  |  |  | 0
2021 | ME | Indeck Jonesboro Energy Center | 10765 | NEWE | NPCC New England | WDS | 27.5 |  | 28069 | 590013.6 | 3.062 | 0.21818 | 0.010379 | NEI avg EF - PM, fuel type | 590013.6 | 3.062
2021 | ME | Indeck West Enfield Energy Center | 10766 | NEWE | NPCC New England | WDS | 27.5 |  | 39861 | 672030.16 | 3.4876 | 0.17499 | 0.010379 | NEI avg EF - PM, fuel type | 672030.16 | 3.4876
2021 | ME | International Paper Jay Hydro | 50047 | NEWE | NPCC New England | WAT | 3.1 |  | 17405 |  |  | 0 |  |  |  | 0
2021 | ME | International Paper Livermore Hydro | 50082 | NEWE | NPCC New England | WAT | 9.2 |  | 34078.999 |  |  | 0 |  |  |  | 0
2021 | ME | International Paper Riley Hydro | 50081 | NEWE | NPCC New England | WAT | 6.6 |  | 25129.002 |  |  | 0 |  |  |  | 0
2021 | ME | IOS - MEW Phase 1 | 61460 | NEWE | NPCC New England | SUN | 4.1 |  | 6065 |  |  | 0 |  |  |  | 0
2021 | ME | Kibby Wind Facility | 56829 | NEWE | NPCC New England | WND | 132 |  | 306127 |  |  | 0 |  |  |  | 0
2021 | ME | Lockwood Hydroelectric Facility | 10066 | NEWE | NPCC New England | WAT | 7.2 |  | 19869.002 |  |  | 0 |  |  |  | 0
2021 | ME | Madison BTM | 64764 | NEWE | NPCC New England | MWH | 1.5
2021 | ME | Madison ESS | 64765 | NEWE | NPCC New England | MWH | 4.9
2021 | ME | Maine Independence Station | 55068 | NEWE | NPCC New England | NG | 550.2 |  | 534682 | 3970818.165 | 8.2488 | 0.030855 | 0.0041547 | EPA/NEI | 3970818.165 | 8.2488
2021 | ME | Mars Hill Wind Farm Project | 56448 | NEWE | NPCC New England | WND | 42 |  | 115903 |  |  | 0 |  |  |  | 0
2021 | ME | Mead Rumford Cogen | 10491 | NEWE | NPCC New England | NG | 12.5 | 0 | 0 | 0 | 0 |  |  | NEI avg EF - PM, fuel type | 1111280 | 5.284
2021 | ME | Mechanic Falls | 54123 | NEWE | NPCC New England | WAT | 1.4 |  | 1665 |  |  | 0 |  |  |  | 0
2021 | ME | Medway Hydro | 55288 | NEWE | NPCC New England | WAT | 4 |  | 24894 |  |  | 0 |  |  |  | 0
2021 | ME | Messalonskee 2 (Oakland) | 1497 | NEWE | NPCC New England | WAT | 2.8 |  | 8074 |  |  | 0 |  |  |  | 0
2021 | ME | Messalonskee 3 | 1498 | NEWE | NPCC New England | WAT | 1.6 |  | 4203 |  |  | 0 |  |  |  | 0
2021 | ME | Messalonskee 5 | 1500 | NEWE | NPCC New England | WAT | 1.8 |  | 1922 |  |  | 0 |  |  |  | 0
2021 | ME | Milford Hydro Station | 1475 | NEWE | NPCC New England | WAT | 7.8 |  | 44578.998 |  |  | 0 |  |  |  | 0
2021 | ME | Milo PV - BD Solar 1 LLC | 63894 | NEWE | NPCC New England | SUN | 20 |  | 14091 |  |  | 0 |  |  |  | 0
2021 | ME | MMWAC Resource Recovery Facility | 50035 | NEWE | NPCC New England | MSW | 5 | 1 | 14299 | 723336 | 56.4202 | 7.8915 | 0.156 | Estimated using an emission factor | 723336 | 56.4202
2021 | ME | Naples | 64675 | NEWE | NPCC New England | SUN | 2 |  | 75 |  |  | 0 |  |  |  | 0
2021 | ME | North Gorham | 1501 | NEWE | NPCC New England | WAT | 2.2 |  | 7012 |  |  | 0 |  |  |  | 0
2021 | ME | Oakfield Wind Project | 57002 | NEWE | NPCC New England | WND | 148 |  | 342927 |  |  | 0 |  |  |  | 0
2021 | ME | Orono B | 59438 | NEWE | NPCC New England | WAT | 3.9 |  | 15807 |  |  | 0 |  |  |  | 0
2021 | ME | Orono Hydro Station | 57184 | NEWE | NPCC New England | WAT | 2.7 |  | 12622 |  |  | 0 |  |  |  | 0
2021 | ME | Otis Hydro | 50080 | NEWE | NPCC New England | WAT | 10.2 |  | 40820 |  |  | 0 |  |  |  | 0
2021 | ME | Oxford PV - BD Solar Oxford LLC | 63897 | NEWE | NPCC New England | SUN | 9.2 |  | 6718 |  |  | 0 |  |  |  | 0
2021 | ME | Passadumkeag Windpark LLC | 59222 | NEWE | NPCC New England | WND | 42.9 |  | 137148 |  |  | 0 |  |  |  | 0
2021 | ME | Pejepscot Hydroelectric Project | 50758 | NEWE | NPCC New England | WAT | 13.5 |  | 51477 |  |  | 0 |  |  |  | 0
2021 | ME | Penobscot Energy Recovery | 50051 | NEWE | NPCC New England | MSW | 25.3 |  | 44958 | 1121812.14 |  |  |  |  | 1121812.14
2021 | ME | Pine Tree Landfill Gas to Energy | 58993 | NEWE | NPCC New England | LFG | 2.2 |  | 261 | 3500 | 0.025725 | 0.19713 | 0.0147 | Estimated using an emission factor | 3500 | 0.025725
2021 | ME | Pisgah Mountain Wind | 60404 | NEWE | NPCC New England | WND | 9.1 |  | 29562 |  |  | 0 |  |  |  | 0
2021 | ME | Pittsfield Hydro | 54124 | NEWE | NPCC New England | WAT | 1.1 |  | 3543.001 |  |  | 0 |  |  |  | 0
2021 | ME | Pittsfield Solar LLC | 64078 | NEWE | NPCC New England | SUN | 9.9 |  | 16672 |  |  | 0 |  |  |  | 0
2021 | ME | Pumpkin Hill | 50699 | NEWE | NPCC New England | WAT | 1 |  | 3868 |  |  | 0 |  |  |  | 0
2021 | ME | Record Hill Wind | 57568 | NEWE | NPCC New England | WND | 50.6 |  | 123100 |  |  | 0 |  |  |  | 0
2021 | ME | Red Shield Envir Old Town Facility | 10700 | NEWE | NPCC New England | BLQ | 28.5 | 0.10193 | 73730.877 | 411790.302 | 1.8885 | 0.051228 | 0.0091724 | NEI avg EF - PM, fuel type | 4039756 | 18.5271
2021 | ME | ReEnergy Livermore Falls | 10354 | NEWE | NPCC New England | WDS | 39.6 |  | 293803 | 4846535.1 | 25.152 | 0.17122 | 0.010379 | NEI avg EF - PM, fuel type | 4846535.1 | 25.152
2021 | ME | ReEnergy Stratton LLC | 50650 | NEWE | NPCC New England | WDS | 47 |  | 365100 | 4539312 | 23.5576 | 0.12905 | 0.010379 | NEI avg EF - PM, fuel type | 4539312 | 23.5576
2021 | ME | Regional Waste Systems | 50225 | NEWE | NPCC New England | MSW | 13.3 |  | 88154 | 1838719.908 | 143.4202 | 3.2539 | 0.156 | Estimated using an emission factor | 1838719.908 | 143.4202
2021 | ME | Robbins Lumber | 50230 | NEWE | NPCC New England | DFO | 3.2 | 0.8767 | 35 | 228.819 | 0.035467 | 2.0267 | 0.31 | EPA/NEI; Estimated using an emission factor | 261 | 0.040455
2021 | ME | Rollins Wind Project | 56990 | NEWE | NPCC New England | WND | 60 |  | 148200 |  |  | 0 |  |  |  | 0
2021 | ME | RoxWind | 62857 | NEWE | NPCC New England | WND | 15.3 |  | 3750 |  |  | 0 |  |  |  | 0
2021 | ME | Rumford Cogeneration | 10495 | NEWE | NPCC New England | BLQ | 102.6 | 0.17806 | 383725 | 2180570.71 | 8.6337 | 0.044999 | 0.0079187 | EPA/NEI; Estimated using an emission factor | 12246388.454 | 48.4881
2021 | ME | Rumford ESS | 64763 | NEWE | NPCC New England | MWH | 4.9
2021 | ME | Rumford Falls Hydro Facility | 10493 | NEWE | NPCC New England | WAT | 44.5 |  | 208970.999 |  |  | 0 |  |  |  | 0
2021 | ME | Rumford Power | 55100 | NEWE | NPCC New England | NG | 274.5 |  | 324582 | 2440563.036 | 0.91266 | 0.0056236 | 0.00074791 | EPA/NEI | 2440563.036 | 0.91266
2021 | ME | S D Warren Westbrook | 50447 | NEWE | NPCC New England | RFO | 69.7 | 0.73721 | 20198.003 | 30193.276 | 0.11078 | 0.010969 | 0.0073378 | EPA/NEI; Estimated using an emission factor | 40956.3 | 0.15026
2021 | ME | Saddleback Ridge Wind Farm | 58608 | NEWE | NPCC New England | WND | 34.2 |  | 100022 |  |  | 0 |  |  |  | 0
2021 | ME | Salmon Falls | 50702 | NEWE | NPCC New England | WAT | 1.2 |  | 1503 |  |  | 0 |  |  |  | 0
2021 | ME | Sanford Solar | 63667 | NEWE | NPCC New England | SUN | 49.4 |  | 87572 |  |  | 0 |  |  |  | 0
2021 | ME | Shawmut | 1504 | NEWE | NPCC New England | WAT | 8.8 |  | 32081.001 |  |  | 0 |  |  |  | 0
2021 | ME | Skelton | 1505 | NEWE | NPCC New England | WAT | 16.8 |  | 93973 |  |  | 0 |  |  |  | 0
2021 | ME | Solar Mule, LLC | 60640 | NEWE | NPCC New England | SUN | 1.5 |  | 2224 |  |  | 0 |  |  |  | 0
2021 | ME | Somerset Plant | 50406 | NEWE | NPCC New England | BLQ | 107.1 | 0.15335 | 560162 | 3108735.012 | 15.0711 | 0.05381 | 0.009696 | EPA/NEI; Estimated using an emission factor | 20272320.41 | 98.2799
2021 | ME | Spruce Mountain WInd | 58026 | NEWE | NPCC New England | WND | 20 |  | 57718 |  |  | 0 |  |  |  | 0
2021 | ME | Squa Pan Hydro Station | 1516 | NEWE | NPCC New England | WAT | 1.5 |  | 832 |  |  | 0 |  |  |  | 0
2021 | ME | Stetson Wind I | 56989 | NEWE | NPCC New England | WND | 57 |  | 116606 |  |  | 0 |  |  |  | 0
2021 | ME | Stetson Wind II | 56991 | NEWE | NPCC New England | WND | 25.5 |  | 51819 |  |  | 0 |  |  |  | 0
2021 | ME | Stillwater B | 59437 | NEWE | NPCC New England | WAT | 2.4 |  | 12177.999 |  |  | 0 |  |  |  | 0
2021 | ME | Stillwater Hydro Station | 1478 | NEWE | NPCC New England | WAT | 1.8 |  | 7263 |  |  | 0 |  |  |  | 0
2021 | ME | Twin Rivers Paper Co LLC | 58146 | NEWE | NPCC New England | PUR | 22 | 1 | 97790 | 864759 |  | 0 | 0 |  | 864759 | 0
2021 | ME | Unity Solar | 65461 | NEWE | NPCC New England | SUN | 5 |  | 0
2021 | ME | Upper Androscoggin | 54202 | NEWE | NPCC New England | WAT | 1.6
2021 | ME | Upper Barker | 52171 | NEWE | NPCC New England | WAT | 1 |  | 3937 |  |  | 0 |  |  |  | 0
2021 | ME | Waste Management Crossroads LFGTE | 57016 | NEWE | NPCC New England | LFG | 3.2 |  | 21733 | 201370 | 1.4801 | 0.1362 | 0.0147 | Estimated using an emission factor | 201370 | 1.4801
2021 | ME | Weaver Wind | 63132 | NEWE | NPCC New England | WND | 72.6 |  | 219485 |  |  | 0 |  |  |  | 0
2021 | ME | West Buxton | 1508 | NEWE | NPCC New England | WAT | 7.7 |  | 19020 |  |  | 0 |  |  |  | 0
2021 | ME | West Enfield Hydro | 10255 | NEWE | NPCC New England | WAT | 13 |  | 83945 |  |  | 0 |  |  |  | 0
2021 | ME | Westbrook Energy Center | 55294 | NEWE | NPCC New England | NG | 563.9 |  | 1876320 | 12973669.722 | 17.2196 | 0.018355 | 0.0026545 | EPA/NEI | 12973669.722 | 17.2196
2021 | ME | Weston Hydro | 1509 | NEWE | NPCC New England | WAT | 12 |  | 56840 |  |  | 0 |  |  |  | 0
2021 | ME | William F Wyman | 1507 | NEWE | NPCC New England | RFO | 862.7 |  | 5909 | 108164.137 | 0.89089 | 0.30154 | 0.016473 | EPA/NEI | 108164.137 | 0.89089
2021 | ME | Williams Hydro | 1510 | NEWE | NPCC New England | WAT | 13 |  | 61164 |  |  | 0 |  |  |  | 0
2021 | ME | Woodland Pulp, LLC | 10613 | NEWE | NPCC New England | BLQ | 68.3 | 0.19214 | 340301 | 1802333.704 | 8.2816 | 0.048672 | 0.0091899 | EPA/NEI; Estimated using an emission factor | 9380323.93 | 43.1021
2021 | ME | Worumbo Hydro Station | 50278 | NEWE | NPCC New England | WAT | 19.4 |  | 67222 |  |  | 0 |  |  |  | 0
2021 | ME | Wyman Hydro | 1511 | NEWE | NPCC New England | WAT | 72 |  | 229745.001 |  |  | 0 |  |  |  | 0
2021 | MI | 13 Mile Solar, LLC | 64456 | RFCM | RFC Michigan | SUN | 2 |  | 3926 |  |  | 0 |  |  |  | 0
2021 | MI | 48th Street Peaking Station | 7258 | RFCM | RFC Michigan | NG | 161.7 |  | 59963 | 706878.719 | 2.2128 | 0.073804 | 0.0062606 | EPA/NEI | 706878.719 | 2.2128
2021 | MI | A.J. Mihm Generating Station | 61391 | RFCW | RFC West | NG | 56.4 |  | 237477.999 | 2009231.001 | 0.42395 | 0.0035704 | 0.000422 | Estimated using an emission factor | 2009231.001 | 0.42395
2021 | MI | Ada Cogeneration LP | 10819 | RFCM | RFC Michigan | NG | 33.1 | 0.70656 | 193485 | 1386136.303 | 3.3298 | 0.03442 | 0.0048045 | EPA/NEI; Estimated using an emission factor | 1961819.918 | 4.7128
2021 | MI | Ada Dam | 50433 | RFCM | RFC Michigan | WAT | 1.4 |  | 3451 |  |  | 0 |  |  |  | 0
2021 | MI | Adrian Energy Associates LLC | 54903 | RFCM | RFC Michigan | LFG | 2.4 | 1 | 11174.001 | 158598.999 | 1.1657 | 0.20865 | 0.0147 | Estimated using an emission factor | 158598.999 | 1.1657
2021 | MI | Alcona | 1693 | RFCM | RFC Michigan | WAT | 8 |  | 27242 |  |  | 0 |  |  |  | 0
2021 | MI | Allegan Dam | 1694 | RFCM | RFC Michigan | WAT | 2.6 |  | 10781 |  |  | 0 |  |  |  | 0
2021 | MI | Alpena Cement Plant | 50305 | RFCM | RFC Michigan | PC | 47.2 | 0.10776 | 164515 | 1051205.684 | 8.6415 | 0.10505 | 0.016441 | NEI avg EF - PM, fuel type | 9754747.52 | 80.1903
2021 | MI | Alpine Power Plant | 59926 | RFCM | RFC Michigan | NG | 453.8 |  | 855186 | 9520558.9 | 17.67 | 0.041324 | 0.003712 | EPA/NEI | 9520558.9 | 17.67
2021 | MI | Angola Solar, LLC | 64500 | RFCM | RFC Michigan | SUN | 2 |  | 4008 |  |  | 0 |  |  |  | 0
2021 | MI | Apple Blossom Wind Farm | 58690 | RFCM | RFC Michigan | WND | 100 |  | 243117 |  |  | 0 |  |  |  | 0
2021 | MI | Assembly Solar II LLC | 63538 | RFCM | RFC Michigan | SUN | 110 |  | 6135 |  |  | 0 |  |  |  | 0
2021 | MI | Assembly Solar Project | 62422 | RFCM | RFC Michigan | SUN | 50 |  | 101807 |  |  | 0 |  |  |  | 0
2021 | MI | Autumn Hills Generating Facility | 63709 | RFCM | RFC Michigan | LFG | 4
2021 | MI | Battle Creek Mill | 58052 | RFCM | RFC Michigan | NG | 4 | 0.62262 | 6512 | 29522.155 | 0.14037 | 0.043113 | 0.0095098 | EPA/NEI; Estimated using an emission factor | 47416 | 0.22546
2021 | MI | Bay Windpower I | 55944 | RFCM | RFC Michigan | WND | 1.8 |  | 2171 |  |  | 0 |  |  |  | 0
2021 | MI | Beaumont Hospital Dearborn Campus | 50260 | RFCM | RFC Michigan | DFO | 4.5 |  | 42.001 | 683.001 | 0.10587 | 5.0411 | 0.31 | Estimated using an emission factor | 683.001 | 0.10587
2021 | MI | Beaver Island | 7831 | RFCM | RFC Michigan | DFO | 3.3 |  | 83.999 | 2300.999 | 0.35665 | 8.4919 | 0.31 | Estimated using an emission factor | 2300.999 | 0.35665
2021 | MI | Beebe 1A | 58020 | RFCM | RFC Michigan | WND | 81.6 |  | 191998 |  |  | 0 |  |  |  | 0
2021 | MI | Beebe 1B | 58908 | RFCM | RFC Michigan | WND | 50.4 |  | 127024 |  |  | 0 |  |  |  | 0
2021 | MI | Belle River | 6034 | RFCM | RFC Michigan | RC | 1664.4 |  | 7031453.001 | 77299643.062 | 53.8621 | 0.01532 | 0.0013936 | EPA/NEI | 77299643.062 | 53.8621
2021 | MI | Berrien Springs | 1753 | RFCW | RFC West | WAT | 7.2 |  | 27588.996 |  |  | 0 |  |  |  | 0
2021 | MI | Big Quinnesec 61 | 7821 | RFCW | RFC West | WAT | 4.4 |  | 4524 |  |  | 0 |  |  |  | 0
2021 | MI | Big Quinnesec 92 | 7820 | RFCW | RFC West | WAT | 16 |  | 104677 |  |  | 0 |  |  |  | 0
2021 | MI | Big Turtle Wind Farm 2 | 65143 | RFCM | RFC Michigan | WND | 29.4 |  | 109631 |  |  | 0 |  |  |  | 0
2021 | MI | Big Turtle Wind Farm, LLC | 58891 | RFCM | RFC Michigan | WND | 20 |  | 57438 |  |  | 0 |  |  |  | 0
2021 | MI | Bingham Solar, LLC | 63321 | RFCM | RFC Michigan | SUN | 20 |  | 37210 |  |  | 0 |  |  |  | 0
2021 | MI | Bissell Solar and Battery Generator | 65029 | RFCM | RFC Michigan | SUN | 1.1 |  | 142 | 0 |  | 0 |  |  | 0 | 0
2021 | MI | Blue Water Renewables Inc | 57706 | RFCM | RFC Michigan | LFG | 3.2 |  | 25624 | 262715 | 1.931 | 0.15071 | 0.0147 | Estimated using an emission factor | 262715 | 1.931
2021 | MI | Brent Run Generating Station | 54910 | RFCM | RFC Michigan | LFG | 7 |  | 46453.999 | 495951.002 | 3.6452 | 0.15694 | 0.0147 | Estimated using an emission factor | 495951.002 | 3.6452
2021 | MI | Brookfield | 58719 | RFCM | RFC Michigan | WND | 74.8 |  | 235063 |  |  | 0 |  |  |  | 0
2021 | MI | Bryon Center | 56851 | RFCM | RFC Michigan | LFG | 3.2 |  | 22477 | 240758 | 1.7696 | 0.15746 | 0.0147 | Estimated using an emission factor | 240758 | 1.7696
2021 | MI | Buchanan (MI) | 1754 | RFCW | RFC West | WAT | 4.4 |  | 15489.002 |  |  | 0 |  |  |  | 0
2021 | MI | Bullhead Solar, LLC | 64499 | RFCM | RFC Michigan | SUN | 2 |  | 3830 |  |  | 0 |  |  |  | 0
2021 | MI | C W Tippy | 1698 | RFCM | RFC Michigan | WAT | 20.1 |  | 57717 |  |  | 0 |  |  |  | 0
2021 | MI | Cadillac Renewable Energy | 54415 | RFCM | RFC Michigan | WDS | 44 | 1 | 144352 | 2655767.827 | 5.9903 | 0.082995 | 0.0045111 | EPA/NEI | 2655767.827 | 5.9903
2021 | MI | Captain Solar, LLC | 64457 | RFCM | RFC Michigan | SUN | 2 |  | 3945 |  |  | 0 |  |  |  | 0
2021 | MI | Cargill Salt | 54965 | RFCM | RFC Michigan | NG | 4.2 | 0.052287 | 10767.97 | 61243.447 | 0.29121 | 0.054088 | 0.0095098 | NEI avg EF - PM, fuel type | 1171298 | 5.5694
2021 | MI | Cargill Salt Hersey | 58196 | RFCM | RFC Michigan | NG | 2.1 | 1 | 2070.95 | 27003 | 0.1284 | 0.124 | 0.0095098 | NEI avg EF - PM, fuel type | 27003 | 0.1284
2021 | MI | Caro | 1874 | RFCM | RFC Michigan | DFO | 9.4 |  | 0
2021 | MI | Cascade Dam | 50436 | RFCM | RFC Michigan | WAT | 1.6 |  | 5565 |  |  | 0 |  |  |  | 0
2021 | MI | Cataract (MI) | 7118 | MROE | MRO East | WAT | 2 |  | 4855 |  |  | 0 |  |  |  | 0
2021 | MI | Central Generating | 63977 | RFCM | RFC Michigan | LFG | 4
2021 | MI | Central Michigan University | 56190 | RFCM | RFC Michigan | NG | 4.8 | 0.3491 | 28793.3 | 149517.187 | 0.61416 | 0.04266 | 0.0082152 | NEI avg EF - PM, fuel type | 428294 | 1.7593
2021 | MI | Chalk Hill | 1776 | RFCW | RFC West | WAT | 7.8 |  | 32471.001 |  |  | 0 |  |  |  | 0
2021 | MI | Chatham | 58254 | RFCM | RFC Michigan | NG | 7.3 |  | 47 | 708 | 0.0028378 | 0.12076 | 0.0080165 | NEI avg EF - PM, fuel type | 708 | 0.0028378
2021 | MI | Cheboygan | 50461 | RFCM | RFC Michigan | WAT | 1.5 |  | 4722 |  |  | 0 |  |  |  | 0
2021 | MI | Claude Vandyke | 1880 | RFCM | RFC Michigan | NG | 24.8 |  | 5104 | 74435 | 0.29835 | 0.11691 | 0.0080165 | NEI avg EF - PM, fuel type | 74435 | 0.29835
2021 | MI | Coldwater Peaking Plant | 59467 | RFCM | RFC Michigan | NG | 12.9 |  | 1566 | 14835.999 | 0.0031304 | 0.003998 | 0.000422 | Estimated using an emission factor | 14835.999 | 0.0031304
2021 | MI | Coldwater Solar, LLC | 64458 | RFCM | RFC Michigan | SUN | 2 |  | 3625 |  |  | 0 |  |  |  | 0
2021 | MI | Colfax | 1725 | RFCM | RFC Michigan | DFO | 13.5 |  | 409 | 325773 | 50.4948 | 246.9184 | 0.31 | Estimated using an emission factor | 325773 | 50.4948
2021 | MI | Constantine | 1760 | RFCW | RFC West | WAT | 1.2 |  | 4830 |  |  | 0 |  |  |  | 0
2021 | MI | Cooke | 1700 | RFCM | RFC Michigan | WAT | 9 |  | 26351.001 |  |  | 0 |  |  |  | 0
2021 | MI | Coopersville | 54756 | RFCM | RFC Michigan | LFG | 6.4 |  | 41141 | 479412 | 3.5237 | 0.1713 | 0.0147 | Estimated using an emission factor | 479412 | 3.5237
2021 | MI | Crescent Wind Park | 63686 | RFCM | RFC Michigan | WND | 150 |  | 317823 |  |  | 0 |  |  |  | 0
2021 | MI | Cross Winds Energy Park | 58830 | RFCM | RFC Michigan | WND | 230.9 |  | 661158 |  |  | 0 |  |  |  | 0
2021 | MI | Croswell | 7497 | RFCM | RFC Michigan | DFO | 5.1 |  | 0
2021 | MI | Croton | 1701 | RFCM | RFC Michigan | WAT | 8.9 |  | 31294 |  |  | 0 |  |  |  | 0
2021 | MI | Crystal Falls | 1821 | RFCW | RFC West | WAT | 1 |  | 5939 |  |  | 0 |  |  |  | 0
2021 | MI | Dafter | 1868 | RFCW | RFC West | DFO | 16 |  | 156 | 5350 | 0.82925 | 10.6314 | 0.31 | Estimated using an emission factor | 5350 | 0.82925
2021 | MI | Dan E Karn | 1702 | RFCM | RFC Michigan | SUB | 1946.3 |  | 3082146 | 36881676.685 | 725.3344 | 0.47067 | 0.039333 | EPA/NEI | 36881676.685 | 725.3344
2021 | MI | Dean Peakers | 55718 | RFCM | RFC Michigan | NG | 357.6 |  | 315176 | 3770347.643 | 3.256 | 0.020661 | 0.0017272 | EPA/NEI | 3770347.643 | 3.256
2021 | MI | Dearborn Energy Center | 62289 | RFCM | RFC Michigan | NG | 35 | 1 | 227365 | 2540689.2 | 6.8186 | 0.059979 | 0.0053675 | EPA/NEI; Estimated using an emission factor | 2540689.2 | 6.8186
2021 | MI | Dearborn Industrial Generation | 55088 | RFCM | RFC Michigan | NG | 747.9 | 0.76503 | 4173040.999 | 26571147.616 | 73.5913 | 0.03527 | 0.0055392 | EPA/NEI | 34732331.6 | 96.1945
2021 | MI | Decorative Panels Intl | 10149 | RFCM | RFC Michigan | NG | 7.5 | 0.11038 | 35229 | 193524.903 | 0.9202 | 0.052241 | 0.0095098 | NEI avg EF - PM, fuel type | 1753268 | 8.3366
2021 | MI | Deerfield Wind Energy, LLC | 60883 | RFCM | RFC Michigan | WND | 149 |  | 516264 |  |  | 0 |  |  |  | 0
2021 | MI | Delray | 1728 | RFCM | RFC Michigan | NG | 142.2 |  | 22009 | 290749.99 | 0.9384 | 0.085274 | 0.006455 | EPA/NEI | 290749.99 | 0.9384
2021 | MI | Delta Energy Park | 63259 | RFCM | RFC Michigan | NG | 263.2 |  |  | 86911.831 | 0.26739 |  | 0.0061532 | NEI avg EF - PM, fuel type, firing type | 86911.831 | 0.26739
2021 | MI | Delta Solar Power I | 61954 | RFCM | RFC Michigan | SUN | 8.1 |  | 14273 |  |  | 0 |  |  |  | 0
2021 | MI | Delta Solar Power II | 61955 | RFCM | RFC Michigan | SUN | 15.9 |  | 27508 |  |  | 0 |  |  |  | 0
2021 | MI | Demille Solar Farm | 60346 | RFCM | RFC Michigan | SUN | 28.4 |  | 39683 |  |  | 0 |  |  |  | 0
2021 | MI | Detour | 6369 | RFCW | RFC West | DFO | 6 |  | 845 | 11656 | 1.8067 | 4.2762 | 0.31 | Estimated using an emission factor | 11656 | 1.8067
2021 | MI | DG AMP Solar Coldwater | 61435 | RFCM | RFC Michigan | SUN | 1.3 |  | 2053 |  |  | 0 |  |  |  | 0
2021 | MI | Domino Farms Solar | 60017 | RFCM | RFC Michigan | SUN | 1 |  | 1434 |  |  | 0 |  |  |  | 0
2021 | MI | Donald C Cook | 6000 | RFCW | RFC West | NUC | 2285.3 |  | 17953984 |  |  | 0 |  |  |  | 0
2021 | MI | E.B. Eddy Paper Inc | 58222 | RFCM | RFC Michigan | NG | 5 | 0.007404 | 268 | 1566.422 | 0.007448 | 0.055582 | 0.0095096 | NEI avg EF - PM, fuel type | 211559 | 1.0059
2021 | MI | Eagle Valley (MI) | 57405 | RFCM | RFC Michigan | LFG | 3.2 |  | 25326 | 274792 | 2.0197 | 0.1595 | 0.0147 | Estimated using an emission factor | 274792 | 2.0197
2021 | MI | East. Michigan Univ. Heating Plant | 59452 | RFCM | RFC Michigan | NG | 7.8 | 0.30226 | 27522 | 148910.112 | 0.59687 | 0.043374 | 0.0080165 | NEI avg EF - PM, fuel type | 492659 | 1.9747
2021 | MI | Echo Wind Park | 58121 | RFCM | RFC Michigan | WND | 162 |  | 372299.999 |  |  | 0 |  |  |  | 0
2021 | MI | Eckert Station | 1831 | RFCM | RFC Michigan | SUB | 80 |  | 0
2021 | MI | Edison Sault | 1751 | RFCW | RFC West | WAT | 41.8 |  | 204224.987 |  |  | 0 |  |  |  | 0
2021 | MI | Electric City Solar | 64097 | RFCW | RFC West | SUN | 15 |  | 26378 |  |  | 0 |  |  |  | 0
2021 | MI | Erickson | 1832 | RFCM | RFC Michigan | SUB | 154.7 |  | 699049 | 9284022.515 | 2.276 | 0.0065118 | 0.00049031 | EPA/NEI | 9284022.515 | 2.276
2021 | MI | Escanaba Mill | 10208 | MROE | MRO East | BLQ | 122.4 | 0.15457 | 489865.36 | 2665039.55 | 13.2558 | 0.05412 | 0.0099479 | EPA/NEI; Estimated using an emission factor | 17241755.29 | 85.7599
2021 | MI | F.D. Kuester Generating Station | 61392 | RFCW | RFC West | NG | 131.6 |  | 527825.998 | 4537122.002 | 0.95733 | 0.0036275 | 0.000422 | Estimated using an emission factor | 4537122.002 | 0.95733
2021 | MI | Fermi | 1729 | RFCM | RFC Michigan | NUC | 1281 |  | 9369366 | 6557 | 0.053954 | 1.1517e-05 | 0.016457 | EPA/NEI; Estimated using an emission factor | 6557 | 0.053954
2021 | MI | Five Channels | 1704 | RFCM | RFC Michigan | WAT | 6 |  | 21403 |  |  | 0 |  |  |  | 0
2021 | MI | Foote | 1705 | RFCM | RFC Michigan | WAT | 9 |  | 27989.001 |  |  | 0 |  |  |  | 0
2021 | MI | Ford World Headquarters | 60018 | RFCM | RFC Michigan | SUN | 1 |  | 780 |  |  | 0 |  |  |  | 0
2021 | MI | Four Mile Hydropower Project | 54341 | RFCM | RFC Michigan | WAT | 2 |  | 9005 |  |  | 0 |  |  |  | 0
2021 | MI | Frank Jenkins | 1851 | RFCM | RFC Michigan | DFO | 3.8 |  | 114 | 1772.001 | 0.27466 | 4.8186 | 0.31 | Estimated using an emission factor | 1772.001 | 0.27466
2021 | MI | Fremont Community Digester, LLC | 59785 | RFCM | RFC Michigan | OBG | 5.8 | 0.4303 | 9596 | 56276.646 | 0.41363 | 0.08621 | 0.0147 | Estimated using an emission factor | 130785 | 0.96127
2021 | MI | French Landing Dam | 50437 | RFCM | RFC Michigan | WAT | 1.6 |  | 8222 |  |  | 0 |  |  |  | 0
2021 | MI | French Paper Hydro | 10656 | RFCW | RFC West | WAT | 1.3 |  | 6036.999 |  |  | 0 |  |  |  | 0
2021 | MI | Garden 1 Solar Park | 65497 | RFCW | RFC West | SUN | 1.1
2021 | MI | Gaylord - Wolverine | 7932 | RFCM | RFC Michigan | NG | 70.2 |  | 25451.001 | 351156.999 | 1.4075 | 0.11061 | 0.0080165 | NEI avg EF - PM, fuel type | 351156.999 | 1.4075
2021 | MI | Geddes 1 Solar, LLC | 64459 | RFCM | RFC Michigan | SUN | 2 |  | 4050 |  |  | 0 |  |  |  | 0
2021 | MI | Geddes 2 Solar, LLC | 64498 | RFCM | RFC Michigan | SUN | 2 |  | 3868 |  |  | 0 |  |  |  | 0
2021 | MI | Genesee Power Station | 54751 | RFCM | RFC Michigan | WDS | 39.5 |  | 119907 | 1938674.608 | 12.665 | 0.21125 | 0.013066 | NEI avg EF - PM, fuel type, firing type | 1938674.608 | 12.665
2021 | MI | George Johnson | 1877 | RFCM | RFC Michigan | NG | 51 |  | 37125 | 409793 | 1.6426 | 0.088488 | 0.0080165 | EPA/NEI; Estimated using an emission factor | 409793 | 1.6426
2021 | MI | Gladstone | 7119 | MROE | MRO East | DFO | 22.6 |  | -177 | 445 | 0.0036616 | 0 | 0.016457 | NEI avg EF - PM, fuel type, firing type | 445 | 0.0036616
2021 | MI | Grand Blanc Generating Station | 54757 | RFCM | RFC Michigan | LFG | 7.8 |  | 53376.999 | 636072.001 | 4.6751 | 0.17517 | 0.0147 | Estimated using an emission factor | 636072.001 | 4.6751
2021 | MI | Grand Rapids | 1787 | MROE | MRO East | WAT | 7.5 |  | 37471 |  |  | 0 |  |  |  | 0
2021 | MI | Grand River | 10532 | RFCM | RFC Michigan | LFG | 3.2 |  | 7120 | 90396 | 0.66441 | 0.18663 | 0.0147 | Estimated using an emission factor | 90396 | 0.66441
2021 | MI | Grand Valley Solar Gardens | 60118 | RFCM | RFC Michigan | SUN | 3 |  | 4070 |  |  | 0 |  |  |  | 0
2021 | MI | Graphic Packaging International, Inc. | 10698 | RFCM | RFC Michigan | NG | 1.8 |  |  |  | 4.314 |  |  | EPA/NEI | 446231.95 | 4.314
2021 | MI | Gratiot County Wind LLC | 58677 | RFCM | RFC Michigan | WND | 110.4 |  | 253180 |  |  | 0 |  |  |  | 0
2021 | MI | Gratiot Farms Wind Project | 63687 | RFCM | RFC Michigan | WND | 150 |  | 354234 |  |  | 0 |  |  |  | 0
2021 | MI | Gratiot Wind Park | 57421 | RFCM | RFC Michigan | WND | 102 |  | 233685 |  |  | 0 |  |  |  | 0
2021 | MI | Grayling Generating Station | 10822 | RFCM | RFC Michigan | WDS | 38 |  | 203861 | 3781582.308 | 5.3891 | 0.05287 | 0.0028502 | EPA/NEI | 3781582.308 | 5.3891
2021 | MI | Green Lake Solar | 63019 | RFCM | RFC Michigan | SUN | 1 |  | 1296 |  |  | 0 |  |  |  | 0
2021 | MI | Greenwood | 6035 | RFCM | RFC Michigan | NG | 1071.3 |  | 795795.001 | 9270275.249 | 27.4037 | 0.068871 | 0.0059122 | EPA/NEI | 9270275.249 | 27.4037
2021 | MI | Greenwood Solar Farm | 60019 | RFCM | RFC Michigan | SUN | 1.4 |  | 2230 |  |  | 0 |  |  |  | 0
2021 | MI | GRS Arbor Hills | 55596 | RFCM | RFC Michigan | LFG | 30.3 |  | 99917 | 1732014.142 | 16.703 | 0.33434 | 0.019287 | Estimated using an emission factor | 1732014.142 | 16.703
2021 | MI | GRS C&C | 55597 | RFCM | RFC Michigan | LFG | 5.7 | 1 | 23364.001 | 438742 | 4.2481 | 0.36365 | 0.019365 | Estimated using an emission factor | 438742 | 4.2481
2021 | MI | Hancock Peakers | 1730 | RFCM | RFC Michigan | NG | 121.6 |  | 14042 | 155529 | 0.5112 | 0.07281 | 0.0065737 | EPA/NEI | 155529 | 0.5112
2021 | MI | Hardy | 1707 | RFCM | RFC Michigan | WAT | 31.5 |  | 83127 |  |  | 0 |  |  |  | 0
2021 | MI | Hart | 1827 | RFCM | RFC Michigan | NG | 5.1 |  | 0
2021 | MI | Harvest | 56635 | RFCM | RFC Michigan | WND | 52.8 |  | 110106 |  |  | 0 |  |  |  | 0
2021 | MI | Harvest 2 | 57888 | RFCM | RFC Michigan | WND | 59.4 |  | 185224 |  |  | 0 |  |  |  | 0
2021 | MI | Hazel Solar, LLC | 64497 | RFCM | RFC Michigan | SUN | 2 |  | 3634 |  |  | 0 |  |  |  | 0
2021 | MI | Hemlock Falls | 1777 | RFCW | RFC West | WAT | 2.8 |  | 6593 |  |  | 0 |  |  |  | 0
2021 | MI | Hendershot Solar, LLC | 64496 | RFCM | RFC Michigan | SUN | 2 |  | 3819 |  |  | 0 |  |  |  | 0
2021 | MI | Henry Station | 7399 | RFCM | RFC Michigan | NG | 15.4 |  | 707 | 5856 | 0.0012356 | 0.0034954 | 0.000422 | Estimated using an emission factor | 5856 | 0.0012356
2021 | MI | Heritage Garden Wind Farm I LLC | 58103 | RFCW | RFC West | WND | 28 |  | 67499 |  |  | 0 |  |  |  | 0
2021 | MI | Hillman Power LLC | 10346 | RFCM | RFC Michigan | WDS | 22 |  | 6477 | 106785.3 | 0.55418 | 0.17112 | 0.010379 | NEI avg EF - PM, fuel type | 106785.3 | 0.55418
2021 | MI | Hillsdale | 1829 | RFCM | RFC Michigan | NG | 11.6 |  | 1358 | 13778 | 0.0029072 | 0.0042815 | 0.000422 | Estimated using an emission factor | 13778 | 0.0029072
2021 | MI | Hodenpyl | 1708 | RFCM | RFC Michigan | WAT | 17 |  | 44816 |  |  | 0 |  |  |  | 0
2021 | MI | Hoist | 7115 | MROE | MRO East | WAT | 3.4 |  | 9162 |  |  | 0 |  |  |  | 0
2021 | MI | Holland Energy Park | 59093 | RFCM | RFC Michigan | NG | 149.4 | 1 | 851326 | 6278287.719 | 6.278 | 0.014749 | 0.0019999 | EPA/NEI | 6278287.719 | 6.278
2021 | MI | Hydro Plant | 1856 | RFCW | RFC West | WAT | 2.2 |  | 0
2021 | MI | IKEA Canton Rooftop PV System | 62677 | RFCM | RFC Michigan | SUN | 1 |  | 128 |  |  | 0 |  |  |  | 0
2021 | MI | Interchange Solar, LLC | 64470 | RFCM | RFC Michigan | SUN | 2 |  | 3992 |  |  | 0 |  |  |  | 0
2021 | MI | Isabella Wind Park | 63601 | RFCM | RFC Michigan | WND | 383.5 |  | 367169 |  |  | 0 |  |  |  | 0
2021 | MI | J H Campbell | 1710 | RFCM | RFC Michigan | SUB | 1560.8 |  | 8271415 | 87283427.194 | 236.8 | 0.057257 | 0.005426 | EPA/NEI | 87283427.194 | 236.8
2021 | MI | Jack Francis Solar, LLC | 64460 | RFCM | RFC Michigan | SUN | 2 |  | 3881 |  |  | 0 |  |  |  | 0
2021 | MI | Jackson Generating Station | 55270 | RFCM | RFC Michigan | NG | 649 |  | 2140898 | 17756457.522 | 154.65 | 0.14447 | 0.017419 | EPA/NEI | 17756457.522 | 154.65
2021 | MI | James R Smith | 1842 | MROE | MRO East | WAT | 3.2 |  | 8066 |  |  | 0 |  |  |  | 0
2021 | MI | John H Warden | 1772 | RFCW | RFC West | WDS | 22 |  | 122768 | 1716303.12 | 8.9071 | 0.1451 | 0.010379 | NEI avg EF - PM, fuel type | 1716303.12 | 8.9071
2021 | MI | Kalamazoo River Generating Station | 55101 | RFCM | RFC Michigan | NG | 77.4 |  | 39870 | 495189.787 | 1.558 | 0.078154 | 0.0062925 | EPA/NEI | 495189.787 | 1.558
2021 | MI | Kalkaska CT Project #1 | 7984 | RFCM | RFC Michigan | NG | 60.5 |  | 52841 | 567998.655 | 3.628 | 0.13732 | 0.012775 | EPA/NEI | 567998.655 | 3.628
2021 | MI | Kent County Waste to Energy Facility | 50860 | RFCM | RFC Michigan | MSW | 18 | 1 | 101400 | 2059036.308 |  |  |  |  | 2059036.308
2021 | MI | Kingsford | 1778 | RFCW | RFC West | WAT | 7.2 |  | 25101.999 |  |  | 0 |  |  |  | 0
2021 | MI | Kleber | 1871 | RFCM | RFC Michigan | WAT | 1.8 |  | 5050 |  |  | 0 |  |  |  | 0
2021 | MI | Lake Winds Energy Park | 57984 | RFCM | RFC Michigan | WND | 100.8 |  | 239388 |  |  | 0 |  |  |  | 0
2021 | MI | Lansing BWL REO Town Plant | 58427 | RFCM | RFC Michigan | NG | 98 | 0.61698 | 624582 | 3095527.151 | 7.9596 | 0.025488 | 0.0051426 | EPA/NEI | 5017265.918 | 12.901
2021 | MI | Lennon Generating | 59436 | RFCM | RFC Michigan | LFG | 9.6 |  | 32363 | 219892 | 1.6162 | 0.09988 | 0.0147 | Estimated using an emission factor | 219892 | 1.6162
2021 | MI | Livingston Generating Station | 55102 | RFCM | RFC Michigan | NG | 170.1 |  | 8000.999 | 120635.907 | 1.5952 | 0.39875 | 0.026447 | EPA/NEI | 120635.907 | 1.5952
2021 | MI | Lorin Industries | 60102 | RFCM | RFC Michigan | NG | 3.2 | 0.54145 | 8782 | 49607.903 | 0.010467 | 0.0023838 | 0.000422 | Estimated using an emission factor | 91620 | 0.019332
2021 | MI | Loud | 1712 | RFCM | RFC Michigan | WAT | 4 |  | 13151 |  |  | 0 |  |  |  | 0
2021 | MI | Ludington | 1713 | RFCM | RFC Michigan | WAT | 1978.8 |  | -715146 |  |  | 0 |  |  |  | 0
2021 | MI | M72 West Solar | 63660 | RFCM | RFC Michigan | SUN | 1.8 |  | 1700 |  |  | 0 |  |  |  | 0
2021 | MI | Main Street (MI) | 1853 | RFCM | RFC Michigan | DFO | 6 |  | 0
2021 | MI | Manistique | 1750 | RFCW | RFC West | DFO | 4.8 |  | 812 | 10509 | 1.6289 | 4.0121 | 0.31 | Estimated using an emission factor | 10509 | 1.6289
2021 | MI | Marquette Energy Center | 60559 | MROE | MRO East | NG | 51.3 |  | 163560 | 1447007.001 | 0.30532 | 0.0037334 | 0.000422 | Estimated using an emission factor | 1447007.001 | 0.30532
2021 | MI | Marshall (MI) | 1844 | RFCM | RFC Michigan | NG | 9.8 |  | -95 | 5168 | 0.0010904 | 0 | 0.000422 | EPA/NEI; Estimated using an emission factor | 5168 | 0.0010904
2021 | MI | May Shannon Solar, LLC | 64461 | RFCM | RFC Michigan | SUN | 2 |  | 3950 |  |  | 0 |  |  |  | 0
2021 | MI | McClure Dam | 7116 | MROE | MRO East | WAT | 8 |  | 25347 |  |  | 0 |  |  |  | 0
2021 | MI | McKinley Wind Park | 57853 | RFCM | RFC Michigan | WND | 14.4 |  | 49114 |  |  | 0 |  |  |  | 0
2021 | MI | Menominee Mill Marinette | 50409 | MROE | MRO East | WAT | 1.8 |  | 10682 |  |  | 0 |  |  |  | 0
2021 | MI | Michigamme Falls | 1780 | RFCW | RFC West | WAT | 9.6 |  | 26199 |  |  | 0 |  |  |  | 0
2021 | MI | Michigan Power Limited Partnership | 54915 | RFCM | RFC Michigan | NG | 138.1 | 0.64308 | 898804 | 5346012.99 | 11.3053 | 0.025156 | 0.0042294 | EPA/NEI | 8313165.535 | 17.58
2021 | MI | Michigan Wind 1 | 56416 | RFCM | RFC Michigan | WND | 69 |  | 148354 |  |  | 0 |  |  |  | 0
2021 | MI | Michigan Wind 2 | 56659 | RFCM | RFC Michigan | WND | 90 |  | 318157 |  |  | 0 |  |  |  | 0
2021 | MI | Midland Cogeneration Venture | 10745 | RFCM | RFC Michigan | NG | 1853.8 | 0.74655 | 6298308.9 | 45929615.929 | 124.4907 | 0.039531 | 0.0054209 | EPA/NEI; Estimated using an emission factor | 61522216.824 | 166.754
2021 | MI | Minden Wind Park | 57852 | RFCM | RFC Michigan | WND | 32 |  | 109068 |  |  | 0 |  |  |  | 0
2021 | MI | Mio | 1714 | RFCM | RFC Michigan | WAT | 5 |  | 15004 |  |  | 0 |  |  |  | 0
2021 | MI | Monroe | 1733 | RFCM | RFC Michigan | RC | 3293.1 |  | 14722463 | 149865102.153 | 62.9448 | 0.0085509 | 0.00084002 | EPA/NEI | 149865102.153 | 62.9448
2021 | MI | Mottville | 1761 | RFCW | RFC West | WAT | 1.6 |  | 6443 |  |  | 0 |  |  |  | 0
2021 | MI | MSC Croswell | 57950 | RFCM | RFC Michigan | NG | 1.3 | 0.000841 | 82 | 466.836 | 0.0022189 | 0.054118 | 0.0095059 | NEI avg EF - PM, fuel type | 554871 | 2.6384
2021 | MI | MSC Sebewaing | 57949 | RFCM | RFC Michigan | BIT | 2.5 | 0.007186 | 1336 | 7654.186 | 0.071192 | 0.10658 | 0.018602 | EPA/NEI; Estimated using an emission factor | 1065168 | 9.9071
2021 | MI | Municipal Power Plant | 56504 | RFCM | RFC Michigan | NG | 2 |  | 149 | 1798 | 0.00037938 | 0.0050923 | 0.000422 | Estimated using an emission factor | 1798 | 0.00037938
2021 | MI | Neenah Paper Munising Mill | 54867 | MROE | MRO East | BIT | 6.2 | 0 | 0
2021 | MI | New Covert Generating Project | 55297 | RFCM | RFC Michigan | NG | 1176 |  | 7045134 | 51230925.62 | 137.6461 | 0.039076 | 0.0053736 | NEI avg EF - PM, fuel type, firing type | 51230925.62 | 137.6461
2021 | MI | Newberry | 1846 | RFCW | RFC West | DFO | 5.5 |  | 0
2021 | MI | Ninth Street Hydropower Project | 54342 | RFCM | RFC Michigan | WAT | 1.2 |  | 6069.999 |  |  | 0 |  |  |  | 0
2021 | MI | Northeast (MI) | 1734 | RFCM | RFC Michigan | NG | 129.8 |  | 10225.002 | 158532.999 | 0.85398 | 0.16704 | 0.010774 | EPA/NEI; Estimated using an emission factor | 158532.999 | 0.85398
2021 | MI | Norway (MI) | 1848 | RFCW | RFC West | WAT | 6.3 |  | 30053.999 |  |  | 0 |  |  |  | 0
2021 | MI | Norway Point Hydropower Project | 54340 | RFCM | RFC Michigan | WAT | 4 |  | 13759 |  |  | 0 |  |  |  | 0
2021 | MI | Oliver | 1735 | RFCM | RFC Michigan | DFO | 13.5 |  | -245 | 2007 | 0.31109 | 0 | 0.31 | Estimated using an emission factor | 2007 | 0.31109
2021 | MI | O'Shea Solar Farm | 60348 | RFCM | RFC Michigan | SUN | 2 |  | 3122 |  |  | 0 |  |  |  | 0
2021 | MI | Otsego Paper, Inc. | 55799 | RFCM | RFC Michigan | NG | 21.2 | 0.42687 | 156928 | 984319.002 | 3.9454 | 0.050283 | 0.0080165 | NEI avg EF - PM, fuel type, firing type | 2305893.625 | 9.2426
2021 | MI | Palisades | 1715 | RFCM | RFC Michigan | NUC | 811.8 |  | 7014799 |  |  | 0 |  |  |  | 0
2021 | MI | Parkview Battery | 61909 | RFCM | RFC Michigan | MWH | 1.1 |  | -82 | 0 |  | 0 |  |  | 0 | 0
2021 | MI | PCA, Filer City Mill | 58066 | RFCM | RFC Michigan | NG | 19.5 | 0.17391 | 89698 | 598914.607 | 2.8478 | 0.063497 | 0.0095098 | NEI avg EF - PM, fuel type | 3443907.375 | 16.3754
2021 | MI | Peavy Falls | 1781 | RFCW | RFC West | WAT | 12 |  | 46088 |  |  | 0 |  |  |  | 0
2021 | MI | Pegasus Wind | 61916 | RFCM | RFC Michigan | WND | 178 |  | 373912 |  |  | 0 |  |  |  | 0
2021 | MI | Peoples Generating Station | 54890 | RFCM | RFC Michigan | LFG | 3.2 | 1 | 20493 | 148854 | 1.0941 | 0.10678 | 0.0147 | Estimated using an emission factor | 148854 | 1.0941
2021 | MI | Pheasant Run Wind LLC | 58580 | RFCM | RFC Michigan | WND | 74.8 |  | 237316 |  |  | 0 |  |  |  | 0
2021 | MI | Pickford Solar | 64251 | RFCW | RFC West | SUN | 6.9 |  | 10108 |  |  | 0 |  |  |  | 0
2021 | MI | Pinconning White Feather | 56852 | RFCM | RFC Michigan | LFG | 3.2 |  | 19662 | 206236 | 1.5158 | 0.15419 | 0.0147 | Estimated using an emission factor | 206236 | 1.5158
2021 | MI | Pine River Wind Park | 61106 | RFCM | RFC Michigan | WND | 161.3 |  | 381645 |  |  | 0 |  |  |  | 0
2021 | MI | Pine Street | 7806 | RFCM | RFC Michigan | NG | 7.7 |  | 34219 | 268791 | 0.056715 | 0.0033148 | 0.000422 | Estimated using an emission factor | 268791 | 0.056715
2021 | MI | Pine Tree Acres | 54989 | RFCM | RFC Michigan | LFG | 8.8 |  | 65231.001 | 774824.998 | 5.695 | 0.17461 | 0.0147 | Estimated using an emission factor | 774824.998 | 5.695
2021 | MI | Pine Tree Acres WM LFGTE | 57443 | RFCM | RFC Michigan | LFG | 12.8 |  | 58902 | 663151 | 4.8742 | 0.1655 | 0.0147 | Estimated using an emission factor | 663151 | 4.8742
2021 | MI | Placid 12 | 1737 | RFCM | RFC Michigan | DFO | 13.5 |  | 563 | 9979 | 1.5467 | 5.4947 | 0.31 | Estimated using an emission factor | 9979 | 1.5467
2021 | MI | Plant Four | 1840 | MROE | MRO East | DFO | 24 |  | 11 | 1405 | 0.011561 | 2.102 | 0.016457 | NEI avg EF - PM, fuel type, firing type | 1405 | 0.011561
2021 | MI | POET Biorefining Caro, LLC | 63831 | RFCM | RFC Michigan | NG | 3.8 | 0.18565 | 15250.34 | 103840.347 | 0.49375 | 0.064753 | 0.0095098 | NEI avg EF - PM, fuel type | 559331.76 | 2.6596
2021 | MI | Polaris Wind Park | 62290 | RFCM | RFC Michigan | WND | 168.6 |  | 442079 |  |  | 0 |  |  |  | 0
2021 | MI | Portage | 8019 | MROE | MRO East | DFO | 22.6 |  | 0
2021 | MI | Prickett | 1773 | MROE | MRO East | WAT | 2.2 |  | 6615 |  |  | 0 |  |  |  | 0
2021 | MI | Putnam (MI) | 1739 | RFCM | RFC Michigan | DFO | 13.5 |  | 1130 | 15266 | 2.3662 | 4.188 | 0.31 | Estimated using an emission factor | 15266 | 2.3662
2021 | MI | Renaissance Power | 55402 | RFCM | RFC Michigan | NG | 782 |  | 734868 | 8325346.146 | 46.92 | 0.1277 | 0.011272 | EPA/NEI | 8325346.146 | 46.92
2021 | MI | Riley Generating Station | 56503 | RFCM | RFC Michigan | NG | 10 |  | 457 | 7067 | 0.0014911 | 0.0065258 | 0.000422 | Estimated using an emission factor | 7067 | 0.0014911
2021 | MI | River Rouge | 1740 | RFCM | RFC Michigan | PRG | 368.9 |  | 22114 | 586519.649 | 0.00044 | 3.9794e-05 | 1.5004e-06 | EPA/NEI | 586519.649 | 0.00044
2021 | MI | Riverview Energy Systems | 54057 | RFCM | RFC Michigan | LFG | 6.6 |  | 43382 | 798942 | 8.6286 | 0.3978 | 0.0216 | Estimated using an emission factor | 798942 | 8.6286
2021 | MI | Rogers | 1716 | RFCM | RFC Michigan | WAT | 6.8 |  | 26010 |  |  | 0 |  |  |  | 0
2021 | MI | Saint Marys Falls | 1865 | RFCW | RFC West | WAT | 23.7 |  | 146381.999 |  |  | 0 |  |  |  | 0
2021 | MI | Sigel Wind Park | 57851 | RFCM | RFC Michigan | WND | 64 |  | 244509 |  |  | 0 |  |  |  | 0
2021 | MI | Sixth Street Gas Turbine | 6356 | RFCM | RFC Michigan | DFO | 24 |  | -95 | 1002 | 0.0082449 | 0 | 0.016457 | NEI avg EF - PM, fuel type, firing type | 1002 | 0.0082449
2021 | MI | Slocum | 1741 | RFCM | RFC Michigan | DFO | 13.5 |  | 25 | 4866 | 0.75423 | 60.3384 | 0.31 | Estimated using an emission factor | 4866 | 0.75423
2021 | MI | Southeast Berrien Generating Facility | 59574 | RFCW | RFC West | LFG | 4.8 |  | 38979 | 270139 | 1.9855 | 0.10188 | 0.0147 | Estimated using an emission factor | 270139 | 1.9855
2021 | MI | Spartan PV 1, LLC | 60945 | RFCM | RFC Michigan | SUN | 10.5 |  | 13583 |  |  | 0 |  |  |  | 0
2021 | MI | St Louis | 1852 | RFCM | RFC Michigan | WAT | 7.1 |  | 431.999 | 91 | 0.014105 | 0.065301 | 0.31 | EPA/NEI; Estimated using an emission factor | 91 | 0.014105
2021 | MI | St. Clair | 1743 | RFCM | RFC Michigan | RC | 1233.5 |  | 3220442 | 36919482.862 | 22.8506 | 0.014191 | 0.0012379 | EPA/NEI | 36919482.862 | 22.8506
2021 | MI | Stoneheart Solar, LLC | 64462 | RFCM | RFC Michigan | SUN | 2 |  | 3927 |  |  | 0 |  |  |  | 0
2021 | MI | Stoney Corners Wind Farm | 57131 | RFCM | RFC Michigan | WND | 60 |  | 122048 |  |  | 0 |  |  |  | 0
2021 | MI | Sturgis City Diesel Plant | 1855 | RFCW | RFC West | NG | 6 |  | 444 | 6056 | 0.0012778 | 0.0057559 | 0.000422 | Estimated using an emission factor | 6056 | 0.0012778
2021 | MI | Sumpter Energy Associates | 54536 | RFCM | RFC Michigan | LFG | 11.2 |  | 71630.006 | 654434.998 | 4.8101 | 0.1343 | 0.0147 | Estimated using an emission factor | 654434.998 | 4.8101
2021 | MI | Sumpter Plant | 7972 | RFCM | RFC Michigan | NG | 340 |  | 263890 | 3432406.994 | 11.004 | 0.083398 | 0.0064118 | EPA/NEI | 3432406.994 | 11.004
2021 | MI | Superior | 1744 | RFCM | RFC Michigan | DFO | 64 |  | 2613 | 41790 | 0.34387 | 0.2632 | 0.016457 | NEI avg EF - PM, fuel type, firing type | 41790 | 0.34387
2021 | MI | Superior Falls | 1757 | MROW | MRO West | WAT | 1.4 |  | 7542 |  |  | 0 |  |  |  | 0
2021 | MI | T B Simon Power Plant | 10328 | RFCM | RFC Michigan | NG | 99.3 | 0.27943 | 292279.39 | 1605974.35 | 5.8736 | 0.040192 | 0.0073147 | EPA/NEI | 5747320.94 | 21.02
2021 | MI | TCLP Solar Phase 1 | 63020 | RFCM | RFC Michigan | SUN | 1 |  | 1263 |  |  | 0 |  |  |  | 0
2021 | MI | Temperance Solar, LLC | 63322 | RFCM | RFC Michigan | SUN | 20 |  | 38570 |  |  | 0 |  |  |  | 0
2021 | MI | TES Filer City Station | 50835 | RFCM | RFC Michigan | BIT | 70 | 0.75111 | 488833 | 4612781.757 | 54.4101 | 0.22261 | 0.023591 | EPA/NEI | 6141318.668 | 72.44
2021 | MI | The Andersons Albion Ethanol LLC | 58330 | RFCM | RFC Michigan | NG | 10.1 | 0.2082 | 61977.26 | 341564.714 | 1.5184 | 0.048998 | 0.0088907 | NEI avg EF - PM, fuel type | 1640594 | 7.293
2021 | MI | Tower | 1873 | RFCM | RFC Michigan | DFO | 21.3 |  | 245 | 3557 | 0.029268 | 0.23893 | 0.016457 | NEI avg EF - PM, fuel type, firing type | 3557 | 0.029268
2021 | MI | Trenton Channel | 1745 | RFCM | RFC Michigan | SUB | 535.5 |  | 1102055 | 12578400.377 | 30.6212 | 0.055571 | 0.0048689 | EPA/NEI | 12578400.377 | 30.6212
2021 | MI | Turrill Solar Farm | 60347 | RFCM | RFC Michigan | SUN | 19.6 |  | 26747 |  |  | 0 |  |  |  | 0
2021 | MI | Tuscola Bay Wind | 58351 | RFCM | RFC Michigan | WND | 120 |  | 347524 |  |  | 0 |  |  |  | 0
2021 | MI | Tuscola Wind II LLC | 58587 | RFCM | RFC Michigan | WND | 100.3 |  | 278689 |  |  | 0 |  |  |  | 0
2021 | MI | Ubly | 1875 | RFCM | RFC Michigan | DFO | 12.4 |  | 17.64 | 195.001 | 0.030225 | 3.4269 | 0.31 | Estimated using an emission factor | 195.001 | 0.030225
2021 | MI | University of Michigan | 50431 | RFCM | RFC Michigan | NG | 44.5 | 0.23652 | 145443 | 785854.304 | 0.6637 | 0.0091266 | 0.0016891 | EPA/NEI; Estimated using an emission factor | 3322523 | 2.8061
2021 | MI | Venice Resources Gas Recovery | 54539 | RFCM | RFC Michigan | LFG | 1.6 |  | 13300 | 164789 | 1.2112 | 0.18214 | 0.0147 | Estimated using an emission factor | 164789 | 1.2112
2021 | MI | Verso Paper Quinnesec Mich Mill | 50251 | RFCW | RFC West | BLQ | 56 | 0.16488 | 332826.54 | 1956031.131 | 9.2592 | 0.05564 | 0.0094673 | NEI avg EF - PM, fuel type | 11863552.65 | 56.1583
2021 | MI | Vestaburg | 1881 | RFCM | RFC Michigan | NG | 23.7 |  | 2905 | 46347 | 0.18577 | 0.1279 | 0.0080165 | NEI avg EF - PM, fuel type | 46347 | 0.18577
2021 | MI | Victoria Dam | 1774 | MROE | MRO East | WAT | 12 |  | 46629 |  |  | 0 |  |  |  | 0
2021 | MI | Viking Energy of Lincoln | 50772 | RFCM | RFC Michigan | WDS | 18 | 1 | 132791 | 1611425.302 | 8.3628 | 0.12595 | 0.010379 | NEI avg EF - PM, fuel type | 1611425.302 | 8.3628
2021 | MI | Viking Energy of McBain | 50770 | RFCM | RFC Michigan | WDS | 18
2021 | MI | Warner Lambert | 54604 | RFCM | RFC Michigan | NG | 12.4 | 0.36266 | 19564.002 | 101963.779 | 0.43465 | 0.044434 | 0.0085256 | EPA/NEI; Estimated using an emission factor | 281154.001 | 1.1985
2021 | MI | Waste Management Northern Oaks LFGTE | 57024 | RFCM | RFC Michigan | LFG | 1.6 |  | 1483 | 18021 | 0.13245 | 0.17863 | 0.0147 | Estimated using an emission factor | 18021 | 0.13245
2021 | MI | Water Street Station | 7398 | RFCM | RFC Michigan | NG | 12.6 |  | 903 | 8978 | 0.0018944 | 0.0041957 | 0.000422 | Estimated using an emission factor | 8978 | 0.0018944
2021 | MI | Watervliet | 58546 | RFCM | RFC Michigan | LFG | 4 |  | 27259 | 304118 | 2.2353 | 0.164 | 0.0147 | Estimated using an emission factor | 304118 | 2.2353
2021 | MI | Watervliet PV | 59853 | RFCW | RFC West | SUN | 4.6 |  | 5617 |  |  | 0 |  |  |  | 0
2021 | MI | Way Dam | 1785 | RFCW | RFC West | WAT | 1.8 |  | 4858 |  |  | 0 |  |  |  | 0
2021 | MI | Webber | 1722 | RFCM | RFC Michigan | WAT | 4.3 |  | 13019 |  |  | 0 |  |  |  | 0
2021 | MI | Western Michigan Solar Gardens | 60117 | RFCM | RFC Michigan | SUN | 1 |  | 1486 |  |  | 0 |  |  |  | 0
2021 | MI | Western Michigan University Power Plant | 58161 | RFCM | RFC Michigan | NG | 16.7 | 0.42953 | 57978 | 313587.049 | 0.7975 | 0.02751 | 0.0050863 | EPA/NEI; Estimated using an emission factor | 730069.639 | 1.8567
2021 | MI | White Rapids | 1786 | RFCW | RFC West | WAT | 9 |  | 31787.001 |  |  | 0 |  |  |  | 0
2021 | MI | William Beaumont Hospital | 50937 | RFCM | RFC Michigan | DFO | 3.8 | 1 | 0
2021 | MI | Wilmot | 1746 | RFCM | RFC Michigan | DFO | 13.5 |  | 926 | 14180 | 2.1979 | 4.7471 | 0.31 | Estimated using an emission factor | 14180 | 2.1979
2021 | MI | Wood Road | 54549 | RFCM | RFC Michigan | LFG | 8 |  | 33534 | 378366 | 2.781 | 0.16586 | 0.0147 | Estimated using an emission factor | 378366 | 2.781
2021 | MI | Workman Road Solar Farm, LLC | 64463 | RFCM | RFC Michigan | SUN | 2 |  | 3698 |  |  | 0 |  |  |  | 0
2021 | MI | Wyandotte | 1866 | RFCM | RFC Michigan | NG | 48.9 |  | 29975 | 446282.129 | 1.4851 | 0.099088 | 0.0066553 | EPA/NEI | 446282.129 | 1.4851
2021 | MI | Zeeland | 1867 | RFCM | RFC Michigan | NG | 22.3 |  | 16 | 7164 | 0.0015116 | 0.18895 | 0.000422 | Estimated using an emission factor | 7164 | 0.0015116
2021 | MI | Zeeland Farm Services | 58704 | RFCM | RFC Michigan | OBG | 3.2 |  | 12797 | 117519 | 0.86376 | 0.13499 | 0.0147 | Estimated using an emission factor | 117519 | 0.86376
2021 | MI | Zeeland Generating Station | 55087 | RFCM | RFC Michigan | NG | 968.2 |  | 3292690 | 26855636.692 | 122.08 | 0.074152 | 0.0090916 | EPA/NEI | 26855636.692 | 122.08
2021 | MN | 4710 Hosting | 62162 | MROW | MRO West | DFO | 7.5 |  | 44 | 492 | 0.07626 | 3.4664 | 0.31 | Estimated using an emission factor | 492 | 0.07626
2021 | MN | Acturus Community Solar | 61705 | MROW | MRO West | SUN | 1 |  | 1883 |  |  | 0 |  |  |  | 0
2021 | MN | Adams Wind Farm | 56307 | MROW | MRO West | WND | 23.3 |  | 40776 |  |  | 0 |  |  |  | 0
2021 | MN | Adams Wind Generations LLC | 57375 | MROW | MRO West | WND | 20 |  | 53245 |  |  | 0 |  |  |  | 0
2021 | MN | Adrian | 1956 | MROW | MRO West | DFO | 2 |  | 17 | 154 | 0.02387 | 2.8082 | 0.31 | Estimated using an emission factor | 154 | 0.02387
2021 | MN | Agassiz Beach LLC | 55576 | MROW | MRO West | WND | 1.9 |  | 5305 |  |  | 0 |  |  |  | 0
2021 | MN | Albany Solar | 60519 | MROW | MRO West | SUN | 10 |  | 21026 |  |  | 0 |  |  |  | 0
2021 | MN | Alexandria | 1958 | MROW | MRO West | DFO | 9.2 |  | 39.001 | 347.999 | 0.05394 | 2.7661 | 0.31 | Estimated using an emission factor | 347.999 | 0.05394
2021 | MN | Allen S King | 1915 | MROW | MRO West | SUB | 598.4 |  | 1297884 | 14704026.058 | 71.2382 | 0.10978 | 0.0096896 | EPA/NEI | 14704026.058 | 71.2382
2021 | MN | Allium Community Solar Garden, LLC | 63304 | MROW | MRO West | SUN | 1 |  | 2136 |  |  | 0 |  |  |  | 0
2021 | MN | Altair Community Solar Garden | 61645 | MROW | MRO West | SUN | 1 |  | 1883 |  |  | 0 |  |  |  | 0
2021 | MN | American Crystal Sugar Crookston | 54212 | MROW | MRO West | SUB | 6.5 | 0.11374 | 31767.5 | 181333.57 | 1.2531 | 0.078893 | 0.013821 | NEI avg EF - PM, fuel type | 1594234 | 11.017
2021 | MN | American Crystal Sugar East Grand Forks | 54214 | MROW | MRO West | SUB | 7.5 | 0.062104 | 41600 | 236630.402 | 1.6353 | 0.078618 | 0.013821 | NEI avg EF - PM, fuel type | 3810241 | 26.3309
2021 | MN | American Crystal Sugar Moorhead | 54211 | MROW | MRO West | SUB | 5
2021 | MN | Andromeda Community Solar | 61181 | MROW | MRO West | SUN | 5 |  | 8286 |  |  | 0 |  |  |  | 0
2021 | MN | Annandale Solar | 60520 | MROW | MRO West | SUN | 6 |  | 11306 |  |  | 0 |  |  |  | 0
2021 | MN | Anoka BESS | 62908 | MROW | MRO West | MWH | 6 |  | -398 | 0 |  | 0 |  |  | 0 | 0
2021 | MN | Anoka County MN CONX | 62061 | MROW | MRO West | SUN | 3.4 |  | 5871 |  |  | 0 |  |  |  | 0
2021 | MN | Antares Community Solar | 61176 | MROW | MRO West | SUN | 3 |  | 5124.999 |  |  | 0 |  |  |  | 0
2021 | MN | Antlia Community Solar | 60937 | MROW | MRO West | SUN | 2 |  | 3630 |  |  | 0 |  |  |  | 0
2021 | MN | Aquarius Community Solar | 61710 | MROW | MRO West | SUN | 1 |  | 2038 |  |  | 0 |  |  |  | 0
2021 | MN | Aquila Community Solar | 61704 | MROW | MRO West | SUN | 1 |  | 2001 |  |  | 0 |  |  |  | 0
2021 | MN | Archer Daniels Midland Mankato | 10863 | MROW | MRO West | SUB | 6.1 | 0.12488 | 21156 | 122973.541 | 0.84981 | 0.080338 | 0.013821 | NEI avg EF - PM, fuel type | 984692 | 6.8048
2021 | MN | Argo Navis Community Solar | 61183 | MROW | MRO West | SUN | 3 |  | 4437 |  |  | 0 |  |  |  | 0
2021 | MN | Aries Community Solar | 60938 | MROW | MRO West | SUN | 4 |  | 6736 |  |  | 0 |  |  |  | 0
2021 | MN | Armstrong Solar | 61138 | MROW | MRO West | SUN | 3 |  | 5306 |  |  | 0 |  |  |  | 0
2021 | MN | Aster Community Solar Garden, LLC | 63305 | MROW | MRO West | SUN | 1 |  | 1443 |  |  | 0 |  |  |  | 0
2021 | MN | Athens - Coopers Corner BESS | 63090 | MROW | MRO West | MWH | 3 |  | -173 | 0 |  | 0 |  |  | 0 | 0
2021 | MN | Athens BESS | 62937 | MROW | MRO West | MWH | 6 |  | -367 | 0 |  | 0 |  |  | 0 | 0
2021 | MN | Athens MN CONX | 62062 | MROW | MRO West | SUN | 6.6 |  | 11116 |  |  | 0 |  |  |  | 0
2021 | MN | Atwater Solar | 60521 | MROW | MRO West | SUN | 4 |  | 7962 |  |  | 0 |  |  |  | 0
2021 | MN | Auriga Community Solar | 61706 | MROW | MRO West | SUN | 1 |  | 1984 |  |  | 0 |  |  |  | 0
2021 | MN | Autumn Hills LLC | 55566 | MROW | MRO West | WND | 1.9 |  | 4476 |  |  | 0 |  |  |  | 0
2021 | MN | B&K Energy Systems LLC | 56210 | MROW | MRO West | WND | 2 |  | 1081 |  |  | 0 |  |  |  | 0
2021 | MN | B.R. Corcoran CSG | 61453 | MROW | MRO West | SUN | 5 |  | 8578 |  |  | 0 |  |  |  | 0
2021 | MN | B.R. Sartell CSG | 61454 | MROW | MRO West | SUN | 3 |  | 4758.999 |  |  | 0 |  |  |  | 0
2021 | MN | B.R. Sauk Rapids CSG | 61455 | MROW | MRO West | SUN | 5 |  | 8589 |  |  | 0 |  |  |  | 0
2021 | MN | Barone CSG | 62138 | MROW | MRO West | SUN | 1 |  | 2103 |  |  | 0 |  |  |  | 0
2021 | MN | Bauer Solar CSG | 64029 | MROW | MRO West | SUN | 0.9
2021 | MN | Becker Solar 2 CSG | 62084 | MROW | MRO West | SUN | 1 |  | 1464 |  |  | 0 |  |  |  | 0
2021 | MN | Becker Solar 3 CSG | 62085 | MROW | MRO West | SUN | 1 |  | 1445 |  |  | 0 |  |  |  | 0
2021 | MN | Becker Solar 4 CSG | 62086 | MROW | MRO West | SUN | 1 |  | 1508 |  |  | 0 |  |  |  | 0
2021 | MN | Becker Solar 5 CSG | 62087 | MROW | MRO West | SUN | 1 |  | 1525 |  |  | 0 |  |  |  | 0
2021 | MN | Becker Solar CSG | 62040 | MROW | MRO West | SUN | 1 |  | 1451 |  |  | 0 |  |  |  | 0
2021 | MN | Bellflower Solar, LLC | 63318 | MROW | MRO West | SUN | 1 |  | 1849 |  |  | 0 |  |  |  | 0
2021 | MN | Benson City of | 1964 | MROW | MRO West | DFO | 9 |  | 95 | 921 | 0.14275 | 3.0054 | 0.31 | Estimated using an emission factor | 921 | 0.14275
2021 | MN | Bent Tree Wind Farm Phase 1 | 57198 | MROW | MRO West | WND | 201.3 |  | 309561 |  |  | 0 |  |  |  | 0
2021 | MN | BentonSun LLC | 60695 | MROW | MRO West | SUN | 5 |  | 8899 |  |  | 0 |  |  |  | 0
2021 | MN | Betcher Community Solar Garden | 61671 | MROW | MRO West | SUN | 1 |  | 1541 |  |  | 0 |  |  |  | 0
2021 | MN | Betcher CSG 1, LLC | 63819 | MROW | MRO West | SUN | 1 |  | 1753 |  |  | 0 |  |  |  | 0
2021 | MN | Big Blue | 57289 | MROW | MRO West | WND | 36 |  | 69637 |  |  | 0 |  |  |  | 0
2021 | MN | Big Lake Holdco Solar CSG | 60836 | MROW | MRO West | SUN | 5 |  | 5001 |  |  | 0 |  |  |  | 0
2021 | MN | Big Lake Project CSG | 61817 | MROW | MRO West | SUN | 5 |  | 8683 |  |  | 0 |  |  |  | 0
2021 | MN | Bisson Windfarm LLC | 56201 | MROW | MRO West | WND | 2 |  | 3317 |  |  | 0 |  |  |  | 0
2021 | MN | Black Dog | 1904 | MROW | MRO West | NG | 562.8 |  | 1910457 | 15538380.867 | 10.7505 | 0.011254 | 0.0013837 | EPA/NEI | 15538380.867 | 10.7505
2021 | MN | Black Oak Wind Farm | 58692 | MROW | MRO West | WND | 78 |  | 288765 |  |  | 0 |  |  |  | 0
2021 | MN | Blanchard | 1892 | MROW | MRO West | WAT | 18 |  | 65589.999 |  |  | 0 |  |  |  | 0
2021 | MN | Blazing Star 2 Wind Farm | 61650 | MROW | MRO West | WND | 200 |  | 739612 |  |  | 0 |  |  |  | 0
2021 | MN | Blazing Star Wind Farm 1 | 60504 | MROW | MRO West | WND | 200 |  | 805636 |  |  | 0 |  |  |  | 0
2021 | MN | Blooming Prairie | 1966 | MROW | MRO West | DFO | 6.8 |  | 287.001 | 2837.001 | 0.43974 | 3.0643 | 0.31 | Estimated using an emission factor | 2837.001 | 0.43974
2021 | MN | Blue Breezes II LLC | 56581 | MROW | MRO West | WND | 1.3 |  | 0
2021 | MN | Blue Breezes LLC | 56580 | MROW | MRO West | WND | 1.3 |  | 0
2021 | MN | Blue Earth | 1967 | MROW | MRO West | DFO | 11 |  | 28.999 | 365.999 | 0.05673 | 3.9125 | 0.31 | Estimated using an emission factor | 365.999 | 0.05673
2021 | MN | Blue Lake Generating Plant | 8027 | MROW | MRO West | NG | 559.4 |  | 145238.998 | 1840716.161 | 0.5411 | 0.0074512 | 0.00058793 | EPA/NEI | 1840716.161 | 0.5411
2021 | MN | Blue Lake Solar | 60632 | MROW | MRO West | SUN | 3 |  | 4573 |  |  | 0 |  |  |  | 0
2021 | MN | Boeve Windfarm LLC | 56209 | MROW | MRO West | WND | 2 |  | 4970 |  |  | 0 |  |  |  | 0
2021 | MN | Boise Cascade International Falls | 10486 | MROW | MRO West | BLQ | 52.3 | 0.17306 | 317133 | 1717383.151 | 8.0201 | 0.050579 | 0.0093399 | NEI avg EF - PM, fuel type | 9923870.615 | 46.3438
2021 | MN | Bolduan CSG | 62194 | MROW | MRO West | SUN | 1 |  | 3389 |  |  | 0 |  |  |  | 0
2021 | MN | Boswell Energy Center | 1893 | MROW | MRO West | RC | 923.3 |  | 5046585 | 55856728.269 | 175.0656 | 0.06938 | 0.0062684 | EPA/NEI | 55856728.269 | 175.0656
2021 | MN | Brainerd Public Utilities | 50636 | MROW | MRO West | WAT | 2.9 |  | 12983 |  |  | 0 |  |  |  | 0
2021 | MN | Brenda Luhman - CSG | 63682 | MROW | MRO West | SUN | 1 |  | 1660 |  |  | 0 |  |  |  | 0
2021 | MN | Brooten CSG1, LLC | 63593 | MROW | MRO West | SUN | 1 |  | 977 |  |  | 0 |  |  |  | 0
2021 | MN | Buffalo Garden | 63396 | MROW | MRO West | SUN | 1 |  | 1747 |  |  | 0 |  |  |  | 0
2021 | MN | Buffalo Lake CSG1, LLC | 63594 | MROW | MRO West | SUN | 1 |  | 998 |  |  | 0 |  |  |  | 0
2021 | MN | Byllesby | 50328 | MROW | MRO West | WAT | 2.5 |  | 337 |  |  | 0 |  |  |  | 0
2021 | MN | Caelum Community Solar | 61180 | MROW | MRO West | SUN | 2 |  | 3247 |  |  | 0 |  |  |  | 0
2021 | MN | Cambridge Station | 2038 | MROW | MRO West | NG | 194.3 |  | 95839 | 1149382.821 | 0.24099 | 0.005029 | 0.00041933 | EPA/NEI | 1149382.821 | 0.24099
2021 | MN | Camellia Solar, LLC | 64001 | MROW | MRO West | SUN | 1 |  | 2277 |  |  | 0 |  |  |  | 0
2021 | MN | Camp Ripley Solar | 64072 | MROW | MRO West | SUN | 10.9 |  | 17200 |  |  | 0 |  |  |  | 0
2021 | MN | Cannon Falls Energy Center | 56241 | MROW | MRO West | NG | 346.8 |  | 379024 | 4409503 | 23.3257 | 0.12308 | 0.01058 | EPA/NEI | 4409503 | 23.3257
2021 | MN | Cannon Garden Solar | 63252 | MROW | MRO West | SUN | 1 |  | 1721 |  |  | 0 |  |  |  | 0
2021 | MN | Canopus Community Solar | 61707 | MROW | MRO West | SUN | 1 |  | 1892 |  |  | 0 |  |  |  | 0
2021 | MN | Capella Community Solar | 61178 | MROW | MRO West | SUN | 5 |  | 8617 |  |  | 0 |  |  |  | 0
2021 | MN | Capricornus Community Solar Garden | 61651 | MROW | MRO West | SUN | 1 |  | 2003 |  |  | 0 |  |  |  | 0
2021 | MN | Carina Community Solar | 61179 | MROW | MRO West | SUN | 4 |  | 6731 |  |  | 0 |  |  |  | 0
2021 | MN | Carleton College | 57296 | MROW | MRO West | WND | 7.8 |  | 6860 | 468 | 0.07254 | 0.021149 | 0.31 | EPA/NEI; Estimated using an emission factor | 468 | 0.07254
2021 | MN | Carlson Community (CSG) | 63683 | MROW | MRO West | SUN | 1 |  | 1620 |  |  | 0 |  |  |  | 0
2021 | MN | Carstensen Wind | 56410 | MROW | MRO West | WND | 1.7 |  | 3706 |  |  | 0 |  |  |  | 0
2021 | MN | Carver Gladden CSG | 61495 | MROW | MRO West | SUN | 3 |  | 4536.999 |  |  | 0 |  |  |  | 0
2021 | MN | Cascade Creek | 6058 | MROW | MRO West | NG | 84.9 |  | 35103 | 386138.862 | 0.12638 | 0.0072008 | 0.0006546 | EPA/NEI | 386138.862 | 0.12638
2021 | MN | Cassiopeia Community Solar | 61711 | MROW | MRO West | SUN | 1 |  | 1961 |  |  | 0 |  |  |  | 0
2021 | MN | Centaurus Community Solar | 60939 | MROW | MRO West | SUN | 2 |  | 3599 |  |  | 0 |  |  |  | 0
2021 | MN | Centennial Generating Station | 57910 | MROW | MRO West | DFO | 11.5 |  | 645 | 7661 | 1.1875 | 3.682 | 0.31 | Estimated using an emission factor | 7661 | 1.1875
2021 | MN | CF Novel Solar CSG Gardens Eleven, LLC | 61141 | MROW | MRO West | SUN | 3 |  | 4929 |  |  | 0 |  |  |  | 0
2021 | MN | CF Novel Solar CSG Gardens Five, LLC | 61543 | MROW | MRO West | SUN | 3.4 |  | 6204 |  |  | 0 |  |  |  | 0
2021 | MN | CF Novel Solar CSG Gardens Seven, LLC | 61548 | MROW | MRO West | SUN | 3.3 |  | 4981 |  |  | 0 |  |  |  | 0
2021 | MN | CF Novel Solar CSG Gardens Two, LLC | 61140 | MROW | MRO West | SUN | 1.8 |  | 3379 |  |  | 0 |  |  |  | 0
2021 | MN | CG Windfarm LLC | 56200 | MROW | MRO West | WND | 2 |  | 1658 |  |  | 0 |  |  |  | 0
2021 | MN | CGSun, LLC Community Solar | 61545 | MROW | MRO West | SUN | 4 |  | 7059 |  |  | 0 |  |  |  | 0
2021 | MN | Champepaden Wind Power | 55980 | MROW | MRO West | WND | 2 |  | 0
2021 | MN | Chanarambie Power Partners, LLC | 56142 | MROW | MRO West | WND | 85.5 |  | 222046 |  |  | 0 |  |  |  | 0
2021 | MN | Chisago Community Solar | 60711 | MROW | MRO West | SUN | 4 |  | 6417 |  |  | 0 |  |  |  | 0
2021 | MN | Chisago Holdco LLC, CSG | 61968 | MROW | MRO West | SUN | 3 |  | 5268 |  |  | 0 |  |  |  | 0
2021 | MN | Chisago Solar | 60522 | MROW | MRO West | SUN | 6.5 |  | 11202 |  |  | 0 |  |  |  | 0
2021 | MN | Chub Garden Solar | 63430 | MROW | MRO West | SUN | 1 |  | 1814 |  |  | 0 |  |  |  | 0
2021 | MN | Cisco | 63431 | MROW | MRO West | WND | 8.4 |  | 17925 |  |  | 0 |  |  |  | 0
2021 | MN | Clara City Solar | 63403 | MROW | MRO West | SUN | 1 |  | 2265 |  |  | 0 |  |  |  | 0
2021 | MN | Clear Garden CSG | 63481 | MROW | MRO West | SUN | 1 |  | 1768 |  |  | 0 |  |  |  | 0
2021 | MN | Cokato CSG | 64506 | MROW | MRO West | SUN | 4 |  | 1554 |  |  | 0 |  |  |  | 0
2021 | MN | Community Wind North LLC | 57385 | MROW | MRO West | WND | 30 |  | 106070 |  |  | 0 |  |  |  | 0
2021 | MN | Community Wind South | 58045 | MROW | MRO West | WND | 30 |  | 75322 |  |  | 0 |  |  |  | 0
2021 | MN | Connexus Solar Baldwin 1BDN | 64708 | MROW | MRO West | SUN | 3.3 |  | 4332 |  |  | 0 |  |  |  | 0
2021 | MN | Connexus Solar Stanford 1STF | 64818 | MROW | MRO West | SUN | 7.3 |  | 8125 |  |  | 0 |  |  |  | 0
2021 | MN | Coral Bells Solar, LLC | 63313 | MROW | MRO West | SUN | 1 |  | 2184 |  |  | 0 |  |  |  | 0
2021 | MN | Corcoran CSG | 61971 | MROW | MRO West | SUN | 5 |  | 6928 |  |  | 0 |  |  |  | 0
2021 | MN | Cornillie | 61977 | MROW | MRO West | SUN | 1 |  | 3048 |  |  | 0 |  |  |  | 0
2021 | MN | Cornillie 2 Community (CSG) | 63899 | MROW | MRO West | SUN | 1.4 |  | 1653 |  |  | 0 |  |  |  | 0
2021 | MN | Cornillie Solar CSG | 64992 | MROW | MRO West | SUN | 1 |  | 17 |  |  | 0 |  |  |  | 0
2021 | MN | Corvus Community Solar | 61177 | MROW | MRO West | SUN | 5 |  | 8580 |  |  | 0 |  |  |  | 0
2021 | MN | Cottage Grove Cogeneration | 55010 | MROW | MRO West | NG | 283.5 | 0.90225 | 790440 | 5864748.42 | 15.7573 | 0.03987 | 0.0053736 | NEI avg EF - PM, fuel type, firing type | 6500125.29 | 17.4644
2021 | MN | Cottage Grove CSG, LLC | 61483 | MROW | MRO West | SUN | 5 |  | 8518 |  |  | 0 |  |  |  | 0
2021 | MN | Cottage Grove Project CSG | 61983 | MROW | MRO West | SUN | 4.9 |  | 6364 |  |  | 0 |  |  |  | 0
2021 | MN | Covanta Hennepin Energy | 10013 | MROW | MRO West | MSW | 39.5 | 1 | 220114 | 3806729.421 |  |  |  |  | 3806729.421
2021 | MN | Crater Community Solar | 61328 | MROW | MRO West | SUN | 3 |  | 5088 |  |  | 0 |  |  |  | 0
2021 | MN | Crux Community Solar | 61712 | MROW | MRO West | SUN | 1 |  | 1852 |  |  | 0 |  |  |  | 0
2021 | MN | Dakota Community Solar One LLC CSG | 63116 | MROW | MRO West | SUN | 1 |  | 1871 |  |  | 0 |  |  |  | 0
2021 | MN | Danielson Wind Farms LLC | 57396 | MROW | MRO West | WND | 20 |  | 54983 |  |  | 0 |  |  |  | 0
2021 | MN | Delano | 1969 | MROW | MRO West | DFO | 23 |  | 77 | 924 | 0.11053 | 2.8709 | 0.23924 | EPA/NEI; Estimated using an emission factor | 924 | 0.11053
2021 | MN | Delphinus Community Solar | 61329 | MROW | MRO West | SUN | 2 |  | 2753 |  |  | 0 |  |  |  | 0
2021 | MN | Deneb Community Solar | 61715 | MROW | MRO West | SUN | 1 |  | 1797 |  |  | 0 |  |  |  | 0
2021 | MN | Detroit Lakes | 1970 | MROW | MRO West | DFO | 12.5 |  | 0
2021 | MN | Dickinson Solar Array | 60652 | MROW | MRO West | SUN | 2.3 |  | 3010 |  |  | 0 |  |  |  | 0
2021 | MN | DL Windy Acres LLC | 56207 | MROW | MRO West | WND | 2 |  | 1081 |  |  | 0 |  |  |  | 0
2021 | MN | Dodge Center Solar | 60523 | MROW | MRO West | SUN | 6.5 |  | 12940 |  |  | 0 |  |  |  | 0
2021 | MN | Dodge Holdco Solar CSG | 60833 | MROW | MRO West | SUN | 5 |  | 7698 |  |  | 0 |  |  |  | 0
2021 | MN | DodgeSun CSG | 61379 | MROW | MRO West | SUN | 5 |  | 9620 |  |  | 0 |  |  |  | 0
2021 | MN | Douglas Todd Community Solar One LLC CSG | 63117 | MROW | MRO West | SUN | 1 |  | 1929 |  |  | 0 |  |  |  | 0
2021 | MN | Dundas Solar Holdings LLC CSG | 61626 | MROW | MRO West | SUN | 5 |  | 8405 |  |  | 0 |  |  |  | 0
2021 | MN | E. Goenner Project CSG | 63175 | MROW | MRO West | SUN | 1 |  | 1621 |  |  | 0 |  |  |  | 0
2021 | MN | Eastridge Wind Project | 56543 | MROW | MRO West | WND | 10.4 |  | 18971 |  |  | 0 |  |  |  | 0
2021 | MN | Eastwood Solar | 60524 | MROW | MRO West | SUN | 5.5 |  | 10576 |  |  | 0 |  |  |  | 0
2021 | MN | Eichtens Community Solar | 60795 | MROW | MRO West | SUN | 3.9 |  | 7319 |  |  | 0 |  |  |  | 0
2021 | MN | Eichtens II CSG | 62137 | MROW | MRO West | SUN | 1 |  | 1869 |  |  | 0 |  |  |  | 0
2021 | MN | EKS Landfill | 54939 | MROW | MRO West | LFG | 4.8 |  | 0
2021 | MN | Elk River | 2039 | MROW | MRO West | NG | 191.3 |  | 75781 | 969041.388 | 0.3184 | 0.0084032 | 0.00065714 | EPA/NEI | 969041.388 | 0.3184
2021 | MN | Elk River City of | 1971 | MROW | MRO West | DFO | 12.2 |  | 21984.002 | 299841.001 | 34.8632 | 3.1717 | 0.23254 | Estimated using an emission factor | 299841.001 | 34.8632
2021 | MN | Elm Creek Wind II LLC | 57649 | MROW | MRO West | WND | 148.8 |  | 252749 |  |  | 0 |  |  |  | 0
2021 | MN | Elm Creek Wind LLC | 56793 | MROW | MRO West | WND | 99 |  | 156218 |  |  | 0 |  |  |  | 0
2021 | MN | Empire Solar | 60631 | MROW | MRO West | SUN | 5 |  | 8490 |  |  | 0 |  |  |  | 0
2021 | MN | Enter Solar | 63542 | MROW | MRO West | SUN | 1 |  | 0
2021 | MN | Eolos Wind Energy Research Field Station | 57880 | MROW | MRO West | WND | 2.5 |  | 2945 |  |  | 0 |  |  |  | 0
2021 | MN | Equuleus Community Solar Gardens | 61363 | MROW | MRO West | SUN | 5 |  | 7578 |  |  | 0 |  |  |  | 0
2021 | MN | Erin Garden Solar | 63429 | MROW | MRO West | SUN | 1 |  | 1836 |  |  | 0 |  |  |  | 0
2021 | MN | Ewington Energy Systems, LLC | 56626 | MROW | MRO West | WND | 4 |  | 4924 |  |  | 0 |  |  |  | 0
2021 | MN | Fairfax | 1972 | MROW | MRO West | DFO | 2 |  | 8 | 55 | 0.008525 | 2.1313 | 0.31 | Estimated using an emission factor | 55 | 0.008525
2021 | MN | Fairmont (MN) | 1973 | MROW | MRO West | NG | 39 |  | 15553.002 | 172516.002 | 8.9376 | 1.1493 | 0.10361 | Estimated using an emission factor | 172516.002 | 8.9376
2021 | MN | Fairmont Wind | 56415 | MROW | MRO West | WND | 5.4 |  | 13831 |  |  | 0 |  |  |  | 0
2021 | MN | Falls Creek Garden | 63394 | MROW | MRO West | SUN | 1 |  | 1774 |  |  | 0 |  |  |  | 0
2021 | MN | Faribault Energy Park | 56164 | MROW | MRO West | NG | 334.5 |  | 732358 | 5583446.015 | 1.6382 | 0.0044737 | 0.0005868 | EPA/NEI | 5583446.015 | 1.6382
2021 | MN | Farmington Holdco Solar | 60832 | MROW | MRO West | SUN | 5 |  | 8343 |  |  | 0 |  |  |  | 0
2021 | MN | FastSun 1 CSG | 63046 | MROW | MRO West | SUN | 1 |  | 1775 |  |  | 0 |  |  |  | 0
2021 | MN | FastSun 10 CSG | 63038 | MROW | MRO West | SUN | 1 |  | 1750 |  |  | 0 |  |  |  | 0
2021 | MN | FastSun 11 CSG | 63037 | MROW | MRO West | SUN | 1 |  | 1603 |  |  | 0 |  |  |  | 0
2021 | MN | FastSun 13 CSG | 63035 | MROW | MRO West | SUN | 1 |  | 1943 |  |  | 0 |  |  |  | 0
2021 | MN | FastSun 14 CSG | 63036 | MROW | MRO West | SUN | 1 |  | 1993 |  |  | 0 |  |  |  | 0
2021 | MN | FastSun 18 CSG | 63034 | MROW | MRO West | SUN | 1 |  | 1514 |  |  | 0 |  |  |  | 0
2021 | MN | FastSun 19 CSG | 63033 | MROW | MRO West | SUN | 1 |  | 1705 |  |  | 0 |  |  |  | 0
2021 | MN | FastSun 2 CSG | 62696 | MROW | MRO West | SUN | 1 |  | 1800 |  |  | 0 |  |  |  | 0
2021 | MN | FastSun 21 CSG | 63577 | MROW | MRO West | SUN | 1 |  | 1112 |  |  | 0 |  |  |  | 0
2021 | MN | FastSun 3 CSG | 63042 | MROW | MRO West | SUN | 1 |  | 1521 |  |  | 0 |  |  |  | 0
2021 | MN | FastSun 4 CSG | 63576 | MROW | MRO West | SUN | 1 |  | 827 |  |  | 0 |  |  |  | 0
2021 | MN | FastSun 5 CSG | 63045 | MROW | MRO West | SUN | 1 |  | 1709 |  |  | 0 |  |  |  | 0
2021 | MN | FastSun 7 CSG | 63043 | MROW | MRO West | SUN | 1 |  | 1803 |  |  | 0 |  |  |  | 0
2021 | MN | FastSun 8 CSG | 63039 | MROW | MRO West | SUN | 1 |  | 2049 |  |  | 0 |  |  |  | 0
2021 | MN | FastSun 9 CSG | 63040 | MROW | MRO West | SUN | 1 |  | 1562 |  |  | 0 |  |  |  | 0
2021 | MN | FastSun12 CSG | 63966 | MROW | MRO West | SUN | 1 |  | 1023 |  |  | 0 |  |  |  | 0
2021 | MN | Felton CSG PV1-5 | 62210 | MROW | MRO West | SUN | 5 |  | 8058 |  |  | 0 |  |  |  | 0
2021 | MN | Fenton Wind Farm | 56617 | MROW | MRO West | WND | 205.5 |  | 308670 |  |  | 0 |  |  |  | 0
2021 | MN | Fey Windfarm LLC | 56204 | MROW | MRO West | WND | 2 |  | 4570 |  |  | 0 |  |  |  | 0
2021 | MN | Flint Hills Resources Pine Bend, LLC | 65405 | MROW | MRO West | NG | 73.4
2021 | MN | Flodquist Community Solar LLC CSG | 63650 | MROW | MRO West | SUN | 1 |  | 757 |  |  | 0 |  |  |  | 0
2021 | MN | Florence Hills LLC | 55574 | MROW | MRO West | WND | 1.9 |  | 5308 |  |  | 0 |  |  |  | 0
2021 | MN | Fond Du Lac | 1894 | MROW | MRO West | WAT | 12 |  | 28275 |  |  | 0 |  |  |  | 0
2021 | MN | Foreman's Hill Community Solar | 61690 | MROW | MRO West | SUN | 5 |  | 8874 |  |  | 0 |  |  |  | 0
2021 | MN | Forest Lake Solar CSG | 60837 | MROW | MRO West | SUN | 5 |  | 7994 |  |  | 0 |  |  |  | 0
2021 | MN | Fountain | 64907 | MROW | MRO West | SUN | 3 |  | 327 |  |  | 0 |  |  |  | 0
2021 | MN | Fox CSG, LLC | 61484 | MROW | MRO West | SUN | 5 |  | 7520 |  |  | 0 |  |  |  | 0
2021 | MN | Franklin Heating Station | 54224 | MROW | MRO West | NG | 38.8 | 0.30857 | 72123.364 | 507647.019 | 1.6977 | 0.047077 | 0.0066885 | EPA/NEI; Estimated using an emission factor | 1645132.349 | 5.5017
2021 | MN | Freeborn Wind Farm | 64623 | MROW | MRO West | WND | 218 |  | 388912 |  |  | 0 |  |  |  | 0
2021 | MN | Frontenac Holdco LLC, CSG | 61919 | MROW | MRO West | SUN | 5 |  | 9591 |  |  | 0 |  |  |  | 0
2021 | MN | G Flow Wind LLC | 56588 | MROW | MRO West | WND | 1.3 |  | 2587 |  |  | 0 |  |  |  | 0
2021 | MN | G McNeilus Wind Farm Dodge Center | 56054 | MROW | MRO West | WND | 43 |  | 88113 |  |  | 0 |  |  |  | 0
2021 | MN | Gemini Community Solar | 60940 | MROW | MRO West | SUN | 3 |  | 4962 |  |  | 0 |  |  |  | 0
2021 | MN | Geranium Solar, LLC | 63317 | MROW | MRO West | SUN | 1 |  | 2158 |  |  | 0 |  |  |  | 0
2021 | MN | Gibbon Solar | 62010 | MROW | MRO West | SUN | 3.3 |  | 5648 |  |  | 0 |  |  |  | 0
2021 | MN | GL Wind | 57813 | MROW | MRO West | WND | 5 |  | 9161 |  |  | 0 |  |  |  | 0
2021 | MN | Glencoe | 1975 | MROW | MRO West | DFO | 39.5 |  | 430 | 4117.999 | 0.63829 | 2.9688 | 0.31 | Estimated using an emission factor | 4117.999 | 0.63829
2021 | MN | Gohman Community Solar (CSG) | 63484 | MROW | MRO West | SUN | 1.1 |  | 1746 |  |  | 0 |  |  |  | 0
2021 | MN | Goodhue Community Solar One LLC CSG | 63380 | MROW | MRO West | SUN | 1 |  | 1625 |  |  | 0 |  |  |  | 0
2021 | MN | Goodhue Community Solar Three LLC CSG | 63417 | MROW | MRO West | SUN | 1 |  | 1542 |  |  | 0 |  |  |  | 0
2021 | MN | Goodhue Community Solar Two LLC | 63533 | MROW | MRO West | SUN | 1 |  | 1672 |  |  | 0 |  |  |  | 0
2021 | MN | Goose Lake MN DPC-GM | 62148 | MROW | MRO West | SUN | 1.5 |  | 2979 |  |  | 0 |  |  |  | 0
2021 | MN | Gopher CSG | 61426 | MROW | MRO West | SUN | 5 |  | 8661 |  |  | 0 |  |  |  | 0
2021 | MN | Grand Marais | 1976 | MROW | MRO West | DFO | 6.7 |  | 374.999 | 3397.999 | 0.52669 | 2.809 | 0.31 | Estimated using an emission factor | 3397.999 | 0.52669
2021 | MN | Grand Meadow | 56994 | MROW | MRO West | WND | 100.5 |  | 215117 |  |  | 0 |  |  |  | 0
2021 | MN | Granite Falls | 1977 | MROW | MRO West | WAT | 1.3 |  | 1873 |  |  | 0 |  |  |  | 0
2021 | MN | Granite Falls 2 | 7977 | MROW | MRO West | DFO | 6 |  | -78 | 417 | 0.064635 | 0 | 0.31 | Estimated using an emission factor | 417 | 0.064635
2021 | MN | Grant County Wind LLC | 57274 | MROW | MRO West | WND | 20 |  | 47453 |  |  | 0 |  |  |  | 0
2021 | MN | GRE Marshan Solar | 60935 | MROW | MRO West | SUN | 1 |  | 1562 |  |  | 0 |  |  |  | 0
2021 | MN | Green Acres Breeze LLC | 56590 | MROW | MRO West | WND | 1.3 |  | 2587 |  |  | 0 |  |  |  | 0
2021 | MN | Greenback Energy | 56413 | MROW | MRO West | WND | 1.7 |  | 4086 |  |  | 0 |  |  |  | 0
2021 | MN | Grimm Community Solar | 61689 | MROW | MRO West | SUN | 1 |  | 1994 |  |  | 0 |  |  |  | 0
2021 | MN | GSPP Held LLC CSG | 62829 | MROW | MRO West | SUN | 3 |  | 5117 |  |  | 0 |  |  |  | 0
2021 | MN | GSPP Imholte CSG | 62830 | MROW | MRO West | SUN | 1 |  | 1877 |  |  | 0 |  |  |  | 0
2021 | MN | GSSP Schneider LLC | 63370 | MROW | MRO West | SUN | 5 |  | 8934 |  |  | 0 |  |  |  | 0
2021 | MN | Guse CSG | 62195 | MROW | MRO West | SUN | 1 |  | 1713 |  |  | 0 |  |  |  | 0
2021 | MN | Hadley Ridge LLC | 55573 | MROW | MRO West | WND | 1.9 |  | 5308 |  |  | 0 |  |  |  | 0
2021 | MN | Halstad | 8105 | MROW | MRO West | DFO | 4 |  | 23 | 276 | 0.04278 | 3.72 | 0.31 | Estimated using an emission factor | 276 | 0.04278
2021 | MN | Hammer Community (CSG) | 63684 | MROW | MRO West | SUN | 1 |  | 2092 |  |  | 0 |  |  |  | 0
2021 | MN | Hammer CSG | 62099 | MROW | MRO West | SUN | 4.8 |  | 7764 |  |  | 0 |  |  |  | 0
2021 | MN | Hampton MN GRE | 62060 | MROW | MRO West | SUN | 2 |  | 3671 |  |  | 0 |  |  |  | 0
2021 | MN | Hartmann Project CSG | 63174 | MROW | MRO West | SUN | 1 |  | 1652 |  |  | 0 |  |  |  | 0
2021 | MN | Hastings City Hydroelectric | 54285 | MROW | MRO West | WAT | 4.4 |  | 24667 |  |  | 0 |  |  |  | 0
2021 | MN | Hastings Solar | 60525 | MROW | MRO West | SUN | 4.5 |  | 7687 |  |  | 0 |  |  |  | 0
2021 | MN | Haven Solar Project CSG | 62651 | MROW | MRO West | SUN | 3 |  | 5009 |  |  | 0 |  |  |  | 0
2021 | MN | Hayfield Solar I LLC CSG | 63724 | MROW | MRO West | SUN | 1 |  | 1766 |  |  | 0 |  |  |  | 0
2021 | MN | Hayfield Solar III LLC CSG | 63725 | MROW | MRO West | SUN | 1 |  | 1717 |  |  | 0 |  |  |  | 0
2021 | MN | Hazel | 64906 | MROW | MRO West | SUN | 3 |  | 401 |  |  | 0 |  |  |  | 0
2021 | MN | Held Solar Project | 62267 | MROW | MRO West | SUN | 5 |  | 8937 |  |  | 0 |  |  |  | 0
2021 | MN | Helen CSG 1 LLC | 64869 | MROW | MRO West | SUN | 1 |  | 161 |  |  | 0 |  |  |  | 0
2021 | MN | Helen Solar CSG | 62706 | MROW | MRO West | SUN | 4 |  | 9312 |  |  | 0 |  |  |  | 0
2021 | MN | Hennepin Island | 1911 | MROW | MRO West | WAT | 13.7 |  | 49802.999 |  |  | 0 |  |  |  | 0
2021 | MN | Hertzberg Community (CSG) | 63680 | MROW | MRO West | SUN | 1 |  | 2047 |  |  | 0 |  |  |  | 0
2021 | MN | Heyer CSG | 61793 | MROW | MRO West | SUN | 1 |  | 1864 |  |  | 0 |  |  |  | 0
2021 | MN | Hibbard Energy Center | 1897 | MROW | MRO West | WDS | 72.8 | 0.33504 | 111239 | 711061.887 | 6.8854 | 0.1238 | 0.019367 | EPA/NEI | 2122306.722 | 20.551
2021 | MN | Hibbing | 1979 | MROW | MRO West | NG | 35.9 | 0.095518 | 13424.035 | 80178.462 | 0.38608 | 0.057521 | 0.0096305 | NEI avg EF - PM, fuel type | 839403.549 | 4.042
2021 | MN | High Bridge | 1912 | MROW | MRO West | NG | 644 |  | 3168927 | 23582931.769 | 3.8842 | 0.0024514 | 0.00032941 | EPA/NEI | 23582931.769 | 3.8842
2021 | MN | Hilltop Power | 61788 | MROW | MRO West | WND | 2 |  | 4121 |  |  | 0 |  |  |  | 0
2021 | MN | Hinterland CSG, LLC | 63817 | MROW | MRO West | SUN | 1 |  | 2138 |  |  | 0 |  |  |  | 0
2021 | MN | Hometown Bio Energy LLC | 58563 | MROW | MRO West | OBG | 8 | 1 | 25930 | 267129 | 1.9634 | 0.15144 | 0.0147 | Estimated using an emission factor | 267129 | 1.9634
2021 | MN | Honeysuckle Solar, LLC | 63309 | MROW | MRO West | SUN | 1 |  | 2086 |  |  | 0 |  |  |  | 0
2021 | MN | Hoot Lake | 1943 | MROW | MRO West | SUB | 130.7 |  | 127749 | 1543154.45 | 17.5148 | 0.27421 | 0.0227 | EPA/NEI; Estimated using an emission factor | 1543154.45 | 17.5148
2021 | MN | Hope Creek LLC | 55572 | MROW | MRO West | WND | 1.9 |  | 5308 |  |  | 0 |  |  |  | 0
2021 | MN | Houston/Winona Community Solar One LLC | 63534 | MROW | MRO West | SUN | 1 |  | 1757 |  |  | 0 |  |  |  | 0
2021 | MN | Huneke CSG 1, LLC | 63820 | MROW | MRO West | SUN | 1 |  | 1829 |  |  | 0 |  |  |  | 0
2021 | MN | Huneke CSG 2, LLC | 63821 | MROW | MRO West | SUN | 1 |  | 1909 |  |  | 0 |  |  |  | 0
2021 | MN | Huneke I CSG | 61505 | MROW | MRO West | SUN | 1 |  | 1568 |  |  | 0 |  |  |  | 0
2021 | MN | Huneke II CSG | 62139 | MROW | MRO West | SUN | 1.1 |  | 1344 |  |  | 0 |  |  |  | 0
2021 | MN | Hutchinson - Plant 2 | 6358 | MROW | MRO West | NG | 90.5 |  | 13904 | 127324.117 | 0.025404 | 0.0036542 | 0.00039904 | EPA/NEI | 127324.117 | 0.025404
2021 | MN | Hutchinson Plant #1 | 1980 | MROW | MRO West | NG | 32.9 |  | 34364 | 294844.999 | 0.062212 | 0.0036208 | 0.000422 | Estimated using an emission factor | 294844.999 | 0.062212
2021 | MN | Hwy 14 Holdco Solar CSG | 60834 | MROW | MRO West | SUN | 5 |  | 8372 |  |  | 0 |  |  |  | 0
2021 | MN | Hyacinth Solar, LLC | 63312 | MROW | MRO West | SUN | 1 |  | 2063 |  |  | 0 |  |  |  | 0
2021 | MN | Hydra Community Solar Garden, LLC (CSG) | 63629 | MROW | MRO West | SUN | 1 |  | 1738 |  |  | 0 |  |  |  | 0
2021 | MN | IBM West | 56269 | MROW | MRO West | DFO | 3.6 |  | 29 | 323 | 0.050065 | 3.4528 | 0.31 | Estimated using an emission factor | 323 | 0.050065
2021 | MN | International Falls Power | 10487 | MROW | MRO West | WAT | 14.2 |  | 38064.998 |  |  | 0 |  |  |  | 0
2021 | MN | Inver Hills | 1913 | MROW | MRO West | NG | 284.4 |  | 89160.002 | 1314517.4 | 0.89743 | 0.020131 | 0.0013654 | EPA/NEI | 1314517.4 | 0.89743
2021 | MN | Iris Solar, LLC (MN) | 63319 | MROW | MRO West | SUN | 1 |  | 2172 |  |  | 0 |  |  |  | 0
2021 | MN | Jack River LLC | 55565 | MROW | MRO West | WND | 1.9 |  | 4476 |  |  | 0 |  |  |  | 0
2021 | MN | Janesville | 1982 | MROW | MRO West | DFO | 4.9 |  | 26.46 | 2455 | 0.38053 | 28.7623 | 0.31 | Estimated using an emission factor | 2455 | 0.38053
2021 | MN | Jeffers Wind 20 LLC | 56750 | MROW | MRO West | WND | 50 |  | 173302 |  |  | 0 |  |  |  | 0
2021 | MN | Jessica Mills LLC | 55564 | MROW | MRO West | WND | 1.9 |  | 4476 |  |  | 0 |  |  |  | 0
2021 | MN | Johnson 1 Community Solar | 61686 | MROW | MRO West | SUN | 1 |  | 1830 |  |  | 0 |  |  |  | 0
2021 | MN | Johnson CSG 1 | 64991 | MROW | MRO West | SUN | 1 |  | 49 |  |  | 0 |  |  |  | 0
2021 | MN | Johnson II Community Solar | 61695 | MROW | MRO West | SUN | 1 |  | 1630 |  |  | 0 |  |  |  | 0
2021 | MN | Johnson Solar CSG | 61380 | MROW | MRO West | SUN | 5 |  | 9438 |  |  | 0 |  |  |  | 0
2021 | MN | Julia Hills LLC | 55563 | MROW | MRO West | WND | 1.9 |  | 4476 |  |  | 0 |  |  |  | 0
2021 | MN | Kas Brothers Windfarm | 55809 | MROW | MRO West | WND | 1.5 |  | 3862 |  |  | 0 |  |  |  | 0
2021 | MN | Kaus Community Solar | 61716 | MROW | MRO West | SUN | 1 |  | 1931 |  |  | 0 |  |  |  | 0
2021 | MN | K-Brink Windfarm LLC | 56206 | MROW | MRO West | WND | 2 |  | 4328 |  |  | 0 |  |  |  | 0
2021 | MN | Kenyon Municipal | 1983 | MROW | MRO West | DFO | 5.4 |  | 17.001 | 219 | 0.033945 | 3.9933 | 0.31 | Estimated using an emission factor | 219 | 0.033945
2021 | MN | Kerria Solar, LLC | 63315 | MROW | MRO West | SUN | 1 |  | 2129 |  |  | 0 |  |  |  | 0
2021 | MN | Knife Falls | 1895 | MROW | MRO West | WAT | 2.4 |  | 7991.001 |  |  | 0 |  |  |  | 0
2021 | MN | Koda Biomass Plant | 57119 | MROW | MRO West | AB | 23.4 | 0.16264 | 48134 | 306943.508 | 153.7791 | 6.3896 | 1.002 | Estimated using an emission factor | 1887308.51 | 945.5416
2021 | MN | Koppelman Sun CSG | 61381 | MROW | MRO West | SUN | 5 |  | 9420 |  |  | 0 |  |  |  | 0
2021 | MN | Kramer Solar CSG | 61058 | MROW | MRO West | SUN | 3 |  | 2898.999 |  |  | 0 |  |  |  | 0
2021 | MN | Krause CSG | 61506 | MROW | MRO West | SUN | 1 |  | 1877 |  |  | 0 |  |  |  | 0
2021 | MN | Lady Slipper Solar Array CSG | 62414 | MROW | MRO West | SUN | 4.5 |  | 5430 |  |  | 0 |  |  |  | 0
2021 | MN | Lahr 1, LLC | 61203 | MROW | MRO West | SUN | 5 |  | 9313 |  |  | 0 |  |  |  | 0
2021 | MN | Lake Benton I | 55208 | MROW | MRO West | WND | 107.2 |  | 237212 |  |  | 0 |  |  |  | 0
2021 | MN | Lake Benton II | 55265 | MROW | MRO West | WND | 100.2 |  | 440862 |  |  | 0 |  |  |  | 0
2021 | MN | Lake Crystal | 1985 | MROW | MRO West | DFO | 5.8 |  | 8.999 | 72.001 | 0.01116 | 2.4803 | 0.31 | Estimated using an emission factor | 72.001 | 0.01116
2021 | MN | Lake Emily Solar | 60526 | MROW | MRO West | SUN | 4.5 |  | 8603 |  |  | 0 |  |  |  | 0
2021 | MN | Lake Pulaski Solar | 60527 | MROW | MRO West | SUN | 7.5 |  | 12767 |  |  | 0 |  |  |  | 0
2021 | MN | Lake Region Community Hybrid, LLC | 62442 | MROW | MRO West | WND | 2.5 |  | 8258 |  |  | 0 |  |  |  | 0
2021 | MN | Lake Waconia Community Solar Garden | 61572 | MROW | MRO West | SUN | 1 |  | 1653 |  |  | 0 |  |  |  | 0
2021 | MN | Lake Waconia IV Community Solar Garden | 61573 | MROW | MRO West | SUN | 1 |  | 1653 |  |  | 0 |  |  |  | 0
2021 | MN | Lakefield Junction Generating | 7925 | MROW | MRO West | NG | 537.8 |  | 121108.002 | 1700860.846 | 0.31202 | 0.0051527 | 0.00036689 | EPA/NEI | 1700860.846 | 0.31202
2021 | MN | Lakefield Utilities | 7415 | MROW | MRO West | DFO | 3.4 |  | 24 | 786 | 0.12183 | 10.1525 | 0.31 | Estimated using an emission factor | 786 | 0.12183
2021 | MN | Lakefield Wind Project LLC | 57374 | MROW | MRO West | WND | 205.5 |  | 300445 |  |  | 0 |  |  |  | 0
2021 | MN | Lakeswind Power Partners | 58836 | MROW | MRO West | WND | 51.8 |  | 156380 |  |  | 0 |  |  |  | 0
2021 | MN | Lakota Ridge LLC | 55353 | MROW | MRO West | WND | 11.2 |  | 16412 |  |  | 0 |  |  |  | 0
2021 | MN | Lanesboro | 1987 | MROW | MRO West | WAT | 2.6 |  | 190.78 | 157 | 0.024335 | 0.25511 | 0.31 | EPA/NEI; Estimated using an emission factor | 157 | 0.024335
2021 | MN | Lange Solar | 63543 | MROW | MRO West | SUN | 1 |  | 2061 |  |  | 0 |  |  |  | 0
2021 | MN | Lantana Solar, LLC | 63311 | MROW | MRO West | SUN | 1 |  | 2209 |  |  | 0 |  |  |  | 0
2021 | MN | Laskin Energy Center | 1891 | MROW | MRO West | NG | 116 |  | 90166 | 1300462.748 | 0.26378 | 0.005851 | 0.00040567 | EPA/NEI | 1300462.748 | 0.26378
2021 | MN | Laurel Village (CSG) | 63679 | MROW | MRO West | SUN | 1 |  | 1314 |  |  | 0 |  |  |  | 0
2021 | MN | Lawrence Creek Solar | 60528 | MROW | MRO West | SUN | 3.5 |  | 6149 |  |  | 0 |  |  |  | 0
2021 | MN | Lemond Solar | 61072 | MROW | MRO West | SUN | 5 |  | 9469 |  |  | 0 |  |  |  | 0
2021 | MN | Leo Community Solar | 61713 | MROW | MRO West | SUN | 1 |  | 2085 |  |  | 0 |  |  |  | 0
2021 | MN | LeSun CSG, LLC | 61544 | MROW | MRO West | SUN | 5 |  | 9024 |  |  | 0 |  |  |  | 0
2021 | MN | Leven Garden Solar | 63425 | MROW | MRO West | SUN | 1 |  | 1756 |  |  | 0 |  |  |  | 0
2021 | MN | Libra Community Solar | 61709 | MROW | MRO West | SUN | 1 |  | 1796 |  |  | 0 |  |  |  | 0
2021 | MN | Lincoln Heights I | 63432 | MROW | MRO West | WND | 5.2 |  | 11633 |  |  | 0 |  |  |  | 0
2021 | MN | Lincoln Heights II | 63433 | MROW | MRO West | WND | 3.9 |  | 9513 |  |  | 0 |  |  |  | 0
2021 | MN | Lind Solar CSG | 60966 | MROW | MRO West | SUN | 4.9 |  | 1999 |  |  | 0 |  |  |  | 0
2021 | MN | Linden 01 CSG | 63179 | MROW | MRO West | SUN | 1 |  | 1862 |  |  | 0 |  |  |  | 0
2021 | MN | Linden 02 CSG | 63182 | MROW | MRO West | SUN | 1 |  | 1853 |  |  | 0 |  |  |  | 0
2021 | MN | Linden 03 CSG | 63183 | MROW | MRO West | SUN | 1 |  | 1839 |  |  | 0 |  |  |  | 0
2021 | MN | Lindstrom Solar CSG | 61382 | MROW | MRO West | SUN | 3 |  | 5682.999 |  |  | 0 |  |  |  | 0
2021 | MN | Litchfield | 1989 | MROW | MRO West | DFO | 21.9 |  | 408.998 | 4798.002 | 0.74369 | 3.6366 | 0.31 | Estimated using an emission factor | 4798.002 | 0.74369
2021 | MN | Little Falls (MN) | 1896 | MROW | MRO West | WAT | 4.6 |  | 26955 |  |  | 0 |  |  |  | 0
2021 | MN | Loon Garden | 63397 | MROW | MRO West | SUN | 1 |  | 1838 |  |  | 0 |  |  |  | 0
2021 | MN | Lowry CSG2, LLC | 63595 | MROW | MRO West | SUN | 1 |  | 2166 |  |  | 0 |  |  |  | 0
2021 | MN | Lucky Wind | 56412 | MROW | MRO West | WND | 1.7 |  | 4346 |  |  | 0 |  |  |  | 0
2021 | MN | Luverne | 1990 | MROW | MRO West | DFO | 3.5 |  | 314 | 3768 | 0.58404 | 3.72 | 0.31 | Estimated using an emission factor | 3768 | 0.58404
2021 | MN | Lyman Garden | 63937 | MROW | MRO West | SUN | 1 |  | 1684 |  |  | 0 |  |  |  | 0
2021 | MN | Lyra Community Solar | 61182 | MROW | MRO West | SUN | 3 |  | 4734 |  |  | 0 |  |  |  | 0
2021 | MN | Madelia | 30 | MROW | MRO West | DFO | 11.8 |  | -199.999 | 196.999 | 0.030535 | 0 | 0.31 | Estimated using an emission factor | 196.999 | 0.030535
2021 | MN | Malmedal Solar Garden | 63453 | MROW | MRO West | SUN | 1 |  | 1797 |  |  | 0 |  |  |  | 0
2021 | MN | Mankato Energy Center | 56104 | MROW | MRO West | NG | 740.8 |  | 2876419 | 21729285.662 | 6.403 | 0.0044521 | 0.00058934 | EPA/NEI | 21729285.662 | 6.403
2021 | MN | Maple Lake Station | 2042 | MROW | MRO West | DFO | 25 |  | 1222 | 23634.8 | 0.041528 | 0.067967 | 0.0035141 | EPA/NEI | 23634.8 | 0.041528
2021 | MN | Mapleton Community Solar | 60941 | MROW | MRO West | SUN | 3 |  | 4173.999 |  |  | 0 |  |  |  | 0
2021 | MN | Marigold Community Solar Garden, LLC | 63308 | MROW | MRO West | SUN | 1 |  | 1452 |  |  | 0 |  |  |  | 0
2021 | MN | Marion Garden | 63935 | MROW | MRO West | SUN | 1 |  | 1850 |  |  | 0 |  |  |  | 0
2021 | MN | Marmas Solar CSG | 61139 | MROW | MRO West | SUN | 4 |  | 7184 |  |  | 0 |  |  |  | 0
2021 | MN | Marshall (MN) | 1993 | MROW | MRO West | DFO | 18 |  | 117 | 2065 | 0.016992 | 0.29046 | 0.016457 | NEI avg EF - PM, fuel type, firing type | 2065 | 0.016992
2021 | MN | Marshall Solar Energy Project | 59875 | MROW | MRO West | SUN | 62.3 |  | 97314 |  |  | 0 |  |  |  | 0
2021 | MN | Marshall Wind 1 LLC | 56840 | MROW | MRO West | WND | 2.1 |  | 2321 |  |  | 0 |  |  |  | 0
2021 | MN | Marshall Wind 2 LLC | 56824 | MROW | MRO West | WND | 4.2 |  | 4643 |  |  | 0 |  |  |  | 0
2021 | MN | Marshall Wind 3 LLC | 56825 | MROW | MRO West | WND | 4.2 |  | 4643 |  |  | 0 |  |  |  | 0
2021 | MN | Marshall Wind 4 LLC | 56826 | MROW | MRO West | WND | 4.2 |  | 4643 |  |  | 0 |  |  |  | 0
2021 | MN | Marshall Wind 5 LLC | 56827 | MROW | MRO West | WND | 2.1 |  | 2321 |  |  | 0 |  |  |  | 0
2021 | MN | Marshall Wind 6 LLC | 56828 | MROW | MRO West | WND | 2.1 |  | 2321 |  |  | 0 |  |  |  | 0
2021 | MN | Maston Garden Solar | 63434 | MROW | MRO West | SUN | 1 |  | 1356 |  |  | 0 |  |  |  | 0
2021 | MN | McLeod Community Solar One LLC CSG | 63119 | MROW | MRO West | SUN | 1 |  | 1905 |  |  | 0 |  |  |  | 0
2021 | MN | Medin 2 Community Solar LLC CSG | 64504 | MROW | MRO West | SUN | 1 |  | 711 |  |  | 0 |  |  |  | 0
2021 | MN | Medin CSG | 64990 | MROW | MRO West | SUN | 1 |  | 27 |  |  | 0 |  |  |  | 0
2021 | MN | Meeker Community Solar One LLC CSG | 63118 | MROW | MRO West | SUN | 1 |  | 1909 |  |  | 0 |  |  |  | 0
2021 | MN | Melrose | 1994 | MROW | MRO West | DFO | 8.2 |  | 119 | 1277 | 0.19793 | 3.3266 | 0.31 | Estimated using an emission factor | 1277 | 0.19793
2021 | MN | Melrose 2 | 58929 | MROW | MRO West | DFO | 1 |  | 10 | 118 | 0.01829 | 3.658 | 0.31 | Estimated using an emission factor | 118 | 0.01829
2021 | MN | Michael Solar | 60971 | MROW | MRO West | SUN | 3 |  | 7629 |  |  | 0 |  |  |  | 0
2021 | MN | MinnDakota Wind LLC | 56459 | MROW | MRO West | WND | 150 |  | 295380 |  |  | 0 |  |  |  | 0
2021 | MN | Minnesota Breeze LLC | 56587 | MROW | MRO West | WND | 1.3 |  | 2587 |  |  | 0 |  |  |  | 0
2021 | MN | Minnesota River Station | 7844 | MROW | MRO West | NG | 49 |  | 2193 | 16017.468 | 0.052884 | 0.04823 | 0.0066033 | EPA/NEI | 16017.468 | 0.052884
2021 | MN | Minwind | 56002 | MROW | MRO West | WND | 3.8 |  | 5762 |  |  | 0 |  |  |  | 0
2021 | MN | Minwind 3-9 | 56123 | MROW | MRO West | WND | 11.5 |  | 0
2021 | MN | MNDOT Standby Generation | 55824 | MROW | MRO West | DFO | 2 |  | 21 | 218 | 0.03379 | 3.2181 | 0.31 | Estimated using an emission factor | 218 | 0.03379
2021 | MN | Montevideo Solar LLC, CSG | 61870 | MROW | MRO West | SUN | 5 |  | 6204 |  |  | 0 |  |  |  | 0
2021 | MN | Montgomery Winsted CSG | 61456 | MROW | MRO West | SUN | 3 |  | 5030.001 |  |  | 0 |  |  |  | 0
2021 | MN | Monticello Nuclear Facility | 1922 | MROW | MRO West | NUC | 685 |  | 5022858 |  |  | 0 |  |  |  | 0
2021 | MN | Monticello Project CSG | 62105 | MROW | MRO West | SUN | 5 |  | 6613 |  |  | 0 |  |  |  | 0
2021 | MN | Montrose Solar | 60529 | MROW | MRO West | SUN | 3.5 |  | 6505 |  |  | 0 |  |  |  | 0
2021 | MN | MontSun Community Solar | 61586 | MROW | MRO West | SUN | 5 |  | 9167 |  |  | 0 |  |  |  | 0
2021 | MN | Moorhead Wind Turbine | 7855 | MROW | MRO West | WND | 1.4 |  | 1383 |  |  | 0 |  |  |  | 0
2021 | MN | Moose Lake | 1996 | MROW | MRO West | NG | 10.2 |  | 503.001 | 5221.001 | 0.60326 | 2.3986 | 0.23109 | Estimated using an emission factor | 5221.001 | 0.60326
2021 | MN | Mora | 1997 | MROW | MRO West | DFO | 13.8 |  | 588.001 | 10359.999 | 0.81561 | 2.7742 | 0.15745 | Estimated using an emission factor | 10359.999 | 0.81561
2021 | MN | Moraine II Wind LLC | 56794 | MROW | MRO West | WND | 49.5 |  | 93953 |  |  | 0 |  |  |  | 0
2021 | MN | Moraine Wind LLC | 56174 | MROW | MRO West | WND | 51 |  | 71344 |  |  | 0 |  |  |  | 0
2021 | MN | Morgan Community Solar | 60942 | MROW | MRO West | SUN | 3 |  | 4956.999 |  |  | 0 |  |  |  | 0
2021 | MN | Moulton Wind Power | 55981 | MROW | MRO West | WND | 2 |  | 0
2021 | MN | Mountain Lake | 1998 | MROW | MRO West | WND | 9.2 |  | 2737.001 | 303 | 0.046965 | 0.034319 | 0.31 | EPA/NEI; Estimated using an emission factor | 303 | 0.046965
2021 | MN | Mower County Wind Energy Center | 56424 | MROW | MRO West | WND | 98.9 |  | 27072 |  |  | 0 |  |  |  | 0
2021 | MN | MSC-Chisago01 LLC CSG | 62536 | MROW | MRO West | SUN | 1 |  | 1943 |  |  | 0 |  |  |  | 0
2021 | MN | MSC-Chisago02 LLC | 62538 | MROW | MRO West | SUN | 1 |  | 1713 |  |  | 0 |  |  |  | 0
2021 | MN | MSC-Empire01, LLC | 62740 | MROW | MRO West | SUN | 1 |  | 1661 |  |  | 0 |  |  |  | 0
2021 | MN | MSC-GreyCloud01 Community Solar | 62143 | MROW | MRO West | SUN | 1 |  | 1625 |  |  | 0 |  |  |  | 0
2021 | MN | MSC-Rice01 LLC CSG | 62537 | MROW | MRO West | SUN | 1 |  | 1954 |  |  | 0 |  |  |  | 0
2021 | MN | MSC-Scandia01 CSG | 62144 | MROW | MRO West | SUN | 1 |  | 1788 |  |  | 0 |  |  |  | 0
2021 | MN | MSC-Scott01 LLC | 62535 | MROW | MRO West | SUN | 1 |  | 1656 |  |  | 0 |  |  |  | 0
2021 | MN | Mud Garden Solar | 63427 | MROW | MRO West | SUN | 1 |  | 1853 |  |  | 0 |  |  |  | 0
2021 | MN | Nautilus Lindstrom Solar (CSG) | 62030 | MROW | MRO West | SUN | 2 |  | 3582 |  |  | 0 |  |  |  | 0
2021 | MN | Nautilus Saint Cloud Solar (CSG) | 62031 | MROW | MRO West | SUN | 5 |  | 8743 |  |  | 0 |  |  |  | 0
2021 | MN | Nautilus Winsted Solar (CSG) | 62032 | MROW | MRO West | SUN | 3 |  | 5747 |  |  | 0 |  |  |  | 0
2021 | MN | Nesvold Watertown Solar | 60958 | MROW | MRO West | SUN | 5 |  | 9002 |  |  | 0 |  |  |  | 0
2021 | MN | New Germany Community Solar Garden | 61571 | MROW | MRO West | SUN | 1 |  | 1860 |  |  | 0 |  |  |  | 0
2021 | MN | New Munich Solar | 63402 | MROW | MRO West | SUN | 1 |  | 2213 |  |  | 0 |  |  |  | 0
2021 | MN | New Prague | 1999 | MROW | MRO West | NG | 16.9 |  | -66 | 12967.999 | 0.0027362 | 0 | 0.000422 | Estimated using an emission factor | 12967.999 | 0.0027362
2021 | MN | New Ulm | 2001 | MROW | MRO West | DFO | 78.5 | 0.12133 | 7176 | 496.016 | 0.00012923 | 3.6016e-05 | 0.00052106 | EPA/NEI | 4088 | 0.001065
2021 | MN | Nicollet Community Solar One LLC | 63120 | MROW | MRO West | SUN | 1 |  | 1953 |  |  | 0 |  |  |  | 0
2021 | MN | Nicollet Garden | 63938 | MROW | MRO West | SUN | 1 |  | 1832 |  |  | 0 |  |  |  | 0
2021 | MN | Noble Ridge LLC | 55782 | MROW | MRO West | WND | 1.5 |  | 841 |  |  | 0 |  |  |  | 0
2021 | MN | Nobles 2 Wind Project | 62364 | MROW | MRO West | WND | 250 |  | 936638 |  |  | 0 |  |  |  | 0
2021 | MN | Nobles Wind Project | 57047 | MROW | MRO West | WND | 201 |  | 343970 |  |  | 0 |  |  |  | 0
2021 | MN | North Branch (MN) | 2002 | MROW | MRO West | DFO | 11 |  | 567 | 5128 | 0.79484 | 2.8037 | 0.31 | Estimated using an emission factor | 5128 | 0.79484
2021 | MN | North Star Solar Project | 59852 | MROW | MRO West | SUN | 100 |  | 204527 |  |  | 0 |  |  |  | 0
2021 | MN | Northern Lights Wind LLC | 56411 | MROW | MRO West | WND | 1.7 |  | 4523 |  |  | 0 |  |  |  | 0
2021 | MN | Northfield Community Solar | 60717 | MROW | MRO West | SUN | 5 |  | 8006 |  |  | 0 |  |  |  | 0
2021 | MN | Northfield Holdco CSG | 61451 | MROW | MRO West | SUN | 5 |  | 10511 |  |  | 0 |  |  |  | 0
2021 | MN | Northfield Solar CSG | 62708 | MROW | MRO West | SUN | 5 |  | 9752 |  |  | 0 |  |  |  | 0
2021 | MN | Northshore Mining Silver Bay Power | 10849 | MROW | MRO West | SUB | 131.6 | 1 | 0
2021 | MN | Novel - OYA of Mapleton CSG | 61060 | MROW | MRO West | SUN | 3.5 |  | 4835 |  |  | 0 |  |  |  | 0
2021 | MN | Novel Bartel Solar CSG | 63004 | MROW | MRO West | SUN | 1 |  | 1772 |  |  | 0 |  |  |  | 0
2021 | MN | Novel Benedix Solar CSG | 63010 | MROW | MRO West | SUN | 1 |  | 1965 |  |  | 0 |  |  |  | 0
2021 | MN | Novel Brooten Solar CSG | 62961 | MROW | MRO West | SUN | 1 |  | 1777 |  |  | 0 |  |  |  | 0
2021 | MN | Novel Byron Solar CSG | 62985 | MROW | MRO West | SUN | 1 |  | 1538 |  |  | 0 |  |  |  | 0
2021 | MN | Novel Debra Solar LLC CSG | 63247 | MROW | MRO West | SUN | 1 |  | 1815 |  |  | 0 |  |  |  | 0
2021 | MN | Novel DeCook Solar CSG | 62979 | MROW | MRO West | SUN | 1 |  | 1872 |  |  | 0 |  |  |  | 0
2021 | MN | Novel Haley Solar CSG | 63005 | MROW | MRO West | SUN | 1 |  | 1886 |  |  | 0 |  |  |  | 0
2021 | MN | Novel Herber Solar CSG | 62966 | MROW | MRO West | SUN | 1 |  | 1956 |  |  | 0 |  |  |  | 0
2021 | MN | Novel Herickhoff Solar CSG | 62967 | MROW | MRO West | SUN | 1 |  | 2029 |  |  | 0 |  |  |  | 0
2021 | MN | Novel Historical Society Solar CSG | 62963 | MROW | MRO West | SUN | 1 |  | 1608 |  |  | 0 |  |  |  | 0
2021 | MN | Novel Huneke Solar LLC CSG | 64487 | MROW | MRO West | SUN | 1 |  | 257 |  |  | 0 |  |  |  | 0
2021 | MN | Novel Jewison Solar CSG | 62984 | MROW | MRO West | SUN | 1 |  | 1021 |  |  | 0 |  |  |  | 0
2021 | MN | Novel Kanewischer Solar CSG | 62986 | MROW | MRO West | SUN | 1 |  | 1825 |  |  | 0 |  |  |  | 0
2021 | MN | Novel Martin Solar One LLC (McLeod) CSG | 62779 | MROW | MRO West | SUN | 1 |  | 1730 |  |  | 0 |  |  |  | 0
2021 | MN | Novel MNDot Solar CSG | 63007 | MROW | MRO West | SUN | 1 |  | 1892 |  |  | 0 |  |  |  | 0
2021 | MN | Novel Novak Solar LLC CSG | 64153 | MROW | MRO West | SUN | 1 |  | 324 |  |  | 0 |  |  |  | 0
2021 | MN | Novel OYA of Osakis CSG | 61059 | MROW | MRO West | SUN | 5 |  | 8412 |  |  | 0 |  |  |  | 0
2021 | MN | Novel Pederson Solar CSG | 62983 | MROW | MRO West | SUN | 1 |  | 1825 |  |  | 0 |  |  |  | 0
2021 | MN | Novel Peter Solar CSG | 63009 | MROW | MRO West | SUN | 1 |  | 254 |  |  | 0 |  |  |  | 0
2021 | MN | Novel Reber Solar CSG | 62962 | MROW | MRO West | SUN | 1 |  | 1956 |  |  | 0 |  |  |  | 0
2021 | MN | Novel Schmoll Farms Solar CSG | 62982 | MROW | MRO West | SUN | 1 |  | 1808 |  |  | 0 |  |  |  | 0
2021 | MN | Novel Stavem Solar LLC CSG | 64482 | MROW | MRO West | SUN | 1 |  | 373 |  |  | 0 |  |  |  | 0
2021 | MN | Novel Wayne Solar LLC CSG | 63249 | MROW | MRO West | SUN | 1 |  | 1947 |  |  | 0 |  |  |  | 0
2021 | MN | Novel Winegar Partnership Solar CSG | 63008 | MROW | MRO West | SUN | 1 |  | 1487 |  |  | 0 |  |  |  | 0
2021 | MN | Oak Glen Wind Farm | 57432 | MROW | MRO West | WND | 44 |  | 83457 |  |  | 0 |  |  |  | 0
2021 | MN | Odell Wind Farm | 58657 | MROW | MRO West | WND | 200 |  | 720395 |  |  | 0 |  |  |  | 0
2021 | MN | Odin Wind Farm LLC | 56755 | MROW | MRO West | WND | 20 |  | 50998 |  |  | 0 |  |  |  | 0
2021 | MN | Olinda Trail Solar | 63401 | MROW | MRO West | SUN | 1 |  | 2148 |  |  | 0 |  |  |  | 0
2021 | MN | Olmsted Waste Energy | 50413 | MROW | MRO West | MSW | 11.3 | 0.18149 | 35873.58 | 202807.561 | 15.8197 | 0.88197 | 0.15601 | Estimated using an emission factor | 1117484.001 | 87.1678
2021 | MN | OREG 3 Inc | 57281 | MROW | MRO West | WH | 5 |  | 39209 |  |  | 0 |  |  |  | 0
2021 | MN | Orion Community Solar | 60716 | MROW | MRO West | SUN | 3 |  | 4041 |  |  | 0 |  |  |  | 0
2021 | MN | Owatonna | 2003 | MROW | MRO West | NG | 19 |  | 271 | 4232 | 0.016963 | 0.12519 | 0.0080165 | NEI avg EF - PM, fuel type | 4232 | 0.016963
2021 | MN | Owatonna Energy Station | 60254 | MROW | MRO West | NG | 38.8 |  | 32424 | 319083 | 0.067327 | 0.0041529 | 0.000422 | Estimated using an emission factor | 319083 | 0.067327
2021 | MN | Palmer Community Solar LLC CSG | 64503 | MROW | MRO West | SUN | 1 |  | 687 |  |  | 0 |  |  |  | 0
2021 | MN | Palmer's Creek Wind Farm, LLC | 62291 | MROW | MRO West | WND | 44.6 |  | 129347 |  |  | 0 |  |  |  | 0
2021 | MN | Paulson Community (CSG) | 63678 | MROW | MRO West | SUN | 1 |  | 1720 |  |  | 0 |  |  |  | 0
2021 | MN | Paynesville Community Solar | 60715 | MROW | MRO West | SUN | 5 |  | 8551 |  |  | 0 |  |  |  | 0
2021 | MN | Paynesville CSG1, LLC | 63596 | MROW | MRO West | SUN | 1 |  | 2315 |  |  | 0 |  |  |  | 0
2021 | MN | Paynesville Solar | 60530 | MROW | MRO West | SUN | 10 |  | 21234 |  |  | 0 |  |  |  | 0
2021 | MN | Pegasus Community Solar | 61175 | MROW | MRO West | SUN | 2 |  | 2986 |  |  | 0 |  |  |  | 0
2021 | MN | Pillager | 1898 | MROW | MRO West | WAT | 1.6 |  | 5917 |  |  | 0 |  |  |  | 0
2021 | MN | Pine Island Solar | 60531 | MROW | MRO West | SUN | 4 |  | 7920 |  |  | 0 |  |  |  | 0
2021 | MN | Pine Island Solar CSG | 60835 | MROW | MRO West | SUN | 3.9 |  | 6219 |  |  | 0 |  |  |  | 0
2021 | MN | Pipestone City Solar LLC CSG | 63726 | MROW | MRO West | SUN | 1 |  | 490 |  |  | 0 |  |  |  | 0
2021 | MN | Plato CSG1, LLC | 63597 | MROW | MRO West | SUN | 1 |  | 2097 |  |  | 0 |  |  |  | 0
2021 | MN | Pleasant Valley Station | 7843 | MROW | MRO West | NG | 467.8 |  | 126705.001 | 1551132.132 | 0.47586 | 0.0075113 | 0.00061356 | EPA/NEI | 1551132.132 | 0.47586
2021 | MN | Pleasant Valley Wind Farm | 59201 | MROW | MRO West | WND | 200 |  | 707870 |  |  | 0 |  |  |  | 0
2021 | MN | POET Biorefining Lake Crystal | 58197 | MROW | MRO West | NG | 7 | 0.05117 | 8011 | 47855.225 | 0.24868 | 0.062084 | 0.010393 | EPA/NEI; Estimated using an emission factor | 935229 | 4.8598
2021 | MN | PopeSun CSG, LLC | 61542 | MROW | MRO West | SUN | 5 |  | 8546 |  |  | 0 |  |  |  | 0
2021 | MN | Porcher CSG | 63348 | MROW | MRO West | SUN | 0.9
2021 | MN | Porter Way Community Solar Garden | 61500 | MROW | MRO West | SUN | 3 |  | 4961 |  |  | 0 |  |  |  | 0
2021 | MN | Prairie Island | 1925 | MROW | MRO West | NUC | 1186.2 |  | 9099913 |  |  | 0 |  |  |  | 0
2021 | MN | Prairie River | 378 | MROW | MRO West | WAT | 1 |  | 1387 |  |  | 0 |  |  |  | 0
2021 | MN | Prairie Rose Wind Farm | 57644 | MROW | MRO West | WND | 200 |  | 631523 |  |  | 0 |  |  |  | 0
2021 | MN | Prairie Star Wind Farm | 56494 | MROW | MRO West | WND | 100.7 |  | 244613 |  |  | 0 |  |  |  | 0
2021 | MN | Prawer Project CSG | 63176 | MROW | MRO West | SUN | 1 |  | 1860 |  |  | 0 |  |  |  | 0
2021 | MN | Preston (MN) | 2004 | MROW | MRO West | NG | 3.7 |  | 256 | 2220 | 0.056192 | 0.439 | 0.050624 | Estimated using an emission factor | 2220 | 0.056192
2021 | MN | Primrose Solar, LLC | 63314 | MROW | MRO West | SUN | 1 |  | 1866 |  |  | 0 |  |  |  | 0
2021 | MN | Princeton (MN) | 2005 | MROW | MRO West | DFO | 12.3 |  | 698.999 | 9221.001 | 1.4293 | 4.0894 | 0.31 | Estimated using an emission factor | 9221.001 | 1.4293
2021 | MN | Randolph CSG PV1-5 | 62209 | MROW | MRO West | SUN | 5 |  | 7965 |  |  | 0 |  |  |  | 0
2021 | MN | Rapidan Hydro Facility | 52054 | MROW | MRO West | WAT | 6.8
2021 | MN | Rapids Energy Center | 10686 | MROW | MRO West | NG | 28.4 | 0.13733 | 46434 | 254404.722 | 1.2097 | 0.052103 | 0.0095098 | EPA/NEI; Estimated using an emission factor | 1852475.34 | 8.8083
2021 | MN | Red Lake Falls Community Hybrid | 63689 | MROW | MRO West | SUN | 5.6 |  | 17426 |  |  | 0 |  |  |  | 0
2021 | MN | Red Maple Solar | 60962 | MROW | MRO West | SUN | 3 |  | 5750.001 |  |  | 0 |  |  |  | 0
2021 | MN | Red Pine Wind Project | 61357 | MROW | MRO West | WND | 200 |  | 724264 |  |  | 0 |  |  |  | 0
2021 | MN | Red Wing | 1926 | MROW | MRO West | MSW | 23 |  | 132086 | 2505286.358 |  |  |  |  | 2505286.358
2021 | MN | Red Wing Community Solar | 60796 | MROW | MRO West | SUN | 4.9 |  | 8699 |  |  | 0 |  |  |  | 0
2021 | MN | Redwood Falls | 2009 | MROW | MRO West | WAT | 8.5 |  | 1535 | 5337 | 0.22831 | 0.29747 | 0.085556 | EPA/NEI; Estimated using an emission factor | 5337 | 0.22831
2021 | MN | Redwood Falls Wind | 56414 | MROW | MRO West | WND | 3.4 |  | 9438 |  |  | 0 |  |  |  | 0
2021 | MN | REG Juhl Glenville Wind, LLC | 64130 | MROW | MRO West | WND | 2.5 |  | 8070 |  |  | 0 |  |  |  | 0
2021 | MN | Rengstorf Solar CSG | 61383 | MROW | MRO West | SUN | 5 |  | 9692 |  |  | 0 |  |  |  | 0
2021 | MN | Rice Two Solar CSG | 64480 | MROW | MRO West | SUN | 0.8
2021 | MN | Richmond CSG | 61427 | MROW | MRO West | SUN | 5 |  | 9596 |  |  | 0 |  |  |  | 0
2021 | MN | Ridgewind | 57386 | MROW | MRO West | WND | 25.3 |  | 80511 |  |  | 0 |  |  |  | 0
2021 | MN | Riverside (1927) | 1927 | MROW | MRO West | NG | 585.9 |  | 1369337 | 9851763.113 | 1.7178 | 0.002509 | 0.00034873 | EPA/NEI | 9851763.113 | 1.7178
2021 | MN | RJC CSG, LLC | 63816 | MROW | MRO West | SUN | 1 |  | 1056 |  |  | 0 |  |  |  | 0
2021 | MN | RJC I CSG | 61504 | MROW | MRO West | SUN | 1 |  | 1931 |  |  | 0 |  |  |  | 0
2021 | MN | RJC II Community Solar Garden | 61670 | MROW | MRO West | SUN | 1 |  | 1930 |  |  | 0 |  |  |  | 0
2021 | MN | Roberds Garden CSG | 63480 | MROW | MRO West | SUN | 1 |  | 1762 |  |  | 0 |  |  |  | 0
2021 | MN | Rochester Hydro | 2007 | MROW | MRO West | WAT | 2.6 |  | 8945 |  |  | 0 |  |  |  | 0
2021 | MN | Rock County Wind Fuel, LLC | 63460 | MROW | MRO West | WND | 5 |  | 19401 |  |  | 0 |  |  |  | 0
2021 | MN | Rock Lake Station | 6741 | MROW | MRO West | DFO | 25 |  | 1221 | 23970.5 | 0.042378 | 0.069415 | 0.0035358 | EPA/NEI | 23970.5 | 0.042378
2021 | MN | Rollingstone Holdco CSG | 62037 | MROW | MRO West | SUN | 4.8 |  | 329 |  |  | 0 |  |  |  | 0
2021 | MN | Rosemount Community Solar | 60714 | MROW | MRO West | SUN | 5 |  | 8423 |  |  | 0 |  |  |  | 0
2021 | MN | Rushford Village | 64932 | MROW | MRO West | SUN | 1 |  | 131 |  |  | 0 |  |  |  | 0
2021 | MN | Ruthton Ridge LLC | 55571 | MROW | MRO West | WND | 1.9 |  | 5308 |  |  | 0 |  |  |  | 0
2021 | MN | S&P Windfarm LLC | 56208 | MROW | MRO West | WND | 2 |  | 1081 |  |  | 0 |  |  |  | 0
2021 | MN | Sacred Heart CSG1, LLC | 63598 | MROW | MRO West | SUN | 1 |  | 874 |  |  | 0 |  |  |  | 0
2021 | MN | SAF Hydroelectric LLC | 57665 | MROW | MRO West | WAT | 9.6 |  | 35639.008 |  |  | 0 |  |  |  | 0
2021 | MN | Sagitta Community Solar | 61708 | MROW | MRO West | SUN | 1 |  | 1787 |  |  | 0 |  |  |  | 0
2021 | MN | Saint Marys Hospital Power Plant | 54262 | MROW | MRO West | NG | 16 | 0.32219 | 53771.799 | 283956.242 | 1.431 | 0.053226 | 0.010079 | EPA/NEI; Estimated using an emission factor | 881331 | 4.4416
2021 | MN | Sappi Cloquet Mill | 50639 | MROW | MRO West | BLQ | 94.5 | 0.17411 | 506742.31 | 2782690.901 | 13.052 | 0.051513 | 0.0093808 | EPA/NEI; Estimated using an emission factor | 15982080.424 | 74.9627
2021 | MN | Sartell Dam | 50252 | MROW | MRO West | WAT | 9.3 |  | 22188.002 |  |  | 0 |  |  |  | 0
2021 | MN | Sartell Holdco CSG | 62036 | MROW | MRO West | SUN | 5 |  | 9649 |  |  | 0 |  |  |  | 0
2021 | MN | Scandia Community Solar Garden | 61669 | MROW | MRO West | SUN | 2.5 |  | 3384 |  |  | 0 |  |  |  | 0
2021 | MN | Scandia CSG | 61585 | MROW | MRO West | SUN | 5 |  | 9318 |  |  | 0 |  |  |  | 0
2021 | MN | Scanlon | 1899 | MROW | MRO West | WAT | 1.6 |  | 4709 |  |  | 0 |  |  |  | 0
2021 | MN | School Sisters CSG | 61516 | MROW | MRO West | SUN | 1 |  | 1750 |  |  | 0 |  |  |  | 0
2021 | MN | Schueler Community Solar | 63658 | MROW | MRO West | SUN | 1 |  | 1843 |  |  | 0 |  |  |  | 0
2021 | MN | Schull CSG | 64413 | MROW | MRO West | SUN | 1 |  | 2345 |  |  | 0 |  |  |  | 0
2021 | MN | Schultz CSG | 62088 | MROW | MRO West | SUN | 1.8 |  | 3125 |  |  | 0 |  |  |  | 0
2021 | MN | Schwinghamer Project CSG | 63177 | MROW | MRO West | SUN | 1 |  | 1885 |  |  | 0 |  |  |  | 0
2021 | MN | Severson Garden | 63934 | MROW | MRO West | SUN | 1 |  | 1774 |  |  | 0 |  |  |  | 0
2021 | MN | Shakopee Energy Park | 60647 | MROW | MRO West | NG | 46.5 | 1 | 46013 | 390314 | 0.082356 | 0.0035797 | 0.000422 | Estimated using an emission factor | 390314 | 0.082356
2021 | MN | Shakopee Met Council WTP | 60919 | MROW | MRO West | SUN | 1.3 |  | 1629 |  |  | 0 |  |  |  | 0
2021 | MN | Shane's Wind Machine | 56577 | MROW | MRO West | WND | 1.3 |  | 6169 |  |  | 0 |  |  |  | 0
2021 | MN | Shaokatan Hills LLC | 55354 | MROW | MRO West | WND | 11.8 |  | 30671 |  |  | 0 |  |  |  | 0
2021 | MN | Sherburne Community Solar | 61672 | MROW | MRO West | SUN | 5 |  | 9400 |  |  | 0 |  |  |  | 0
2021 | MN | Sherburne Community Solar One LLC CSG | 63122 | MROW | MRO West | SUN | 1 |  | 1886 |  |  | 0 |  |  |  | 0
2021 | MN | Sherburne County | 6090 | MROW | MRO West | SUB | 2469.3 | 0.9454 | 9201847 | 96630278.337 | 285.5978 | 0.062074 | 0.0059111 | EPA/NEI | 102210602.621 | 302.0908
2021 | MN | Sherburne North Project CSG | 61762 | MROW | MRO West | SUN | 5 |  | 7196 |  |  | 0 |  |  |  | 0
2021 | MN | Siems Solar Project CSG | 63657 | MROW | MRO West | SUN | 1 |  | 2007 |  |  | 0 |  |  |  | 0
2021 | MN | Silver Lake Garden | 63936 | MROW | MRO West | SUN | 1 |  | 1775 |  |  | 0 |  |  |  | 0
2021 | MN | Slayton Solar | 58164 | MROW | MRO West | SUN | 1.7 |  | 2814 |  |  | 0 |  |  |  | 0
2021 | MN | Sleepy Eye | 2011 | MROW | MRO West | DFO | 11.4 |  | 97.002 | 985.998 | 0.15283 | 3.1511 | 0.31 | Estimated using an emission factor | 985.998 | 0.15283
2021 | MN | SMMPA Methane Energy Facility | 57903 | MROW | MRO West | LFG | 1.6 |  | 7264 | 72956 | 0.53623 | 0.14764 | 0.0147 | Estimated using an emission factor | 72956 | 0.53623
2021 | MN | Sobania Community Solar LLC | 63791 | MROW | MRO West | SUN | 1 |  | 2049 |  |  | 0 |  |  |  | 0
2021 | MN | SolarClub 10 LLC | 65448 | MROW | MRO West | SUN | 1
2021 | MN | SolarClub 15 LLC | 65449 | MROW | MRO West | SUN | 1
2021 | MN | SolarClub 20 LLC | 65451 | MROW | MRO West | SUN | 1
2021 | MN | SolarClub 23 LLC | 65452 | MROW | MRO West | SUN | 1
2021 | MN | SolarClub 28 LLC | 65453 | MROW | MRO West | SUN | 1
2021 | MN | SolarClub 35 LLC | 65455 | MROW | MRO West | SUN | 1
2021 | MN | Soliloquoy Ridge LLC | 55570 | MROW | MRO West | WND | 1.9 |  | 5308 |  |  | 0 |  |  |  | 0
2021 | MN | Solway Plant | 7947 | MROW | MRO West | NG | 51.3 |  | 110461 | 1136356.396 | 0.19987 | 0.0036188 | 0.00035177 | EPA/NEI | 1136356.396 | 0.19987
2021 | MN | South Fork Wind Farm | 58691 | MROW | MRO West | WND | 13 |  | 38230 |  |  | 0 |  |  |  | 0
2021 | MN | South Generation | 7982 | MROW | MRO West | DFO | 6.6 |  | 426.999 | 4079.001 | 0.63225 | 2.9613 | 0.31 | Estimated using an emission factor | 4079.001 | 0.63225
2021 | MN | Southeast Steam Plant | 57966 | MROW | MRO West | NG | 13 | 0.040143 | 914 | 6197.125 | 0.029467 | 0.064479 | 0.0095099 | NEI avg EF - PM, fuel type | 154377.1 | 0.73405
2021 | MN | Southern Minnesota Beet Sugar | 54533 | MROW | MRO West | SUB | 7.5 | 0.023763 | 16862 | 95173.626 | 0.65771 | 0.078011 | 0.013821 | NEI avg EF - PM, fuel type | 4005178 | 27.678
2021 | MN | Spartan Hills LLC | 55569 | MROW | MRO West | WND | 1.9 |  | 5308 |  |  | 0 |  |  |  | 0
2021 | MN | Spica Community Solar | 60943 | MROW | MRO West | SUN | 2 |  | 3525 |  |  | 0 |  |  |  | 0
2021 | MN | Spring Valley | 2013 | MROW | MRO West | DFO | 7.1 | 1 | 371 | 3783.001 | 0.58637 | 3.161 | 0.31 | Estimated using an emission factor | 3783.001 | 0.58637
2021 | MN | Springfield (MN) | 2012 | MROW | MRO West | DFO | 9 |  | 0
2021 | MN | Spruce Ridge Gas Recovery | 57017 | MROW | MRO West | LFG | 3.2 |  | 15854 | 200683 | 1.475 | 0.18608 | 0.0147 | Estimated using an emission factor | 200683 | 1.475
2021 | MN | St James | 1929 | MROW | MRO West | DFO | 12 |  | 100.998 | 885 | 0.13717 | 2.7164 | 0.31 | Estimated using an emission factor | 885 | 0.13717
2021 | MN | St Paul Cogeneration | 56643 | MROW | MRO West | WDS | 37 | 0.39772 | 154204 | 1024916.279 | 5.319 | 0.068986 | 0.010379 | NEI avg EF - PM, fuel type | 2576956.264 | 13.3736
2021 | MN | St. Bonifacius Station | 6824 | MROW | MRO West | DFO | 61.2 |  | 1994 | 89043 | 0.089349 | 0.089618 | 0.0020069 | EPA/NEI | 89043 | 0.089349
2021 | MN | St. Charles Power Plant | 56100 | MROW | MRO West | DFO | 8.8 |  | 101 | 906 | 0.14043 | 2.7808 | 0.31 | Estimated using an emission factor | 906 | 0.14043
2021 | MN | St. Charles Solar | 62869 | MROW | MRO West | SUN | 2 |  | 3491 |  |  | 0 |  |  |  | 0
2021 | MN | St. Cloud Hydro | 64242 | MROW | MRO West | WAT | 8.6 |  | 38897 |  |  | 0 |  |  |  | 0
2021 | MN | St. Cloud Solar CSG | 61384 | MROW | MRO West | SUN | 5 |  | 9261 |  |  | 0 |  |  |  | 0
2021 | MN | St. Olaf StandBy Generators | 58996 | MROW | MRO West | DFO | 4.1 |  | 319 | 7727.999 | 1.1978 | 7.51 | 0.31 | Estimated using an emission factor | 7727.999 | 1.1978
2021 | MN | St. Olaf Wind Turbine | 58995 | MROW | MRO West | WND | 1.6 |  | 2479 |  |  | 0 |  |  |  | 0
2021 | MN | St. Paul Intl Airport Red & Blue Parking | 59709 | MROW | MRO West | SUN | 3.2 |  | 3093 |  |  | 0 |  |  |  | 0
2021 | MN | STAG St. Paul Project CSG | 63178 | MROW | MRO West | SUN | 1 |  | 1298 |  |  | 0 |  |  |  | 0
2021 | MN | Stahl Wind Energy | 56409 | MROW | MRO West | WND | 1.7 |  | 4810 |  |  | 0 |  |  |  | 0
2021 | MN | Star Garden | 63395 | MROW | MRO West | SUN | 1 |  | 1812 |  |  | 0 |  |  |  | 0
2021 | MN | Stearns Community Solar One LLC CSG | 63121 | MROW | MRO West | SUN | 1 |  | 1486 |  |  | 0 |  |  |  | 0
2021 | MN | Stearns Solar I | 63400 | MROW | MRO West | SUN | 1 |  | 2285 |  |  | 0 |  |  |  | 0
2021 | MN | Stevens Community Medical Center | 56245 | MROW | MRO West | DFO | 1 |  | 20 | 325 | 0.050375 | 5.0375 | 0.31 | Estimated using an emission factor | 325 | 0.050375
2021 | MN | Stevens Community Solar LLC | 63794 | MROW | MRO West | SUN | 1 |  | 2065 |  |  | 0 |  |  |  | 0
2021 | MN | Stewart CSG1, LLC | 63599 | MROW | MRO West | SUN | 1 |  | 970 |  |  | 0 |  |  |  | 0
2021 | MN | Stockton (MN) | 64930 | MROW | MRO West | SUN | 2 |  | 266 |  |  | 0 |  |  |  | 0
2021 | MN | Stoneray Power Partners, LLC | 62269 | MROW | MRO West | WND | 100 |  | 351601 |  |  | 0 |  |  |  | 0
2021 | MN | Straight Garden Solar | 63424 | MROW | MRO West | SUN | 1 |  | 1817 |  |  | 0 |  |  |  | 0
2021 | MN | Strandness Garden | 63367 | MROW | MRO West | SUN | 1 |  | 1824 |  |  | 0 |  |  |  | 0
2021 | MN | Studenski Community Solar LLC CSG | 63793 | MROW | MRO West | SUN | 1 |  | 1446 |  |  | 0 |  |  |  | 0
2021 | MN | Sun River LLC | 55562 | MROW | MRO West | WND | 1.9 |  | 4476 |  |  | 0 |  |  |  | 0
2021 | MN | SunE Feely 1 CSG, LLC | 61478 | MROW | MRO West | SUN | 5 |  | 8719 |  |  | 0 |  |  |  | 0
2021 | MN | SunE Stolee CSG, LLC | 61485 | MROW | MRO West | SUN | 3 |  | 5426.001 |  |  | 0 |  |  |  | 0
2021 | MN | Sunrise Community Solar | 60713 | MROW | MRO West | SUN | 5 |  | 8120 |  |  | 0 |  |  |  | 0
2021 | MN | Sunset Breeze LLC | 56586 | MROW | MRO West | WND | 1.3 |  | 2587 |  |  | 0 |  |  |  | 0
2021 | MN | Svihel Community Solar LLC CSG | 63792 | MROW | MRO West | SUN | 1 |  | 1604 |  |  | 0 |  |  |  | 0
2021 | MN | Swan Garden | 64697 | MROW | MRO West | SUN | 1 |  | 366 |  |  | 0 |  |  |  | 0
2021 | MN | Sylvan | 1900 | MROW | MRO West | WAT | 1.8 |  | 8943 |  |  | 0 |  |  |  | 0
2021 | MN | Syncarpha Clara City CSG I (Stamer) | 61980 | MROW | MRO West | SUN | 1 |  | 1940 |  |  | 0 |  |  |  | 0
2021 | MN | Syncarpha Dodge 1 CSG | 62053 | MROW | MRO West | SUN | 1 |  | 1904 |  |  | 0 |  |  |  | 0
2021 | MN | Syncarpha Prinsburg CSG (Ledeboer) | 61979 | MROW | MRO West | SUN | 1 |  | 1860 |  |  | 0 |  |  |  | 0
2021 | MN | T Luhman CSG | 64056 | MROW | MRO West | SUN | 1 |  | 505 |  |  | 0 |  |  |  | 0
2021 | MN | Taconite Harbor Energy Center | 10075 | MROW | MRO West | SUB | 168 |  | 0
2021 | MN | Taconite Ridge 1 Wind Energy Center | 56630 | MROW | MRO West | WND | 25 |  | 55178 |  |  | 0 |  |  |  | 0
2021 | MN | Tatanka Wi | 61680 | MROW | MRO West | SUN | 7.1 |  | 12666 |  |  | 0 |  |  |  | 0
2021 | MN | Taurus Community Solar | 61174 | MROW | MRO West | SUN | 4 |  | 5087 |  |  | 0 |  |  |  | 0
2021 | MN | Taylors Falls CSG | 61428 | MROW | MRO West | SUN | 5 |  | 8543 |  |  | 0 |  |  |  | 0
2021 | MN | TG Windfarm LLC | 56199 | MROW | MRO West | WND | 2 |  | 3317 |  |  | 0 |  |  |  | 0
2021 | MN | Thief River Falls | 2014 | MROW | MRO West | WAT | 6.5 |  | 1193 | 94 | 0.01457 | 0.024426 | 0.31 | EPA/NEI; Estimated using an emission factor | 94 | 0.01457
2021 | MN | Thomson | 1901 | MROW | MRO West | WAT | 72.6 |  | 184660 |  |  | 0 |  |  |  | 0
2021 | MN | Thomson Reuters Campus Bldg A-D | 55133 | MROW | MRO West | DFO | 14 |  | 625.002 | 5187 | 0.80398 | 2.5727 | 0.31 | Estimated using an emission factor | 5187 | 0.80398
2021 | MN | Thomson Reuters Data Center Bldg ES101 | 57207 | MROW | MRO West | DFO | 1.2 |  | 28 | 237 | 0.036735 | 2.6239 | 0.31 | Estimated using an emission factor | 237 | 0.036735
2021 | MN | Thomson Reuters Data Center Bldg H | 57208 | MROW | MRO West | DFO | 8 |  | 168 | 1629 | 0.2525 | 3.0059 | 0.31 | Estimated using an emission factor | 1629 | 0.2525
2021 | MN | Tiller CSG | 62098 | MROW | MRO West | SUN | 5 |  | 9358 |  |  | 0 |  |  |  | 0
2021 | MN | Tofteland Windfarm LLC | 56202 | MROW | MRO West | WND | 2 |  | 3317 |  |  | 0 |  |  |  | 0
2021 | MN | Trimont Area Wind Farm | 56296 | MROW | MRO West | WND | 100.5 |  | 352434 |  |  | 0 |  |  |  | 0
2021 | MN | Truman | 2015 | MROW | MRO West | DFO | 6.2 |  | 15.001 | 130 | 0.02015 | 2.6865 | 0.31 | Estimated using an emission factor | 130 | 0.02015
2021 | MN | Tsar Nicholas LLC | 55561 | MROW | MRO West | WND | 1.9 |  | 4476 |  |  | 0 |  |  |  | 0
2021 | MN | Tweite Community Solar LLC | 64099 | MROW | MRO West | SUN | 1 |  | 2096 |  |  | 0 |  |  |  | 0
2021 | MN | Twin Cities Hydro LLC | 57069 | MROW | MRO West | WAT | 18 |  | 76606 |  |  | 0 |  |  |  | 0
2021 | MN | Twin Lake Hills LLC | 55568 | MROW | MRO West | WND | 1.9 |  | 5308 |  |  | 0 |  |  |  | 0
2021 | MN | Uilk Wind LLC | 57351 | MROW | MRO West | WND | 4.5 |  | 11823 |  |  | 0 |  |  |  | 0
2021 | MN | UMM Wind Turbine | 57732 | MROW | MRO West | WND | 1.7 |  | 5009 |  |  | 0 |  |  |  | 0
2021 | MN | Union Garden | 63939 | MROW | MRO West | SUN | 1 |  | 1517 |  |  | 0 |  |  |  | 0
2021 | MN | Univ Minnesota CHP Plant | 59197 | MROW | MRO West | NG | 21 | 1 | 174490 | 1952497 | 7.8261 | 0.089702 | 0.0080165 | NEI avg EF - PM, fuel type | 1952497 | 7.8261
2021 | MN | Ursa Community Solar | 60712 | MROW | MRO West | SUN | 5 |  | 8380 |  |  | 0 |  |  |  | 0
2021 | MN | USS All In Solar LLC CSG | 63160 | MROW | MRO West | SUN | 1 |  | 1960 |  |  | 0 |  |  |  | 0
2021 | MN | USS B&B Solar LLC CSG | 63216 | MROW | MRO West | SUN | 1 |  | 1805 |  |  | 0 |  |  |  | 0
2021 | MN | USS Big Lake 1 Solar CSG | 61997 | MROW | MRO West | SUN | 1 |  | 2185 |  |  | 0 |  |  |  | 0
2021 | MN | USS Bluff Country Solar CSG | 63741 | MROW | MRO West | SUN | 1 |  | 2114 |  |  | 0 |  |  |  | 0
2021 | MN | USS Brockway Solar CSG | 62049 | MROW | MRO West | SUN | 1 |  | 2108 |  |  | 0 |  |  |  | 0
2021 | MN | USS Buckaroo Solar LLC CSG | 63153 | MROW | MRO West | SUN | 1 |  | 1980 |  |  | 0 |  |  |  | 0
2021 | MN | USS Bush Solar LLC CSG | 63166 | MROW | MRO West | SUN | 1 |  | 2282 |  |  | 0 |  |  |  | 0
2021 | MN | USS Centerfield Solar CSG | 62335 | MROW | MRO West | SUN | 1 |  | 1943 |  |  | 0 |  |  |  | 0
2021 | MN | USS Chariot Solar LLC | 63171 | MROW | MRO West | SUN | 1 |  | 2147 |  |  | 0 |  |  |  | 0
2021 | MN | USS Cheyenne Solar LLC CSG | 63145 | MROW | MRO West | SUN | 1 |  | 1993 |  |  | 0 |  |  |  | 0
2021 | MN | USS Christoffer Solar LLC CSG | 63152 | MROW | MRO West | SUN | 1 |  | 1954 |  |  | 0 |  |  |  | 0
2021 | MN | USS Cougar Solar LLC CSG | 63158 | MROW | MRO West | SUN | 1 |  | 2099 |  |  | 0 |  |  |  | 0
2021 | MN | USS Danube Solar LLC | 64871 | MROW | MRO West | SUN | 1 |  | 72 |  |  | 0 |  |  |  | 0
2021 | MN | USS Dot Com Solar LLC CSG | 63215 | MROW | MRO West | SUN | 1.4 |  | 1798 |  |  | 0 |  |  |  | 0
2021 | MN | USS Dubhe Solar CSG | 62048 | MROW | MRO West | SUN | 1 |  | 2041 |  |  | 0 |  |  |  | 0
2021 | MN | USS DVL Solar CSG | 62360 | MROW | MRO West | SUN | 1 |  | 1979 |  |  | 0 |  |  |  | 0
2021 | MN | USS Eggo Solar CSG | 62359 | MROW | MRO West | SUN | 1 |  | 2202 |  |  | 0 |  |  |  | 0
2021 | MN | USS Flower Solar LLC CSG | 63159 | MROW | MRO West | SUN | 1 |  | 2023 |  |  | 0 |  |  |  | 0
2021 | MN | USS Good Solar CSG | 61998 | MROW | MRO West | SUN | 1 |  | 2001 |  |  | 0 |  |  |  | 0
2021 | MN | USS Greenhouse Solar LLC CSG | 63143 | MROW | MRO West | SUN | 1 |  | 1131 |  |  | 0 |  |  |  | 0
2021 | MN | USS Hancock Solar LLC CSG | 63167 | MROW | MRO West | SUN | 1 |  | 2161 |  |  | 0 |  |  |  | 0
2021 | MN | USS Haven Solar LLC CSG | 63138 | MROW | MRO West | SUN | 1 |  | 2139 |  |  | 0 |  |  |  | 0
2021 | MN | USS Horne North Solar LLC CSG | 63154 | MROW | MRO West | SUN | 1 |  | 2066 |  |  | 0 |  |  |  | 0
2021 | MN | USS Horne South Solar LLC CSG | 63155 | MROW | MRO West | SUN | 1 |  | 2145 |  |  | 0 |  |  |  | 0
2021 | MN | USS Hubers Solar LLC CSG | 63744 | MROW | MRO West | SUN | 1 |  | 1984 |  |  | 0 |  |  |  | 0
2021 | MN | USS JJ Clay Solar LLC CSG | 63156 | MROW | MRO West | SUN | 1 |  | 2128 |  |  | 0 |  |  |  | 0
2021 | MN | USS JJ Solar CSG | 62047 | MROW | MRO West | SUN | 1 |  | 2159 |  |  | 0 |  |  |  | 0
2021 | MN | USS Kasch Solar CSG | 61999 | MROW | MRO West | SUN | 1 |  | 2194 |  |  | 0 |  |  |  | 0
2021 | MN | USS Kass Solar LLC | 63170 | MROW | MRO West | SUN | 1 |  | 2065 |  |  | 0 |  |  |  | 0
2021 | MN | USS King 2 CSG | 62358 | MROW | MRO West | SUN | 1 |  | 2205 |  |  | 0 |  |  |  | 0
2021 | MN | USS Kost Trail Solar CSG | 62339 | MROW | MRO West | SUN | 1 |  | 1986 |  |  | 0 |  |  |  | 0
2021 | MN | USS KVPV Solar LLC CSG | 63169 | MROW | MRO West | SUN | 1 |  | 2155 |  |  | 0 |  |  |  | 0
2021 | MN | USS Lake Patterson Solar CSG | 62337 | MROW | MRO West | SUN | 1 |  | 2247 |  |  | 0 |  |  |  | 0
2021 | MN | USS Mayhew Solar LLC CSG | 63144 | MROW | MRO West | SUN | 1 |  | 2104 |  |  | 0 |  |  |  | 0
2021 | MN | USS Midtown Solar LLC CSG | 63146 | MROW | MRO West | SUN | 1 |  | 2025 |  |  | 0 |  |  |  | 0
2021 | MN | USS Milkweed Solar LLC CSG | 63142 | MROW | MRO West | SUN | 1 |  | 1929 |  |  | 0 |  |  |  | 0
2021 | MN | USS Monarch Solar LLC CSG | 63147 | MROW | MRO West | SUN | 1 |  | 1896 |  |  | 0 |  |  |  | 0
2021 | MN | USS Nillie Corn Solar CSG | 62046 | MROW | MRO West | SUN | 1 |  | 2042 |  |  | 0 |  |  |  | 0
2021 | MN | USS Norelius Solar CSG | 62045 | MROW | MRO West | SUN | 1 |  | 2091 |  |  | 0 |  |  |  | 0
2021 | MN | USS Pheasant Solar LLC CSG | 63168 | MROW | MRO West | SUN | 1 |  | 2262 |  |  | 0 |  |  |  | 0
2021 | MN | USS Reindeer Solar LLC CSG | 63165 | MROW | MRO West | SUN | 1 |  | 2209 |  |  | 0 |  |  |  | 0
2021 | MN | USS Rockpoint Solar CSG | 62000 | MROW | MRO West | SUN | 1 |  | 2021 |  |  | 0 |  |  |  | 0
2021 | MN | USS Solar Dawn CSG | 62044 | MROW | MRO West | SUN | 1 |  | 2077 |  |  | 0 |  |  |  | 0
2021 | MN | USS Solar Rapids CSG | 62042 | MROW | MRO West | SUN | 1 |  | 2107 |  |  | 0 |  |  |  | 0
2021 | MN | USS Solar Sources LLC CSG | 63151 | MROW | MRO West | SUN | 1 |  | 1833 |  |  | 0 |  |  |  | 0
2021 | MN | USS Solar Way LLC CSG | 63743 | MROW | MRO West | SUN | 1 |  | 2202 |  |  | 0 |  |  |  | 0
2021 | MN | USS Steamboat Solar LLC CSG | 63221 | MROW | MRO West | SUN | 1 |  | 1523 |  |  | 0 |  |  |  | 0
2021 | MN | USS Sunrise Solar LLC CSG | 63141 | MROW | MRO West | SUN | 1 |  | 1907 |  |  | 0 |  |  |  | 0
2021 | MN | USS Turkey Solar LLC CSG | 63148 | MROW | MRO West | SUN | 1 |  | 2101 |  |  | 0 |  |  |  | 0
2021 | MN | USS Verde Solar LLC CSG | 63157 | MROW | MRO West | SUN | 1 |  | 1875 |  |  | 0 |  |  |  | 0
2021 | MN | USS Viceroy Solar LLC CSG | 63742 | MROW | MRO West | SUN | 1 |  | 2003 |  |  | 0 |  |  |  | 0
2021 | MN | USS Water City Solar LLC CSG | 63220 | MROW | MRO West | SUN | 1 |  | 206 |  |  | 0 |  |  |  | 0
2021 | MN | USS Water Town Solar LLC CSG | 63218 | MROW | MRO West | SUN | 1 |  | 162 |  |  | 0 |  |  |  | 0
2021 | MN | USS Webster Solar CSG | 62336 | MROW | MRO West | SUN | 1 |  | 2163 |  |  | 0 |  |  |  | 0
2021 | MN | USS Westeros Solar LLC CSG | 63140 | MROW | MRO West | SUN | 1 |  | 1775 |  |  | 0 |  |  |  | 0
2021 | MN | USS White Cloud LLC CSG | 63139 | MROW | MRO West | SUN | 1 |  | 2086 |  |  | 0 |  |  |  | 0
2021 | MN | USS Wildcat Solar LLC | 64866 | MROW | MRO West | SUN | 1 |  | 63 |  |  | 0 |  |  |  | 0
2021 | MN | Valley View Transmission LLC | 57434 | MROW | MRO West | WND | 10 |  | 24604 |  |  | 0 |  |  |  | 0
2021 | MN | Vega Community Solar | 60944 | MROW | MRO West | SUN | 5 |  | 9057 |  |  | 0 |  |  |  | 0
2021 | MN | Vermillion River_MN_GRE DEA-GM | 63406 | MROW | MRO West | SUN | 3 |  | 4886 |  |  | 0 |  |  |  | 0
2021 | MN | Veseli Community Solar Garden | 61570 | MROW | MRO West | SUN | 1 |  | 1636 |  |  | 0 |  |  |  | 0
2021 | MN | Viking Wind Partners | 56153 | MROW | MRO West | WND | 12 |  | 30036 |  |  | 0 |  |  |  | 0
2021 | MN | Virginia | 2018 | MROW | MRO West | SUB | 26.2 | 1 | 0 | 659807.22 | 3.7896 |  | 0.011487 | NEI avg EF - PM, fuel type | 659807.22 | 3.7896
2021 | MN | Wabasha Holdco Solar CSG | 60838 | MROW | MRO West | SUN | 3 |  | 4937 |  |  | 0 |  |  |  | 0
2021 | MN | Wabasha Solar | 62800 | MROW | MRO West | SUN | 1 |  | 1459 |  |  | 0 |  |  |  | 0
2021 | MN | WakeSun LLC | 60694 | MROW | MRO West | SUN | 3 |  | 5337.999 |  |  | 0 |  |  |  | 0
2021 | MN | Walcott Solar CSG | 62707 | MROW | MRO West | SUN | 4 |  | 8935 |  |  | 0 |  |  |  | 0
2021 | MN | Wapsipinicon Wind Project | 56876 | MROW | MRO West | WND | 100.5 |  | 262114 |  |  | 0 |  |  |  | 0
2021 | MN | Warsaw Solar CSG | 62709 | MROW | MRO West | SUN | 2 |  | 4303 |  |  | 0 |  |  |  | 0
2021 | MN | Waseca Solar | 60532 | MROW | MRO West | SUN | 10 |  | 15952 |  |  | 0 |  |  |  | 0
2021 | MN | WasecaSun | 61142 | MROW | MRO West | SUN | 5 |  | 9780 |  |  | 0 |  |  |  | 0
2021 | MN | Water Reclamation Plant | 58617 | MROW | MRO West | OBG | 2 | 0.43942 | 2684 | 16942.788 | 0.12453 | 0.092794 | 0.0147 | Estimated using an emission factor | 38557 | 0.28339
2021 | MN | Waterford Holdco CSG | 61452 | MROW | MRO West | SUN | 2.7 |  | 5251 |  |  | 0 |  |  |  | 0
2021 | MN | Waterville CSG Solar Holdings LLC | 61627 | MROW | MRO West | SUN | 5 |  | 6563 |  |  | 0 |  |  |  | 0
2021 | MN | WaveSun Community Solar | 61587 | MROW | MRO West | SUN | 5 |  | 9313 |  |  | 0 |  |  |  | 0
2021 | MN | WCROC Wind Farm | 57823 | MROW | MRO West | WND | 1.7 |  | 4336 |  |  | 0 |  |  |  | 0
2021 | MN | Webster Holdco Solar CSG | 60830 | MROW | MRO West | SUN | 5 |  | 8708 |  |  | 0 |  |  |  | 0
2021 | MN | Welcome Wind Turbine | 57248 | MROW | MRO West | WND | 2.1 |  | 4587 |  |  | 0 |  |  |  | 0
2021 | MN | Wells IC | 2020 | MROW | MRO West | NG | 7.2 |  | 435 | 4929 | 0.00104 | 0.0047817 | 0.000422 | Estimated using an emission factor | 4929 | 0.00104
2021 | MN | West Faribault Solar | 60533 | MROW | MRO West | SUN | 5.5 |  | 9818 |  |  | 0 |  |  |  | 0
2021 | MN | West Group Data Center | 54294 | MROW | MRO West | DFO | 8 |  | 273 | 2438 | 0.37789 | 2.7684 | 0.31 | Estimated using an emission factor | 2438 | 0.37789
2021 | MN | West Group Data Center F | 56247 | MROW | MRO West | DFO | 8 |  | 314 | 3098 | 0.48019 | 3.0585 | 0.31 | Estimated using an emission factor | 3098 | 0.48019
2021 | MN | West Waconia Solar | 60534 | MROW | MRO West | SUN | 8.5 |  | 14545 |  |  | 0 |  |  |  | 0
2021 | MN | Westbrook | 2021 | MROW | MRO West | DFO | 2.3 |  | 18 | 192 | 0.02976 | 3.3067 | 0.31 | Estimated using an emission factor | 192 | 0.02976
2021 | MN | Westport Community Solar, LLC | 63307 | MROW | MRO West | SUN | 1 |  | 2080 |  |  | 0 |  |  |  | 0
2021 | MN | Westridge Windfarm LLC | 56203 | MROW | MRO West | WND | 2 |  | 1658 |  |  | 0 |  |  |  | 0
2021 | MN | Westside Energy Station | 60564 | MROW | MRO West | NG | 46.5 |  | 55548 | 475400 | 0.10031 | 0.0036116 | 0.000422 | Estimated using an emission factor | 475400 | 0.10031
2021 | MN | Willmar | 2022 | MROW | MRO West | WND | 4 | 1 | 5832 |  |  | 0 |  |  |  | 0
2021 | MN | Willmar Municipal East Substation | 57034 | MROW | MRO West | DFO | 6 |  | 51.999 | 660 | 0.1023 | 3.9347 | 0.31 | Estimated using an emission factor | 660 | 0.1023
2021 | MN | Willmar Municipal SW Substation | 57035 | MROW | MRO West | DFO | 6 |  | 48 | 594.999 | 0.092225 | 3.8427 | 0.31 | Estimated using an emission factor | 594.999 | 0.092225
2021 | MN | Wilmarth | 1934 | MROW | MRO West | MSW | 25 |  | 96200 | 1720055.564 |  |  |  |  | 1720055.564
2021 | MN | Windcurrent Farms LLC | 56205 | MROW | MRO West | WND | 2 |  | 4043 |  |  | 0 |  |  |  | 0
2021 | MN | Windom | 2023 | MROW | MRO West | DFO | 8.4 |  | 68.999 | 399.999 | 0.060239 | 1.7461 | 0.30119 | EPA/NEI; Estimated using an emission factor | 399.999 | 0.060239
2021 | MN | Windom Wind Project | 56544 | MROW | MRO West | WND | 15.6 |  | 28763 |  |  | 0 |  |  |  | 0
2021 | MN | Winegar CSG | 62193 | MROW | MRO West | SUN | 1 |  | 2076 |  |  | 0 |  |  |  | 0
2021 | MN | Winona Community Solar One LLC | 63532 | MROW | MRO West | SUN | 1 |  | 1706 |  |  | 0 |  |  |  | 0
2021 | MN | Winona County Wind LLC | 57547 | MROW | MRO West | WND | 1.5
2021 | MN | Winona Solar | 62799 | MROW | MRO West | SUN | 1 |  | 1160 |  |  | 0 |  |  |  | 0
2021 | MN | Winters Spawn LLC | 55567 | MROW | MRO West | WND | 1.9 |  | 5308 |  |  | 0 |  |  |  | 0
2021 | MN | Winton | 1902 | MROW | MRO West | WAT | 4 |  | 9598 |  |  | 0 |  |  |  | 0
2021 | MN | Wolf Wind Enterprises LLC | 56589 | MROW | MRO West | WND | 1.3 |  | 2587 |  |  | 0 |  |  |  | 0
2021 | MN | Wollan Garden Solar | 63454 | MROW | MRO West | SUN | 1 |  | 1715 |  |  | 0 |  |  |  | 0
2021 | MN | Woodbury Solar | 63231 | MROW | MRO West | SUN | 3 |  | 4396 |  |  | 0 |  |  |  | 0
2021 | MN | Woodstock Windfarm | 55342 | MROW | MRO West | WND | 9.2 |  | 33983 |  |  | 0 |  |  |  | 0
2021 | MN | Worthington | 2024 | MROW | MRO West | WND | 19.6 |  | 10896.001 | 1650.999 | 0.2559 | 0.046972 | 0.31 | EPA/NEI; Estimated using an emission factor | 1650.999 | 0.2559
2021 | MN | Wright Cuddyer CSG | 61494 | MROW | MRO West | SUN | 4 |  | 6009 |  |  | 0 |  |  |  | 0
2021 | MN | Wright Kirby 1-5 CSG | 62365 | MROW | MRO West | SUN | 5 |  | 8783 |  |  | 0 |  |  |  | 0
2021 | MN | WrightSun CSG, LLC | 61547 | MROW | MRO West | SUN | 5 |  | 7864 |  |  | 0 |  |  |  | 0
2021 | MN | Wyoming 2 CSG, LLC | 61486 | MROW | MRO West | SUN | 5 |  | 8383 |  |  | 0 |  |  |  | 0
2021 | MN | Zumbro Community Solar Garden | 61574 | MROW | MRO West | SUN | 1 |  | 1684 |  |  | 0 |  |  |  | 0
2021 | MN | Zumbro Solar Garden | 63426 | MROW | MRO West | SUN | 1 |  | 1683 |  |  | 0 |  |  |  | 0
2021 | MO | Ameresco Jefferson City | 56896 | SRMW | SERC Midwest | LFG | 3 |  | 22422 | 230273.001 | 1.6925 | 0.15097 | 0.0147 | Estimated using an emission factor | 230273.001 | 1.6925
2021 | MO | Anheuser-Busch St Louis | 10430 | SRMW | SERC Midwest | NG | 26.1 | 0.13872 | 43680.615 | 237607.578 | 1.1298 | 0.05173 | 0.0095098 | NEI avg EF - PM, fuel type | 1712835 | 8.1444
2021 | MO | Atchison County Wind | 63574 | MROW | MRO West | WND | 299 |  | 651137 |  |  | 0 |  |  |  | 0
2021 | MO | Audrain Power Plant | 55234 | SRMW | SERC Midwest | NG | 814.4 |  | 42141 | 504019.877 | 1.6687 | 0.079196 | 0.0066216 | EPA/NEI | 504019.877 | 1.6687
2021 | MO | Black Oak Power Producers | 59310 | SRMW | SERC Midwest | LFG | 4 |  | 15164 | 114405 | 0.84088 | 0.1109 | 0.0147 | Estimated using an emission factor | 114405 | 0.84088
2021 | MO | Bluegrass Ridge | 56555 | SRMW | SERC Midwest | WND | 56.7 |  | 104601 |  |  | 0 |  |  |  | 0
2021 | MO | Butler Municipal Power Plant | 2115 | SPNO | SPP North | DFO | 10.9 | 1 | 296 | 1042.001 | 0.16151 | 1.0913 | 0.31 | Estimated using an emission factor | 1042.001 | 0.16151
2021 | MO | Butler Solar Power Project | 58959 | SPNO | SPP North | SUN | 2.8 |  | 4196 |  |  | 0 |  |  |  | 0
2021 | MO | Callaway | 6153 | SRMW | SERC Midwest | NUC | 1235.8 |  | 4292433 |  |  | 0 |  |  |  | 0
2021 | MO | Carrollton | 2120 | SPNO | SPP North | NG | 20.6 |  | 0
2021 | MO | Carthage | 2121 | SPSO | SPP South | DFO | 41.8 |  | 3016.001 | 38467.999 | 5.9625 | 3.9539 | 0.31 | Estimated using an emission factor | 38467.999 | 5.9625
2021 | MO | Chillicothe | 2122 | SPNO | SPP North | NG | 90 |  | 3233 | 46285 | 0.18552 | 0.11477 | 0.0080165 | EPA/NEI; Estimated using an emission factor | 46285 | 0.18552
2021 | MO | Chillicothe Solar Farm | 61223 | SPNO | SPP North | SUN | 2.5 |  | 4253 |  |  | 0 |  |  |  | 0
2021 | MO | City of West Plains Power Station | 59664 | SRMW | SERC Midwest | NG | 47.4 |  | 2466 | 47987 | 0.19234 | 0.156 | 0.0080165 | NEI avg EF - PM, fuel type | 47987 | 0.19234
2021 | MO | Clarence Cannon | 6140 | SRMW | SERC Midwest | WAT | 58 |  | 182416 |  |  | 0 |  |  |  | 0
2021 | MO | Clear Creek Wind | 63025 | SRMW | SERC Midwest | WND | 242 |  | 748161 |  |  | 0 |  |  |  | 0
2021 | MO | Columbia | 2123 | SRMW | SERC Midwest | NG | 61.1 |  | 41646.999 | 285959.017 | 1.0488 | 0.050366 | 0.0073353 | EPA/NEI; Estimated using an emission factor | 285959.017 | 1.0488
2021 | MO | Columbia Energy Center (MO) | 55447 | SRMW | SERC Midwest | NG | 162.8 |  | 23492 | 289747.679 | 1.4588 | 0.1242 | 0.010069 | EPA/NEI | 289747.679 | 1.4588
2021 | MO | Conception | 56537 | SRMW | SERC Midwest | WND | 50.4 |  | 96097 |  |  | 0 |  |  |  | 0
2021 | MO | Cow Branch | 56536 | SRMW | SERC Midwest | WND | 50.4 |  | 89884 |  |  | 0 |  |  |  | 0
2021 | MO | Cox Battery Energy Storage | 61679 | SPSO | SPP South | MWH | 1.2 |  | 2 | 0 |  | 0 |  |  | 0 | 0
2021 | MO | Dogwood Energy Facility | 55178 | SPNO | SPP North | NG | 655.2 |  | 1780648 | 13054117.069 | 24.5884 | 0.027617 | 0.0037671 | EPA/NEI | 13054117.069 | 24.5884
2021 | MO | El Dorado Springs Solar Farm | 61566 | SRMW | SERC Midwest | SUN | 2.5 |  | 4455 |  |  | 0 |  |  |  | 0
2021 | MO | Elm Street Substation Generators | 56597 | SRMW | SERC Midwest | DFO | 6 |  | 57.999 | 596.001 | 0.09238 | 3.1856 | 0.31 | Estimated using an emission factor | 596.001 | 0.09238
2021 | MO | Empire District Elec Co Energy Ctr | 6223 | SPNO | SPP North | NG | 379 |  | 230947 | 3094228.584 | 12.0184 | 0.10408 | 0.0077683 | EPA/NEI | 3094228.584 | 12.0184
2021 | MO | Essex Power Plant | 7749 | SRMW | SERC Midwest | NG | 121.2 |  | 35810 | 412555.203 | 2.6896 | 0.15022 | 0.013039 | EPA/NEI | 412555.203 | 2.6896
2021 | MO | Fairgrounds | 2082 | SRMW | SERC Midwest | DFO | 68.3 |  | 3243 | 48666.4 | 0.2701 | 0.16657 | 0.0111 | EPA/NEI | 48666.4 | 0.2701
2021 | MO | Farmers City Wind LLC | 56767 | MROW | MRO West | WND | 146 |  | 204009 |  |  | 0 |  |  |  | 0
2021 | MO | Farmington Solar Farm | 61450 | SRMW | SERC Midwest | SUN | 2.5 |  | 4011 |  |  | 0 |  |  |  | 0
2021 | MO | Fayette | 2125 | SRMW | SERC Midwest | DFO | 10.9
2021 | MO | Fredericktown Energy Center | 57946 | SRMW | SERC Midwest | NG | 27.6 |  | 11738 | 107239 | 0.42984 | 0.073239 | 0.0080165 | NEI avg EF - PM, fuel type | 107239 | 0.42984
2021 | MO | Fulton (MO) | 2126 | SRMW | SERC Midwest | NG | 33.2 |  | 291 | 6665 | 0.026715 | 0.18361 | 0.0080165 | EPA/NEI; Estimated using an emission factor | 6665 | 0.026715
2021 | MO | Gallatin (MO) | 2127 | SRMW | SERC Midwest | DFO | 7.2 |  | 0
2021 | MO | Grand Ave Plant | 58205 | SPNO | SPP North | NG | 5 | 0.068966 | 35308 | 198219.742 | 0.94251 | 0.053388 | 0.0095098 | NEI avg EF - PM, fuel type | 2874158.04 | 13.6663
2021 | MO | Greenwood Energy Center | 6074 | SPNO | SPP North | NG | 261.8 |  | 42918 | 778154.7 | 3.2573 | 0.15179 | 0.0083719 | EPA/NEI; Estimated using an emission factor | 778154.7 | 3.2573
2021 | MO | Hannibal - Oakwood Substation | 63097 | SRMW | SERC Midwest | DFO | 16 |  | 15 | 72 | 0.01116 | 1.488 | 0.31 | Estimated using an emission factor | 72 | 0.01116
2021 | MO | Hannibal - Wastewater Treatment Plant | 63099 | SRMW | SERC Midwest | DFO | 2 |  | 0
2021 | MO | Hannibal - Water Treatment Plant | 63098 | SRMW | SERC Midwest | DFO | 2 |  | 1 | 6 | 0.00093 | 1.86 | 0.31 | Estimated using an emission factor | 6 | 0.00093
2021 | MO | Harry Truman | 6141 | SPSO | SPP South | WAT | 161.4 |  | -3691.998 |  |  | 0 |  |  |  | 0
2021 | MO | Hawthorn | 2079 | SPNO | SPP North | SUB | 1046.2 |  | 2852596 | 28988101.53 | 123.7658 | 0.086774 | 0.0085391 | EPA/NEI; Estimated using an emission factor | 28988101.53 | 123.7658
2021 | MO | Higginsville Municipal Power Plant | 2131 | SPNO | SPP North | NG | 51.6 |  | 13065 | 205363.3 | 0.6593 | 0.10093 | 0.0064208 | EPA/NEI | 205363.3 | 0.6593
2021 | MO | Higginsville Solar Farm | 61316 | SRMW | SERC Midwest | SUN | 2.5 |  | 4249 |  |  | 0 |  |  |  | 0
2021 | MO | High Prairie Wind Farm | 62563 | SRMW | SERC Midwest | WND | 400 |  | 801244 |  |  | 0 |  |  |  | 0
2021 | MO | Holden Power Plant | 7848 | SRMW | SERC Midwest | NG | 321.3 |  | 94365 | 1223021.09 | 5.3299 | 0.11296 | 0.008716 | EPA/NEI | 1223021.09 | 5.3299
2021 | MO | Iatan | 6065 | SPNO | SPP North | SUB | 1725 |  | 7851566 | 73553726.452 | 95.8469 | 0.024415 | 0.0026062 | EPA/NEI | 73553726.452 | 95.8469
2021 | MO | IKEA St. Louis 410 | 59714 | SRMW | SERC Midwest | SUN | 1 |  | 397 |  |  | 0 |  |  |  | 0
2021 | MO | Independence II Solar Farm | 61588 | SPNO | SPP North | SUN | 8.5 |  | 14704 |  |  | 0 |  |  |  | 0
2021 | MO | Independence Solar Farm | 61092 | SPNO | SPP North | SUN | 3 |  | 4863 |  |  | 0 |  |  |  | 0
2021 | MO | Jackson (MO) | 2137 | SRMW | SERC Midwest | DFO | 26.3 |  | 139.999 | 7745.999 | 1.2006 | 17.152 | 0.31 | Estimated using an emission factor | 7745.999 | 1.2006
2021 | MO | Jackson Square | 2134 | SPNO | SPP North | DFO | 36 |  | 1879 | 45087 | 0.37099 | 0.39488 | 0.016457 | NEI avg EF - PM, fuel type, firing type | 45087 | 0.37099
2021 | MO | James River | 2161 | SPSO | SPP South | NG | 197.5 |  | 104206 | 1393947.737 | 6.3343 | 0.12157 | 0.0090883 | EPA/NEI | 1393947.737 | 6.3343
2021 | MO | John Twitty Energy Center | 6195 | SPSO | SPP South | SUB | 603 |  | 2478117 | 25492962.24 | 178.5675 | 0.14412 | 0.014009 | EPA/NEI | 25492962.24 | 178.5675
2021 | MO | Kahoka | 2138 | SRMW | SERC Midwest | NG | 7.4 |  | 17 | 192.001 | 0.016908 | 1.9892 | 0.17613 | Estimated using an emission factor | 192.001 | 0.016908
2021 | MO | KCP&L SmartGrid Innovation Park | 59772 | SPNO | SPP North | MWH | 1 |  | 0
2021 | MO | Kennett | 2139 | SRMV | SERC Mississippi Valley | NG | 31.4 |  | 1898 | 22641 | 0.0047773 | 0.005034 | 0.000422 | Estimated using an emission factor | 22641 | 0.0047773
2021 | MO | Kings Point Wind Energy Center | 62475 | SPNO | SPP North | WND | 149.4 |  | 361852 |  |  | 0 |  |  |  | 0
2021 | MO | La Plata | 2140 | SRMW | SERC Midwest | DFO | 3.6 |  | 9 | 90 | 0.01395 | 3.1 | 0.31 | Estimated using an emission factor | 90 | 0.01395
2021 | MO | Labadie | 2103 | SRMW | SERC Midwest | RC | 2389.4 |  | 16608055 | 164342579.723 | 1476.1985 | 0.17777 | 0.017965 | EPA/NEI | 164342579.723 | 1476.1985
2021 | MO | Lake Road | 2098 | SPNO | SPP North | NG | 278.4 | 0.015104 | 9549 | 5241.05 | 0.017179 | 0.0035981 | 0.0065557 | EPA/NEI | 346986.595 | 1.1374
2021 | MO | Lebanon Solar Farm (MO) | 61135 | SRMW | SERC Midwest | SUN | 2.5 |  | 4092 |  |  | 0 |  |  |  | 0
2021 | MO | Loess Hills | 56538 | SRMW | SERC Midwest | WND | 5 |  | 6758 |  |  | 0 |  |  |  | 0
2021 | MO | Lost Creek Wind Energy Facility | 57189 | SRMW | SERC Midwest | WND | 150 |  | 387840 |  |  | 0 |  |  |  | 0
2021 | MO | Macon | 2141 | SRMW | SERC Midwest | DFO | 1 |  | 0
2021 | MO | Macon Energy Center | 56127 | SRMW | SERC Midwest | NG | 10 | 0.44686 | 89078 | 486842.037 | 1.9514 | 0.043813 | 0.0080165 | NEI avg EF - PM, fuel type | 1089485 | 4.3669
2021 | MO | Macon Solar Power Project | 59729 | SRMW | SERC Midwest | SUN | 2.8 |  | 3834 |  |  | 0 |  |  |  | 0
2021 | MO | Malden | 2142 | SPSO | SPP South | DFO | 15.9 |  | 264.001 | 2672.001 | 0.41416 | 3.1376 | 0.31 | Estimated using an emission factor | 2672.001 | 0.41416
2021 | MO | Marceline | 7470 | SRMW | SERC Midwest | DFO | 8 |  | 6 | 66 | 0.01023 | 3.41 | 0.31 | Estimated using an emission factor | 66 | 0.01023
2021 | MO | Marshall (MO) | 2144 | SPNO | SPP North | NG | 30.8 |  | 9925 | 151739.999 | 0.73616 | 0.14835 | 0.009703 | EPA/NEI; Estimated using an emission factor | 151739.999 | 0.73616
2021 | MO | Marshall Solar Farm (MO) | 60707 | SRMW | SERC Midwest | SUN | 2.8 |  | 4066 |  |  | 0 |  |  |  | 0
2021 | MO | MBS Textbook Exchange | 62647 | SRMW | SERC Midwest | DFO | 2 |  | 0
2021 | MO | McCartney Generating Station | 7903 | SPSO | SPP South | NG | 117.8 |  | 42997 | 495846.323 | 1.0163 | 0.047273 | 0.0040993 | EPA/NEI | 495846.323 | 1.0163
2021 | MO | Memphis | 2145 | SRMW | SERC Midwest | DFO | 8.8
2021 | MO | Meramec | 2104 | SRMW | SERC Midwest | SUB | 1041 |  | 544834.21 | 6408839.104 | 21.5728 | 0.07919 | 0.0067322 | EPA/NEI; Estimated using an emission factor | 6408839.104 | 21.5728
2021 | MO | Mexico | 6650 | SRMW | SERC Midwest | DFO | 60.7 |  | 1501 | 36201.8 | 0.2009 | 0.26769 | 0.011099 | EPA/NEI | 36201.8 | 0.2009
2021 | MO | MJMEUC Generating Station #1 | 56478 | SRMW | SERC Midwest | NG | 13.3 | 0.45165 | 66838 | 336652.388 | 1.3494 | 0.040378 | 0.0080165 | NEI avg EF - PM, fuel type | 745375 | 2.9876
2021 | MO | Moberly | 6651 | SRMW | SERC Midwest | DFO | 60.6 |  | 2103 | 47116.1 | 0.2615 | 0.24869 | 0.0111 | EPA/NEI | 47116.1 | 0.2615
2021 | MO | Moreau | 6652 | SRMW | SERC Midwest | DFO | 60.8 |  | 4407 | 70255.3 | 0.3899 | 0.17695 | 0.0111 | EPA/NEI | 70255.3 | 0.3899
2021 | MO | MU Combined Heat and Power Plant | 50969 | SRMW | SERC Midwest | WDS | 91.4 | 0.30119 | 194096.172 | 1081891.806 | 5.0269 | 0.051798 | 0.0092928 | EPA/NEI; Estimated using an emission factor | 3592053.02 | 16.6901
2021 | MO | Nevada | 2090 | SPNO | SPP North | DFO | 22 |  | 1300 | 37782 | 0.31089 | 0.47829 | 0.016457 | NEI avg EF - PM, fuel type, firing type | 37782 | 0.31089
2021 | MO | New Madrid Power Plant | 2167 | SRMW | SERC Midwest | RC | 1300 |  | 5649269 | 52055956.074 | 378.9689 | 0.13417 | 0.01456 | EPA/NEI | 52055956.074 | 378.9689
2021 | MO | Niangua | 2099 | SRMW | SERC Midwest | WAT | 3 |  | 2714 |  |  | 0 |  |  |  | 0
2021 | MO | Nixa Solar, LLC | 60673 | SRMW | SERC Midwest | SUN | 7.9 |  | 14419 |  |  | 0 |  |  |  | 0
2021 | MO | Noble Hill Landfill | 56404 | SPSO | SPP South | LFG | 3.2 |  | 12573 | 127867 | 0.93982 | 0.1495 | 0.0147 | Estimated using an emission factor | 127867 | 0.93982
2021 | MO | Nodaway Power Plant | 7754 | SRMW | SERC Midwest | NG | 315.6 |  | 12718 | 149824.978 | 0.4427 | 0.069618 | 0.0059096 | EPA/NEI | 149824.978 | 0.4427
2021 | MO | North Fork Ridge Wind Energy Center | 62478 | SPNO | SPP North | WND | 149.4 |  | 497342 |  |  | 0 |  |  |  | 0
2021 | MO | Northeast Generating Station | 2081 | SPNO | SPP North | DFO | 490.2 |  | 22130 | 452383.6 | 2.6013 | 0.23509 | 0.0115 | EPA/NEI | 452383.6 | 2.6013
2021 | MO | O'Fallon Renewable Energy Center | 61826 | SRMW | SERC Midwest | SUN | 4.5 |  | 6088 |  |  | 0 |  |  |  | 0
2021 | MO | Osage Dam | 2106 | SRMW | SERC Midwest | WAT | 208 |  | 861598.998 |  |  | 0 |  |  |  | 0
2021 | MO | Osborn Wind Energy | 60672 | SPNO | SPP North | WND | 200.9 |  | 720179 |  |  | 0 |  |  |  | 0
2021 | MO | Overall Road Station | 56600 | SRMW | SERC Midwest | DFO | 8 |  | 54 | 596 | 0.09238 | 3.4215 | 0.31 | Estimated using an emission factor | 596 | 0.09238
2021 | MO | Ozark Beach | 6280 | SPNO | SPP North | WAT | 16 |  | 50484 |  |  | 0 |  |  |  | 0
2021 | MO | Peno Creek Energy Center | 7964 | SRMW | SERC Midwest | NG | 240 |  | 31592 | 377195.455 | 1.2515 | 0.079229 | 0.0066358 | EPA/NEI | 377195.455 | 1.2515
2021 | MO | Poplar Bluff Generating Station | 7392 | SPSO | SPP South | NG | 34.1 |  | 2316.998 | 38701.001 | 3.5392 | 3.055 | 0.1829 | Estimated using an emission factor | 38701.001 | 3.5392
2021 | MO | Prosperity Solar Farm CSG | 64225 | SPNO | SPP North | SUN | 2.3 |  | 1253 |  |  | 0 |  |  |  | 0
2021 | MO | Ralph Green Station | 2092 | SPNO | SPP North | NG | 85 |  | 6719 | 154366.233 | 0.5094 | 0.15163 | 0.0065999 | EPA/NEI | 154366.233 | 0.5094
2021 | MO | Renewable Energy Center at BJH | 64288 | SRMW | SERC Midwest | SUN | 1.6 |  | 1862 |  |  | 0 |  |  |  | 0
2021 | MO | Rock Creek Wind Project | 60655 | SPNO | SPP North | WND | 300 |  | 1072587 |  |  | 0 |  |  |  | 0
2021 | MO | Rolla Solar Farm (MO) | 60705 | SRMW | SERC Midwest | SUN | 2.8 |  | 4132 |  |  | 0 |  |  |  | 0
2021 | MO | Rush Island | 6155 | SRMW | SERC Midwest | RC | 1242 |  | 8203992 | 76951733.532 | 224.9543 | 0.05484 | 0.0058466 | EPA/NEI | 76951733.532 | 224.9543
2021 | MO | Salisbury City of | 7400 | SPNO | SPP North | DFO | 6.4 |  | 0
2021 | MO | Shelbina Power #1 | 7405 | SRMW | SERC Midwest | DFO | 4.6 |  | 89 | 923 | 0.14306 | 3.2149 | 0.31 | Estimated using an emission factor | 923 | 0.14306
2021 | MO | Shelbina Power #2 | 7406 | SRMW | SERC Midwest | DFO | 6.6 |  | 295 | 2951.999 | 0.45756 | 3.1021 | 0.31 | Estimated using an emission factor | 2951.999 | 0.45756
2021 | MO | Shelbina Power #3 | 7860 | SRMW | SERC Midwest | DFO | 3.6 |  | 16 | 207 | 0.032085 | 4.0106 | 0.31 | Estimated using an emission factor | 207 | 0.032085
2021 | MO | Sikeston | 6768 | SPSO | SPP South | SUB | 261 |  | 1713027 | 18969940.319 | 396.8406 | 0.46332 | 0.041839 | EPA/NEI | 18969940.319 | 396.8406
2021 | MO | Sioux | 2107 | SRMW | SERC Midwest | RC | 1099.4 |  | 3886900 | 41769822.549 | 343.8632 | 0.17693 | 0.016465 | EPA/NEI | 41769822.549 | 343.8632
2021 | MO | South Harper Peaking Facility | 56151 | SPNO | SPP North | NG | 351 |  | 67410 | 879395.593 | 2.9021 | 0.086103 | 0.0066002 | EPA/NEI | 879395.593 | 2.9021
2021 | MO | Southwestern Bell Telephone | 54858 | SRMW | SERC Midwest | DFO | 17.2 | 1 | 40.001 | 450.002 | 0.06975 | 3.4874 | 0.31 | Estimated using an emission factor | 450.002 | 0.06975
2021 | MO | Springfield Solar 1 LLC | 59110 | SPSO | SPP South | SUN | 4.9 |  | 7738 |  |  | 0 |  |  |  | 0
2021 | MO | St Joseph Landfill Generating Station | 58024 | SPNO | SPP North | LFG | 1.6 |  | 11088 | 118983 | 0.87453 | 0.15774 | 0.0147 | Estimated using an emission factor | 118983 | 0.87453
2021 | MO | St. Francis Power Plant | 7604 | SRMW | SERC Midwest | NG | 506.6 |  | 848197 | 6534223.015 | 0.0208 | 4.9045e-05 | 6.3665e-06 | EPA/NEI | 6534223.015 | 0.0208
2021 | MO | Stanberry | 8110 | SRMW | SERC Midwest | NG | 4.3 |  | 0
2021 | MO | State Line (MO) | 7296 | SPNO | SPP North | NG | 690.5 |  | 1946512 | 14178229.819 | 41.2326 | 0.042366 | 0.0058163 | EPA/NEI; Estimated using an emission factor | 14178229.819 | 41.2326
2021 | MO | Station H | 2135 | SPNO | SPP North | NG | 43 |  | 5329 | 186365 | 0.747 | 0.28035 | 0.0080165 | NEI avg EF - PM, fuel type | 186365 | 0.747
2021 | MO | Station I | 2136 | SPNO | SPP North | DFO | 38 |  | 3747 | 90588 | 0.74539 | 0.39786 | 0.016457 | NEI avg EF - PM, fuel type, firing type | 90588 | 0.74539
2021 | MO | Stockton Hydro | 2124 | SPNO | SPP North | WAT | 52 |  | 71045 |  |  | 0 |  |  |  | 0
2021 | MO | Sub 2 Generating Station | 56126 | SRMW | SERC Midwest | DFO | 3.6 |  | 0
2021 | MO | Sub 3 Generating Station | 56128 | SRMW | SERC Midwest | DFO | 7.2 |  | 0
2021 | MO | Table Rock | 2166 | SPSO | SPP South | WAT | 200 |  | 620430 |  |  | 0 |  |  |  | 0
2021 | MO | Taum Sauk | 2108 | SRMW | SERC Midwest | WAT | 408 |  | -86065 |  |  | 0 |  |  |  | 0
2021 | MO | Thomas Hill Energy Center | 2168 | SRMW | SERC Midwest | RC | 1181.7 |  | 8568259 | 86314441.125 | 481.6498 | 0.11243 | 0.01116 | EPA/NEI | 86314441.125 | 481.6498
2021 | MO | Trenton North | 698 | SPNO | SPP North | DFO | 13.5 |  | 482 | 5272 | 0.81716 | 3.3907 | 0.31 | Estimated using an emission factor | 5272 | 0.81716
2021 | MO | Trenton Solar Farm (MO) | 60704 | SPNO | SPP North | SUN | 2.8 |  | 4210 |  |  | 0 |  |  |  | 0
2021 | MO | Trenton South | 7935 | SPNO | SPP North | DFO | 14 |  | 46.998 | 590.002 | 0.09145 | 3.8917 | 0.31 | Estimated using an emission factor | 590.002 | 0.09145
2021 | MO | Trigen St. Louis | 56309 | SRMW | SERC Midwest | NG | 38 | 1 | 0 | 0 | 0 |  |  | EPA/NEI; Estimated using an emission factor | 0 | 0
2021 | MO | Truman Solar | 65230 | SRMW | SERC Midwest | SUN | 10 |  | 14551 |  |  | 0 |  |  |  | 0
2021 | MO | Unionville | 6563 | SRMW | SERC Midwest | DFO | 53.2
2021 | MO | Unionville City of | 2164 | SRMW | SERC Midwest | DFO | 8.7 |  | 7 | 132 | 0.02046 | 5.8457 | 0.31 | Estimated using an emission factor | 132 | 0.02046
2021 | MO | Walton Street Substation | 56598 | SRMW | SERC Midwest | DFO | 2 |  | 6 | 72 | 0.01116 | 3.72 | 0.31 | Estimated using an emission factor | 72 | 0.01116
2021 | MO | Waynesville Solar Farm (MO) | 60706 | SRMW | SERC Midwest | SUN | 2.8 |  | 4165 |  |  | 0 |  |  |  | 0
2021 | MO | White Cloud Wind Project, LLC | 62624 | SRMW | SERC Midwest | WND | 236.5 |  | 792654 |  |  | 0 |  |  |  | 0
2021 | MS | Ackerman Combined Cycle Plant | 55694 | SRTV | SERC Tennessee Valley | NG | 850.5 |  | 3304355 | 24583476.578 | 103.06 | 0.062378 | 0.0083845 | EPA/NEI | 24583476.578 | 103.06
2021 | MS | Attala Generating Plant | 55220 | SRMV | SERC Mississippi Valley | NG | 551.3 |  | 2492523 | 17712238.064 | 1.6827 | 0.0013502 | 0.00019 | EPA/NEI | 17712238.064 | 1.6827
2021 | MS | Batesville Generation Facility | 55063 | SRTV | SERC Tennessee Valley | NG | 891 |  | 3200004 | 24632226.166 | 144.6706 | 0.090419 | 0.011746 | EPA/NEI | 24632226.166 | 144.6706
2021 | MS | Baxter Wilson | 2050 | SRMV | SERC Mississippi Valley | NG | 544.6 |  | 751206 | 7783724.153 | 27.85 | 0.074147 | 0.007156 | EPA/NEI | 7783724.153 | 27.85
2021 | MS | Benndale | 2068 | SRSO | SERC South | NG | 28.4 |  | 57748 | 442580 | 0.093384 | 0.0032342 | 0.000422 | Estimated using an emission factor | 442580 | 0.093384
2021 | MS | Caledonia | 55197 | SRTV | SERC Tennessee Valley | NG | 801 |  | 4359957 | 30607469.163 | 128.2 | 0.058808 | 0.008377 | EPA/NEI | 30607469.163 | 128.2
2021 | MS | CF Industries Yazoo City Complex | 10195 | SRMV | SERC Mississippi Valley | NG | 25 | 0.45899 | 151622 | 862359.675 | 3.4565 | 0.045594 | 0.0080165 | NEI avg EF - PM, fuel type | 1878835 | 7.5308
2021 | MS | Chevron Cogenerating Station | 2047 | SRSO | SERC South | NG | 170.5 | 0.73521 | 1065411.999 | 5059631.205 | 0.48066 | 0.00090231 | 0.00019 | EPA/NEI | 6881854.249 | 0.65377
2021 | MS | Choctaw County Gen | 55706 | SRTV | SERC Tennessee Valley | NG | 899 |  | 3876148 | 27930942.668 | 40.33 | 0.020809 | 0.0028878 | EPA/NEI | 27930942.668 | 40.33
2021 | MS | Columbus MS | 50184 | SRTV | SERC Tennessee Valley | BLQ | 128.6 | 0.18796 | 542404 | 2934900.288 | 13.7116 | 0.050558 | 0.0093438 | EPA/NEI; Estimated using an emission factor | 15614816.78 | 72.9509
2021 | MS | Crossroads Energy Center (CPU) | 55395 | SRMV | SERC Mississippi Valley | NG | 306.4 |  | 74846 | 990114.279 | 13.2374 | 0.35372 | 0.026739 | EPA/NEI | 990114.279 | 13.2374
2021 | MS | Daniel Electric Generating Plant | 6073 | SRSO | SERC South | SUB | 2229 |  | 11285588 | 89559275.247 | 249.17 | 0.044157 | 0.0055644 | EPA/NEI | 89559275.247 | 249.17
2021 | MS | David M Ratcliffe | 57037 | SRSO | SERC South | NG | 840 |  | 3990988 | 28041703.427 | 81.34 | 0.040762 | 0.0058014 | EPA/NEI | 28041703.427 | 81.34
2021 | MS | District 70 Transco Gas Pipe Line | 54744 | SRSO | SERC South | WH | 1.6
2021 | MS | Ergon Refining Vicksburg | 54918 | SRMV | SERC Mississippi Valley | NG | 4.8 | 0.40764 | 38224 | 200766.856 | 0.80472 | 0.042106 | 0.0080165 | NEI avg EF - PM, fuel type | 492506 | 1.9741
2021 | MS | Georgia-Pacific Monticello Paper | 10610 | SRSO | SERC South | NG | 81.5 | 0.46081 | 442213 | 2319507.184 | 10.7808 | 0.048758 | 0.0092958 | NEI avg EF - PM, fuel type | 5033504.6 | 23.3951
2021 | MS | Georgia-Pacific Taylorsville Plywood | 61927 | SRSO | SERC South | NG | 7.2 | 1 | 52456 | 565048 | 2.2649 | 0.086352 | 0.0080165 | NEI avg EF - PM, fuel type | 565048 | 2.2649
2021 | MS | Gerald Andrus | 8054 | SRMV | SERC Mississippi Valley | NG | 781.4 |  | 175101 | 2080842.074 | 13.18 | 0.15054 | 0.012668 | EPA/NEI | 2080842.074 | 13.18
2021 | MS | Grand Gulf | 6072 | SRMV | SERC Mississippi Valley | NUC | 1440 |  | 11772058 |  |  | 0 |  |  |  | 0
2021 | MS | Gulfport Naval Base CSG PV System | 61208 | SRSO | SERC South | SUN | 3.5 |  | 0
2021 | MS | Hattiesburg Solar Farm | 60552 | SRSO | SERC South | SUN | 50 |  | 88465 |  |  | 0 |  |  |  | 0
2021 | MS | Hinds Energy Facility | 55218 | SRMV | SERC Mississippi Valley | NG | 600.4 |  | 3488639 | 24220999.148 | 2.649 | 0.0015186 | 0.00021873 | EPA/NEI; Estimated using an emission factor | 24220999.148 | 2.649
2021 | MS | International Paper Vicksburg Mill | 54100 | SRMV | SERC Mississippi Valley | BLQ | 50.5 | 0.12852 | 234725 | 1332330.768 | 6.1675 | 0.05255 | 0.0092581 | NEI avg EF - PM, fuel type | 10366639.398 | 47.9879
2021 | MS | Kemper County | 7960 | SRTV | SERC Tennessee Valley | NG | 372 |  | 160109 | 3445494.989 | 17.15 | 0.21423 | 0.009955 | EPA/NEI | 3445494.989 | 17.15
2021 | MS | L L Wilkins | 2059 | SRMV | SERC Mississippi Valley | NG | 55.2 |  | 105 | 1052 | 0.0013361 | 0.025449 | 0.0025401 | EPA/NEI; Estimated using an emission factor | 1052 | 0.0013361
2021 | MS | Leaf River Cellulose LLC | 10233 | SRSO | SERC South | BLQ | 50.4 | 0.13734 | 436475.55 | 2446098.052 | 11.3641 | 0.052072 | 0.0092916 | NEI avg EF - PM, fuel type | 17809885.73 | 82.7411
2021 | MS | Lineage MS | 65257 | SRMV | SERC Mississippi Valley | SUN | 1.2 |  | 0
2021 | MS | Magnolia Combined Cycle Plant | 55451 | SRTV | SERC Tennessee Valley | NG | 1003.5 |  | 4180909 | 31524221.429 | 138.44 | 0.066225 | 0.0087831 | EPA/NEI | 31524221.429 | 138.44
2021 | MS | Meridian | 7719 | SRTV | SERC Tennessee Valley | DFO | 9 |  | 43 | 1375 | 0.21313 | 9.9128 | 0.31 | Estimated using an emission factor | 1375 | 0.21313
2021 | MS | Meridian II | 62164 | SRTV | SERC Tennessee Valley | SUN | 5 |  | 7128 |  |  | 0 |  |  |  | 0
2021 | MS | Meridian III | 62163 | SRSO | SERC South | SUN | 52.5 |  | 119283 |  |  | 0 |  |  |  | 0
2021 | MS | Mississippi Baptist Medical Center | 54203 | SRMV | SERC Mississippi Valley | NG | 4.2 | 1 | 0
2021 | MS | Moselle Generation Complex | 2070 | SRSO | SERC South | NG | 510.5 |  | 1314518 | 11838666.579 | 41.7924 | 0.063586 | 0.0070603 | EPA/NEI; Estimated using an emission factor | 11838666.579 | 41.7924
2021 | MS | Prairie Bluff | 57408 | SRSO | SERC South | LFG | 1.6 |  | 10767 | 111762 | 0.82145 | 0.15259 | 0.0147 | Estimated using an emission factor | 111762 | 0.82145
2021 | MS | Red Hills Generation Facility | 55076 | SRTV | SERC Tennessee Valley | RC | 513.7 |  | 2760090 | 32427042.95 | 169.44 | 0.12278 | 0.010451 | EPA/NEI | 32427042.95 | 169.44
2021 | MS | Silver Creek Generating Plant | 7988 | SRMV | SERC Mississippi Valley | NG | 250.5 |  | 75302.001 | 935737.896 | 5.6888 | 0.15109 | 0.012159 | EPA/NEI | 935737.896 | 5.6888
2021 | MS | Southaven Combined Cycle Plant | 55269 | SRTV | SERC Tennessee Valley | NG | 903.9 |  | 4589289 | 31735685.996 | 168.74 | 0.073536 | 0.010634 | EPA/NEI | 31735685.996 | 168.74
2021 | MS | SR Houston | 60853 | SRTV | SERC Tennessee Valley | SUN | 3.1 |  | 3511 |  |  | 0 |  |  |  | 0
2021 | MS | Sumrall I Solar Farm | 60306 | SRSO | SERC South | SUN | 52 |  | 104287 |  |  | 0 |  |  |  | 0
2021 | MS | Sumrall II Solar Farm | 60303 | SRSO | SERC South | SUN | 52 |  | 102257 |  |  | 0 |  |  |  | 0
2021 | MS | Sweatt Electric Generating Plant | 2048 | SRSO | SERC South | NG | 41.9 |  | 1826 | 45705.7 | 0.22 | 0.24096 | 0.0096268 | EPA/NEI | 45705.7 | 0.22
2021 | MS | Sylvarena Generating Plant | 7989 | SRMV | SERC Mississippi Valley | NG | 141 |  | 257421.999 | 2625434.268 | 0.24941 | 0.0019378 | 0.00019 | EPA/NEI | 2625434.268 | 0.24941
2021 | MS | Watson Electric Generating Plant | 2049 | SRSO | SERC South | NG | 919.1 |  | 2155493 | 22505427.858 | 151.91 | 0.14095 | 0.0135 | EPA/NEI | 22505427.858 | 151.91
2021 | MS | Yazoo | 2067 | SRMV | SERC Mississippi Valley |  | 34.1 |  | 0 | 0 | 0 |  |  | EPA/NEI; Estimated using an emission factor | 0 | 0
2021 | MT | Basin Creek Plant | 55866 | NWPP | WECC Northwest | NG | 54.9 |  | 119811.996 | 1114750.998 | 0.23521 | 0.0039264 | 0.000422 | Estimated using an emission factor | 1114750.998 | 0.23521
2021 | MT | Big Fork | 6459 | NWPP | WECC Northwest | WAT | 4.1 |  | 28399 |  |  | 0 |  |  |  | 0
2021 | MT | Big Timber Wind Farm | 61155 | NWPP | WECC Northwest | WND | 25 |  | 78868 |  |  | 0 |  |  |  | 0
2021 | MT | Black Eagle | 2181 | NWPP | WECC Northwest | WAT | 24 |  | 99810 |  |  | 0 |  |  |  | 0
2021 | MT | Black Eagle Solar, LLC | 61336 | NWPP | WECC Northwest | SUN | 3 |  | 5665 |  |  | 0 |  |  |  | 0
2021 | MT | Broadwater Power Project | 54006 | NWPP | WECC Northwest | WAT | 9.7 |  | 21280 |  |  | 0 |  |  |  | 0
2021 | MT | Canyon Ferry | 6400 | NWPP | WECC Northwest | WAT | 49.8 |  | 247061.001 |  |  | 0 |  |  |  | 0
2021 | MT | Cochrane | 2182 | NWPP | WECC Northwest | WAT | 60.4 |  | 221468 |  |  | 0 |  |  |  | 0
2021 | MT | Colstrip | 6076 | NWPP | WECC Northwest | SUB | 1647.4 |  | 10010332 | 105445717.283 | 1159.5232 | 0.23167 | 0.021993 | EPA/NEI | 105445717.283 | 1159.5232
2021 | MT | Colstrip Energy Limited Partnership | 10784 | NWPP | WECC Northwest | WC | 46.1 |  | 322000 | 4358889 | 5.7817 | 0.035911 | 0.0026528 | EPA/NEI | 4358889 | 5.7817
2021 | MT | Culbertson Station | 56606 | MROW | MRO West | NG | 108.2 |  | 117554 | 961526.227 | 7.221 | 0.12285 | 0.01502 | EPA/NEI | 961526.227 | 7.221
2021 | MT | Dave Gates Generating Station | 56908 | NWPP | WECC Northwest | NG | 203.1 |  | 263655.999 | 3188141.243 | 33.3642 | 0.25309 | 0.02093 | EPA/NEI | 3188141.243 | 33.3642
2021 | MT | Diamond Willow Wind Facility | 56782 | MROW | MRO West | WND | 30 |  | 92522 |  |  | 0 |  |  |  | 0
2021 | MT | Fairfield Wind | 58966 | NWPP | WECC Northwest | WND | 10 |  | 27531 |  |  | 0 |  |  |  | 0
2021 | MT | Flathead Landfill to Gas Energy Facility | 64505 | NWPP | WECC Northwest | LFG | 1.6 |  | 11557 | 114657 | 0.84273 | 0.14584 | 0.0147 | Estimated using an emission factor | 114657 | 0.84273
2021 | MT | Flint Creek Hydroelectric LLC | 58392 | NWPP | WECC Northwest | WAT | 2 |  | 10975 |  |  | 0 |  |  |  | 0
2021 | MT | Fort Peck | 6623 | MROW | MRO West | WAT | 179.7 |  | 920418 |  |  | 0 |  |  |  | 0
2021 | MT | Glendive Generating Station | 2176 | MROW | MRO West | NG | 83.7 |  | 14863 | 111970.173 | 0.3852 | 0.051833 | 0.0068804 | EPA/NEI | 111970.173 | 0.3852
2021 | MT | Gordon Butte Wind LLC | 57748 | NWPP | WECC Northwest | WND | 17.7 |  | 68976.001 |  |  | 0 |  |  |  | 0
2021 | MT | Great Divide Solar, LLC | 61335 | NWPP | WECC Northwest | SUN | 3 |  | 6202 |  |  | 0 |  |  |  | 0
2021 | MT | Green Meadow Solar, LLC | 61291 | NWPP | WECC Northwest | SUN | 3 |  | 5839 |  |  | 0 |  |  |  | 0
2021 | MT | Greenfield Wind - MT | 60486 | NWPP | WECC Northwest | WND | 25 |  | 85334 |  |  | 0 |  |  |  | 0
2021 | MT | Hardin Generating Station | 55749 | NWPP | WECC Northwest | SUB | 115.7 |  | 481674 | 7221704.112 | 12.638 | 0.052475 | 0.0035 | EPA/NEI | 7221704.112 | 12.638
2021 | MT | Hauser | 2185 | NWPP | WECC Northwest | WAT | 18.8 |  | 116007.999 |  |  | 0 |  |  |  | 0
2021 | MT | Holter | 2186 | NWPP | WECC Northwest | WAT | 38.4 |  | 200665 |  |  | 0 |  |  |  | 0
2021 | MT | Horseshoe Bend Wind Park | 56591 | NWPP | WECC Northwest | WND | 9 |  | 26730 |  |  | 0 |  |  |  | 0
2021 | MT | Hungry Horse | 2203 | NWPP | WECC Northwest | WAT | 428 |  | 953331 |  |  | 0 |  |  |  | 0
2021 | MT | Judith Gap Wind Energy Center | 56377 | NWPP | WECC Northwest | WND | 135 |  | 460098 |  |  | 0 |  |  |  | 0
2021 | MT | Lewis & Clark | 6089 | MROW | MRO West | LIG | 68.6 |  | 66931 | 890439.391 | 12.8833 | 0.38497 | 0.028937 | EPA/NEI | 890439.391 | 12.8833
2021 | MT | Libby | 6172 | NWPP | WECC Northwest | WAT | 525 |  | 1845254 |  |  | 0 |  |  |  | 0
2021 | MT | Madison Dam | 6422 | NWPP | WECC Northwest | WAT | 12.6 |  | 1136 |  |  | 0 |  |  |  | 0
2021 | MT | Magpie Solar, LLC | 61337 | NWPP | WECC Northwest | SUN | 3 |  | 5528 |  |  | 0 |  |  |  | 0
2021 | MT | Miles City GT | 2177 | MROW | MRO West | NG | 23.3 |  | 2880 | 45403 | 0.18199 | 0.12638 | 0.0080165 | NEI avg EF - PM, fuel type | 45403 | 0.18199
2021 | MT | Morony | 2191 | NWPP | WECC Northwest | WAT | 63 |  | 231237 |  |  | 0 |  |  |  | 0
2021 | MT | Musselshell Wind Project | 57963 | NWPP | WECC Northwest | WND | 10 |  | 23956 |  |  | 0 |  |  |  | 0
2021 | MT | Musselshell Wind Project Two LLC | 57965 | NWPP | WECC Northwest | WND | 10 |  | 28769 |  |  | 0 |  |  |  | 0
2021 | MT | Mystic | 2192 | NWPP | WECC Northwest | WAT | 12 |  | 52949 |  |  | 0 |  |  |  | 0
2021 | MT | NaturEner Glacier Wind Energy 1 | 57049 | NWPP | WECC Northwest | WND | 106.5 |  | 266107 |  |  | 0 |  |  |  | 0
2021 | MT | NaturEner Glacier Wind Energy 2 | 57050 | NWPP | WECC Northwest | WND | 103.5 |  | 283544 |  |  | 0 |  |  |  | 0
2021 | MT | NaturEner Rim Rock Energy | 57995 | NWPP | WECC Northwest | WND | 189 |  | 644950 |  |  | 0 |  |  |  | 0
2021 | MT | Noxon Rapids | 2199 | NWPP | WECC Northwest | WAT | 487.8 |  | 1568975.001 |  |  | 0 |  |  |  | 0
2021 | MT | OREG 1 Inc | 56833 | MROW | MRO West | WH | 30 |  | 156298 |  |  | 0 |  |  |  | 0
2021 | MT | OREG 2 Inc | 56880 | MROW | MRO West | WH | 30 |  | 126380 |  |  | 0 |  |  |  | 0
2021 | MT | Phillips 66 Billings Refinery | 56496 | NWPP | WECC Northwest | PRG | 1.6 |  | 1418.14 | 153114 | 3.9002 | 5.5004 | 0.050945 | NEI avg EF - PM, fuel type | 153114 | 3.9002
2021 | MT | Pryor Mountain Wind | 59757 | NWPP | WECC Northwest | WND | 239.8 |  | 675062 |  |  | 0 |  |  |  | 0
2021 | MT | Rainbow (MT) | 2193 | NWPP | WECC Northwest | WAT | 59 |  | 308369 |  |  | 0 |  |  |  | 0
2021 | MT | River Bend Solar, LLC | 61289 | NWPP | WECC Northwest | SUN | 2 |  | 3814 |  |  | 0 |  |  |  | 0
2021 | MT | Ryan | 2194 | NWPP | WECC Northwest | WAT | 52.8 |  | 384498.002 |  |  | 0 |  |  |  | 0
2021 | MT | Selis Ksanka Qlispe | 2188 | NWPP | WECC Northwest | WAT | 227.8 |  | 987457.999 |  |  | 0 |  |  |  | 0
2021 | MT | Sidney MT Plant | 57914 | NWPP | WECC Northwest | NG | 4 | 0.041972 | 7678 | 43674.553 | 0.3701 | 0.096405 | 0.016948 | NEI avg EF - PM, fuel type | 1040571.82 | 8.8178
2021 | MT | South Dry Creek Hydro | 10138 | NWPP | WECC Northwest | WAT | 2 |  | 2781 |  |  | 0 |  |  |  | 0
2021 | MT | South Mills Solar, LLC | 61290 | NWPP | WECC Northwest | SUN | 3 |  | 6388 |  |  | 0 |  |  |  | 0
2021 | MT | South Peak Wind | 62939 | NWPP | WECC Northwest | WND | 80 |  | 293533 |  |  | 0 |  |  |  | 0
2021 | MT | Spion Kop Wind Farm | 58218 | NWPP | WECC Northwest | WND | 40 |  | 118040 |  |  | 0 |  |  |  | 0
2021 | MT | Stillwater Wind, LLC | 61858 | NWPP | WECC Northwest | WND | 79.7 |  | 260107 |  |  | 0 |  |  |  | 0
2021 | MT | Stoltze CoGen1 | 58523 | NWPP | WECC Northwest | WDS | 2.8 | 0.26967 | 20725 | 151630.076 | 0.78691 | 0.075939 | 0.010379 | NEI avg EF - PM, fuel type | 562279 | 2.918
2021 | MT | Thompson Falls | 2195 | NWPP | WECC Northwest | WAT | 98.1 |  | 469370.999 |  |  | 0 |  |  |  | 0
2021 | MT | Tiber Dam Hydroelectric Plant | 56499 | NWPP | WECC Northwest | WAT | 7.5 |  | 50327 |  |  | 0 |  |  |  | 0
2021 | MT | Turnbull Hydro | 57690 | NWPP | WECC Northwest | WAT | 13 |  | 24416 |  |  | 0 |  |  |  | 0
2021 | MT | Two Dot Wind Broadview East LLC | 64332 | NWPP | WECC Northwest | WND | 1.8 |  | 4912 |  |  | 0 |  |  |  | 0
2021 | MT | Two Dot Wind Farm | 59003 | NWPP | WECC Northwest | WND | 9.7 |  | 33607 |  |  | 0 |  |  |  | 0
2021 | MT | Western Sugar Cooperative - Billings | 62319 | NWPP | WECC Northwest | SUB | 1.5 | 0.030374 | 5436 | 31997.232 | 0.22112 | 0.081354 | 0.013821 | NEI avg EF - PM, fuel type | 1053448 | 7.2799
2021 | MT | Yellowstone Energy Limited Partnership | 50931 | NWPP | WECC Northwest | PC | 68 | 0.47087 | 454274 | 3671198.705 | 30.1796 | 0.13287 | 0.016441 | NEI avg EF - PM, fuel type, firing type | 7796598 | 64.093
2021 | MT | Yellowtail | 2204 | RMPA | WECC Rockies | WAT | 278.2 |  | 512187.001 |  |  | 0 |  |  |  | 0
2021 | NC | 1001 Ebenezer Church Solar | 63444 | SRVC | SERC Virginia/Carolina | SUN | 5 |  | 6747 |  |  | 0 |  |  |  | 0
2021 | NC | 1008 Matthews Solar | 63447 | SRVC | SERC Virginia/Carolina | SUN | 4.9 |  | 6612 |  |  | 0 |  |  |  | 0
2021 | NC | 1009 Yadkin Solar | 63445 | SRVC | SERC Virginia/Carolina | SUN | 4.9 |  | 8526 |  |  | 0 |  |  |  | 0
2021 | NC | 1025 Traveller Solar, LLC | 62660 | SRVC | SERC Virginia/Carolina | SUN | 5 |  | 9616 |  |  | 0 |  |  |  | 0
2021 | NC | 1034 Catherine Lake Solar, LLC | 64478 | SRVC | SERC Virginia/Carolina | SUN | 4.9 |  | 8695 |  |  | 0 |  |  |  | 0
2021 | NC | 1045 Tomlin Mill Solar | 63448 | SRVC | SERC Virginia/Carolina | SUN | 4.9 |  | 3962 |  |  | 0 |  |  |  | 0
2021 | NC | 1047 Little Mountain Solar, LLC | 62661 | SRVC | SERC Virginia/Carolina | SUN | 3 |  | 6018 |  |  | 0 |  |  |  | 0
2021 | NC | 1051 Lucky Solar, LLC | 64271 | SRVC | SERC Virginia/Carolina | SUN | 3 |  | 4633 |  |  | 0 |  |  |  | 0
2021 | NC | 1073 Onslow Solar | 63446 | SRVC | SERC Virginia/Carolina | SUN | 4.7 |  | 6633 |  |  | 0 |  |  |  | 0
2021 | NC | 231 Dixon 74 Solar I, LLC | 61195 | SRVC | SERC Virginia/Carolina | SUN | 2 |  | 3976 |  |  | 0 |  |  |  | 0
2021 | NC | 232 Long Branch 29 Solar I, LLC | 63296 | SRVC | SERC Virginia/Carolina | SUN | 2 |  | 2477 |  |  | 0 |  |  |  | 0
2021 | NC | 315 Vinson Road | 63979 | SRVC | SERC Virginia/Carolina | SUN | 2 |  | 4451 |  |  | 0 |  |  |  | 0
2021 | NC | 4Oaks | 59534 | SRVC | SERC Virginia/Carolina | SUN | 5 |  | 8398 |  |  | 0 |  |  |  | 0
2021 | NC | 510 REPP One | 57363 | SRVC | SERC Virginia/Carolina | SUN | 1.3 |  | 1469 |  |  | 0 |  |  |  | 0
2021 | NC | ABD Farms | 61525 | SRVC | SERC Virginia/Carolina | SUN | 5 |  | 9433 |  |  | 0 |  |  |  | 0
2021 | NC | Achilles Solar | 62621 | SRVC | SERC Virginia/Carolina | SUN | 5 |  | 10076 |  |  | 0 |  |  |  | 0
2021 | NC | Acme Solar, LLC | 64238 | SRVC | SERC Virginia/Carolina | SUN | 4.9 |  | 9313 |  |  | 0 |  |  |  | 0
2021 | NC | AGA TAG Solar IV LLC | 63225 | SRVC | SERC Virginia/Carolina | SUN | 4.9 |  | 3936 |  |  | 0 |  |  |  | 0
2021 | NC | Ahoskie | 59795 | SRVC | SERC Virginia/Carolina | SUN | 5 |  | 7313 |  |  | 0 |  |  |  | 0
2021 | NC | Ajax Solar | 60288 | SRVC | SERC Virginia/Carolina | SUN | 5 |  | 3901 |  |  | 0 |  |  |  | 0
2021 | NC | Albemarle Beach Solar | 64169 | SRVC | SERC Virginia/Carolina | SUN | 80 |  | 208103 |  |  | 0 |  |  |  | 0
2021 | NC | Albemarle Hospital Unit | 56339 | SRVC | SERC Virginia/Carolina | DFO | 1.8 | 1 | 70 | 1030 | 0.15965 | 4.5614 | 0.31 | Estimated using an emission factor | 1030 | 0.15965
2021 | NC | Albemarle Prime Power Park | 56263 | SRVC | SERC Virginia/Carolina | DFO | 3.6 |  | 99 | 1823 | 0.28257 | 5.7084 | 0.31 | Estimated using an emission factor | 1823 | 0.28257
2021 | NC | Albemarle Solar Center LLC | 58806 | SRVC | SERC Virginia/Carolina | SUN | 5 |  | 8845 |  |  | 0 |  |  |  | 0
2021 | NC | Albertson Solar LLC | 59901 | SRVC | SERC Virginia/Carolina | SUN | 5 |  | 7746 |  |  | 0 |  |  |  | 0
2021 | NC | Alpha Value Solar | 62054 | SRVC | SERC Virginia/Carolina | SUN | 5 |  | 9066 |  |  | 0 |  |  |  | 0
2021 | NC | AM Best Farm | 58344 | SRVC | SERC Virginia/Carolina | SUN | 5 |  | 8752 |  |  | 0 |  |  |  | 0
2021 | NC | American Legion PV 1 | 59516 | SRVC | SERC Virginia/Carolina | SUN | 16 |  | 27319 |  |  | 0 |  |  |  | 0
2021 | NC | Amethyst Solar | 58730 | SRVC | SERC Virginia/Carolina | SUN | 3 |  | 5826 |  |  | 0 |  |  |  | 0
2021 | NC | Anderson Farm LLC | 59115 | SRVC | SERC Virginia/Carolina | SUN | 1.9 |  | 3923 |  |  | 0 |  |  |  | 0
2021 | NC | Andrew Solar | 59497 | SRVC | SERC Virginia/Carolina | SUN | 5 |  | 9173 |  |  | 0 |  |  |  | 0
2021 | NC | Angel Solar | 58731 | SRVC | SERC Virginia/Carolina | SUN | 5 |  | 8469 |  |  | 0 |  |  |  | 0
2021 | NC | Angier Farm | 58867 | SRVC | SERC Virginia/Carolina | SUN | 5 |  | 7558 |  |  | 0 |  |  |  | 0
2021 | NC | Apple Data Center - Fuel Cell 1&2 | 58264 | SRVC | SERC Virginia/Carolina | LFG | 10.5 |  | 54773 |  | 0 | 0 |  | Estimated using an emission factor |  | 0
2021 | NC | Apple Data Center - PV2 | 58701 | SRVC | SERC Virginia/Carolina | SUN | 20 |  | 37601 |  |  | 0 |  |  |  | 0
2021 | NC | Apple Data Center PV | 57994 | SRVC | SERC Virginia/Carolina | SUN | 21 |  | 39366 |  |  | 0 |  |  |  | 0
2021 | NC | Apple Data Center PV3 | 59474 | SRVC | SERC Virginia/Carolina | SUN | 17.5 |  | 35328 |  |  | 0 |  |  |  | 0
2021 | NC | Apple One | 58828 | SRVC | SERC Virginia/Carolina | SUN | 5 |  | 9251 |  |  | 0 |  |  |  | 0
2021 | NC | Ararat Rock Solar, LLC | 58492 | SRVC | SERC Virginia/Carolina | SUN | 3.5 |  | 6042 |  |  | 0 |  |  |  | 0
2021 | NC | Arba Solar, LLC | 58801 | SRVC | SERC Virginia/Carolina | SUN | 2 |  | 2396 |  |  | 0 |  |  |  | 0
2021 | NC | Arborgate Solar | 62623 | SRVC | SERC Virginia/Carolina | SUN | 5 |  | 9441 |  |  | 0 |  |  |  | 0
2021 | NC | Archer Daniels Midland Southport | 54316 | SRVC | SERC Virginia/Carolina | NG | 52.5 | 0 | 0
2021 | NC | Arndt Farm | 58315 | SRVC | SERC Virginia/Carolina | SUN | 5 |  | 5518 |  |  | 0 |  |  |  | 0
2021 | NC | Arthur Solar, LLC | 62136 | SRVC | SERC Virginia/Carolina | SUN | 5 |  | 9398 |  |  | 0 |  |  |  | 0
2021 | NC | Asheville | 2706 | SRVC | SERC Virginia/Carolina | NG | 1011.5 |  | 3791743 | 26627370.493 | 17.8686 | 0.009425 | 0.0013421 | EPA/NEI | 26627370.493 | 17.8686
2021 | NC | Asheville-Rock Hill Battery | 63064 | SRVC | SERC Virginia/Carolina | MWH | 8.8 |  | -205 | 0 |  | 0 |  |  | 0 | 0
2021 | NC | Ashley Solar Farm | 59566 | SRVC | SERC Virginia/Carolina | SUN | 4 |  | 7137 |  |  | 0 |  |  |  | 0
2021 | NC | Aspen Solar, LLC | 59694 | SRVC | SERC Virginia/Carolina | SUN | 5 |  | 8934 |  |  | 0 |  |  |  | 0
2021 | NC | Atkinson Farm Solar | 60982 | SRVC | SERC Virginia/Carolina | SUN | 5 |  | 9033 |  |  | 0 |  |  |  | 0
2021 | NC | Atkinson Solar II | 62096 | SRVC | SERC Virginia/Carolina | SUN | 1.9 |  | 3483 |  |  | 0 |  |  |  | 0
2021 | NC | ATOOD Solar IV, LLC | 63383 | SRVC | SERC Virginia/Carolina | SUN | 5 |  | 8296 |  |  | 0 |  |  |  | 0
2021 | NC | Audrey Solar | 58732 | SRVC | SERC Virginia/Carolina | SUN | 3 |  | 5609 |  |  | 0 |  |  |  | 0
2021 | NC | Augustus Farm, LLC | 60313 | SRVC | SERC Virginia/Carolina | SUN | 4.9 |  | 9478 |  |  | 0 |  |  |  | 0
2021 | NC | Aulander Holloman Solar, LLC | 62340 | SRVC | SERC Virginia/Carolina | SUN | 80 |  | 198328 |  |  | 0 |  |  |  | 0
2021 | NC | Aulander Hwy 42 Solar, LLC | 63332 | SRVC | SERC Virginia/Carolina | SUN | 5 |  | 9360 |  |  | 0 |  |  |  | 0
2021 | NC | Auten Road Farm, LLC | 60634 | SRVC | SERC Virginia/Carolina | SUN | 5 |  | 9427 |  |  | 0 |  |  |  | 0
2021 | NC | Avalon Hydropower | 54801 | SRVC | SERC Virginia/Carolina | WAT | 1.2 |  | 5815 |  |  | 0 |  |  |  | 0
2021 | NC | Ayrshire | 58792 | SRVC | SERC Virginia/Carolina | SUN | 19.4 |  | 36252 |  |  | 0 |  |  |  | 0
2021 | NC | Badger | 62603 | SRVC | SERC Virginia/Carolina | SUN | 5 |  | 10478 |  |  | 0 |  |  |  | 0
2021 | NC | Bailey Farm LLC | 59127 | SRVC | SERC Virginia/Carolina | SUN | 5 |  | 8508 |  |  | 0 |  |  |  | 0
2021 | NC | Bakatsias Solar | 61527 | SRVC | SERC Virginia/Carolina | SUN | 5 |  | 7946 |  |  | 0 |  |  |  | 0
2021 | NC | Baker PV 1 | 59517 | SRVC | SERC Virginia/Carolina | SUN | 5 |  | 8928 |  |  | 0 |  |  |  | 0
2021 | NC | Balsam | 59828 | SRVC | SERC Virginia/Carolina | SUN | 5 |  | 8564 |  |  | 0 |  |  |  | 0
2021 | NC | Baltimore Church Solar, LLC | 60144 | SRVC | SERC Virginia/Carolina | SUN | 5.4 |  | 7630 |  |  | 0 |  |  |  | 0
2021 | NC | Barker Solar, LLC | 61194 | SRVC | SERC Virginia/Carolina | SUN | 5 |  | 9412 |  |  | 0 |  |  |  | 0
2021 | NC | Barnhill Road Solar, LLC | 60782 | SRVC | SERC Virginia/Carolina | SUN | 3.1 |  | 5136 |  |  | 0 |  |  |  | 0
2021 | NC | Battleboro Farm | 60369 | SRVC | SERC Virginia/Carolina | SUN | 5.2 |  | 8982 |  |  | 0 |  |  |  | 0
2021 | NC | Battleground | 59038 | SRVC | SERC Virginia/Carolina | SUN | 3.5 |  | 5352 |  |  | 0 |  |  |  | 0
2021 | NC | Bay Branch Solar | 60601 | SRVC | SERC Virginia/Carolina | SUN | 5 |  | 10662 |  |  | 0 |  |  |  | 0
2021 | NC | Bay Tree | 63976 | SRVC | SERC Virginia/Carolina | SUN | 70.1 |  | 1741 |  |  | 0 |  |  |  | 0
2021 | NC | Bayboro Solar Farm | 61528 | SRVC | SERC Virginia/Carolina | SUN | 5 |  | 8977 |  |  | 0 |  |  |  | 0
2021 | NC | Beaker | 65502 | SRVC | SERC Virginia/Carolina | SUN | 5
2021 | NC | Bear Creek Dam | 2741 | SRVC | SERC Virginia/Carolina | WAT | 9 |  | 32732 |  |  | 0 |  |  |  | 0
2021 | NC | Bear Creek Solar | 61351 | SRVC | SERC Virginia/Carolina | SUN | 2 |  | 4076 |  |  | 0 |  |  |  | 0
2021 | NC | Bearford Farm Solar Project | 59567 | SRVC | SERC Virginia/Carolina | SUN | 5 |  | 9223 |  |  | 0 |  |  |  | 0
2021 | NC | Bearford Solar II | 59488 | SRVC | SERC Virginia/Carolina | SUN | 4.9 |  | 9469 |  |  | 0 |  |  |  | 0
2021 | NC | BearPond Solar Center LLC | 58955 | SRVC | SERC Virginia/Carolina | SUN | 4.8 |  | 9101 |  |  | 0 |  |  |  | 0
2021 | NC | Beaufort Solar, LLC | 59887 | SRVC | SERC Virginia/Carolina | SUN | 15 |  | 28448 |  |  | 0 |  |  |  | 0
2021 | NC | Beetle Solar | 59511 | SRVC | SERC Virginia/Carolina | SUN | 4 |  | 6457 |  |  | 0 |  |  |  | 0
2021 | NC | Belafonte | 65503 | SRVC | SERC Virginia/Carolina | SUN | 3.4
2021 | NC | Belews Creek | 8042 | SRVC | SERC Virginia/Carolina | BIT | 2491.2 |  | 9010016 | 87308722.157 | 934.73 | 0.20749 | 0.021412 | EPA/NEI | 87308722.157 | 934.73
2021 | NC | Belwood Farm | 58314 | SRVC | SERC Virginia/Carolina | SUN | 4 |  | 6739 |  |  | 0 |  |  |  | 0
2021 | NC | Benson Solar, LLC | 63836 | SRVC | SERC Virginia/Carolina | SUN | 4.9 |  | 8016 |  |  | 0 |  |  |  | 0
2021 | NC | Benthall Bridge PV 1 | 59515 | SRVC | SERC Virginia/Carolina | SUN | 5 |  | 9822 |  |  | 0 |  |  |  | 0
2021 | NC | Bernhardt Furniture Solar Farm | 60881 | SRVC | SERC Virginia/Carolina | SUN | 1.1 |  | 1695 |  |  | 0 |  |  |  | 0
2021 | NC | Beth | 64175 | SRVC | SERC Virginia/Carolina | SUN | 5 |  | 8163 |  |  | 0 |  |  |  | 0
2021 | NC | Bethel Price Solar, LLC | 58843 | SRVC | SERC Virginia/Carolina | SUN | 5 |  | 6512 |  |  | 0 |  |  |  | 0
2021 | NC | Bethel Solar | 59173 | SRVC | SERC Virginia/Carolina | SUN | 5 |  | 7905 |  |  | 0 |  |  |  | 0
2021 | NC | Beulaville | 59039 | SRVC | SERC Virginia/Carolina | SUN | 2 |  | 3218 |  |  | 0 |  |  |  | 0
2021 | NC | BG Stewart Solar Farm, LLC | 59930 | SRVC | SERC Virginia/Carolina | SUN | 5 |  | 8707 |  |  | 0 |  |  |  | 0
2021 | NC | Big Boy | 64174 | SRVC | SERC Virginia/Carolina | SUN | 3 |  | 4560 |  |  | 0 |  |  |  | 0
2021 | NC | Biltmore Solar Fields | 61271 | SRVC | SERC Virginia/Carolina | SUN | 1.5 |  | 1586 |  |  | 0 |  |  |  | 0
2021 | NC | Biscoe Solar LLC | 58667 | SRVC | SERC Virginia/Carolina | SUN | 5 |  | 8844 |  |  | 0 |  |  |  | 0
2021 | NC | Bizzell Church Solar 1, LLC | 60401 | SRVC | SERC Virginia/Carolina | SUN | 5.2 |  | 9386 |  |  | 0 |  |  |  | 0
2021 | NC | Bizzell Church Solar 2 | 61158 | SRVC | SERC Virginia/Carolina | SUN | 5 |  | 9330 |  |  | 0 |  |  |  | 0
2021 | NC | Blackburn Landfill Co-Generation | 55488 | SRVC | SERC Virginia/Carolina | LFG | 2.9 | 0.27176 | 12297 | 64950.375 | 0.47738 | 0.077642 | 0.0147 | Estimated using an emission factor | 239003.001 | 1.7567
2021 | NC | Bladen Solar | 61561 | SRVC | SERC Virginia/Carolina | SUN | 50 |  | 101307 |  |  | 0 |  |  |  | 0
2021 | NC | Bladenboro Farm | 58868 | SRVC | SERC Virginia/Carolina | SUN | 5 |  | 8371 |  |  | 0 |  |  |  | 0
2021 | NC | Bladenboro Solar 2 | 62101 | SRVC | SERC Virginia/Carolina | SUN | 4.5 |  | 8511 |  |  | 0 |  |  |  | 0
2021 | NC | Bladenboro Solar, LLC | 61283 | SRVC | SERC Virginia/Carolina | SUN | 4.8 |  | 9449 |  |  | 0 |  |  |  | 0
2021 | NC | Blewett | 2707 | SRVC | SERC Virginia/Carolina | WAT | 94.6 |  | 105332.001 | 6047.3 | 0.14984 | 0.002845 | 0.049555 | EPA/NEI; Estimated using an emission factor | 6047.3 | 0.14984
2021 | NC | Blue Ridge Paper Products Inc. | 50244 | SRVC | SERC Virginia/Carolina | BLQ | 52.5 | 0.091723 | 319851 | 1716959.334 | 25.5191 | 0.15957 | 0.029726 | EPA/NEI; Estimated using an emission factor | 18718876.713 | 278.2187
2021 | NC | Blueberry One | 58605 | SRVC | SERC Virginia/Carolina | SUN | 5 |  | 8986 |  |  | 0 |  |  |  | 0
2021 | NC | Bo Biggs Solar | 64192 | SRVC | SERC Virginia/Carolina | SUN | 4.9 |  | 9087 |  |  | 0 |  |  |  | 0
2021 | NC | Boaz Farm Solar | 61157 | SRVC | SERC Virginia/Carolina | SUN | 5 |  | 9481 |  |  | 0 |  |  |  | 0
2021 | NC | Bolton Farm | 58349 | SRVC | SERC Virginia/Carolina | SUN | 5 |  | 8162 |  |  | 0 |  |  |  | 0
2021 | NC | Bondi Solar | 61352 | SRVC | SERC Virginia/Carolina | SUN | 5 |  | 9714 |  |  | 0 |  |  |  | 0
2021 | NC | Boseman Solar Center LLC | 58807 | SRVC | SERC Virginia/Carolina | SUN | 5 |  | 9164 |  |  | 0 |  |  |  | 0
2021 | NC | Bostic Delivery No 2 | 56547 | SRVC | SERC Virginia/Carolina | DFO | 1 |  | -13 | 12 | 0.00186 | 0 | 0.31 | Estimated using an emission factor | 12 | 0.00186
2021 | NC | Boykin PV1 | 59996 | SRVC | SERC Virginia/Carolina | SUN | 16 |  | 35367 |  |  | 0 |  |  |  | 0
2021 | NC | Bradley PV1 | 59154 | SRVC | SERC Virginia/Carolina | SUN | 5 |  | 7854 |  |  | 0 |  |  |  | 0
2021 | NC | Brantley Solar | 60623 | SRVC | SERC Virginia/Carolina | SUN | 50.2 |  | 104144 |  |  | 0 |  |  |  | 0
2021 | NC | BRE | 59706 | SRVC | SERC Virginia/Carolina | SUN | 5 |  | 8593 |  |  | 0 |  |  |  | 0
2021 | NC | BRE NC Solar 3 | 60627 | SRVC | SERC Virginia/Carolina | SUN | 5 |  | 0
2021 | NC | Bridgewater | 2719 | SRVC | SERC Virginia/Carolina | WAT | 27.7 |  | 56322.001 |  |  | 0 |  |  |  | 0
2021 | NC | Broad River Solar, LLC | 62822 | SRVC | SERC Virginia/Carolina | SUN | 50 |  | 0
2021 | NC | Broadridge Solar, LLC | 61218 | SRVC | SERC Virginia/Carolina | SUN | 5 |  | 9437 |  |  | 0 |  |  |  | 0
2021 | NC | Broadway Road Solar, LLC | 64820 | SRVC | SERC Virginia/Carolina | SUN | 2 |  | 0
2021 | NC | Broadway Solar Center, LLC | 59762 | SRVC | SERC Virginia/Carolina | SUN | 5 |  | 8349 |  |  | 0 |  |  |  | 0
2021 | NC | Brunswick Nuclear | 6014 | SRVC | SERC Virginia/Carolina | NUC | 2003.2 |  | 15468860 |  |  | 0 |  |  |  | 0
2021 | NC | Buck | 2720 | SRVC | SERC Virginia/Carolina | NG | 697.9 |  | 4535375 | 31454325.52 | 89.02 | 0.039256 | 0.0056603 | EPA/NEI | 31454325.52 | 89.02
2021 | NC | Buckleberry Solar | 61693 | SRVC | SERC Virginia/Carolina | SUN | 52.1 |  | 102263 |  |  | 0 |  |  |  | 0
2021 | NC | Buddy Solar | 58735 | SRVC | SERC Virginia/Carolina | SUN | 4 |  | 6191 |  |  | 0 |  |  |  | 0
2021 | NC | Bullock Solar, LLC | 61512 | SRVC | SERC Virginia/Carolina | SUN | 50 |  | 105453 |  |  | 0 |  |  |  | 0
2021 | NC | Bunn Level Farm, LLC | 60636 | SRVC | SERC Virginia/Carolina | SUN | 5 |  | 9428 |  |  | 0 |  |  |  | 0
2021 | NC | Burgaw Solar, LLC | 62240 | SRVC | SERC Virginia/Carolina | SUN | 5 |  | 9400 |  |  | 0 |  |  |  | 0
2021 | NC | Butler-Warner Generation Plant | 1016 | SRVC | SERC Virginia/Carolina | NG | 304.9 |  | -1884 | 53436.5 | 0.55998 | 0 | 0.020959 | EPA/NEI; Estimated using an emission factor | 53436.5 | 0.55998
2021 | NC | Buttercup Solar, LLC | 64002 | SRVC | SERC Virginia/Carolina | SUN | 5 |  | 10953 |  |  | 0 |  |  |  | 0
2021 | NC | Buxton | 2783 | SRVC | SERC Virginia/Carolina | DFO | 15 |  | 228 | 6112 | 0.94736 | 8.3102 | 0.31 | Estimated using an emission factor | 6112 | 0.94736
2021 | NC | Camden Dam Solar, LLC | 62330 | SRVC | SERC Virginia/Carolina | SUN | 5 |  | 11005 |  |  | 0 |  |  |  | 0
2021 | NC | Camden Solar LLC | 64535 | SRVC | SERC Virginia/Carolina | SUN | 20 |  | 2967 |  |  | 0 |  |  |  | 0
2021 | NC | Camp Lejeune Solar | 59966 | SRVC | SERC Virginia/Carolina | SUN | 12.8 |  | 18193 |  |  | 0 |  |  |  | 0
2021 | NC | Candace Solar | 59499 | SRVC | SERC Virginia/Carolina | SUN | 5 |  | 8843 |  |  | 0 |  |  |  | 0
2021 | NC | Carl Friedrich Gauss Solar | 60882 | SRVC | SERC Virginia/Carolina | SUN | 5 |  | 9087 |  |  | 0 |  |  |  | 0
2021 | NC | Carol Jean Solar | 59017 | SRVC | SERC Virginia/Carolina | SUN | 4 |  | 7069 |  |  | 0 |  |  |  | 0
2021 | NC | Carolina Lily Solar | 63016 | SRVC | SERC Virginia/Carolina | SUN | 5 |  | 6796 |  |  | 0 |  |  |  | 0
2021 | NC | Carolina Poultry Power Farmville | 62873 | SRVC | SERC Virginia/Carolina | AB | 1.7 | 0.037514 | 3560 | 22222.615 | 11.1336 | 6.2549 | 1.002 | Estimated using an emission factor | 592388.001 | 296.7864
2021 | NC | Carter PV1 | 59156 | SRVC | SERC Virginia/Carolina | SUN | 5 |  | 9398 |  |  | 0 |  |  |  | 0
2021 | NC | Cash Solar | 60178 | SRVC | SERC Virginia/Carolina | SUN | 5 |  | 11034 |  |  | 0 |  |  |  | 0
2021 | NC | Castalia Solar | 58849 | SRVC | SERC Virginia/Carolina | SUN | 2 |  | 3600 |  |  | 0 |  |  |  | 0
2021 | NC | Catawba River Pollution Control | 56553 | SRVC | SERC Virginia/Carolina | DFO | 1.3 |  | 4 | 596 | 0.09238 | 46.19 | 0.31 | Estimated using an emission factor | 596 | 0.09238
2021 | NC | Catawba Solar LLC | 60800 | SRVC | SERC Virginia/Carolina | SUN | 2 |  | 3517 |  |  | 0 |  |  |  | 0
2021 | NC | CB Bladen Solar, LLC | 60402 | SRVC | SERC Virginia/Carolina | SUN | 5.2 |  | 9602 |  |  | 0 |  |  |  | 0
2021 | NC | CBC Solar Energy Gen Fac Phase 2 | 59451 | SRVC | SERC Virginia/Carolina | SUN | 2.5 |  | 4115 |  |  | 0 |  |  |  | 0
2021 | NC | Cedar Cliff | 2743 | SRVC | SERC Virginia/Carolina | WAT | 6.4 |  | 17114 |  |  | 0 |  |  |  | 0
2021 | NC | Cedar Solar, LLC | 60135 | SRVC | SERC Virginia/Carolina | SUN | 5 |  | 9104 |  |  | 0 |  |  |  | 0
2021 | NC | Century Drive Solar Farm | 61187 | SRVC | SERC Virginia/Carolina | SUN | 1 |  | 0
2021 | NC | CenturyLink Regional HQ | 54882 | SRVC | SERC Virginia/Carolina | DFO | 1 |  | 0
2021 | NC | Chadbourn Farm | 58311 | SRVC | SERC Virginia/Carolina | SUN | 5 |  | 9177 |  |  | 0 |  |  |  | 0
2021 | NC | Changeup | 62601 | SRVC | SERC Virginia/Carolina | SUN | 2 |  | 3898 |  |  | 0 |  |  |  | 0
2021 | NC | Charlie | 64176 | SRVC | SERC Virginia/Carolina | SUN | 4 |  | 7406 |  |  | 0 |  |  |  | 0
2021 | NC | Charlotte Solar | 58722 | SRVC | SERC Virginia/Carolina | SUN | 5 |  | 9282 |  |  | 0 |  |  |  | 0
2021 | NC | Chatuge | 2778 | SRTV | SERC Tennessee Valley | WAT | 13.2 |  | 50180 |  |  | 0 |  |  |  | 0
2021 | NC | Chauncey Farm LLC | 59100 | SRVC | SERC Virginia/Carolina | SUN | 4.9 |  | 8648 |  |  | 0 |  |  |  | 0
2021 | NC | Chei Solar | 59508 | SRVC | SERC Virginia/Carolina | SUN | 5 |  | 8254 |  |  | 0 |  |  |  | 0
2021 | NC | Cheoah | 54899 | SRTV | SERC Tennessee Valley | WAT | 140 |  | 633749.001 |  |  | 0 |  |  |  | 0
2021 | NC | Cherryville City Hall | 56340 | SRVC | SERC Virginia/Carolina | DFO | 1.8 |  | 64 | 856 | 0.13268 | 4.1463 | 0.31 | Estimated using an emission factor | 856 | 0.13268
2021 | NC | Chestnut Solar | 61011 | SRVC | SERC Virginia/Carolina | SUN | 74.9 |  | 147821 |  |  | 0 |  |  |  | 0
2021 | NC | Choco Solar, LLC | 59899 | SRVC | SERC Virginia/Carolina | SUN | 5 |  | 10322 |  |  | 0 |  |  |  | 0
2021 | NC | Chocowinity Solar LLC | 58675 | SRVC | SERC Virginia/Carolina | SUN | 5 |  | 8407 |  |  | 0 |  |  |  | 0
2021 | NC | Chowan Jehu Solar | 62693 | SRVC | SERC Virginia/Carolina | SUN | 5 |  | 9744 |  |  | 0 |  |  |  | 0
2021 | NC | Church Road Solar LLC | 62168 | SRVC | SERC Virginia/Carolina | SUN | 5 |  | 6786 |  |  | 0 |  |  |  | 0
2021 | NC | CII Methane Management IV, LLC | 59711 | SRVC | SERC Virginia/Carolina | LFG | 1.6 |  | 9142 | 95170 | 0.6995 | 0.15303 | 0.0147 | Estimated using an emission factor | 95170 | 0.6995
2021 | NC | Cirrus Solar LLC | 58674 | SRVC | SERC Virginia/Carolina | SUN | 5 |  | 8487 |  |  | 0 |  |  |  | 0
2021 | NC | Clear Solar I, LLC | 65817 | SRVC | SERC Virginia/Carolina | SUN | 3.6
2021 | NC | Cleveland County Generating Facility | 57029 | SRVC | SERC Virginia/Carolina | NG | 736 |  | 907174 | 9299177.213 | 30.74 | 0.067771 | 0.0066113 | EPA/NEI | 9299177.213 | 30.74
2021 | NC | Cliffside | 2721 | SRVC | SERC Virginia/Carolina | BIT | 1530.5 |  | 4751185 | 46390411.378 | 197.14 | 0.082986 | 0.0084992 | EPA/NEI | 46390411.378 | 197.14
2021 | NC | Cline Solar Farm, LLC | 59929 | SRVC | SERC Virginia/Carolina | SUN | 5 |  | 8349 |  |  | 0 |  |  |  | 0
2021 | NC | Clipperton Holdings LLC | 59213 | SRVC | SERC Virginia/Carolina | SUN | 5 |  | 9661 |  |  | 0 |  |  |  | 0
2021 | NC | Coats Solar Farm, LLC | 59937 | SRVC | SERC Virginia/Carolina | SUN | 5 |  | 9418 |  |  | 0 |  |  |  | 0
2021 | NC | COC Surry LFG, LLC | 59439 | SRVC | SERC Virginia/Carolina | LFG | 1.6 |  | 6313 | 71706 | 0.52704 | 0.16697 | 0.0147 | Estimated using an emission factor | 71706 | 0.52704
2021 | NC | Cohen Farm Solar, LLC | 60146 | SRVC | SERC Virginia/Carolina | SUN | 4.9 |  | 9577 |  |  | 0 |  |  |  | 0
2021 | NC | Concord Energy | 57896 | SRVC | SERC Virginia/Carolina | LFG | 9.6 |  | 50673 | 822741 | 8.8856 | 0.3507 | 0.0216 | Estimated using an emission factor | 822741 | 8.8856
2021 | NC | Concord Farm | 59818 | SRVC | SERC Virginia/Carolina | SUN | 4.5 |  | 2966 |  |  | 0 |  |  |  | 0
2021 | NC | Conetoe II Solar, LLC | 59944 | SRVC | SERC Virginia/Carolina | SUN | 80 |  | 152900 |  |  | 0 |  |  |  | 0
2021 | NC | Conetoe Solar | 60188 | SRVC | SERC Virginia/Carolina | SUN | 5 |  | 8551 |  |  | 0 |  |  |  | 0
2021 | NC | Cookstown | 62600 | SRVC | SERC Virginia/Carolina | SUN | 5 |  | 10209 |  |  | 0 |  |  |  | 0
2021 | NC | Copperfield | 61882 | SRVC | SERC Virginia/Carolina | SUN | 2 |  | 3455 |  |  | 0 |  |  |  | 0
2021 | NC | Cork Oak Solar | 60637 | SRVC | SERC Virginia/Carolina | SUN | 20 |  | 36000 |  |  | 0 |  |  |  | 0
2021 | NC | Cornelius Delivery No 1 | 56546 | SRVC | SERC Virginia/Carolina | DFO | 2.2 |  | -43 | 43 | 0.006665 | 0 | 0.31 | Estimated using an emission factor | 43 | 0.006665
2021 | NC | Cornwall Solar Center, LLC | 59663 | SRVC | SERC Virginia/Carolina | SUN | 5 |  | 9245 |  |  | 0 |  |  |  | 0
2021 | NC | Cotten Farm, LLC | 60965 | SRVC | SERC Virginia/Carolina | SUN | 5 |  | 9520 |  |  | 0 |  |  |  | 0
2021 | NC | Cottonwood Solar, LLC | 63293 | SRVC | SERC Virginia/Carolina | SUN | 3 |  | 5214 |  |  | 0 |  |  |  | 0
2021 | NC | Cougar Solar, LLC | 61658 | SRVC | SERC Virginia/Carolina | SUN | 1.9 |  | 3566 |  |  | 0 |  |  |  | 0
2021 | NC | County Home Solar Center, LLC | 60199 | SRVC | SERC Virginia/Carolina | SUN | 2 |  | 3486 |  |  | 0 |  |  |  | 0
2021 | NC | County Home Solar LLC | 62167 | SRVC | SERC Virginia/Carolina | SUN | 4.9 |  | 9093 |  |  | 0 |  |  |  | 0
2021 | NC | Cowans Ford | 2722 | SRVC | SERC Virginia/Carolina | WAT | 350 |  | 179301 |  |  | 0 |  |  |  | 0
2021 | NC | CPI USA North Carolina Roxboro | 10379 | SRVC | SERC Virginia/Carolina | WDS | 67.5 | 1 | 57125 | 825088.499 | 9.81 | 0.34346 | 0.023779 | EPA/NEI | 825088.499 | 9.81
2021 | NC | CPI USA North Carolina Southport | 10378 | SRVC | SERC Virginia/Carolina | WDS | 135 | 0.22862 | 58823 | 302636.493 | 17.2836 | 0.58765 | 0.11422 | EPA/NEI | 1323758.521 | 75.6
2021 | NC | Craven County Wood Energy | 10525 | SRVC | SERC Virginia/Carolina | WDS | 50 | 1 | 314183 | 5042626.315 | 75.7 | 0.48188 | 0.030024 | EPA/NEI | 5042626.315 | 75.7
2021 | NC | Creech Solar 2, LLC | 60635 | SRVC | SERC Virginia/Carolina | SUN | 5 |  | 9136 |  |  | 0 |  |  |  | 0
2021 | NC | Crestwood Solar Center LLC | 59914 | SRVC | SERC Virginia/Carolina | SUN | 5 |  | 7743 |  |  | 0 |  |  |  | 0
2021 | NC | Creswell Alligood Solar, LLC | 59548 | SRVC | SERC Virginia/Carolina | SUN | 14 |  | 27692 |  |  | 0 |  |  |  | 0
2021 | NC | Crockett Farm | 59561 | SRVC | SERC Virginia/Carolina | SUN | 5 |  | 9129 |  |  | 0 |  |  |  | 0
2021 | NC | Crooked Run | 62678 | SRVC | SERC Virginia/Carolina | SUN | 70.1 |  | 145344 |  |  | 0 |  |  |  | 0
2021 | NC | Cruise Solar, LLC | 65584 | SRVC | SERC Virginia/Carolina | SUN | 1.9 |  | 3856 |  |  | 0 |  |  |  | 0
2021 | NC | CS Murphy Point, LLC | 57687 | SRVC | SERC Virginia/Carolina | SUN | 1 |  | 1254 |  |  | 0 |  |  |  | 0
2021 | NC | Cubera Solar, LLC | 63346 | SRVC | SERC Virginia/Carolina | SUN | 2 |  | 4022 |  |  | 0 |  |  |  | 0
2021 | NC | Currin Solar, LLC | 60403 | SRVC | SERC Virginia/Carolina | SUN | 5.2 |  | 7737 |  |  | 0 |  |  |  | 0
2021 | NC | Dan River | 2723 | SRVC | SERC Virginia/Carolina | NG | 697.9 |  | 4173444 | 29919479.353 | 259.28 | 0.12425 | 0.017332 | EPA/NEI | 29919479.353 | 259.28
2021 | NC | Daniel Farm LLC | 59126 | SRVC | SERC Virginia/Carolina | SUN | 5 |  | 9144 |  |  | 0 |  |  |  | 0
2021 | NC | Davidson Gas Producers LLC | 57436 | SRVC | SERC Virginia/Carolina | LFG | 1.6 |  | 12711 | 137836 | 1.0131 | 0.1594 | 0.0147 | Estimated using an emission factor | 137836 | 1.0131
2021 | NC | Davis Lane Solar, LLC | 61581 | SRVC | SERC Virginia/Carolina | SUN | 5 |  | 9679 |  |  | 0 |  |  |  | 0
2021 | NC | Daystar Solar | 60179 | SRVC | SERC Virginia/Carolina | SUN | 5 |  | 9550 |  |  | 0 |  |  |  | 0
2021 | NC | DD Fayetteville Solar NC LLC | 59117 | SRVC | SERC Virginia/Carolina | SUN | 23.1 |  | 40915 |  |  | 0 |  |  |  | 0
2021 | NC | DE Solar 10240 Old Dowd Rd | 57334 | SRVC | SERC Virginia/Carolina | SUN | 1.9 |  | 2003 |  |  | 0 |  |  |  | 0
2021 | NC | DE Solar 1725 Drywall Dr | 57336 | SRVC | SERC Virginia/Carolina | SUN | 1 |  | 814 |  |  | 0 |  |  |  | 0
2021 | NC | DE Solar 657 Brigham Rd | 57335 | SRVC | SERC Virginia/Carolina | SUN | 1.3 |  | 1351 |  |  | 0 |  |  |  | 0
2021 | NC | Deep Branch Farm | 61403 | SRVC | SERC Virginia/Carolina | SUN | 5 |  | 9095 |  |  | 0 |  |  |  | 0
2021 | NC | Delco Farm | 61088 | SRVC | SERC Virginia/Carolina | SUN | 5 |  | 8727 |  |  | 0 |  |  |  | 0
2021 | NC | Dement Farm LLC | 58874 | SRVC | SERC Virginia/Carolina | SUN | 5 |  | 8877 |  |  | 0 |  |  |  | 0
2021 | NC | Desert Wind Farm, LLC | 59968 | SRVC | SERC Virginia/Carolina | WND | 208 |  | 505164 |  |  | 0 |  |  |  | 0
2021 | NC | Dessie Solar Center LLC | 58952 | SRVC | SERC Virginia/Carolina | SUN | 4.8 |  | 8781 |  |  | 0 |  |  |  | 0
2021 | NC | Dibrell Farm | 58346 | SRVC | SERC Virginia/Carolina | SUN | 5 |  | 8988 |  |  | 0 |  |  |  | 0
2021 | NC | Dixon Dairy Road Solar | 58453 | SRVC | SERC Virginia/Carolina | SUN | 4 |  | 6685 |  |  | 0 |  |  |  | 0
2021 | NC | Dogwood Solar, LLC | 58844 | SRVC | SERC Virginia/Carolina | SUN | 20 |  | 37692 |  |  | 0 |  |  |  | 0
2021 | NC | Domtar Paper Co LLC Plymouth NC | 50189 | SRVC | SERC Virginia/Carolina | BLQ | 114 | 0.098333 | 357217.48 | 1999260.302 | 10.8876 | 0.060958 | 0.010892 | NEI avg EF - PM, fuel type, firing type | 20331603.422 | 110.7222
2021 | NC | Downs Farm Solar | 59429 | SRVC | SERC Virginia/Carolina | SUN | 5 |  | 8472 |  |  | 0 |  |  |  | 0
2021 | NC | Dragstrip Farm | 59102 | SRVC | SERC Virginia/Carolina | SUN | 5 |  | 9093 |  |  | 0 |  |  |  | 0
2021 | NC | Drexel Operations Center | 56548 | SRVC | SERC Virginia/Carolina | DFO | 2.2 |  | 53 | 1005 | 0.15577 | 5.8783 | 0.31 | Estimated using an emission factor | 1005 | 0.15577
2021 | NC | DSM Pharmaceuticals | 54887 | SRVC | SERC Virginia/Carolina | NG | 9.2 | 0.49476 | 790 | 5674.879 | 0.33083 | 0.83754 | 0.11659 | EPA/NEI; Estimated using an emission factor | 11470 | 0.66866
2021 | NC | Dunn | 59376 | SRVC | SERC Virginia/Carolina | SUN | 2 |  | 3497 |  |  | 0 |  |  |  | 0
2021 | NC | Duplin Solar I LLC (160 Houston Lane) | 60599 | SRVC | SERC Virginia/Carolina | SUN | 5 |  | 8174 |  |  | 0 |  |  |  | 0
2021 | NC | Duplin Solar LLC | 58879 | SRVC | SERC Virginia/Carolina | SUN | 5 |  | 8814 |  |  | 0 |  |  |  | 0
2021 | NC | Durham Solar | 60131 | SRVC | SERC Virginia/Carolina | SUN | 3.5 |  | 5799 |  |  | 0 |  |  |  | 0
2021 | NC | Eagle Solar | 60161 | SRVC | SERC Virginia/Carolina | SUN | 4 |  | 7525 |  |  | 0 |  |  |  | 0
2021 | NC | East Wayne Solar LLC | 59189 | SRVC | SERC Virginia/Carolina | SUN | 2 |  | 3764 |  |  | 0 |  |  |  | 0
2021 | NC | Eastover Farm | 59562 | SRVC | SERC Virginia/Carolina | SUN | 5 |  | 9007 |  |  | 0 |  |  |  | 0
2021 | NC | Eastside WWTP | 57606 | SRVC | SERC Virginia/Carolina | DFO | 5.4 |  | 434.001 | 4143 | 0.64216 | 2.9593 | 0.31 | Estimated using an emission factor | 4143 | 0.64216
2021 | NC | Eden Solar LLC | 59778 | SRVC | SERC Virginia/Carolina | SUN | 47.7 |  | 84051 |  |  | 0 |  |  |  | 0
2021 | NC | Edenton Generators | 7429 | SRVC | SERC Virginia/Carolina | DFO | 2.4 |  | 174 | 3887 | 0.60249 | 6.9251 | 0.31 | Estimated using an emission factor | 3887 | 0.60249
2021 | NC | Edenton Solar | 61781 | SRVC | SERC Virginia/Carolina | SUN | 5 |  | 9449 |  |  | 0 |  |  |  | 0
2021 | NC | Ellerbe | 59042 | SRVC | SERC Virginia/Carolina | SUN | 2 |  | 3167 |  |  | 0 |  |  |  | 0
2021 | NC | Elliana Solar | 58725 | SRVC | SERC Virginia/Carolina | SUN | 5 |  | 9120 |  |  | 0 |  |  |  | 0
2021 | NC | Elm City Solar Facility | 59164 | SRVC | SERC Virginia/Carolina | SUN | 40 |  | 78435 |  |  | 0 |  |  |  | 0
2021 | NC | Elm Solar, LLC | 60136 | SRVC | SERC Virginia/Carolina | SUN | 5 |  | 8856 |  |  | 0 |  |  |  | 0
2021 | NC | Ennis Solar, LLC | 62662 | SRVC | SERC Virginia/Carolina | SUN | 5 |  | 8109 |  |  | 0 |  |  |  | 0
2021 | NC | Eros Solar, LLC | 63733 | SRVC | SERC Virginia/Carolina | SUN | 5 |  | 10292 |  |  | 0 |  |  |  | 0
2021 | NC | Erwin Farm | 58859 | SRVC | SERC Virginia/Carolina | SUN | 5 |  | 6834 |  |  | 0 |  |  |  | 0
2021 | NC | ESA Boston Solar, LLC | 64363 | SRVC | SERC Virginia/Carolina | SUN | 5 |  | 9697 |  |  | 0 |  |  |  | 0
2021 | NC | ESA Buies Creek, LLC | 63732 | SRVC | SERC Virginia/Carolina | SUN | 2.8 |  | 5817 |  |  | 0 |  |  |  | 0
2021 | NC | ESA Four Oaks 2 NC LLC | 62996 | SRVC | SERC Virginia/Carolina | SUN | 2 |  | 3490 |  |  | 0 |  |  |  | 0
2021 | NC | ESA Hamlet NC , LLC | 63377 | SRVC | SERC Virginia/Carolina | SUN | 5 |  | 8633 |  |  | 0 |  |  |  | 0
2021 | NC | ESA Selma | 59956 | SRVC | SERC Virginia/Carolina | SUN | 1.8 |  | 2706 |  |  | 0 |  |  |  | 0
2021 | NC | ESA Smithfield | 59955 | SRVC | SERC Virginia/Carolina | SUN | 1.8 |  | 2860 |  |  | 0 |  |  |  | 0
2021 | NC | Everett PV1 | 60997 | SRVC | SERC Virginia/Carolina | SUN | 10 |  | 19527 |  |  | 0 |  |  |  | 0
2021 | NC | Everetts Wildcat Solar, LLC | 59549 | SRVC | SERC Virginia/Carolina | SUN | 5 |  | 10105 |  |  | 0 |  |  |  | 0
2021 | NC | Exum Farm Solar, LLC | 60400 | SRVC | SERC Virginia/Carolina | SUN | 4.9 |  | 8276 |  |  | 0 |  |  |  | 0
2021 | NC | Facile Solar | 59406 | SRVC | SERC Virginia/Carolina | SUN | 2 |  | 2505 |  |  | 0 |  |  |  | 0
2021 | NC | Fairmont-FLS 100 | 59052 | SRVC | SERC Virginia/Carolina | SUN | 4 |  | 6223 |  |  | 0 |  |  |  | 0
2021 | NC | Faison Solar | 59333 | SRVC | SERC Virginia/Carolina | SUN | 2 |  | 3147 |  |  | 0 |  |  |  | 0
2021 | NC | Falls Hydro | 54895 | SRVC | SERC Virginia/Carolina | WAT | 31.4 |  | 137684.001 |  |  | 0 |  |  |  | 0
2021 | NC | Farrington Farm | 58318 | SRVC | SERC Virginia/Carolina | SUN | 1 |  | 1467 |  |  | 0 |  |  |  | 0
2021 | NC | Fern Solar LLC | 62798 | SRVC | SERC Virginia/Carolina | SUN | 100 |  | 232696 |  |  | 0 |  |  |  | 0
2021 | NC | Fisher Solar Farm - NC | 61089 | SRVC | SERC Virginia/Carolina | SUN | 5 |  | 9020 |  |  | 0 |  |  |  | 0
2021 | NC | Five Forks Solar | 59951 | SRVC | SERC Virginia/Carolina | SUN | 20 |  | 41463 |  |  | 0 |  |  |  | 0
2021 | NC | Flash Solar | 58726 | SRVC | SERC Virginia/Carolina | SUN | 5 |  | 8333 |  |  | 0 |  |  |  | 0
2021 | NC | Flat Meeks PV 1 | 59514 | SRVC | SERC Virginia/Carolina | SUN | 5 |  | 8714 |  |  | 0 |  |  |  | 0
2021 | NC | Flatwood Farm | 64527 | SRVC | SERC Virginia/Carolina | SUN | 5 |  | 9106 |  |  | 0 |  |  |  | 0
2021 | NC | Flemming Solar Center LLC | 58808 | SRVC | SERC Virginia/Carolina | SUN | 5 |  | 9222 |  |  | 0 |  |  |  | 0
2021 | NC | Flint Hill Solar, LLC | 60370 | SRVC | SERC Virginia/Carolina | SUN | 5.2 |  | 8946 |  |  | 0 |  |  |  | 0
2021 | NC | Flowers Solar LLC | 62487 | SRVC | SERC Virginia/Carolina | SUN | 4.3 |  | 8234 |  |  | 0 |  |  |  | 0
2021 | NC | Floyd Road Solar Farm | 61031 | SRVC | SERC Virginia/Carolina | SUN | 5 |  | 10400 |  |  | 0 |  |  |  | 0
2021 | NC | Floyd Solar, LLC | 60147 | SRVC | SERC Virginia/Carolina | SUN | 6.5 |  | 9008 |  |  | 0 |  |  |  | 0
2021 | NC | FLS Solar 170, LLC | 59552 | SRVC | SERC Virginia/Carolina | SUN | 2 |  | 3383 |  |  | 0 |  |  |  | 0
2021 | NC | FLS Solar 200, LLC | 59551 | SRVC | SERC Virginia/Carolina | SUN | 4.3 |  | 5985 |  |  | 0 |  |  |  | 0
2021 | NC | FLS Solar 230 (Warren) | 59646 | SRVC | SERC Virginia/Carolina | SUN | 4.8 |  | 8553 |  |  | 0 |  |  |  | 0
2021 | NC | Fontana Dam | 2779 | SRTV | SERC Tennessee Valley | WAT | 254.7 |  | 1328369.999 |  |  | 0 |  |  |  | 0
2021 | NC | Fox Creek Solar | 60624 | SRVC | SERC Virginia/Carolina | SUN | 50.2 |  | 94708 |  |  | 0 |  |  |  | 0
2021 | NC | Foxfire Solar Farm | 59563 | SRVC | SERC Virginia/Carolina | SUN | 5 |  | 9596 |  |  | 0 |  |  |  | 0
2021 | NC | Franklin (NC) | 2745 | SRVC | SERC Virginia/Carolina | WAT | 1 |  | 4748 |  |  | 0 |  |  |  | 0
2021 | NC | Franklin Solar 2 | 59579 | SRVC | SERC Virginia/Carolina | SUN | 2 |  | 3735 |  |  | 0 |  |  |  | 0
2021 | NC | Franklin Solar, LLC | 58802 | SRVC | SERC Virginia/Carolina | SUN | 2 |  | 1281 |  |  | 0 |  |  |  | 0
2021 | NC | Franklinton Solar | 59708 | SRVC | SERC Virginia/Carolina | SUN | 5 |  | 9584 |  |  | 0 |  |  |  | 0
2021 | NC | Freemont Solar Center LLC | 59912 | SRVC | SERC Virginia/Carolina | SUN | 5 |  | 8432 |  |  | 0 |  |  |  | 0
2021 | NC | Freight Line Solar, LLC | 63693 | SRVC | SERC Virginia/Carolina | SUN | 2 |  | 4518 |  |  | 0 |  |  |  | 0
2021 | NC | Fremont Farm LLC | 59103 | SRVC | SERC Virginia/Carolina | SUN | 5 |  | 9099 |  |  | 0 |  |  |  | 0
2021 | NC | Fuquay Farm | 58331 | SRVC | SERC Virginia/Carolina | SUN | 5
2021 | NC | G G Allen | 2718 | SRVC | SERC Virginia/Carolina | BIT | 1148.4 |  | 161458 | 2134578.035 | 26 | 0.32207 | 0.024361 | EPA/NEI | 2134578.035 | 26
2021 | NC | Gainey Solar, LLC | 60633 | SRVC | SERC Virginia/Carolina | SUN | 2 |  | 3845 |  |  | 0 |  |  |  | 0
2021 | NC | Gamble Solar | 61127 | SRVC | SERC Virginia/Carolina | SUN | 3 |  | 6507 |  |  | 0 |  |  |  | 0
2021 | NC | Garrell Solar Farm | 58866 | SRVC | SERC Virginia/Carolina | SUN | 5 |  | 6762 |  |  | 0 |  |  |  | 0
2021 | NC | Garysburg Solar | 59641 | SRVC | SERC Virginia/Carolina | SUN | 5 |  | 9272 |  |  | 0 |  |  |  | 0
2021 | NC | Gaston | 2756 | SRVC | SERC Virginia/Carolina | WAT | 177.6 |  | 277538 |  |  | 0 |  |  |  | 0
2021 | NC | Gaston County Renewable Energy Center | 61758 | SRVC | SERC Virginia/Carolina | LFG | 4.2 |  | 22826.001 | 265020 | 1.9479 | 0.17067 | 0.0147 | Estimated using an emission factor | 265020 | 1.9479
2021 | NC | Gaston Memorial Hospital | 57629 | SRVC | SERC Virginia/Carolina | DFO | 1.8 |  | 9 | 93 | 0.014415 | 3.2033 | 0.31 | Estimated using an emission factor | 93 | 0.014415
2021 | NC | Gaston Solar | 59642 | SRVC | SERC Virginia/Carolina | SUN | 5 |  | 9452 |  |  | 0 |  |  |  | 0
2021 | NC | Gaston Solar Power Plant | 62669 | SRVC | SERC Virginia/Carolina | SUN | 25 |  | 39802 |  |  | 0 |  |  |  | 0
2021 | NC | Gastonia Prime Power Park | 56954 | SRVC | SERC Virginia/Carolina | DFO | 11.8 |  | -37 | 2557.998 | 0.39649 | 0 | 0.31 | Estimated using an emission factor | 2557.998 | 0.39649
2021 | NC | Gastonia Solar Center | 60359 | SRVC | SERC Virginia/Carolina | SUN | 4.3 |  | 8291 |  |  | 0 |  |  |  | 0
2021 | NC | Gastonia, Tulip Drive | 56262 | SRVC | SERC Virginia/Carolina | DFO | 5.4 |  | 101.001 | 1842 | 0.28551 | 5.6536 | 0.31 | Estimated using an emission factor | 1842 | 0.28551
2021 | NC | Gates Solar LLC | 58673 | SRVC | SERC Virginia/Carolina | SUN | 5 |  | 9531 |  |  | 0 |  |  |  | 0
2021 | NC | Germantown Solar, LLC | 60480 | SRVC | SERC Virginia/Carolina | SUN | 1.5 |  | 2936 |  |  | 0 |  |  |  | 0
2021 | NC | Gilead | 65505 | SRVC | SERC Virginia/Carolina | SUN | 3.5
2021 | NC | GKS Solar | 59426 | SRVC | SERC Virginia/Carolina | SUN | 5 |  | 8593 |  |  | 0 |  |  |  | 0
2021 | NC | Gladstone Farm | 65506 | SRVC | SERC Virginia/Carolina | SUN | 5
2021 | NC | Gliden (Op Zone) | 64385 | SRVC | SERC Virginia/Carolina | SUN | 5 |  | 9615 |  |  | 0 |  |  |  | 0
2021 | NC | Graham Solar Center LLC | 58957 | SRVC | SERC Virginia/Carolina | SUN | 4.8 |  | 8840 |  |  | 0 |  |  |  | 0
2021 | NC | Grandy PV 1 | 59518 | SRVC | SERC Virginia/Carolina | SUN | 20 |  | 28921 |  |  | 0 |  |  |  | 0
2021 | NC | Granite Falls Walmart | 56549 | SRVC | SERC Virginia/Carolina | DFO | 2.2 |  | 47 | 975 | 0.15113 | 6.4309 | 0.31 | Estimated using an emission factor | 975 | 0.15113
2021 | NC | Granville Solar PV Power Project | 58487 | SRVC | SERC Virginia/Carolina | SUN | 2.5 |  | 4880 |  |  | 0 |  |  |  | 0
2021 | NC | Green Farm | 59148 | SRVC | SERC Virginia/Carolina | SUN | 5 |  | 9218 |  |  | 0 |  |  |  | 0
2021 | NC | Grissom Solar, LLC | 64450 | SRVC | SERC Virginia/Carolina | SUN | 15 |  | 13642 | 0 |  | 0 |  |  | 0 | 0
2021 | NC | Grove Solar | 60181 | SRVC | SERC Virginia/Carolina | SUN | 5 |  | 13236 |  |  | 0 |  |  |  | 0
2021 | NC | GRS CMS | 55599 | SRVC | SERC Virginia/Carolina | LFG | 5.3 |  | 20130 | 311441 | 3.3636 | 0.33418 | 0.0216 | Estimated using an emission factor | 311441 | 3.3636
2021 | NC | Gutenberg Solar | 63076 | SRVC | SERC Virginia/Carolina | SUN | 79.9 |  | 176029 |  |  | 0 |  |  |  | 0
2021 | NC | H F Lee Steam Electric Plant | 2709 | SRVC | SERC Virginia/Carolina | NG | 2047.7 |  | 5750398.999 | 41859257.283 | 135.22 | 0.04703 | 0.0064607 | EPA/NEI | 41859257.283 | 135.22
2021 | NC | Halifax | 58943 | SRVC | SERC Virginia/Carolina | SUN | 20 |  | 36376 |  |  | 0 |  |  |  | 0
2021 | NC | Hanover Solar, LLC | 61877 | SRVC | SERC Virginia/Carolina | SUN | 4.9 |  | 9182 |  |  | 0 |  |  |  | 0
2021 | NC | Happy Solar | 59512 | SRVC | SERC Virginia/Carolina | SUN | 4 |  | 7168 |  |  | 0 |  |  |  | 0
2021 | NC | Hardison Farm Solar, LLC | 60415 | SRVC | SERC Virginia/Carolina | SUN | 5.2 |  | 9825 |  |  | 0 |  |  |  | 0
2021 | NC | Harrell's Hill Solar Center LLC | 59337 | SRVC | SERC Virginia/Carolina | SUN | 5 |  | 8850 |  |  | 0 |  |  |  | 0
2021 | NC | Harris | 6015 | SRVC | SERC Virginia/Carolina | NUC | 950.9 |  | 7986733 |  |  | 0 |  |  |  | 0
2021 | NC | Harrison Solar, LLC | 63975 | SRVC | SERC Virginia/Carolina | SUN | 5 |  | 10350 |  |  | 0 |  |  |  | 0
2021 | NC | Harts Mill Solar, LLC | 64144 | SRVC | SERC Virginia/Carolina | SUN | 80 |  | 171251 |  |  | 0 |  |  |  | 0
2021 | NC | Harvest Beulaville, LLC | 63299 | SRVC | SERC Virginia/Carolina | SUN | 2 |  | 3628 |  |  | 0 |  |  |  | 0
2021 | NC | Haw River Hydro | 10258 | SRVC | SERC Virginia/Carolina | WAT | 1.5 |  | 5380 |  |  | 0 |  |  |  | 0
2021 | NC | Hawtree Solar | 62951 | SRVC | SERC Virginia/Carolina | SUN | 65 |  | 24428 |  |  | 0 |  |  |  | 0
2021 | NC | Hayes Solar, LLC | 63974 | SRVC | SERC Virginia/Carolina | SUN | 3 |  | 6635 |  |  | 0 |  |  |  | 0
2021 | NC | Haynes Farm | 58332 | SRVC | SERC Virginia/Carolina | SUN | 5 |  | 7965 |  |  | 0 |  |  |  | 0
2021 | NC | Haywood Farm Solar, LLC | 61255 | SRVC | SERC Virginia/Carolina | SUN | 4.9 |  | 9270 |  |  | 0 |  |  |  | 0
2021 | NC | HCE Johnston I, LLC | 60121 | SRVC | SERC Virginia/Carolina | SUN | 1.9 |  | 3355 |  |  | 0 |  |  |  | 0
2021 | NC | HCE Moore I | 62539 | SRVC | SERC Virginia/Carolina | SUN | 2 |  | 3130 |  |  | 0 |  |  |  | 0
2021 | NC | Hector Farm | 60577 | SRVC | SERC Virginia/Carolina | SUN | 5 |  | 9518 |  |  | 0 |  |  |  | 0
2021 | NC | Heedeh Solar | 60157 | SRVC | SERC Virginia/Carolina | SUN | 4.5 |  | 6480 |  |  | 0 |  |  |  | 0
2021 | NC | Hemlock Solar | 60207 | SRVC | SERC Virginia/Carolina | SUN | 5 |  | 9579 |  |  | 0 |  |  |  | 0
2021 | NC | Henry Farm | 65552 | SRVC | SERC Virginia/Carolina | SUN | 5
2021 | NC | Hertford Solar Farm | 60384 | SRVC | SERC Virginia/Carolina | SUN | 5 |  | 8937 |  |  | 0 |  |  |  | 0
2021 | NC | Hew Fulton Farm, LLC | 60778 | SRVC | SERC Virginia/Carolina | SUN | 5 |  | 9140 |  |  | 0 |  |  |  | 0
2021 | NC | Hickory | 59829 | SRVC | SERC Virginia/Carolina | SUN | 5 |  | 7209 |  |  | 0 |  |  |  | 0
2021 | NC | High Point, Fairfield | 56059 | SRVC | SERC Virginia/Carolina | DFO | 1.8 |  | -54 | 43 | 0.006665 | 0 | 0.31 | Estimated using an emission factor | 43 | 0.006665
2021 | NC | High Point, POLO | 57196 | SRVC | SERC Virginia/Carolina | DFO | 1.8 |  | 48 | 1086 | 0.16833 | 7.0137 | 0.31 | Estimated using an emission factor | 1086 | 0.16833
2021 | NC | High Point, Pump Station Rd | 56260 | SRVC | SERC Virginia/Carolina | DFO | 3.6 |  | 129 | 1960 | 0.3038 | 4.7101 | 0.31 | Estimated using an emission factor | 1960 | 0.3038
2021 | NC | High Rock Hydro | 54896 | SRVC | SERC Virginia/Carolina | WAT | 33 |  | 140934.999 |  |  | 0 |  |  |  | 0
2021 | NC | High Shoals Hydro (NC) | 10550 | SRVC | SERC Virginia/Carolina | WAT | 1.8 |  | 4408 |  |  | 0 |  |  |  | 0
2021 | NC | Highland Solar Center LLC | 59163 | SRVC | SERC Virginia/Carolina | SUN | 5 |  | 8840 |  |  | 0 |  |  |  | 0
2021 | NC | Highwater Solar I | 59487 | SRVC | SERC Virginia/Carolina | SUN | 4.9 |  | 9287 |  |  | 0 |  |  |  | 0
2021 | NC | Hiwassee Dam | 2780 | SRTV | SERC Tennessee Valley | WAT | 165.6 |  | 382356 |  |  | 0 |  |  |  | 0
2021 | NC | Holly Swamp Solar, LLC | 63695 | SRVC | SERC Virginia/Carolina | SUN | 2 |  | 4346 |  |  | 0 |  |  |  | 0
2021 | NC | Holstein Plant | 58623 | SRVC | SERC Virginia/Carolina | SUN | 20 |  | 34068 |  |  | 0 |  |  |  | 0
2021 | NC | Hood Farm Solar, LLC | 61256 | SRVC | SERC Virginia/Carolina | SUN | 4.9 |  | 9001 |  |  | 0 |  |  |  | 0
2021 | NC | Hopewell Friends | 61883 | SRVC | SERC Virginia/Carolina | SUN | 1.3 |  | 2227 |  |  | 0 |  |  |  | 0
2021 | NC | Howell Midland Farm, LLC | 60312 | SRVC | SERC Virginia/Carolina | SUN | 4.9 |  | 9226 |  |  | 0 |  |  |  | 0
2021 | NC | Huntersville Delivery No 2 | 56550 | SRVC | SERC Virginia/Carolina | DFO | 2.2 |  | -42 | 55 | 0.008525 | 0 | 0.31 | Estimated using an emission factor | 55 | 0.008525
2021 | NC | Husky Solar | 59510 | SRVC | SERC Virginia/Carolina | SUN | 5 |  | 8878 |  |  | 0 |  |  |  | 0
2021 | NC | Hutchinson Farm | 59564 | SRVC | SERC Virginia/Carolina | SUN | 5 |  | 9770 |  |  | 0 |  |  |  | 0
2021 | NC | HWY 158 PV | 63566 | SRVC | SERC Virginia/Carolina | SUN | 9 |  | 19581 |  |  | 0 |  |  |  | 0
2021 | NC | HXNAir Solar One | 60209 | SRVC | SERC Virginia/Carolina | SUN | 5 |  | 9248 |  |  | 0 |  |  |  | 0
2021 | NC | Ingredion Winston Salem | 54618 | SRVC | SERC Virginia/Carolina | WDS | 8.4 | 0.076103 | 32238 | 186923.823 | 0.97007 | 0.060182 | 0.010379 | NEI avg EF - PM, fuel type | 2456185 | 12.7468
2021 | NC | Innovative Solar 10 | 60050 | SRVC | SERC Virginia/Carolina | SUN | 1.5 |  | 2284 |  |  | 0 |  |  |  | 0
2021 | NC | Innovative Solar 14, LLC | 59553 | SRVC | SERC Virginia/Carolina | SUN | 2 |  | 3284 |  |  | 0 |  |  |  | 0
2021 | NC | Innovative Solar 15, LLC | 59554 | SRVC | SERC Virginia/Carolina | SUN | 2 |  | 3145 |  |  | 0 |  |  |  | 0
2021 | NC | Innovative Solar 16 | 60055 | SRVC | SERC Virginia/Carolina | SUN | 2 |  | 3399 |  |  | 0 |  |  |  | 0
2021 | NC | Innovative Solar 18, LLC | 60051 | SRVC | SERC Virginia/Carolina | SUN | 1.9 |  | 3632 |  |  | 0 |  |  |  | 0
2021 | NC | Innovative Solar 23 | 59670 | SRVC | SERC Virginia/Carolina | SUN | 1.9 |  | 3597 |  |  | 0 |  |  |  | 0
2021 | NC | Innovative Solar 26, LLC | 60052 | SRVC | SERC Virginia/Carolina | SUN | 1.9 |  | 3608 |  |  | 0 |  |  |  | 0
2021 | NC | Innovative Solar 31 | 60540 | SRVC | SERC Virginia/Carolina | SUN | 35 |  | 64514 |  |  | 0 |  |  |  | 0
2021 | NC | Innovative Solar 35, LLC | 61258 | SRVC | SERC Virginia/Carolina | SUN | 1.9 |  | 3682 |  |  | 0 |  |  |  | 0
2021 | NC | Innovative Solar 37 LLC | 59665 | SRVC | SERC Virginia/Carolina | SUN | 100 |  | 144652 |  |  | 0 |  |  |  | 0
2021 | NC | Innovative Solar 42 | 60539 | SRVC | SERC Virginia/Carolina | SUN | 71 |  | 140392 |  |  | 0 |  |  |  | 0
2021 | NC | Innovative Solar 43, LLC | 60149 | SRVC | SERC Virginia/Carolina | SUN | 50.8 |  | 68147 |  |  | 0 |  |  |  | 0
2021 | NC | Innovative Solar 44 | 59675 | SRVC | SERC Virginia/Carolina | SUN | 4.9 |  | 8032 |  |  | 0 |  |  |  | 0
2021 | NC | Innovative Solar 46 | 59671 | SRVC | SERC Virginia/Carolina | SUN | 78.5 |  | 151452 |  |  | 0 |  |  |  | 0
2021 | NC | Innovative Solar 47 | 59666 | SRVC | SERC Virginia/Carolina | SUN | 33.8 |  | 69681 |  |  | 0 |  |  |  | 0
2021 | NC | Innovative Solar 48 | 59667 | SRVC | SERC Virginia/Carolina | SUN | 4.9 |  | 8301 |  |  | 0 |  |  |  | 0
2021 | NC | Innovative Solar 54 | 59669 | SRVC | SERC Virginia/Carolina | SUN | 50 |  | 100825 |  |  | 0 |  |  |  | 0
2021 | NC | Innovative Solar 55 | 59676 | SRVC | SERC Virginia/Carolina | SUN | 6.5 |  | 8288 |  |  | 0 |  |  |  | 0
2021 | NC | Innovative Solar 59, LLC | 61259 | SRVC | SERC Virginia/Carolina | SUN | 1.9 |  | 3588 |  |  | 0 |  |  |  | 0
2021 | NC | Innovative Solar 6 | 59542 | SRVC | SERC Virginia/Carolina | SUN | 3.6 |  | 5473 |  |  | 0 |  |  |  | 0
2021 | NC | Innovative Solar 60, LLC | 61260 | SRVC | SERC Virginia/Carolina | SUN | 1.9 |  | 3801 |  |  | 0 |  |  |  | 0
2021 | NC | Innovative Solar 63, LLC | 60053 | SRVC | SERC Virginia/Carolina | SUN | 4.9 |  | 8770 |  |  | 0 |  |  |  | 0
2021 | NC | Innovative Solar 64 | 59677 | SRVC | SERC Virginia/Carolina | SUN | 4.9 |  | 8543 |  |  | 0 |  |  |  | 0
2021 | NC | Innovative Solar 65 | 60398 | SRVC | SERC Virginia/Carolina | SUN | 4.9 |  | 8760 |  |  | 0 |  |  |  | 0
2021 | NC | Innovative Solar 67 | 59678 | SRVC | SERC Virginia/Carolina | SUN | 33.3 |  | 74545 |  |  | 0 |  |  |  | 0
2021 | NC | International Paper Riegelwood Mill | 54656 | SRVC | SERC Virginia/Carolina | BLQ | 51.5 | 0.1378 | 396633.523 | 2273481.549 | 10.3621 | 0.05225 | 0.0091156 | NEI avg EF - PM, fuel type | 16498885 | 75.1991
2021 | NC | Iredell County LFG Facility | 56962 | SRVC | SERC Virginia/Carolina | LFG | 3.2 |  | 25995 | 277771 | 2.0416 | 0.15708 | 0.0147 | Estimated using an emission factor | 277771 | 2.0416
2021 | NC | Ivy River Hydro | 50890 | SRVC | SERC Virginia/Carolina | WAT | 1.2
2021 | NC | Jackson Solar Farm | 61292 | SRVC | SERC Virginia/Carolina | SUN | 10 | 1 | 16014 |  |  | 0 |  |  |  | 0
2021 | NC | Jacob Solar | 59503 | SRVC | SERC Virginia/Carolina | SUN | 5 |  | 9039 |  |  | 0 |  |  |  | 0
2021 | NC | Jakana Solar | 59170 | SRVC | SERC Virginia/Carolina | SUN | 5 |  | 9435 |  |  | 0 |  |  |  | 0
2021 | NC | Jamesville Road Solar, LLC | 62329 | SRVC | SERC Virginia/Carolina | SUN | 5 |  | 11444 |  |  | 0 |  |  |  | 0
2021 | NC | Jersey Holdings | 60784 | SRVC | SERC Virginia/Carolina | SUN | 5 |  | 9323 |  |  | 0 |  |  |  | 0
2021 | NC | Jester Solar | 60290 | SRVC | SERC Virginia/Carolina | SUN | 5 |  | 9513 |  |  | 0 |  |  |  | 0
2021 | NC | Jordan Hydroelectric Project | 58390 | SRVC | SERC Virginia/Carolina | WAT | 4.4 |  | 9309 |  |  | 0 |  |  |  | 0
2021 | NC | Kalish Farm Solar | 65553 | SRVC | SERC Virginia/Carolina | SUN | 5
2021 | NC | Kathleen Solar | 60180 | SRVC | SERC Virginia/Carolina | SUN | 5 |  | 9800 |  |  | 0 |  |  |  | 0
2021 | NC | Keen Farm | 59565 | SRVC | SERC Virginia/Carolina | SUN | 5 |  | 8934 |  |  | 0 |  |  |  | 0
2021 | NC | Kelford | 59527 | SRVC | SERC Virginia/Carolina | SUN | 20 |  | 43441 |  |  | 0 |  |  |  | 0
2021 | NC | Kelford | 59796 | SRVC | SERC Virginia/Carolina | SUN | 5 |  | 8456 |  |  | 0 |  |  |  | 0
2021 | NC | Kelly Solar, LLC | 61219 | SRVC | SERC Virginia/Carolina | SUN | 5 |  | 9248 |  |  | 0 |  |  |  | 0
2021 | NC | Kenansville | 59051 | SRVC | SERC Virginia/Carolina | SUN | 2 |  | 3435 |  |  | 0 |  |  |  | 0
2021 | NC | Kenansville Solar 2, LLC | 58803 | SRVC | SERC Virginia/Carolina | SUN | 2 |  | 3341 |  |  | 0 |  |  |  | 0
2021 | NC | Kenansville Solar Farm, LLC | 58840 | SRVC | SERC Virginia/Carolina | SUN | 4.5 |  | 7309.998 |  |  | 0 |  |  |  | 0
2021 | NC | Kendall Farm | 65554 | SRVC | SERC Virginia/Carolina | SUN | 5
2021 | NC | Kennedy Solar, LLC | 60397 | SRVC | SERC Virginia/Carolina | SUN | 4.9 |  | 8217 |  |  | 0 |  |  |  | 0
2021 | NC | Kenneth Solar | 59507 | SRVC | SERC Virginia/Carolina | SUN | 3 |  | 4660 |  |  | 0 |  |  |  | 0
2021 | NC | Kings Mountain Energy Center | 59325 | SRVC | SERC Virginia/Carolina | NG | 543.9 |  | 2864570 | 19478836.803 | 52.3353 | 0.03654 | 0.0053736 | NEI avg EF - PM, fuel type, firing type | 19478836.803 | 52.3353
2021 | NC | Kinston | 59125 | SRVC | SERC Virginia/Carolina | SUN | 2 |  | 3701 |  |  | 0 |  |  |  | 0
2021 | NC | Kinston Davis Farm | 61090 | SRVC | SERC Virginia/Carolina | SUN | 5 |  | 8747 |  |  | 0 |  |  |  | 0
2021 | NC | Kinston Solar | 59832 | SRVC | SERC Virginia/Carolina | SUN | 5 |  | 8994 |  |  | 0 |  |  |  | 0
2021 | NC | Kirkwall Holdings | 58791 | SRVC | SERC Virginia/Carolina | SUN | 5 |  | 8572 |  |  | 0 |  |  |  | 0
2021 | NC | Kojak Farm | 60578 | SRVC | SERC Virginia/Carolina | SUN | 5 |  | 9001 |  |  | 0 |  |  |  | 0
2021 | NC | L V Sutton | 2713 | SRVC | SERC Virginia/Carolina | NG | 851 |  | 4177401 | 29575002.917 | 140.5 | 0.067267 | 0.0095013 | EPA/NEI | 29575002.917 | 140.5
2021 | NC | Lafayette Solar I, LLC | 60105 | SRVC | SERC Virginia/Carolina | SUN | 2 |  | 3185 |  |  | 0 |  |  |  | 0
2021 | NC | Lake Lure | 2773 | SRVC | SERC Virginia/Carolina | WAT | 3.6 |  | 7500 |  |  | 0 |  |  |  | 0
2021 | NC | Landis Delivery No 2 | 56551 | SRVC | SERC Virginia/Carolina | DFO | 2.2 |  | -46 | 25 | 0.003875 | 0 | 0.31 | Estimated using an emission factor | 25 | 0.003875
2021 | NC | Lane II Solar, LLC | 63837 | SRVC | SERC Virginia/Carolina | SUN | 4.9 |  | 10208 |  |  | 0 |  |  |  | 0
2021 | NC | Lane Solar | 62104 | SRVC | SERC Virginia/Carolina | SUN | 5 |  | 9957 |  |  | 0 |  |  |  | 0
2021 | NC | Lang Solar Farm | 63449 | SRVC | SERC Virginia/Carolina | SUN | 5 |  | 9257 |  |  | 0 |  |  |  | 0
2021 | NC | Langdon Solar Farm, LLC | 60538 | SRVC | SERC Virginia/Carolina | SUN | 5 |  | 8321 |  |  | 0 |  |  |  | 0
2021 | NC | Langley PV1 | 59158 | SRVC | SERC Virginia/Carolina | SUN | 5 |  | 9772 |  |  | 0 |  |  |  | 0
2021 | NC | Lanier Solar | 59486 | SRVC | SERC Virginia/Carolina | SUN | 4.9 |  | 9296 |  |  | 0 |  |  |  | 0
2021 | NC | Laurinburg Farm | 61091 | SRVC | SERC Virginia/Carolina | SUN | 5 |  | 8030 |  |  | 0 |  |  |  | 0
2021 | NC | Laurinburg Solar | 59833 | SRVC | SERC Virginia/Carolina | SUN | 5 |  | 8872 |  |  | 0 |  |  |  | 0
2021 | NC | Laurinburg Solar, LLC (Heelstone) | 60200 | SRVC | SERC Virginia/Carolina | SUN | 2 |  | 3803 |  |  | 0 |  |  |  | 0
2021 | NC | Leggett Solar, LLC | 60783 | SRVC | SERC Virginia/Carolina | SUN | 5 |  | 9115 |  |  | 0 |  |  |  | 0
2021 | NC | Lenoir Farm | 58333 | SRVC | SERC Virginia/Carolina | SUN | 5 |  | 8394 |  |  | 0 |  |  |  | 0
2021 | NC | Lenoir Farm 2 | 58334 | SRVC | SERC Virginia/Carolina | SUN | 5 |  | 8064 |  |  | 0 |  |  |  | 0
2021 | NC | Lewiston Solar | 59174 | SRVC | SERC Virginia/Carolina | SUN | 5 |  | 8899 |  |  | 0 |  |  |  | 0
2021 | NC | Lexington | 56261 | SRVC | SERC Virginia/Carolina | DFO | 3.6 |  | -50 | 74 | 0.01147 | 0 | 0.31 | Estimated using an emission factor | 74 | 0.01147
2021 | NC | Lexington Health Center | 56067 | SRVC | SERC Virginia/Carolina | DFO | 1.8 |  | -47 | 43 | 0.006665 | 0 | 0.31 | Estimated using an emission factor | 43 | 0.006665
2021 | NC | Lillington Solar | 59921 | SRVC | SERC Virginia/Carolina | SUN | 5 |  | 9790 |  |  | 0 |  |  |  | 0
2021 | NC | Lincoln Combustion Turbine | 7277 | SRVC | SERC Virginia/Carolina | NG | 1753.6 |  | 27526 | 4098496.016 | 37.92 | 2.7552 | 0.018504 | EPA/NEI | 4098496.016 | 37.92
2021 | NC | Lincoln Solar, LLC (NC) | 60399 | SRVC | SERC Virginia/Carolina | SUN | 4.9 |  | 9041 |  |  | 0 |  |  |  | 0
2021 | NC | Lincolnton High School | 56341 | SRVC | SERC Virginia/Carolina | DFO | 1.8 |  | 41 | 938 | 0.14539 | 7.0922 | 0.31 | Estimated using an emission factor | 938 | 0.14539
2021 | NC | Little River PV 1 | 59521 | SRVC | SERC Virginia/Carolina | SUN | 5 |  | 8991 |  |  | 0 |  |  |  | 0
2021 | NC | Littlefield Solar Center LLC | 58809 | SRVC | SERC Virginia/Carolina | SUN | 5 |  | 8361 |  |  | 0 |  |  |  | 0
2021 | NC | Lockville Hydropower | 10051 | SRVC | SERC Virginia/Carolina | WAT | 1.2 |  | 0
2021 | NC | Long Creek Waste Water Plant | 57630 | SRVC | SERC Virginia/Carolina | DFO | 5.1 |  | 285 | 2438.001 | 0.37789 | 2.6519 | 0.31 | Estimated using an emission factor | 2438.001 | 0.37789
2021 | NC | Long Farm 46 Solar, LLC | 60208 | SRVC | SERC Virginia/Carolina | SUN | 5 |  | 9267 |  |  | 0 |  |  |  | 0
2021 | NC | Long Henry Solar | 61347 | SRVC | SERC Virginia/Carolina | SUN | 2 |  | 3976 |  |  | 0 |  |  |  | 0
2021 | NC | Lookout Shoals | 2726 | SRVC | SERC Virginia/Carolina | WAT | 25.8 |  | 112008.999 |  |  | 0 |  |  |  | 0
2021 | NC | Lotus | 64173 | SRVC | SERC Virginia/Carolina | SUN | 4 |  | 7216 |  |  | 0 |  |  |  | 0
2021 | NC | Lux Solar, LLC | 61284 | SRVC | SERC Virginia/Carolina | SUN | 2 |  | 3971 |  |  | 0 |  |  |  | 0
2021 | NC | Maiden Community Center | 56342 | SRVC | SERC Virginia/Carolina | DFO | 1.8 |  | 68 | 1048 | 0.16244 | 4.7776 | 0.31 | Estimated using an emission factor | 1048 | 0.16244
2021 | NC | Maiden Creek Solar Power Plant | 62668 | SRVC | SERC Virginia/Carolina | SUN | 69.3 |  | 101960 |  |  | 0 |  |  |  | 0
2021 | NC | Manning PV 1 | 59520 | SRVC | SERC Virginia/Carolina | SUN | 5 |  | 9597 |  |  | 0 |  |  |  | 0
2021 | NC | Manway Solar Farm | 59575 | SRVC | SERC Virginia/Carolina | SUN | 5 |  | 9427 |  |  | 0 |  |  |  | 0
2021 | NC | Mariposa Solar Center LLC | 59162 | SRVC | SERC Virginia/Carolina | SUN | 5 |  | 8927 |  |  | 0 |  |  |  | 0
2021 | NC | Market Farm | 59105 | SRVC | SERC Virginia/Carolina | SUN | 4.9 |  | 8234 |  |  | 0 |  |  |  | 0
2021 | NC | Marshall | 2727 | SRVC | SERC Virginia/Carolina | BIT | 2119 |  | 6897413 | 67754279.246 | 309.25 | 0.089671 | 0.0091286 | EPA/NEI | 67754279.246 | 309.25
2021 | NC | Marshall Dam | 2710 | SRVC | SERC Virginia/Carolina | WAT | 5 |  | 1116 |  |  | 0 |  |  |  | 0
2021 | NC | Marshville Farm | 58335 | SRVC | SERC Virginia/Carolina | SUN | 5 |  | 8405 |  |  | 0 |  |  |  | 0
2021 | NC | Martin Creek Farm LLC | 59124 | SRVC | SERC Virginia/Carolina | SUN | 3 |  | 5486 |  |  | 0 |  |  |  | 0
2021 | NC | Martins Creek Solar NC, LLC | 57461 | SRVC | SERC Virginia/Carolina | SUN | 1 |  | 1160 |  |  | 0 |  |  |  | 0
2021 | NC | Mas Durham Power, LLC | 57365 | SRVC | SERC Virginia/Carolina | LFG | 2.2 |  | 9211 | 95619 | 0.7028 | 0.1526 | 0.0147 | Estimated using an emission factor | 95619 | 0.7028
2021 | NC | Mas Wayne Co Power, LLC | 57366 | SRVC | SERC Virginia/Carolina | LFG | 3.3 |  | 6678 | 71321.001 | 0.52421 | 0.157 | 0.0147 | Estimated using an emission factor | 71321.001 | 0.52421
2021 | NC | Maxton Solar, LLC | 60416 | SRVC | SERC Virginia/Carolina | SUN | 4.9 |  | 9353 |  |  | 0 |  |  |  | 0
2021 | NC | Mayberry Solar LLC | 57321 | SRVC | SERC Virginia/Carolina | SUN | 1.2 |  | 1587 |  |  | 0 |  |  |  | 0
2021 | NC | Mayo | 6250 | SRVC | SERC Virginia/Carolina | BIT | 763.2 |  | 1303167 | 16492117.01 | 267.18 | 0.41005 | 0.032401 | EPA/NEI | 16492117.01 | 267.18
2021 | NC | MC1 Solar | 60395 | SRVC | SERC Virginia/Carolina | SUN | 5 |  | 8874 |  |  | 0 |  |  |  | 0
2021 | NC | McCallum Farm | 58350 | SRVC | SERC Virginia/Carolina | SUN | 5 |  | 8473 |  |  | 0 |  |  |  | 0
2021 | NC | McGoogan Farm, LLC | 60779 | SRVC | SERC Virginia/Carolina | SUN | 5 |  | 8948 |  |  | 0 |  |  |  | 0
2021 | NC | McGrigor Farm Solar | 60440 | SRVC | SERC Virginia/Carolina | SUN | 5 |  | 9927 |  |  | 0 |  |  |  | 0
2021 | NC | McGuire | 6038 | SRVC | SERC Virginia/Carolina | NUC | 2440.6 |  | 19662114 |  |  | 0 |  |  |  | 0
2021 | NC | McKenzie Farm | 58853 | SRVC | SERC Virginia/Carolina | SUN | 5 |  | 8866 |  |  | 0 |  |  |  | 0
2021 | NC | Meadowbrook Solar Farm | 59936 | SRVC | SERC Virginia/Carolina | SUN | 5 |  | 9656 |  |  | 0 |  |  |  | 0
2021 | NC | Meadowlark Solar | 64117 | SRVC | SERC Virginia/Carolina | SUN | 4.9 |  | 9041 |  |  | 0 |  |  |  | 0
2021 | NC | Meadows PV 1 | 59513 | SRVC | SERC Virginia/Carolina | SUN | 20 |  | 34504 |  |  | 0 |  |  |  | 0
2021 | NC | Meeks Solar, LLC | 63267 | SRVC | SERC Virginia/Carolina | SUN | 2 |  | 3630 |  |  | 0 |  |  |  | 0
2021 | NC | Melinda Solar | 59502 | SRVC | SERC Virginia/Carolina | SUN | 5 |  | 8488 |  |  | 0 |  |  |  | 0
2021 | NC | Meriwether Farm | 60579 | SRVC | SERC Virginia/Carolina | SUN | 5 |  | 9260 |  |  | 0 |  |  |  | 0
2021 | NC | Metropolitan Sewerage District | 10181 | SRVC | SERC Virginia/Carolina | WAT | 2.4 |  | 8178 |  |  | 0 |  |  |  | 0
2021 | NC | Mile Farm | 58336 | SRVC | SERC Virginia/Carolina | SUN | 5 |  | 8615 |  |  | 0 |  |  |  | 0
2021 | NC | Mill Pond Solar Farm, LLC | 61196 | SRVC | SERC Virginia/Carolina | SUN | 5 |  | 9397 |  |  | 0 |  |  |  | 0
2021 | NC | Mill Pond Solar, LLC | 62328 | SRVC | SERC Virginia/Carolina | SUN | 5 |  | 11751 |  |  | 0 |  |  |  | 0
2021 | NC | MILL SOLAR 1 | 61160 | SRVC | SERC Virginia/Carolina | SUN | 1.4 |  | 0
2021 | NC | Millikan Farm | 59576 | SRVC | SERC Virginia/Carolina | SUN | 5 |  | 9486 |  |  | 0 |  |  |  | 0
2021 | NC | Mills Anson Farm | 61093 | SRVC | SERC Virginia/Carolina | SUN | 5 |  | 9124 |  |  | 0 |  |  |  | 0
2021 | NC | Milo Solar | 58739 | SRVC | SERC Virginia/Carolina | SUN | 3 |  | 5617 |  |  | 0 |  |  |  | 0
2021 | NC | Minnie Solar | 58740 | SRVC | SERC Virginia/Carolina | SUN | 3 |  | 5455 |  |  | 0 |  |  |  | 0
2021 | NC | Misenheimer Farm | 59577 | SRVC | SERC Virginia/Carolina | SUN | 5 |  | 9021 |  |  | 0 |  |  |  | 0
2021 | NC | Mission | 2746 | SRVC | SERC Virginia/Carolina | WAT | 1.8 |  | 10478.001 |  |  | 0 |  |  |  | 0
2021 | NC | Mocksville Farm | 58313 | SRVC | SERC Virginia/Carolina | SUN | 5 |  | 9218 |  |  | 0 |  |  |  | 0
2021 | NC | Mocksville Solar | 59570 | SRVC | SERC Virginia/Carolina | SUN | 15.4 |  | 27169 |  |  | 0 |  |  |  | 0
2021 | NC | Modlin Solar Farm | 60417 | SRVC | SERC Virginia/Carolina | SUN | 4.9 |  | 9419 |  |  | 0 |  |  |  | 0
2021 | NC | Moncure Farm LLC | 59123 | SRVC | SERC Virginia/Carolina | SUN | 3 |  | 5831 |  |  | 0 |  |  |  | 0
2021 | NC | Monroe Generating Station | 57505 | SRVC | SERC Virginia/Carolina | NG | 30 |  | 240 | 7282 | 0.029188 | 0.24323 | 0.0080165 | NEI avg EF - PM, fuel type | 7282 | 0.029188
2021 | NC | Monroe Middle School | 56343 | SRVC | SERC Virginia/Carolina | DFO | 1.8 |  | 54 | 957 | 0.14833 | 5.4939 | 0.31 | Estimated using an emission factor | 957 | 0.14833
2021 | NC | Monroe Moore Farm | 59578 | SRVC | SERC Virginia/Carolina | SUN | 5 |  | 9282 |  |  | 0 |  |  |  | 0
2021 | NC | Monroe Solar Facility | 60383 | SRVC | SERC Virginia/Carolina | SUN | 54.6 |  | 103849 |  |  | 0 |  |  |  | 0
2021 | NC | Montgomery Solar LLC | 58649 | SRVC | SERC Virginia/Carolina | SUN | 20 |  | 38672 |  |  | 0 |  |  |  | 0
2021 | NC | Moore Solar | 64193 | SRVC | SERC Virginia/Carolina | SUN | 5 |  | 8767 |  |  | 0 |  |  |  | 0
2021 | NC | Moore Solar Farm | 58337 | SRVC | SERC Virginia/Carolina | SUN | 5 |  | 7927 |  |  | 0 |  |  |  | 0
2021 | NC | Moorings Farm | 58338 | SRVC | SERC Virginia/Carolina | SUN | 5 |  | 7717 |  |  | 0 |  |  |  | 0
2021 | NC | Moorings Farm 2, LLC | 61405 | SRVC | SERC Virginia/Carolina | SUN | 5 |  | 9043 |  |  | 0 |  |  |  | 0
2021 | NC | Morgan Farm, LLC | 60133 | SRVC | SERC Virginia/Carolina | SUN | 5 |  | 9088 |  |  | 0 |  |  |  | 0
2021 | NC | Morgan's Corner | 60422 | SRVC | SERC Virginia/Carolina | SUN | 20 |  | 30888 |  |  | 0 |  |  |  | 0
2021 | NC | Morganton Station 5 | 56344 | SRVC | SERC Virginia/Carolina | DFO | 1.8 |  | -31 | 43 | 0.006665 | 0 | 0.31 | Estimated using an emission factor | 43 | 0.006665
2021 | NC | Morganton, Parker Road | 56064 | SRVC | SERC Virginia/Carolina | DFO | 1.8 |  | -43 | 43 | 0.006665 | 0 | 0.31 | Estimated using an emission factor | 43 | 0.006665
2021 | NC | Morning View | 61881 | SRVC | SERC Virginia/Carolina | SUN | 2 |  | 3699 |  |  | 0 |  |  |  | 0
2021 | NC | Mount Olive Farm | 59107 | SRVC | SERC Virginia/Carolina | SUN | 5 |  | 9415 |  |  | 0 |  |  |  | 0
2021 | NC | Mount Olive Solar | 59908 | SRVC | SERC Virginia/Carolina | SUN | 2 |  | 3372 |  |  | 0 |  |  |  | 0
2021 | NC | Mountain Island | 2728 | SRVC | SERC Virginia/Carolina | WAT | 60 |  | 127152 |  |  | 0 |  |  |  | 0
2021 | NC | Mt Olive Farm 2 | 58345 | SRVC | SERC Virginia/Carolina | SUN | 5 |  | 9327 |  |  | 0 |  |  |  | 0
2021 | NC | Mt Olive Solar 1 | 59645 | SRVC | SERC Virginia/Carolina | SUN | 5 |  | 8722 |  |  | 0 |  |  |  | 0
2021 | NC | Murdock Solar | 59509 | SRVC | SERC Virginia/Carolina | SUN | 4 |  | 6828 |  |  | 0 |  |  |  | 0
2021 | NC | Murphy Farm Power, LLC | 57677 | SRVC | SERC Virginia/Carolina | SUN | 1 |  | 1220 |  |  | 0 |  |  |  | 0
2021 | NC | Murphy-Brown LLC | 55002 | SRVC | SERC Virginia/Carolina | DFO | 2.4 |  | 9 | 235 | 0.036425 | 8.0944 | 0.31 | Estimated using an emission factor | 235 | 0.036425
2021 | NC | Mustang Solar | 61533 | SRVC | SERC Virginia/Carolina | SUN | 5 |  | 10108 |  |  | 0 |  |  |  | 0
2021 | NC | Nantahala | 2747 | SRVC | SERC Virginia/Carolina | WAT | 43.2 |  | 213400 |  |  | 0 |  |  |  | 0
2021 | NC | Narrows (NC) | 54894 | SRVC | SERC Virginia/Carolina | WAT | 108.8 |  | 469646.001 |  |  | 0 |  |  |  | 0
2021 | NC | Nash 58 Farm | 58854 | SRVC | SERC Virginia/Carolina | SUN | 5 |  | 8856 |  |  | 0 |  |  |  | 0
2021 | NC | Nash 64 Farm | 58855 | SRVC | SERC Virginia/Carolina | SUN | 5 |  | 7096 |  |  | 0 |  |  |  | 0
2021 | NC | Nash 97 Solar 2 | 64118 | SRVC | SERC Virginia/Carolina | SUN | 4.9 |  | 8623 |  |  | 0 |  |  |  | 0
2021 | NC | Nash 97 Solar, LLC | 60408 | SRVC | SERC Virginia/Carolina | SUN | 5.2 |  | 9356 |  |  | 0 |  |  |  | 0
2021 | NC | Nashville Farms, LLC | 60134 | SRVC | SERC Virginia/Carolina | SUN | 2 |  | 3478 |  |  | 0 |  |  |  | 0
2021 | NC | NC 102 Project LLC | 61610 | SRVC | SERC Virginia/Carolina | SUN | 74.8 |  | 142411 |  |  | 0 |  |  |  | 0
2021 | NC | NC Renewable Power - Lumberton LLC | 10382 | SRVC | SERC Virginia/Carolina | WDS | 34.7 | 1 | 0
2021 | NC | NCEMC Anson Plant | 56249 | SRVC | SERC Virginia/Carolina | NG | 343.8 |  | 115093.998 | 1182249.026 | 36.12 | 0.62766 | 0.061104 | EPA/NEI | 1182249.026 | 36.12
2021 | NC | NCEMC Hamlet Plant | 56292 | SRVC | SERC Virginia/Carolina | NG | 343.8 |  | 116313 | 1180837.55 | 27.18 | 0.46736 | 0.046035 | EPA/NEI | 1180837.55 | 27.18
2021 | NC | NCSU Cates Cogeneration Plant | 61676 | SRVC | SERC Virginia/Carolina | NG | 11.2 | 0.73718 | 80444 | 832168.413 | 3.3355 | 0.082928 | 0.0080165 | NEI avg EF - PM, fuel type | 1128848 | 4.5247
2021 | NC | NCSU CCUP Cogeneration Plant | 61675 | SRVC | SERC Virginia/Carolina | NG | 6.6 | 0.82513 | 45778 | 496920.864 | 2.0248 | 0.08846 | 0.0081493 | NEI avg EF - PM, fuel type | 602232 | 2.4539
2021 | NC | Neisler Street Solar | 60072 | SRVC | SERC Virginia/Carolina | SUN | 2 |  | 3404 |  |  | 0 |  |  |  | 0
2021 | NC | Neuse River Solar Farm | 58524 | SRVC | SERC Virginia/Carolina | SUN | 1.1 |  | 1400 |  |  | 0 |  |  |  | 0
2021 | NC | New Bern | 56688 | SRVC | SERC Virginia/Carolina | LFG | 5.4 |  | 16268.004 | 199936.998 | 1.4695 | 0.18067 | 0.0147 | Estimated using an emission factor | 199936.998 | 1.4695
2021 | NC | New Bern Farm | 58339 | SRVC | SERC Virginia/Carolina | SUN | 5 |  | 7886 |  |  | 0 |  |  |  | 0
2021 | NC | Newton Grove | 59835 | SRVC | SERC Virginia/Carolina | SUN | 1.9 |  | 3052 |  |  | 0 |  |  |  | 0
2021 | NC | Nick Solar | 58741 | SRVC | SERC Virginia/Carolina | SUN | 5 |  | 8789 |  |  | 0 |  |  |  | 0
2021 | NC | Nickelson Solar 2 | 64119 | SRVC | SERC Virginia/Carolina | SUN | 4.9 |  | 9569 |  |  | 0 |  |  |  | 0
2021 | NC | Nickelson Solar, LLC | 62205 | SRVC | SERC Virginia/Carolina | SUN | 5.3 |  | 9678 |  |  | 0 |  |  |  | 0
2021 | NC | Nitro Solar | 59501 | SRVC | SERC Virginia/Carolina | SUN | 5 |  | 7553 |  |  | 0 |  |  |  | 0
2021 | NC | North 301 Solar | 61778 | SRVC | SERC Virginia/Carolina | SUN | 20 |  | 40353 |  |  | 0 |  |  |  | 0
2021 | NC | North Carolina Solar Bethea I | 58531 | SRVC | SERC Virginia/Carolina | SUN | 2 |  | 3347 |  |  | 0 |  |  |  | 0
2021 | NC | North Carolina Solar III LLC | 58880 | SRVC | SERC Virginia/Carolina | SUN | 4.9 |  | 8441 |  |  | 0 |  |  |  | 0
2021 | NC | North Nash Farm, LLC | 60651 | SRVC | SERC Virginia/Carolina | SUN | 5 |  | 9413 |  |  | 0 |  |  |  | 0
2021 | NC | Northern Cardinal Solar | 60992 | SRVC | SERC Virginia/Carolina | SUN | 2 |  | 3775 |  |  | 0 |  |  |  | 0
2021 | NC | Oakboro Farm | 58851 | SRVC | SERC Virginia/Carolina | SUN | 5 |  | 8441 |  |  | 0 |  |  |  | 0
2021 | NC | Ocracoke Hybrid | 6377 | SRVC | SERC Virginia/Carolina | DFO | 4 |  | -45 | 915 | 0.14183 | 0 | 0.31 | EPA/NEI; Estimated using an emission factor | 915 | 0.14183
2021 | NC | Old Caroleen Solar Farm | 61534 | SRVC | SERC Virginia/Carolina | SUN | 2 |  | 3855 |  |  | 0 |  |  |  | 0
2021 | NC | Old Catawba PV 1 | 59519 | SRVC | SERC Virginia/Carolina | SUN | 3.5 |  | 5902 |  |  | 0 |  |  |  | 0
2021 | NC | Old Cedar Solar Energy Storage | 64522 | SRVC | SERC Virginia/Carolina | SUN | 2.3 |  | 903 | 0 |  | 0 |  |  | 0 | 0
2021 | NC | Old Pageland Monroe Road Solar Farm | 60600 | SRVC | SERC Virginia/Carolina | SUN | 5.3 |  | 9018 |  |  | 0 |  |  |  | 0
2021 | NC | Old Wire Farm | 61094 | SRVC | SERC Virginia/Carolina | SUN | 5 |  | 9998 |  |  | 0 |  |  |  | 0
2021 | NC | Onslow Power Producers | 58558 | SRVC | SERC Virginia/Carolina | LFG | 2 |  | 9379 | 95078 | 0.69882 | 0.14902 | 0.0147 | Estimated using an emission factor | 95078 | 0.69882
2021 | NC | Orbit Energy Charlotte | 58638 | SRVC | SERC Virginia/Carolina | OBG | 5.2 |  | 11959 | 122401 | 0.89965 | 0.15046 | 0.0147 | Estimated using an emission factor | 122401 | 0.89965
2021 | NC | Organ Church Solar | 60284 | SRVC | SERC Virginia/Carolina | SUN | 5 |  | 9970 |  |  | 0 |  |  |  | 0
2021 | NC | Ouchchy PV1 | 59999 | SRVC | SERC Virginia/Carolina | SUN | 3 |  | 5237 |  |  | 0 |  |  |  | 0
2021 | NC | Owen Solar | 58742 | SRVC | SERC Virginia/Carolina | SUN | 5 |  | 9032 |  |  | 0 |  |  |  | 0
2021 | NC | Oxford Dam | 2729 | SRVC | SERC Virginia/Carolina | WAT | 36 |  | 116226 |  |  | 0 |  |  |  | 0
2021 | NC | Page Solar | 62018 | SRVC | SERC Virginia/Carolina | SUN | 1.6 |  | 2577 |  |  | 0 |  |  |  | 0
2021 | NC | Pamlico Partners Solar | 58799 | SRVC | SERC Virginia/Carolina | SUN | 5 |  | 8599 |  |  | 0 |  |  |  | 0
2021 | NC | Panda Solar NC 1, LLC | 62089 | SRVC | SERC Virginia/Carolina | SUN | 1 |  | 1764 |  |  | 0 |  |  |  | 0
2021 | NC | Panda Solar NC 10, LLC | 62128 | SRVC | SERC Virginia/Carolina | SUN | 2 |  | 3953 |  |  | 0 |  |  |  | 0
2021 | NC | Panda Solar NC 11, LLC | 62129 | SRVC | SERC Virginia/Carolina | SUN | 2 |  | 4053 |  |  | 0 |  |  |  | 0
2021 | NC | Panda Solar NC 2, LLC | 62120 | SRVC | SERC Virginia/Carolina | SUN | 2 |  | 3128 |  |  | 0 |  |  |  | 0
2021 | NC | Panda Solar NC 3, LLC | 62121 | SRVC | SERC Virginia/Carolina | SUN | 2 |  | 3129 |  |  | 0 |  |  |  | 0
2021 | NC | Panda Solar NC 4, LLC | 62122 | SRVC | SERC Virginia/Carolina | SUN | 2 |  | 3302 |  |  | 0 |  |  |  | 0
2021 | NC | Panda Solar NC 5, LLC | 62123 | SRVC | SERC Virginia/Carolina | SUN | 1 |  | 1695 |  |  | 0 |  |  |  | 0
2021 | NC | Panda Solar NC 6, LLC | 62124 | SRVC | SERC Virginia/Carolina | SUN | 1 |  | 1606 |  |  | 0 |  |  |  | 0
2021 | NC | Panda Solar NC 7, LLC | 62125 | SRVC | SERC Virginia/Carolina | SUN | 1.5 |  | 2755 |  |  | 0 |  |  |  | 0
2021 | NC | Panda Solar NC 8, LLC | 62126 | SRVC | SERC Virginia/Carolina | SUN | 2 |  | 3778 |  |  | 0 |  |  |  | 0
2021 | NC | Panda Solar NC 9, LLC | 62127 | SRVC | SERC Virginia/Carolina | SUN | 2 |  | 4325 |  |  | 0 |  |  |  | 0
2021 | NC | Pasquotank | 59530 | SRVC | SERC Virginia/Carolina | SUN | 20 |  | 42644 |  |  | 0 |  |  |  | 0
2021 | NC | Pate Farm | 58856 | SRVC | SERC Virginia/Carolina | SUN | 5 |  | 8510 |  |  | 0 |  |  |  | 0
2021 | NC | PCIP Solar | 58305 | SRVC | SERC Virginia/Carolina | SUN | 1 |  | 1754 |  |  | 0 |  |  |  | 0
2021 | NC | PCS Phosphate | 50509 | SRVC | SERC Virginia/Carolina | WH | 54 | 1 | 237100 |  |  | 0 |  |  |  | 0
2021 | NC | PCSP3 Airport | 58538 | SRVC | SERC Virginia/Carolina | SUN | 2.5 |  | 3918 |  |  | 0 |  |  |  | 0
2021 | NC | Peake Road | 65555 | SRVC | SERC Virginia/Carolina | SUN | 5
2021 | NC | Pecan Grove Solar, LLC | 62659 | SRVC | SERC Virginia/Carolina | SUN | 5 |  | 9502 |  |  | 0 |  |  |  | 0
2021 | NC | Pecan PV1 | 59157 | SRVC | SERC Virginia/Carolina | SUN | 5 |  | 9431 |  |  | 0 |  |  |  | 0
2021 | NC | Pecan Solar | 60030 | SRVC | SERC Virginia/Carolina | SUN | 74.9 |  | 163335 |  |  | 0 |  |  |  | 0
2021 | NC | Penny Hill Solar | 63266 | SRVC | SERC Virginia/Carolina | SUN | 2 |  | 3778 |  |  | 0 |  |  |  | 0
2021 | NC | Perkins Solar, LLC | 60629 | SRVC | SERC Virginia/Carolina | SUN | 2 |  | 3734 |  |  | 0 |  |  |  | 0
2021 | NC | PG Solar, LLC | 63692 | SRVC | SERC Virginia/Carolina | SUN | 2 |  | 3845 |  |  | 0 |  |  |  | 0
2021 | NC | Phelps 158 Solar Farm | 61134 | SRVC | SERC Virginia/Carolina | SUN | 5 |  | 10519 |  |  | 0 |  |  |  | 0
2021 | NC | Pikeville Farm | 61404 | SRVC | SERC Virginia/Carolina | SUN | 5 |  | 10379 |  |  | 0 |  |  |  | 0
2021 | NC | Pilot Mountain Solar, LLC | 63835 | SRVC | SERC Virginia/Carolina | SUN | 4.9 |  | 9799 |  |  | 0 |  |  |  | 0
2021 | NC | Pinesage | 61978 | SRVC | SERC Virginia/Carolina | SUN | 5 |  | 8615 |  |  | 0 |  |  |  | 0
2021 | NC | Pineville Delivery 2 | 56345 | SRVC | SERC Virginia/Carolina | DFO | 1.8 |  | -34 | 37 | 0.005735 | 0 | 0.31 | Estimated using an emission factor | 37 | 0.005735
2021 | NC | Plant Rowan County | 7826 | SRVC | SERC Virginia/Carolina | NG | 1192 |  | 4382858.999 | 32488957.739 | 68.84 | 0.031413 | 0.0042377 | EPA/NEI | 32488957.739 | 68.84
2021 | NC | Plott Hound Solar | 63015 | SRVC | SERC Virginia/Carolina | SUN | 5 |  | 6720 |  |  | 0 |  |  |  | 0
2021 | NC | Plymouth Solar LLC | 58480 | SRVC | SERC Virginia/Carolina | SUN | 5 |  | 5039 |  |  | 0 |  |  |  | 0
2021 | NC | Pollocksville Solar | 59917 | SRVC | SERC Virginia/Carolina | SUN | 5 |  | 8558 |  |  | 0 |  |  |  | 0
2021 | NC | Porter Solar | 59504 | SRVC | SERC Virginia/Carolina | SUN | 5 |  | 7441 |  |  | 0 |  |  |  | 0
2021 | NC | Powatan Road Solar | 64035 | SRVC | SERC Virginia/Carolina | SUN | 2 |  | 4199 |  |  | 0 |  |  |  | 0
2021 | NC | Princeton | 59533 | SRVC | SERC Virginia/Carolina | SUN | 5 |  | 8847 |  |  | 0 |  |  |  | 0
2021 | NC | Progress Manis I | 58529 | SRVC | SERC Virginia/Carolina | SUN | 2 |  | 2976 |  |  | 0 |  |  |  | 0
2021 | NC | Progress Solar 1, LLC | 58493 | SRVC | SERC Virginia/Carolina | SUN | 4 |  | 6245 |  |  | 0 |  |  |  | 0
2021 | NC | Progress Solar II, LLC | 58494 | SRVC | SERC Virginia/Carolina | SUN | 3.5 |  | 5464 |  |  | 0 |  |  |  | 0
2021 | NC | Progress Solar III, LLC | 58495 | SRVC | SERC Virginia/Carolina | SUN | 3.5 |  | 5906 |  |  | 0 |  |  |  | 0
2021 | NC | Quarter Horse Solar | 62095 | SRVC | SERC Virginia/Carolina | SUN | 4.5 |  | 9619 |  |  | 0 |  |  |  | 0
2021 | NC | Queens Creek | 6438 | SRVC | SERC Virginia/Carolina | WAT | 1.4 |  | 4064 |  |  | 0 |  |  |  | 0
2021 | NC | Quincy Solar | 59506 | SRVC | SERC Virginia/Carolina | SUN | 4 |  | 6820 |  |  | 0 |  |  |  | 0
2021 | NC | QVC Inc | 56966 | SRVC | SERC Virginia/Carolina | SUN | 3.9 |  | 3230 |  |  | 0 |  |  |  | 0
2021 | NC | Raeford Farm | 58274 | SRVC | SERC Virginia/Carolina | SUN | 5 |  | 8392 |  |  | 0 |  |  |  | 0
2021 | NC | Railroad Farm | 58316 | SRVC | SERC Virginia/Carolina | SUN | 5 |  | 8038 |  |  | 0 |  |  |  | 0
2021 | NC | Railroad Farm 2 | 61095 | SRVC | SERC Virginia/Carolina | SUN | 5 |  | 9295 |  |  | 0 |  |  |  | 0
2021 | NC | Railroad Solar Farm, LLC | 63381 | SRVC | SERC Virginia/Carolina | SUN | 4.1 |  | 6654 |  |  | 0 |  |  |  | 0
2021 | NC | Rams Horn Solar Center LLC | 58810 | SRVC | SERC Virginia/Carolina | SUN | 5 |  | 8914 |  |  | 0 |  |  |  | 0
2021 | NC | Ranchland Solar, LLC | 61813 | SRVC | SERC Virginia/Carolina | SUN | 60 |  | 134472 |  |  | 0 |  |  |  | 0
2021 | NC | Ray Wilson Solar | 63017 | SRVC | SERC Virginia/Carolina | SUN | 5 |  | 8691 |  |  | 0 |  |  |  | 0
2021 | NC | Red Hill Solar Center, LLC | 59760 | SRVC | SERC Virginia/Carolina | SUN | 5 |  | 8222 |  |  | 0 |  |  |  | 0
2021 | NC | Red Oak Solar Farm, LLC | 60929 | SRVC | SERC Virginia/Carolina | SUN | 5 |  | 9608 |  |  | 0 |  |  |  | 0
2021 | NC | Red Toad 1425 A Powatan Road, LLC | 60129 | SRVC | SERC Virginia/Carolina | SUN | 2 |  | 3912 |  |  | 0 |  |  |  | 0
2021 | NC | Red Toad 4451 Buffalo Road, LLC | 62131 | SRVC | SERC Virginia/Carolina | SUN | 2 |  | 4073 |  |  | 0 |  |  |  | 0
2021 | NC | Red Toad 5840 Buffalo Road, LLC | 62204 | SRVC | SERC Virginia/Carolina | SUN | 2 |  | 4427 |  |  | 0 |  |  |  | 0
2021 | NC | Redmon Solar Farm LLC | 59114 | SRVC | SERC Virginia/Carolina | SUN | 2 |  | 3999 |  |  | 0 |  |  |  | 0
2021 | NC | Reventure Park | 58865 | SRVC | SERC Virginia/Carolina | LFG | 3.5 | 0.47175 | 26559 | 131299.794 | 0.96505 | 0.072672 | 0.0147 | Estimated using an emission factor | 278322 | 2.0457
2021 | NC | Rhodhiss | 2730 | SRVC | SERC Virginia/Carolina | WAT | 25.5 |  | 73919.001 |  |  | 0 |  |  |  | 0
2021 | NC | Richlands Solar, LLC | 65583 | SRVC | SERC Virginia/Carolina | SUN | 1.9 |  | 3898 |  |  | 0 |  |  |  | 0
2021 | NC | Richmond County Plant | 7805 | SRVC | SERC Virginia/Carolina | NG | 2244.8 |  | 8266519 | 63453986.054 | 174.89 | 0.042313 | 0.0055123 | EPA/NEI | 63453986.054 | 174.89
2021 | NC | Ridgeback | 65110 | SRVC | SERC Virginia/Carolina | SUN | 2 |  | 3 |  |  | 0 |  |  |  | 0
2021 | NC | River Road Solar, LLC | 60487 | SRVC | SERC Virginia/Carolina | SUN | 5 |  | 8668 |  |  | 0 |  |  |  | 0
2021 | NC | Roanoke Rapids | 2758 | SRVC | SERC Virginia/Carolina | WAT | 100 |  | 284449 |  |  | 0 |  |  |  | 0
2021 | NC | Robeson County LFG to Energy | 59763 | SRVC | SERC Virginia/Carolina | LFG | 2 |  | 0
2021 | NC | Robin Solar | 60165 | SRVC | SERC Virginia/Carolina | SUN | 3.8 |  | 7114 |  |  | 0 |  |  |  | 0
2021 | NC | Rock Farm | 58347 | SRVC | SERC Virginia/Carolina | SUN | 5 |  | 8792 |  |  | 0 |  |  |  | 0
2021 | NC | Rockingham County Combustion Turbine | 55116 | SRVC | SERC Virginia/Carolina | NG | 977.5 |  | 724723 | 7621736.376 | 35.15 | 0.097003 | 0.0092236 | EPA/NEI | 7621736.376 | 35.15
2021 | NC | Rockingham Solar, LLC | 60106 | SRVC | SERC Virginia/Carolina | SUN | 5 |  | 9265 |  |  | 0 |  |  |  | 0
2021 | NC | Rockwell Solar LLC | 58668 | SRVC | SERC Virginia/Carolina | SUN | 3.5 |  | 5536 |  |  | 0 |  |  |  | 0
2021 | NC | Rocky Mount Mill | 50468 | SRVC | SERC Virginia/Carolina | WAT | 1.6 |  | 0
2021 | NC | Roper Farm, LLC | 60761 | SRVC | SERC Virginia/Carolina | SUN | 5 |  | 9727 |  |  | 0 |  |  |  | 0
2021 | NC | Rose Hill | 59375 | SRVC | SERC Virginia/Carolina | SUN | 2 |  | 3350 |  |  | 0 |  |  |  | 0
2021 | NC | Rosemary Power Station | 50555 | SRVC | SERC Virginia/Carolina | DFO | 180 | 1 | 10517 | 103327.415 | 0.58 | 0.1103 | 0.011226 | EPA/NEI | 103327.415 | 0.58
2021 | NC | Rosewood Solar | 61520 | SRVC | SERC Virginia/Carolina | SUN | 2 |  | 3949 |  |  | 0 |  |  |  | 0
2021 | NC | Roxboro | 2712 | SRVC | SERC Virginia/Carolina | BIT | 2558.2 |  | 5519132 | 57758032.759 | 459.93 | 0.16667 | 0.015926 | EPA/NEI | 57758032.759 | 459.93
2021 | NC | Roxboro Farm | 58340 | SRVC | SERC Virginia/Carolina | SUN | 5 |  | 6979 |  |  | 0 |  |  |  | 0
2021 | NC | Roxboro Solar Farm, LLC | 61288 | SRVC | SERC Virginia/Carolina | SUN | 5 |  | 8838 |  |  | 0 |  |  |  | 0
2021 | NC | Royal Solar | 59831 | SRVC | SERC Virginia/Carolina | SUN | 4.9 |  | 9199 |  |  | 0 |  |  |  | 0
2021 | NC | Ruff Solar LLC | 62594 | SRVC | SERC Virginia/Carolina | SUN | 22 |  | 44725 |  |  | 0 |  |  |  | 0
2021 | NC | Ruskin Solar | 60922 | SRVC | SERC Virginia/Carolina | SUN | 2 |  | 3819 |  |  | 0 |  |  |  | 0
2021 | NC | Rutherford Farm | 59589 | SRVC | SERC Virginia/Carolina | SUN | 74.8 |  | 137265 |  |  | 0 |  |  |  | 0
2021 | NC | Ryland Road Solar | 64677 | SRVC | SERC Virginia/Carolina | SUN | 5 |  | 2282 |  |  | 0 |  |  |  | 0
2021 | NC | Sabattus Solar LLC | 62596 | SRVC | SERC Virginia/Carolina | SUN | 5 |  | 9074 |  |  | 0 |  |  |  | 0
2021 | NC | Sadiebrook NC Solar | 62102 | SRVC | SERC Virginia/Carolina | SUN | 5 |  | 9269 |  |  | 0 |  |  |  | 0
2021 | NC | Salem Energy Systems LLC | 54984 | SRVC | SERC Virginia/Carolina | LFG | 4.5 | 1 | 24513 | 411836 | 4.4478 | 0.3629 | 0.0216 | Estimated using an emission factor | 411836 | 4.4478
2021 | NC | Salisbury Solar | 61128 | SRVC | SERC Virginia/Carolina | SUN | 3.8 |  | 7778 |  |  | 0 |  |  |  | 0
2021 | NC | Samarcand Solar Farm, LLC | 58805 | SRVC | SERC Virginia/Carolina | SUN | 5 |  | 8332 |  |  | 0 |  |  |  | 0
2021 | NC | Sampson County Disposal | 57492 | SRVC | SERC Virginia/Carolina | LFG | 9.6 |  | 10798.998 | 111222 | 0.81748 | 0.1514 | 0.0147 | Estimated using an emission factor | 111222 | 0.81748
2021 | NC | Sampson Solar | 61096 | SRVC | SERC Virginia/Carolina | SUN | 2 |  | 2626 |  |  | 0 |  |  |  | 0
2021 | NC | Sandy Cross Solar, LLC | 58491 | SRVC | SERC Virginia/Carolina | SUN | 1.2 |  | 2037 |  |  | 0 |  |  |  | 0
2021 | NC | Sandy Solar | 62692 | SRVC | SERC Virginia/Carolina | SUN | 5 |  | 10260 |  |  | 0 |  |  |  | 0
2021 | NC | Santeetlah | 54898 | SRTV | SERC Tennessee Valley | WAT | 45 |  | 178116 |  |  | 0 |  |  |  | 0
2021 | NC | Sarah Solar | 59500 | SRVC | SERC Virginia/Carolina | SUN | 5 |  | 8274 |  |  | 0 |  |  |  | 0
2021 | NC | SAS Solar Farm | 56915 | SRVC | SERC Virginia/Carolina | SUN | 2 |  | 1820 |  |  | 0 |  |  |  | 0
2021 | NC | Scarlet Solar | 60921 | SRVC | SERC Virginia/Carolina | SUN | 2 |  | 3939 |  |  | 0 |  |  |  | 0
2021 | NC | Schell Solar Farm | 59591 | SRVC | SERC Virginia/Carolina | SUN | 5 |  | 8755 |  |  | 0 |  |  |  | 0
2021 | NC | Scotch Bonnet Solar, LLC | 63345 | SRVC | SERC Virginia/Carolina | SUN | 4.5 |  | 6618 |  |  | 0 |  |  |  | 0
2021 | NC | Seaboard Solar LLC | 59643 | SRVC | SERC Virginia/Carolina | SUN | 5 |  | 8765 |  |  | 0 |  |  |  | 0
2021 | NC | Seagrove | 65556 | SRVC | SERC Virginia/Carolina | SUN | 4.5
2021 | NC | Sedberry Farm | 59592 | SRVC | SERC Virginia/Carolina | SUN | 5 |  | 8674 |  |  | 0 |  |  |  | 0
2021 | NC | Selma Solar LLC | 58669 | SRVC | SERC Virginia/Carolina | SUN | 5 |  | 8678 |  |  | 0 |  |  |  | 0
2021 | NC | Shankle Solar Center LLC | 58956 | SRVC | SERC Virginia/Carolina | SUN | 4.8 |  | 8329 |  |  | 0 |  |  |  | 0
2021 | NC | Shannon Farm | 58323 | SRVC | SERC Virginia/Carolina | SUN | 5 |  | 8193 |  |  | 0 |  |  |  | 0
2021 | NC | Shawboro PV1 | 59155 | SRVC | SERC Virginia/Carolina | SUN | 20 |  | 39215 |  |  | 0 |  |  |  | 0
2021 | NC | Shelby Randolph Road Solar 1, LLC | 60101 | SRVC | SERC Virginia/Carolina | SUN | 2 |  | 3374 |  |  | 0 |  |  |  | 0
2021 | NC | Shelby Solar Energy Generation Facility | 57200 | SRVC | SERC Virginia/Carolina | SUN | 1 |  | 1535 |  |  | 0 |  |  |  | 0
2021 | NC | Shelby, NC | 54363 | SRVC | SERC Virginia/Carolina | DFO | 4.2 |  | 0
2021 | NC | Shelby, Toms Street | 56063 | SRVC | SERC Virginia/Carolina | DFO | 1.8 |  | -30 | 25 | 0.003875 | 0 | 0.31 | Estimated using an emission factor | 25 | 0.003875
2021 | NC | Shelter Solar | 60156 | SRVC | SERC Virginia/Carolina | SUN | 5 |  | 9657 |  |  | 0 |  |  |  | 0
2021 | NC | Shiloh Hwy Solar | 62691 | SRVC | SERC Virginia/Carolina | SUN | 5 |  | 11229 |  |  | 0 |  |  |  | 0
2021 | NC | Shoe Creek Solar, LLC | 60380 | SRVC | SERC Virginia/Carolina | SUN | 65 |  | 145109 |  |  | 0 |  |  |  | 0
2021 | NC | SID Solar I, LLC | 60108 | SRVC | SERC Virginia/Carolina | SUN | 5 |  | 8257 |  |  | 0 |  |  |  | 0
2021 | NC | Sigmon Catawba Farm | 58861 | SRVC | SERC Virginia/Carolina | SUN | 5 |  | 9087 |  |  | 0 |  |  |  | 0
2021 | NC | Siler 421 Farm, LLC | 61019 | SRVC | SERC Virginia/Carolina | SUN | 5 |  | 9954 |  |  | 0 |  |  |  | 0
2021 | NC | Siler City Solar 2 | 64121 | SRVC | SERC Virginia/Carolina | SUN | 4.9 |  | 9738 |  |  | 0 |  |  |  | 0
2021 | NC | Simons Farm | 59149 | SRVC | SERC Virginia/Carolina | SUN | 5 |  | 9561 |  |  | 0 |  |  |  | 0
2021 | NC | Smith Solar Farm | 65567 | SRVC | SERC Virginia/Carolina | SUN | 5
2021 | NC | Smithfield Farmland Corp Bladen | 54823 | SRVC | SERC Virginia/Carolina | DFO | 28.5 | 1 | 52.003 | 579.994 | 0.089899 | 3.4575 | 0.31 | Estimated using an emission factor | 579.994 | 0.089899
2021 | NC | Smithfield Packaged Meats Corp. | 56035 | SRVC | SERC Virginia/Carolina | DFO | 2.8 | 0.68457 | 314 | 2397.364 | 0.37159 | 2.3668 | 0.31 | Estimated using an emission factor | 3502 | 0.54281
2021 | NC | Smithfield Packaged Meats Corp. | 58575 | SRVC | SERC Virginia/Carolina | DFO | 9.2 | 0.61625 | 1584 | 10537.179 | 1.6333 | 2.0622 | 0.31 | Estimated using an emission factor | 17099 | 2.6503
2021 | NC | Sneads Grove | 65551 | SRVC | SERC Virginia/Carolina | SUN | 5
2021 | NC | Snow Camp Solar, LLC | 60367 | SRVC | SERC Virginia/Carolina | SUN | 5.2 |  | 10465 |  |  | 0 |  |  |  | 0
2021 | NC | Snow Hill Solar 2 LLC | 59106 | SRVC | SERC Virginia/Carolina | SUN | 2 |  | 3740 |  |  | 0 |  |  |  | 0
2021 | NC | SoINCPower5, LLC | 59857 | SRVC | SERC Virginia/Carolina | SUN | 5 |  | 10807 |  |  | 0 |  |  |  | 0
2021 | NC | SoINCPower6, LLC | 59856 | SRVC | SERC Virginia/Carolina | SUN | 5 |  | 8870 |  |  | 0 |  |  |  | 0
2021 | NC | Solar Lee, LLC | 64237 | SRVC | SERC Virginia/Carolina | SUN | 4.9 |  | 9749 |  |  | 0 |  |  |  | 0
2021 | NC | Solar Star North Carolina II LLC | 57435 | SRVC | SERC Virginia/Carolina | SUN | 6.5 |  | 9251 |  |  | 0 |  |  |  | 0
2021 | NC | Soluga Farms 1 | 59191 | SRVC | SERC Virginia/Carolina | SUN | 5 |  | 8920 |  |  | 0 |  |  |  | 0
2021 | NC | Soluga Farms 2 LLC | 59192 | SRVC | SERC Virginia/Carolina | SUN | 5 |  | 8732 |  |  | 0 |  |  |  | 0
2021 | NC | Soluga Farms III | 60580 | SRVC | SERC Virginia/Carolina | SUN | 5 |  | 9366 |  |  | 0 |  |  |  | 0
2021 | NC | Soluga Farms IV | 59934 | SRVC | SERC Virginia/Carolina | SUN | 3.4 |  | 6447 |  |  | 0 |  |  |  | 0
2021 | NC | Sonne One | 58782 | SRVC | SERC Virginia/Carolina | SUN | 5 |  | 9281 |  |  | 0 |  |  |  | 0
2021 | NC | Sonne Two | 58829 | SRVC | SERC Virginia/Carolina | SUN | 5 |  | 9222 |  |  | 0 |  |  |  | 0
2021 | NC | Sophie Solar | 58745 | SRVC | SERC Virginia/Carolina | SUN | 4.5 |  | 7842 |  |  | 0 |  |  |  | 0
2021 | NC | Soul City Solar | 59606 | SRVC | SERC Virginia/Carolina | SUN | 3.5 |  | 5276 |  |  | 0 |  |  |  | 0
2021 | NC | South Atlantic Services Solar Farm I | 60798 | SRVC | SERC Virginia/Carolina | SUN | 1.6 |  | 2887 |  |  | 0 |  |  |  | 0
2021 | NC | South Louisburg Solar | 59825 | SRVC | SERC Virginia/Carolina | WND | 5 |  | 9539
2021 | NC | South Robeson Farm | 58273 | SRVC | SERC Virginia/Carolina | SUN | 5 |  | 8192 |  |  | 0 |  |  |  | 0
2021 | NC | South Winston Farm, LLC | 60409 | SRVC | SERC Virginia/Carolina | SUN | 5.2 |  | 8797 |  |  | 0 |  |  |  | 0
2021 | NC | Southerland Farm Solar | 60553 | SRVC | SERC Virginia/Carolina | SUN | 5 |  | 9675 |  |  | 0 |  |  |  | 0
2021 | NC | Speedway Solar NC, LLC | 62821 | SRVC | SERC Virginia/Carolina | SUN | 22.6 |  | 0
2021 | NC | Spencer Farm, LLC | 61220 | SRVC | SERC Virginia/Carolina | SUN | 5 |  | 9315 |  |  | 0 |  |  |  | 0
2021 | NC | Spicewood Solar Farm LLC | 59109 | SRVC | SERC Virginia/Carolina | SUN | 5 |  | 8906 |  |  | 0 |  |  |  | 0
2021 | NC | Spring Hope Solar 3, LLC | 62997 | SRVC | SERC Virginia/Carolina | SUN | 5 |  | 7932 |  |  | 0 |  |  |  | 0
2021 | NC | Spring Valley Farm 2, LLC | 59593 | SRVC | SERC Virginia/Carolina | SUN | 5 |  | 9478 |  |  | 0 |  |  |  | 0
2021 | NC | St. Pauls Solar 1, LLC | 60396 | SRVC | SERC Virginia/Carolina | SUN | 4.9 |  | 9028 |  |  | 0 |  |  |  | 0
2021 | NC | St. Pauls Solar 2 | 61156 | SRVC | SERC Virginia/Carolina | SUN | 5 |  | 9387 |  |  | 0 |  |  |  | 0
2021 | NC | Stagecoach Solar | 59604 | SRVC | SERC Virginia/Carolina | SUN | 5 |  | 8728 |  |  | 0 |  |  |  | 0
2021 | NC | Stainback Solar Farm | 60257 | SRVC | SERC Virginia/Carolina | SUN | 5 |  | 9658 |  |  | 0 |  |  |  | 0
2021 | NC | Star Solar | 58746 | SRVC | SERC Virginia/Carolina | SUN | 5 |  | 9411 |  |  | 0 |  |  |  | 0
2021 | NC | Starr | 62602 | SRVC | SERC Virginia/Carolina | SUN | 5 |  | 10071 |  |  | 0 |  |  |  | 0
2021 | NC | Statesville Delivery No 3 | 56552 | SRVC | SERC Virginia/Carolina | DFO | 2.2 |  | -50 | 55 | 0.008525 | 0 | 0.31 | Estimated using an emission factor | 55 | 0.008525
2021 | NC | Statesville Solar | 61535 | SRVC | SERC Virginia/Carolina | SUN | 5 |  | 9673 |  |  | 0 |  |  |  | 0
2021 | NC | Statesville, Highway 64 | 56062 | SRVC | SERC Virginia/Carolina | DFO | 1.8 |  | -43 | 50 | 0.00775 | 0 | 0.31 | Estimated using an emission factor | 50 | 0.00775
2021 | NC | Stikeleather Farm | 59595 | SRVC | SERC Virginia/Carolina | SUN | 5 |  | 9602 |  |  | 0 |  |  |  | 0
2021 | NC | Stone Solar | 61085 | SRVC | SERC Virginia/Carolina | SUN | 5 |  | 9699 |  |  | 0 |  |  |  | 0
2021 | NC | Stout Farm | 59581 | SRVC | SERC Virginia/Carolina | SUN | 5 |  | 9186 |  |  | 0 |  |  |  | 0
2021 | NC | Strider Solar, LLC | 63270 | SRVC | SERC Virginia/Carolina | SUN | 5 |  | 9317 |  |  | 0 |  |  |  | 0
2021 | NC | Sugar Run Solar | 60189 | SRVC | SERC Virginia/Carolina | SUN | 5 |  | 9599 |  |  | 0 |  |  |  | 0
2021 | NC | Sugar Solar, LLC | 63807 | SRVC | SERC Virginia/Carolina | SUN | 60 |  | 0
2021 | NC | Summit Farms Solar | 60611 | SRVC | SERC Virginia/Carolina | SUN | 62.4 |  | 111090 |  |  | 0 |  |  |  | 0
2021 | NC | Sun Devil Solar | 59505 | SRVC | SERC Virginia/Carolina | SUN | 5 |  | 8752 |  |  | 0 |  |  |  | 0
2021 | NC | Sun Farm V, LLC | 61287 | SRVC | SERC Virginia/Carolina | SUN | 5 |  | 9679 |  |  | 0 |  |  |  | 0
2021 | NC | Sun Farm VI, LLC | 61842 | SRVC | SERC Virginia/Carolina | SUN | 5 |  | 10881 |  |  | 0 |  |  |  | 0
2021 | NC | Sun Farm VIII, LLC | 64311 | SRVC | SERC Virginia/Carolina | SUN | 4 |  | 5929 |  |  | 0 |  |  |  | 0
2021 | NC | Suncaster, LLC | 64477 | SRVC | SERC Virginia/Carolina | SUN | 2.4 |  | 4544 |  |  | 0 |  |  |  | 0
2021 | NC | SunEdison LV Sutton Plant Site | 56938 | SRVC | SERC Virginia/Carolina | SUN | 1.2 |  | 1330 |  |  | 0 |  |  |  | 0
2021 | NC | SunEnergy1-Scotland Neck, LLC | 59898 | SRVC | SERC Virginia/Carolina | SUN | 3 |  | 5781 |  |  | 0 |  |  |  | 0
2021 | NC | Sunfish Farm | 58864 | SRVC | SERC Virginia/Carolina | SUN | 5 |  | 8390 |  |  | 0 |  |  |  | 0
2021 | NC | Sunflower Solar | 60638 | SRVC | SERC Virginia/Carolina | SUN | 16 |  | 32437 |  |  | 0 |  |  |  | 0
2021 | NC | Swansboro Solar, LLC | 64476 | SRVC | SERC Virginia/Carolina | SUN | 4.9 |  | 8298 |  |  | 0 |  |  |  | 0
2021 | NC | Sweet Tea Solar, LLC | 64273 | SRVC | SERC Virginia/Carolina | SUN | 4.5 |  | 5189 |  |  | 0 |  |  |  | 0
2021 | NC | Sweetgum Solar | 59824 | SRVC | SERC Virginia/Carolina | SUN | 5 |  | 8841 |  |  | 0 |  |  |  | 0
2021 | NC | Tamworth Holdings | 60394 | SRVC | SERC Virginia/Carolina | SUN | 5 |  | 10858 |  |  | 0 |  |  |  | 0
2021 | NC | Tanager Holdings | 60691 | SRVC | SERC Virginia/Carolina | SUN | 5 |  | 8412 |  |  | 0 |  |  |  | 0
2021 | NC | Tarboro Solar | 59648 | SRVC | SERC Virginia/Carolina | SUN | 5 |  | 7692 |  |  | 0 |  |  |  | 0
2021 | NC | Tart Farm | 59583 | SRVC | SERC Virginia/Carolina | SUN | 5 |  | 8480 |  |  | 0 |  |  |  | 0
2021 | NC | Tate Solar | 60160 | SRVC | SERC Virginia/Carolina | SUN | 5 |  | 8844 |  |  | 0 |  |  |  | 0
2021 | NC | Taylorsville Solar LLC | 57402 | SRVC | SERC Virginia/Carolina | SUN | 1.2 |  | 1538 |  |  | 0 |  |  |  | 0
2021 | NC | Tennessee Creek | 2749 | SRVC | SERC Virginia/Carolina | WAT | 10.8 |  | 24071 |  |  | 0 |  |  |  | 0
2021 | NC | Thanksgiving Fire Solar Farm, LLC | 62786 | SRVC | SERC Virginia/Carolina | SUN | 2 |  | 3844 |  |  | 0 |  |  |  | 0
2021 | NC | Thornton PV1 | 59152 | SRVC | SERC Virginia/Carolina | SUN | 5 |  | 8560 |  |  | 0 |  |  |  | 0
2021 | NC | Thorpe | 2750 | SRVC | SERC Virginia/Carolina | WAT | 21.6 |  | 87227 |  |  | 0 |  |  |  | 0
2021 | NC | Three Bridge | 62540 | SRVC | SERC Virginia/Carolina | SUN | 2 |  | 3360 |  |  | 0 |  |  |  | 0
2021 | NC | Thunderhead | 65111 | SRVC | SERC Virginia/Carolina | SUN | 2.6 |  | 0
2021 | NC | Tiburon Holdings | 59217 | SRVC | SERC Virginia/Carolina | SUN | 5 |  | 8892 |  |  | 0 |  |  |  | 0
2021 | NC | Tides Lane Farm | 60429 | SRVC | SERC Virginia/Carolina | SUN | 3.7 |  | 6038 |  |  | 0 |  |  |  | 0
2021 | NC | Tillery | 2714 | SRVC | SERC Virginia/Carolina | WAT | 84 |  | 188156.999 |  |  | 0 |  |  |  | 0
2021 | NC | Tinker (NC) | 65550 | SRVC | SERC Virginia/Carolina | SUN | 4.8
2021 | NC | Tolson Solar | 61131 | SRVC | SERC Virginia/Carolina | SUN | 3 |  | 5074 |  |  | 0 |  |  |  | 0
2021 | NC | Town of Cary | 59377 | SRVC | SERC Virginia/Carolina | SUN | 1.5 |  | 2226 |  |  | 0 |  |  |  | 0
2021 | NC | Tracy Solar | 59498 | SRVC | SERC Virginia/Carolina | SUN | 10 |  | 17788 |  |  | 0 |  |  |  | 0
2021 | NC | Trent River Farm | 65549 | SRVC | SERC Virginia/Carolina | SUN | 5
2021 | NC | Trent River Solar, LLC | 63842 | SRVC | SERC Virginia/Carolina | SUN | 78.7 |  | 51050 |  |  | 0 |  |  |  | 0
2021 | NC | Trinity Solar | 60291 | SRVC | SERC Virginia/Carolina | SUN | 5 |  | 9669 |  |  | 0 |  |  |  | 0
2021 | NC | Tripple State Farm | 61086 | SRVC | SERC Virginia/Carolina | SUN | 5 |  | 9547 |  |  | 0 |  |  |  | 0
2021 | NC | Trojan Solar, LLC | 64366 | SRVC | SERC Virginia/Carolina | SUN | 5 |  | 9776 |  |  | 0 |  |  |  | 0
2021 | NC | Truman (NC) | 65548 | SRVC | SERC Virginia/Carolina | SUN | 5
2021 | NC | Tuckasegee | 2751 | SRVC | SERC Virginia/Carolina | WAT | 3 |  | 8100 |  |  | 0 |  |  |  | 0
2021 | NC | Tuckertown Hydro | 54897 | SRVC | SERC Virginia/Carolina | WAT | 42 |  | 106392 |  |  | 0 |  |  |  | 0
2021 | NC | Turkey Branch Solar LLC | 58670 | SRVC | SERC Virginia/Carolina | SUN | 5 |  | 8406 |  |  | 0 |  |  |  | 0
2021 | NC | Turkey Creek PV1 | 60000 | SRVC | SERC Virginia/Carolina | SUN | 13.5 |  | 19897 |  |  | 0 |  |  |  | 0
2021 | NC | Turner Shoals | 2735 | SRVC | SERC Virginia/Carolina | WAT | 5.4 |  | 15862 |  |  | 0 |  |  |  | 0
2021 | NC | Tuxedo | 2736 | SRVC | SERC Virginia/Carolina | WAT | 5 |  | 21802 |  |  | 0 |  |  |  | 0
2021 | NC | TWE Chocowinity Solar, LLC | 60048 | SRVC | SERC Virginia/Carolina | SUN | 4.5 |  | 6488 |  |  | 0 |  |  |  | 0
2021 | NC | TWE New Bern Solar Project, LLC | 60191 | SRVC | SERC Virginia/Carolina | SUN | 4 |  | 5947 |  |  | 0 |  |  |  | 0
2021 | NC | Two Lines Farm | 58348 | SRVC | SERC Virginia/Carolina | SUN | 5 |  | 8483 |  |  | 0 |  |  |  | 0
2021 | NC | Two Mile Desert Project | 60510 | SRVC | SERC Virginia/Carolina | SUN | 16.2 |  | 28437 |  |  | 0 |  |  |  | 0
2021 | NC | Two Mile Solar | 59427 | SRVC | SERC Virginia/Carolina | SUN | 5 |  | 8747 |  |  | 0 |  |  |  | 0
2021 | NC | Underwood PV2 | 60998 | SRVC | SERC Virginia/Carolina | SUN | 16 |  | 32699 |  |  | 0 |  |  |  | 0
2021 | NC | University of NC Chapel Hill | 54276 | SRVC | SERC Virginia/Carolina | BIT | 32 | 0.13201 | 54266 | 332723.275 | 0.80658 | 0.029727 | 0.0048484 | EPA/NEI | 2520435.55 | 6.11
2021 | NC | Upchurch Solar Center LLC | 58812 | SRVC | SERC Virginia/Carolina | SUN | 5 |  | 8366 |  |  | 0 |  |  |  | 0
2021 | NC | Uwharrie Mountain Renewable | 58526 | SRVC | SERC Virginia/Carolina | LFG | 9.6 |  | 49642.002 | 549567 | 4.0393 | 0.16274 | 0.0147 | Estimated using an emission factor | 549567 | 4.0393
2021 | NC | Van Buren | 64674 | SRVC | SERC Virginia/Carolina | SUN | 2 |  | 3819 |  |  | 0 |  |  |  | 0
2021 | NC | Van Slyke Solar Center, LLC | 59761 | SRVC | SERC Virginia/Carolina | SUN | 5 |  | 9151 |  |  | 0 |  |  |  | 0
2021 | NC | Vance Solar Farm, LLC | 59928 | SRVC | SERC Virginia/Carolina | SUN | 5 |  | 8799 |  |  | 0 |  |  |  | 0
2021 | NC | Vaughn Creek PV1 | 60001 | SRVC | SERC Virginia/Carolina | SUN | 20 |  | 42936 |  |  | 0 |  |  |  | 0
2021 | NC | Ventura Solar, LLC | 63734 | SRVC | SERC Virginia/Carolina | SUN | 5 |  | 10873 |  |  | 0 |  |  |  | 0
2021 | NC | Vickers | 59190 | SRVC | SERC Virginia/Carolina | SUN | 2 |  | 3713 |  |  | 0 |  |  |  | 0
2021 | NC | Vicksburg Solar | 59605 | SRVC | SERC Virginia/Carolina | SUN | 5 |  | 8886 |  |  | 0 |  |  |  | 0
2021 | NC | Violet Solar | 60961 | SRVC | SERC Virginia/Carolina | SUN | 5 |  | 7209 |  |  | 0 |  |  |  | 0
2021 | NC | Viper Solar | 60920 | SRVC | SERC Virginia/Carolina | SUN | 2 |  | 3917 |  |  | 0 |  |  |  | 0
2021 | NC | W H Weatherspoon | 2716 | SRVC | SERC Virginia/Carolina | DFO | 163 |  | 813 | 41640.5 | 0.19 | 0.4674 | 0.0091257 | EPA/NEI | 41640.5 | 0.19
2021 | NC | Waco Farm | 58863 | SRVC | SERC Virginia/Carolina | SUN | 5 |  | 8673 |  |  | 0 |  |  |  | 0
2021 | NC | Wadesboro 4 | 62627 | SRVC | SERC Virginia/Carolina | SUN | 2.2 |  | 3907 |  |  | 0 |  |  |  | 0
2021 | NC | Wadesboro Farm 1 | 61087 | SRVC | SERC Virginia/Carolina | SUN | 5 |  | 8854 |  |  | 0 |  |  |  | 0
2021 | NC | Wadesboro Farm 2 | 60575 | SRVC | SERC Virginia/Carolina | SUN | 5 |  | 9325 |  |  | 0 |  |  |  | 0
2021 | NC | Wadesboro Farm 3 | 60576 | SRVC | SERC Virginia/Carolina | SUN | 5 |  | 9514 |  |  | 0 |  |  |  | 0
2021 | NC | Wadesboro Solar | 61129 | SRVC | SERC Virginia/Carolina | SUN | 5 |  | 8103 |  |  | 0 |  |  |  | 0
2021 | NC | Wagstaff Farm 1 | 58862 | SRVC | SERC Virginia/Carolina | SUN | 5 |  | 8756 |  |  | 0 |  |  |  | 0
2021 | NC | Wake County LFG Facility | 59688 | SRVC | SERC Virginia/Carolina | LFG | 9 |  | 59511 | 740784 | 5.4448 | 0.18298 | 0.0147 | Estimated using an emission factor | 740784 | 5.4448
2021 | NC | Wakefield Solar | 61536 | SRVC | SERC Virginia/Carolina | SUN | 5 |  | 9835 |  |  | 0 |  |  |  | 0
2021 | NC | Wallace | 59050 | SRVC | SERC Virginia/Carolina | SUN | 2 |  | 3304 |  |  | 0 |  |  |  | 0
2021 | NC | Walters | 2715 | SRVC | SERC Virginia/Carolina | WAT | 108 |  | 383474.001 |  |  | 0 |  |  |  | 0
2021 | NC | Walters Solar (FLS 260) | 59603 | SRVC | SERC Virginia/Carolina | SUN | 5 |  | 8175 |  |  | 0 |  |  |  | 0
2021 | NC | Warbler Holdings | 60393 | SRVC | SERC Virginia/Carolina | SUN | 4 |  | 2078 |  |  | 0 |  |  |  | 0
2021 | NC | Ward WTP | 57607 | SRVC | SERC Virginia/Carolina | DFO | 2 |  | 55 | 612 | 0.09486 | 3.4495 | 0.31 | Estimated using an emission factor | 612 | 0.09486
2021 | NC | Warren Solar Farm LLC | 62223 | SRVC | SERC Virginia/Carolina | SUN | 5 |  | 10683 |  |  | 0 |  |  |  | 0
2021 | NC | Warrenton Farm | 58312 | SRVC | SERC Virginia/Carolina | SUN | 4 |  | 7485 |  |  | 0 |  |  |  | 0
2021 | NC | Warrenton I Solar | 62100 | SRVC | SERC Virginia/Carolina | SUN | 4.9 |  | 9433 |  |  | 0 |  |  |  | 0
2021 | NC | Warsaw Farm | 58848 | SRVC | SERC Virginia/Carolina | SUN | 65 |  | 115718 |  |  | 0 |  |  |  | 0
2021 | NC | Warsaw I | 59119 | SRVC | SERC Virginia/Carolina | SUN | 2 |  | 3181 |  |  | 0 |  |  |  | 0
2021 | NC | Warsaw II | 59120 | SRVC | SERC Virginia/Carolina | SUN | 2 |  | 3453 |  |  | 0 |  |  |  | 0
2021 | NC | Washington Airport Solar LLC | 58845 | SRVC | SERC Virginia/Carolina | SUN | 5 |  | 9348 |  |  | 0 |  |  |  | 0
2021 | NC | Washington Millfield Solar, LLC | 58846 | SRVC | SERC Virginia/Carolina | SUN | 5 |  | 8984 |  |  | 0 |  |  |  | 0
2021 | NC | Washington White Post Solar LLC | 58135 | SRVC | SERC Virginia/Carolina | SUN | 12.4 |  | 19758 |  |  | 0 |  |  |  | 0
2021 | NC | Waste Management Piedmont LFGTE Project | 57169 | SRVC | SERC Virginia/Carolina | LFG | 2.4 |  | 11394 | 143316 | 1.0534 | 0.1849 | 0.0147 | Estimated using an emission factor | 143316 | 1.0534
2021 | NC | Water Filter Plant #2 | 55534 | SRVC | SERC Virginia/Carolina | DFO | 1.8 |  | 0
2021 | NC | Watson Seed Farm PV1 | 59153 | SRVC | SERC Virginia/Carolina | SUN | 20 |  | 34009 |  |  | 0 |  |  |  | 0
2021 | NC | Watts Farm | 58317 | SRVC | SERC Virginia/Carolina | SUN | 5 |  | 8324 |  |  | 0 |  |  |  | 0
2021 | NC | Wayne Solar I LLC | 60602 | SRVC | SERC Virginia/Carolina | SUN | 5 |  | 7961 |  |  | 0 |  |  |  | 0
2021 | NC | Wayne Solar II LLC | 60598 | SRVC | SERC Virginia/Carolina | SUN | 5 |  | 8291 |  |  | 0 |  |  |  | 0
2021 | NC | Wayne Solar III LLC | 60597 | SRVC | SERC Virginia/Carolina | SUN | 5 |  | 8164 |  |  | 0 |  |  |  | 0
2021 | NC | Wedge | 65547 | SRVC | SERC Virginia/Carolina | SUN | 5 |  | 8457 |  |  | 0 |  |  |  | 0
2021 | NC | Wellons Farm | 59584 | SRVC | SERC Virginia/Carolina | SUN | 5 |  | 10724 |  |  | 0 |  |  |  | 0
2021 | NC | Wendell Solar Farm LLC | 62595 | SRVC | SERC Virginia/Carolina | SUN | 5 |  | 9189 |  |  | 0 |  |  |  | 0
2021 | NC | West Salisbury Farm LLC | 59111 | SRVC | SERC Virginia/Carolina | SUN | 5 |  | 8592 |  |  | 0 |  |  |  | 0
2021 | NC | West Siler | 59112 | SRVC | SERC Virginia/Carolina | SUN | 5 |  | 9503 |  |  | 0 |  |  |  | 0
2021 | NC | WestRock Kraft Paper, LLC | 50254 | SRVC | SERC Virginia/Carolina | BLQ | 28.3 | 0.099354 | 189504.39 | 946269.56 | 4.7922 | 0.050576 | 0.010129 | EPA/NEI; Estimated using an emission factor | 9524195.3 | 48.2331
2021 | NC | Westside WWTP | 57608 | SRVC | SERC Virginia/Carolina | DFO | 1.8 |  | 95 | 1315 | 0.20383 | 4.2911 | 0.31 | Estimated using an emission factor | 1315 | 0.20383
2021 | NC | Weyerhaeuser - New Bern | 50188 | SRVC | SERC Virginia/Carolina | BLQ | 38.1 | 0.13909 | 214681.66 | 1197161.848 | 5.2492 | 0.048902 | 0.0087694 | EPA/NEI; Estimated using an emission factor | 8607238.4 | 37.7403
2021 | NC | Whitakers | 59526 | SRVC | SERC Virginia/Carolina | SUN | 12 |  | 26369 |  |  | 0 |  |  |  | 0
2021 | NC | Whitakers Farm (Fisher Rd) | 60438 | SRVC | SERC Virginia/Carolina | SUN | 3.4 |  | 6364 |  |  | 0 |  |  |  | 0
2021 | NC | White Cross Farm | 58341 | SRVC | SERC Virginia/Carolina | SUN | 5 |  | 8036 |  |  | 0 |  |  |  | 0
2021 | NC | White Farm Solar, LLC | 60363 | SRVC | SERC Virginia/Carolina | SUN | 5.2 |  | 9777 |  |  | 0 |  |  |  | 0
2021 | NC | White Street Renewables | 60364 | SRVC | SERC Virginia/Carolina | LFG | 5 |  | 18890 | 174545 | 1.2829 | 0.13583 | 0.0147 | EPA/NEI; Estimated using an emission factor | 174545 | 1.2829
2021 | NC | Wilkinson Solar LLC | 62544 | SRVC | SERC Virginia/Carolina | SUN | 80.6 |  | 167486 |  |  | 0 |  |  |  | 0
2021 | NC | Willard Solar | 60287 | SRVC | SERC Virginia/Carolina | SUN | 5 |  | 8102 |  |  | 0 |  |  |  | 0
2021 | NC | Williamston Solar | 59176 | SRVC | SERC Virginia/Carolina | SUN | 5 |  | 8940 |  |  | 0 |  |  |  | 0
2021 | NC | Williamston Speight Solar, LLC | 60787 | SRVC | SERC Virginia/Carolina | SUN | 15 |  | 28340 |  |  | 0 |  |  |  | 0
2021 | NC | Williamston West Farm, LLC | 60484 | SRVC | SERC Virginia/Carolina | SUN | 4.9 |  | 8670 |  |  | 0 |  |  |  | 0
2021 | NC | Wilson Farm 1 | 58342 | SRVC | SERC Virginia/Carolina | SUN | 5 |  | 8088 |  |  | 0 |  |  |  | 0
2021 | NC | Wilson Solar Farm 1 | 61274 | SRVC | SERC Virginia/Carolina | SUN | 3.4 |  | 5542 |  |  | 0 |  |  |  | 0
2021 | NC | Wilson Solar Farm 2 | 61275 | SRVC | SERC Virginia/Carolina | SUN | 5 |  | 8125 |  |  | 0 |  |  |  | 0
2021 | NC | Wilson Solar Farm 3 | 61276 | SRVC | SERC Virginia/Carolina | SUN | 10 |  | 16330 |  |  | 0 |  |  |  | 0
2021 | NC | Wilson Solar Farm 4 | 61277 | SRVC | SERC Virginia/Carolina | SUN | 10 |  | 16437 |  |  | 0 |  |  |  | 0
2021 | NC | Wilson Solar Farm 5 | 61278 | SRVC | SERC Virginia/Carolina | SUN | 10 |  | 16537 |  |  | 0 |  |  |  | 0
2021 | NC | Wilson Solar Farm 6 | 61279 | SRVC | SERC Virginia/Carolina | SUN | 10 |  | 17517 |  |  | 0 |  |  |  | 0
2021 | NC | Wilson Solar Farm 7 | 61280 | SRVC | SERC Virginia/Carolina | SUN | 10 |  | 17119 |  |  | 0 |  |  |  | 0
2021 | NC | Windsor Cooper HIill Solar, LLC | 58847 | SRVC | SERC Virginia/Carolina | SUN | 5 |  | 9861 |  |  | 0 |  |  |  | 0
2021 | NC | Windsor Hwy 17 Solar | 64678 | SRVC | SERC Virginia/Carolina | SUN | 5 |  | 1220 |  |  | 0 |  |  |  | 0
2021 | NC | Windsor Solar | 59171 | SRVC | SERC Virginia/Carolina | SUN | 5 |  | 9183 |  |  | 0 |  |  |  | 0
2021 | NC | Winton Solar | 59177 | SRVC | SERC Virginia/Carolina | SUN | 5 |  | 9533 |  |  | 0 |  |  |  | 0
2021 | NC | Woodland Church Farm | 59586 | SRVC | SERC Virginia/Carolina | SUN | 5 |  | 9259 |  |  | 0 |  |  |  | 0
2021 | NC | Woodland Solar | 59175 | SRVC | SERC Virginia/Carolina | SUN | 5 |  | 8589 |  |  | 0 |  |  |  | 0
2021 | NC | Woodleaf Solar Facility | 62304 | SRVC | SERC Virginia/Carolina | SUN | 6 |  | 11161 |  |  | 0 |  |  |  | 0
2021 | NC | Woodsdale Farm, LLC | 63272 | SRVC | SERC Virginia/Carolina | SUN | 2 |  | 3690 |  |  | 0 |  |  |  | 0
2021 | NC | Works 53 | 58046 | SRVC | SERC Virginia/Carolina | DFO | 3 |  | 0
2021 | NC | Wortham Solar Farm | 60361 | SRVC | SERC Virginia/Carolina | SUN | 5 |  | 8848 |  |  | 0 |  |  |  | 0
2021 | NC | Wyse Fork Solar Farm, LLC | 64822 | SRVC | SERC Virginia/Carolina | SUN | 2 |  | 0
2021 | NC | XPF Solar Field | 59146 | SRVC | SERC Virginia/Carolina | SUN | 3 |  | 1540 |  |  | 0 |  |  |  | 0
2021 | NC | Yadkin 601 Farm | 59587 | SRVC | SERC Virginia/Carolina | SUN | 3 |  | 5863 |  |  | 0 |  |  |  | 0
2021 | NC | Yadkinville Solar | 59950 | SRVC | SERC Virginia/Carolina | SUN | 3.5 |  | 6215 |  |  | 0 |  |  |  | 0
2021 | NC | Yanceyville Farm | 58343 | SRVC | SERC Virginia/Carolina | SUN | 5 |  | 8359 |  |  | 0 |  |  |  | 0
2021 | NC | Yanceyville Farm 2 LLC | 59113 | SRVC | SERC Virginia/Carolina | SUN | 5 |  | 9106 |  |  | 0 |  |  |  | 0
2021 | NC | Yanceyville Farm 3, LLC | 60240 | SRVC | SERC Virginia/Carolina | SUN | 4.9 |  | 8989 |  |  | 0 |  |  |  | 0
2021 | NC | York Road Solar I, LLC | 60107 | SRVC | SERC Virginia/Carolina | SUN | 2 |  | 3266 |  |  | 0 |  |  |  | 0
2021 | NC | Zuma Solar, LLC | 64367 | SRVC | SERC Virginia/Carolina | SUN | 3 |  | 6688 |  |  | 0 |  |  |  | 0
2021 | NC | ZV Solar 1 | 60980 | SRVC | SERC Virginia/Carolina | SUN | 5 |  | 9567 |  |  | 0 |  |  |  | 0
2021 | NC | ZV Solar 2, LLC | 61257 | SRVC | SERC Virginia/Carolina | SUN | 4.9 |  | 9234 |  |  | 0 |  |  |  | 0
2021 | NC | ZV Solar 3, LLC | 60549 | SRVC | SERC Virginia/Carolina | SUN | 5 |  | 9096 |  |  | 0 |  |  |  | 0
2021 | ND | American Crystal Sugar Drayton | 54213 | MROW | MRO West | SUB | 6 | 0.076535 | 34291 | 195054.227 | 1.3479 | 0.078617 | 0.013821 | NEI avg EF - PM, fuel type | 2548553 | 17.6119
2021 | ND | American Crystal Sugar Hillsboro | 54210 | MROW | MRO West | SUB | 13.3 | 0.16641 | 75893 | 431683.051 | 2.9832 | 0.078615 | 0.013821 | NEI avg EF - PM, fuel type | 2594081.7 | 17.9266
2021 | ND | Antelope Valley | 6469 | MROW | MRO West | RC | 954 |  | 5249512 | 59353304.812 | 243.5895 | 0.092805 | 0.0082081 | EPA/NEI | 59353304.812 | 243.5895
2021 | ND | Ashtabula Wind Energy Center | 57032 | MROW | MRO West | WND | 48 |  | 139379 |  |  | 0 |  |  |  | 0
2021 | ND | Ashtabula Wind II LLC | 57121 | MROW | MRO West | WND | 120 |  | 363744 |  |  | 0 |  |  |  | 0
2021 | ND | Ashtabula Wind III LLC | 57387 | MROW | MRO West | WND | 62.4 |  | 202740 |  |  | 0 |  |  |  | 0
2021 | ND | Aurora Wind Project | 63258 | MROW | MRO West | WND | 298.8 |  | 726540 |  |  | 0 |  |  |  | 0
2021 | ND | Baldwin Wind LLC | 57347 | MROW | MRO West | WND | 102.4 |  | 392373 |  |  | 0 |  |  |  | 0
2021 | ND | Bison 2 Wind Energy Center | 57800 | MROW | MRO West | WND | 105 |  | 299770 |  |  | 0 |  |  |  | 0
2021 | ND | Bison 3 Wind Energy Center | 57801 | MROW | MRO West | WND | 105 |  | 300931 |  |  | 0 |  |  |  | 0
2021 | ND | Bison 4 Wind Energy Center | 58872 | MROW | MRO West | WND | 205 |  | 715972 |  |  | 0 |  |  |  | 0
2021 | ND | Bison I Wind Energy Center | 57038 | MROW | MRO West | WND | 81.8 |  | 216375 |  |  | 0 |  |  |  | 0
2021 | ND | Border Winds Wind Farm | 59200 | MROW | MRO West | WND | 150 |  | 633767 |  |  | 0 |  |  |  | 0
2021 | ND | Brady II Wind Energy Center | 60354 | MROW | MRO West | WND | 150 |  | 632405 |  |  | 0 |  |  |  | 0
2021 | ND | Brady Wind Energy Center | 60355 | MROW | MRO West | WND | 150 |  | 635102 |  |  | 0 |  |  |  | 0
2021 | ND | Burke Wind, LLC | 61100 | MROW | MRO West | WND | 199.4 |  | 824403 |  |  | 0 |  |  |  | 0
2021 | ND | Cedar Hills Wind Farm | 57171 | MROW | MRO West | WND | 19.5 |  | 58078 |  |  | 0 |  |  |  | 0
2021 | ND | Coal Creek | 6030 | MROW | MRO West | RC | 1215.6 | 0.89306 | 8971018 | 84791597.407 | 897.433 | 0.20007 | 0.021168 | EPA/NEI | 94945284.27 | 1004.9
2021 | ND | Courtenay Wind Farm | 58658 | MROW | MRO West | WND | 200 |  | 743839 |  |  | 0 |  |  |  | 0
2021 | ND | Coyote | 8222 | MROW | MRO West | LIG | 450 |  | 2464159 | 28091870.643 | 474.16 | 0.38485 | 0.033758 | EPA/NEI | 28091870.643 | 474.16
2021 | ND | Dakota Magic | 7884 | MROW | MRO West | DFO | 1.5 |  | 0
2021 | ND | Emmons-Logan Wind, LLC | 62380 | MROW | MRO West | WND | 200 |  | 731473 |  |  | 0 |  |  |  | 0
2021 | ND | Enderlin | 54908 | MROW | MRO West | AB | 9.8 | 0.18926 | 1764 | 11060.175 | 5.5411 | 6.2825 | 1.002 | EPA/NEI; Estimated using an emission factor | 58438 | 29.2774
2021 | ND | Foxtail Wind, LLC | 61747 | MROW | MRO West | WND | 150 |  | 621046 |  |  | 0 |  |  |  | 0
2021 | ND | FPL Energy Ashtabula Wind LLC | 56919 | MROW | MRO West | WND | 148.5 |  | 601559 |  |  | 0 |  |  |  | 0
2021 | ND | FPL Energy Burleigh County Wind | 56357 | MROW | MRO West | WND | 49.5 |  | 191167 |  |  | 0 |  |  |  | 0
2021 | ND | FPL Energy North Dakota Wind I/II | 56099 | MROW | MRO West | WND | 61.5 |  | 104610 |  |  | 0 |  |  |  | 0
2021 | ND | FPL Energy Oliver Wind I LLC | 56392 | MROW | MRO West | WND | 50.6 |  | 181891 |  |  | 0 |  |  |  | 0
2021 | ND | FPL Energy Oliver Wind II LLC | 56573 | MROW | MRO West | WND | 48 |  | 191994 |  |  | 0 |  |  |  | 0
2021 | ND | Garrison | 2815 | MROW | MRO West | WAT | 583.4 |  | 1989053 |  |  | 0 |  |  |  | 0
2021 | ND | Glen Ullin Energy Center | 62938 | MROW | MRO West | WND | 106.7 |  | 398063 |  |  | 0 |  |  |  | 0
2021 | ND | Glen Ullin Station 6 | 57172 | MROW | MRO West | WH | 5.3 |  | 44745 |  |  | 0 |  |  |  | 0
2021 | ND | Grafton | 2811 | MROW | MRO West | DFO | 4 |  | 0
2021 | ND | Hillsboro | 56098 | MROW | MRO West | DFO | 4 |  | 33 | 319 | 0.049445 | 2.9967 | 0.31 | Estimated using an emission factor | 319 | 0.049445
2021 | ND | Jamestown | 2801 | MROW | MRO West | DFO | 48.2 |  | 1608 | 32988 | 0.27144 | 0.33761 | 0.016457 | NEI avg EF - PM, fuel type, firing type | 32988 | 0.27144
2021 | ND | Kindred School | 56242 | MROW | MRO West | DFO | 2 |  | 450 | 1931 | 0.2993 | 1.3302 | 0.31 | Estimated using an emission factor | 1931 | 0.2993
2021 | ND | Langdon Renewables, LLC | 56605 | MROW | MRO West | WND | 118.5 |  | 504767 |  |  | 0 |  |  |  | 0
2021 | ND | Langdon Wind Energy Center | 57033 | MROW | MRO West | WND | 40.5 |  | 144103 |  |  | 0 |  |  |  | 0
2021 | ND | Langdon Wind II LLC | 56912 | MROW | MRO West | WND | 40.5 |  | 184602 |  |  | 0 |  |  |  | 0
2021 | ND | Leland Olds | 2817 | MROW | MRO West | RC | 656 |  | 2592127 | 30042882.461 | 308.1 | 0.23772 | 0.020511 | EPA/NEI | 30042882.461 | 308.1
2021 | ND | Lindahl Wind Project, LLC | 59684 | MROW | MRO West | WND | 150 |  | 587266 |  |  | 0 |  |  |  | 0
2021 | ND | Lonesome Creek Station | 57943 | MROW | MRO West | NG | 363 |  | 802288.998 | 7681325.325 | 19.5829 | 0.048817 | 0.0050988 | EPA/NEI; Estimated using an emission factor | 7681325.325 | 19.5829
2021 | ND | Luverne Wind Energy Center | 57031 | MROW | MRO West | WND | 49.5 |  | 174859 |  |  | 0 |  |  |  | 0
2021 | ND | Merricourt Wind Energy Center | 57048 | MROW | MRO West | WND | 150 |  | 501569 |  |  | 0 |  |  |  | 0
2021 | ND | Milton R Young | 2823 | MROW | MRO West | RC | 734 |  | 4474993 | 49561262.749 | 354.93 | 0.15863 | 0.014323 | EPA/NEI | 49561262.749 | 354.93
2021 | ND | Minot Wind Project | 55995 | MROW | MRO West | WND | 7.1 |  | 16500 |  |  | 0 |  |  |  | 0
2021 | ND | New Frontier Wind | 59903 | MROW | MRO West | WND | 100 |  | 413682 |  |  | 0 |  |  |  | 0
2021 | ND | Oliver Wind III, LLC | 60905 | MROW | MRO West | WND | 99.3 |  | 404373 |  |  | 0 |  |  |  | 0
2021 | ND | Pembina Land Port of Entry Wind Turbine | 62782 | MROW | MRO West | WND | 1 |  | 322 |  |  | 0 |  |  |  | 0
2021 | ND | Pioneer Generating Station | 57881 | MROW | MRO West | NG | 293.1 |  | 662021.997 | 3166320.119 | 19.6228 | 0.059281 | 0.012395 | EPA/NEI | 3166320.119 | 19.6228
2021 | ND | Portable Generator 2 | 59194 | MROW | MRO West | DFO | 2
2021 | ND | Portable Generator 3 | 59195 | MROW | MRO West | DFO | 2
2021 | ND | Prairie Winds ND1 | 56607 | MROW | MRO West | WND | 115.5 |  | 332941 |  |  | 0 |  |  |  | 0
2021 | ND | R M Heskett | 2790 | MROW | MRO West | LIG | 203 |  | 507672 | 5571070.332 | 238.7985 | 0.94076 | 0.085728 | EPA/NEI; Estimated using an emission factor | 5571070.332 | 238.7985
2021 | ND | Rugby Wind Power Project | 57097 | MROW | MRO West | WND | 149 |  | 411326 |  |  | 0 |  |  |  | 0
2021 | ND | Spiritwood Station | 56786 | MROW | MRO West | RC | 106.2 | 0.24512 | 171833 | 1039855.714 | 5.4335 | 0.063242 | 0.010451 | NEI avg EF - PM, fuel type, firing type | 4242203.204 | 22.1666
2021 | ND | Sunflower Wind Project | 60088 | MROW | MRO West | WND | 104 |  | 402008 |  |  | 0 |  |  |  | 0
2021 | ND | Tatanka Wind Power LLC | 56669 | MROW | MRO West | WND | 180 |  | 161425 |  |  | 0 |  |  |  | 0
2021 | ND | Tesoro Mandan Cogeneration Plant | 52133 | MROW | MRO West | PRG | 7.5 | 0.045229 | 53702 | 324263.644 | 8.2597 | 0.30761 | 0.050945 | NEI avg EF - PM, fuel type | 7169322 | 182.6203
2021 | ND | Thunder Spirit Wind, LLC | 58965 | MROW | MRO West | WND | 155.5 |  | 556047 |  |  | 0 |  |  |  | 0
2021 | ND | Velva Windfarm LLC | 56670 | MROW | MRO West | WND | 11.9 |  | 27852 |  |  | 0 |  |  |  | 0
2021 | ND | Wilton Wind II LLC | 57120 | MROW | MRO West | WND | 49.5 |  | 204340 |  |  | 0 |  |  |  | 0
2021 | NE | Ainsworth Wind | 56162 | MROW | MRO West | WND | 59.4 |  | 87965 |  |  | 0 |  |  |  | 0
2021 | NE | Airport 009239 SCS Lexington, LLC | 65411 | MROW | MRO West | SUN | 1 |  | 1315 |  |  | 0 |  |  |  | 0
2021 | NE | Ansley | 2214 | MROW | MRO West | NG | 1.5 |  | 18 | 196 | 0.012177 | 1.353 | 0.12425 | Estimated using an emission factor | 196 | 0.012177
2021 | NE | Archer Daniels Midland Columbus | 57046 | MROW | MRO West | SUB | 71.4 | 0.21747 | 272515 | 2068268.76 | 14.2929 | 0.1049 | 0.013821 | NEI avg EF - PM, fuel type | 9510716.5 | 65.7244
2021 | NE | Archer Daniels Midland Lincoln | 10862 | MROW | MRO West | SUB | 7.9 | 0.15286 | 29352 | 168655.344 | 1.1655 | 0.079415 | 0.013821 | NEI avg EF - PM, fuel type | 1103344 | 7.6247
2021 | NE | Arnold | 2216 | MROW | MRO West | DFO | 1.1 |  | 0
2021 | NE | Auburn | 2215 | MROW | MRO West | NG | 18.7 |  | 376.999 | 3685 | 0.00077753 | 0.0041249 | 0.000422 | Estimated using an emission factor | 3685 | 0.00077753
2021 | NE | Beatrice | 8000 | MROW | MRO West | NG | 247.1 |  | 497187 | 4536393.837 | 19.0687 | 0.076706 | 0.008407 | EPA/NEI | 4536393.837 | 19.0687
2021 | NE | Beaver City | 2217 | MROW | MRO West | DFO | 2 |  | 0
2021 | NE | Broken Bow | 2221 | MROW | MRO West | NG | 8.7 |  | 152 | 1385.999 | 0.03235 | 0.42565 | 0.046681 | Estimated using an emission factor | 1385.999 | 0.03235
2021 | NE | Broken Bow Wind II, LLC | 58981 | MROW | MRO West | WND | 73.1 |  | 290493 |  |  | 0 |  |  |  | 0
2021 | NE | Broken Bow Wind LLC | 57593 | MROW | MRO West | WND | 79.9 |  | 282732 |  |  | 0 |  |  |  | 0
2021 | NE | Burt County Solar Hybrid | 64222 | MROW | MRO West | SUN | 1.4 |  | 1013 | 0 |  | 0 |  |  | 0 | 0
2021 | NE | Burwell | 2222 | MROW | MRO West | DFO | 3.9 |  | 83 | 986 | 0.15283 | 3.6827 | 0.31 | Estimated using an emission factor | 986 | 0.15283
2021 | NE | C W Burdick | 2241 | MROW | MRO West | NG | 142.8 |  | 6546.999 | 108641.273 | 0.43546 | 0.13303 | 0.0080165 | NEI avg EF - PM, fuel type, firing type | 108641.273 | 0.43546
2021 | NE | Cambridge | 2223 | MROW | MRO West | DFO | 4 |  | 100 | 881 | 0.13656 | 2.7311 | 0.31 | Estimated using an emission factor | 881 | 0.13656
2021 | NE | Campbell Village | 2225 | MROW | MRO West | DFO | 1 |  | 0
2021 | NE | Canaday | 2226 | MROW | MRO West | NG | 108.8 |  | 6570 | 90486 | 0.3093 | 0.094154 | 0.0068364 | EPA/NEI | 90486 | 0.3093
2021 | NE | Cass County Station | 55972 | MROW | MRO West | NG | 345 |  | 196890 | 2287923.235 | 8.0168 | 0.081435 | 0.007008 | EPA/NEI | 2287923.235 | 8.0168
2021 | NE | CCC Hastings Wind Turbine | 60931 | MROW | MRO West | WND | 1.7 |  | 7107 |  |  | 0 |  |  |  | 0
2021 | NE | Chappell | 2230 | MROW | MRO West | DFO | 1.1 |  | 5 | 52 | 0.00806 | 3.224 | 0.31 | Estimated using an emission factor | 52 | 0.00806
2021 | NE | City Light & Water | 7481 | MROW | MRO West | DFO | 1.3 |  | 8 | 93 | 0.014415 | 3.6037 | 0.31 | Estimated using an emission factor | 93 | 0.014415
2021 | NE | City of Lexington | 61467 | MROW | MRO West | SUN | 3.5 | 1 | 6709 |  |  | 0 |  |  |  | 0
2021 | NE | Columbus | 2260 | MROW | MRO West | WAT | 45.6 |  | 120024 |  |  | 0 |  |  |  | 0
2021 | NE | Cooper Nuclear Station | 8036 | MROW | MRO West | NUC | 801 |  | 6880622 |  |  | 0 |  |  |  | 0
2021 | NE | Cottonwood Wind Energy Center | 61407 | MROW | MRO West | WND | 89.7 |  | 412722 |  |  | 0 |  |  |  | 0
2021 | NE | Creston Ridge II, LLC | 61668 | MROW | MRO West | WND | 6.9 |  | 26735.001 |  |  | 0 |  |  |  | 0
2021 | NE | Creston Ridge Wind Farm | 60932 | MROW | MRO West | WND | 6.8 |  | 26687 |  |  | 0 |  |  |  | 0
2021 | NE | Crete | 2231 | MROW | MRO West | DFO | 6 |  | 159 | 1839 | 0.28504 | 3.5855 | 0.31 | Estimated using an emission factor | 1839 | 0.28504
2021 | NE | Crofton Bluffs Wind LLC | 57278 | MROW | MRO West | WND | 40 |  | 162638 |  |  | 0 |  |  |  | 0
2021 | NE | Cuming County Renewables, LLC | 63393 | MROW | MRO West | WND | 2.5 |  | 11353 |  |  | 0 |  |  |  | 0
2021 | NE | Curtis | 2232 | MROW | MRO West | NG | 3.4 |  | 79.999 | 639 | 0.00013483 | 0.0033708 | 0.000422 | Estimated using an emission factor | 639 | 0.00013483
2021 | NE | David City | 2233 | MROW | MRO West | NG | 10.6 |  | 315.999 | 2679.998 | 0.22755 | 1.4402 | 0.16981 | Estimated using an emission factor | 2679.998 | 0.22755
2021 | NE | Deshler | 2234 | MROW | MRO West | DFO | 1.7 |  | 0
2021 | NE | Dodge County Solar Hybrid | 64223 | MROW | MRO West | SUN | 1.4 |  | 1017 | 0 |  | 0 |  |  | 0 | 0
2021 | NE | Don Henry | 2243 | MROW | MRO West | NG | 22 |  | 1501 | 33387 | 0.13382 | 0.17831 | 0.0080165 | NEI avg EF - PM, fuel type | 33387 | 0.13382
2021 | NE | Elk City Station | 7955 | MROW | MRO West | LFG | 6.4 |  | 49877 | 603332 | 4.4345 | 0.17782 | 0.0147 | Estimated using an emission factor | 603332 | 4.4345
2021 | NE | Elkhorn Ridge Wind LLC | 56947 | MROW | MRO West | WND | 81 |  | 166612 |  |  | 0 |  |  |  | 0
2021 | NE | Emerson | 2235 | MROW | MRO West | NG | 1.6 |  | 39 | 326 | 0.0032226 | 0.16526 | 0.019771 | Estimated using an emission factor | 326 | 0.0032226
2021 | NE | Falls City | 2237 | MROW | MRO West | NG | 31.3 |  | 463 | 4343 | 0.033133 | 0.14312 | 0.015258 | Estimated using an emission factor | 4343 | 0.033133
2021 | NE | Flat Water Wind Farm LLC | 57283 | MROW | MRO West | WND | 60 |  | 205771 |  |  | 0 |  |  |  | 0
2021 | NE | Fort Calhoun Community Solar | 63844 | MROW | MRO West | SUN | 5 |  | 9004 |  |  | 0 |  |  |  | 0
2021 | NE | Franklin (NE) | 2238 | MROW | MRO West | DFO | 3.9 |  | 100 | 1137 | 0.17624 | 3.5247 | 0.31 | Estimated using an emission factor | 1137 | 0.17624
2021 | NE | Gavins Point | 6624 | MROW | MRO West | WAT | 132.3 |  | 663366.999 |  |  | 0 |  |  |  | 0
2021 | NE | Gerald Gentleman Station | 6077 | MROW | MRO West | SUB | 1362.6 |  | 7073238 | 69672175.175 | 139.6686 | 0.039492 | 0.0040093 | EPA/NEI | 69672175.175 | 139.6686
2021 | NE | Gerald Whelan Energy Center | 60 | MROW | MRO West | SUB | 324.3 |  | 1299367 | 14161441.384 | 30.4231 | 0.046828 | 0.0042966 | EPA/NEI | 14161441.384 | 30.4231
2021 | NE | Grande Prairie Wind Farm | 58695 | MROW | MRO West | WND | 400 |  | 1454696 |  |  | 0 |  |  |  | 0
2021 | NE | Hallam Peaking | 2265 | MROW | MRO West | NG | 56.7 |  | 2685 | 35873.9 | 0.14379 | 0.10711 | 0.0080165 | NEI avg EF - PM, fuel type, firing type | 35873.9 | 0.14379
2021 | NE | Hastings Community Solar Farm | 62833 | MROW | MRO West | SUN | 1.5 |  | 3497 |  |  | 0 |  |  |  | 0
2021 | NE | Hebron Peaking | 2266 | MROW | MRO West | DFO | 56.7 |  | 2892 | 38706.9 | 0.097514 | 0.067437 | 0.0050386 | EPA/NEI | 38706.9 | 0.097514
2021 | NE | Holdrege Solar Center | 59713 | MROW | MRO West | SUN | 4 |  | 6427 |  |  | 0 |  |  |  | 0
2021 | NE | J Street | 2250 | MROW | MRO West | NG | 27 |  | 2423 | 52569.3 | 0.21071 | 0.17393 | 0.0080165 | NEI avg EF - PM, fuel type, firing type | 52569.3 | 0.21071
2021 | NE | Jeffrey | 2227 | MROW | MRO West | WAT | 21.6 |  | 85140 |  |  | 0 |  |  |  | 0
2021 | NE | Johnson 1 | 2228 | MROW | MRO West | WAT | 21.6 |  | 55574 |  |  | 0 |  |  |  | 0
2021 | NE | Johnson 2 | 2229 | MROW | MRO West | WAT | 22.5 |  | 67776 |  |  | 0 |  |  |  | 0
2021 | NE | Jones Street | 2290 | MROW | MRO West | DFO | 130 |  | 9559 | 265182.7 | 0.5661 | 0.11844 | 0.0042695 | EPA/NEI | 265182.7 | 0.5661
2021 | NE | Kearney | 2268 | MROW | MRO West | WAT | 1.5 |  | 424 |  |  | 0 |  |  |  | 0
2021 | NE | Kearney NPPD Solar Project | 61884 | MROW | MRO West | SUN | 5.8 |  | 12247 |  |  | 0 |  |  |  | 0
2021 | NE | Kimball | 2248 | RMPA | WECC Rockies | DFO | 9.6 |  | 367.999 | 3972.999 | 0.61581 | 3.3468 | 0.31 | Estimated using an emission factor | 3972.999 | 0.61581
2021 | NE | Kimball Wind | 56106 | RMPA | WECC Rockies | WND | 30 |  | 118864 |  |  | 0 |  |  |  | 0
2021 | NE | Kingsley | 785 | MROW | MRO West | WAT | 50 |  | 53674 |  |  | 0 |  |  |  | 0
2021 | NE | Laredo Ridge Wind LLC | 57262 | MROW | MRO West | WND | 79.9 |  | 305518 |  |  | 0 |  |  |  | 0
2021 | NE | Laurel | 2249 | MROW | MRO West | NG | 3.5 |  | 9 | 34.001 | 7.1742e-06 | 0.0015943 | 0.000422 | Estimated using an emission factor | 34.001 | 7.1742e-06
2021 | NE | Little Blue Wind Project, LLC | 64336 | MROW | MRO West | WND | 250.7 |  | 30039 |  |  | 0 |  |  |  | 0
2021 | NE | Lon D Wright Power Plant | 2240 | MROW | MRO West | SUB | 213.2 |  | 490737 | 4470973.172 | 22.704 | 0.09253 | 0.010156 | EPA/NEI; Estimated using an emission factor | 4470973.172 | 22.704
2021 | NE | Lyons | 2253 | MROW | MRO West | DFO | 2.5 |  | 0
2021 | NE | Madison Utilities | 7469 | MROW | MRO West | DFO | 5.8 |  | 73 | 1015 | 0.15732 | 4.3103 | 0.31 | Estimated using an emission factor | 1015 | 0.15732
2021 | NE | McCook Peaking | 2271 | MROW | MRO West | DFO | 56.7 |  | 1985 | 26191.8 | 0.060833 | 0.061292 | 0.0046452 | EPA/NEI | 26191.8 | 0.060833
2021 | NE | Milligan 1 Wind Farm | 64377 | MROW | MRO West | WND | 300 |  | 770722 |  |  | 0 |  |  |  | 0
2021 | NE | Missouri River Wastewater Treatment | 55033 | MROW | MRO West | OBG | 3 | 0.72479 | 10809.999 | 106033.502 | 0.77935 | 0.14419 | 0.0147 | Estimated using an emission factor | 146295.999 | 1.0753
2021 | NE | Mobile | 6229 | MROW | MRO West | DFO | 3.1 |  | 323.001 | 4211 | 0.6527 | 4.0415 | 0.31 | Estimated using an emission factor | 4211 | 0.6527
2021 | NE | Monroe (NE) | 2273 | MROW | MRO West | WAT | 8.4 |  | 26358 |  |  | 0 |  |  |  | 0
2021 | NE | Monroe 009452 SCS Cozad, LLC | 65416 | MROW | MRO West | SUN | 2 |  | 1456 |  |  | 0 |  |  |  | 0
2021 | NE | Nebraska City # 1 | 2255 | MROW | MRO West | NG | 26.1 |  | -906 | 2519.001 | 0.02294 | 0 | 0.018214 | Estimated using an emission factor | 2519.001 | 0.02294
2021 | NE | Nebraska City # 2 | 7555 | MROW | MRO West | NG | 13.5 |  | -717.999 | 587.001 | 0.030411 | 0 | 0.10361 | Estimated using an emission factor | 587.001 | 0.030411
2021 | NE | Nebraska City Station | 6096 | MROW | MRO West | SUB | 1389.6 |  | 6963264 | 71768066.363 | 177.2492 | 0.05091 | 0.0049395 | EPA/NEI | 71768066.363 | 177.2492
2021 | NE | North Denver | 2244 | MROW | MRO West |  | 39 |  | 0 | 0 | 0 |  |  | NEI avg EF - PM, fuel type | 0 | 0
2021 | NE | North Omaha Station | 2291 | MROW | MRO West | SUB | 644.7 |  | 1635492 | 18869681.42 | 164.9032 | 0.20166 | 0.017478 | EPA/NEI | 18869681.42 | 164.9032
2021 | NE | North Platte | 2274 | MROW | MRO West | WAT | 26.2 |  | 50819 |  |  | 0 |  |  |  | 0
2021 | NE | Ord | 2294 | MROW | MRO West | DFO | 12 |  | 310 | 2928 | 0.45384 | 2.928 | 0.31 | Estimated using an emission factor | 2928 | 0.45384
2021 | NE | Oxford (NE) | 2295 | MROW | MRO West | NG | 3.4 |  | 42.999 | 514 | 0.00010845 | 0.0050445 | 0.000422 | Estimated using an emission factor | 514 | 0.00010845
2021 | NE | Papillion Creek Wastewater | 55027 | MROW | MRO West | OBG | 1.5 | 0.61856 | 7113.999 | 52057.531 | 0.38262 | 0.10757 | 0.0147 | Estimated using an emission factor | 84159 | 0.61857
2021 | NE | Pender | 2296 | MROW | MRO West | DFO | 4.9 |  | 48 | 595 | 0.092225 | 3.8427 | 0.31 | Estimated using an emission factor | 595 | 0.092225
2021 | NE | Perennial Windfarm | 61677 | MROW | MRO West | WND | 6.9 |  | 32769.999 |  |  | 0 |  |  |  | 0
2021 | NE | Plainview Muncipal Power | 2297 | MROW | MRO West | DFO | 5 |  | 0
2021 | NE | Platte | 59 | MROW | MRO West | SUB | 109.8 |  | 422232 | 5739037.752 | 0.0095589 | 4.5278e-05 | 3.3312e-06 | EPA/NEI | 5739037.752 | 0.0095589
2021 | NE | Plum Creek Wind Project (NE) | 62711 | MROW | MRO West | WND | 230 |  | 889348 |  |  | 0 |  |  |  | 0
2021 | NE | Polk County Renewables, LLC | 62333 | MROW | MRO West | WND | 2.5 |  | 11577 |  |  | 0 |  |  |  | 0
2021 | NE | Prairie Breeze | 58322 | MROW | MRO West | WND | 206.5 |  | 782876 |  |  | 0 |  |  |  | 0
2021 | NE | Prairie Breeze II | 60262 | MROW | MRO West | WND | 73.4 |  | 287331 |  |  | 0 |  |  |  | 0
2021 | NE | Prairie Breeze III | 60314 | MROW | MRO West | WND | 35.8 |  | 127966 |  |  | 0 |  |  |  | 0
2021 | NE | Rattlesnake Creek Wind Project | 59292 | MROW | MRO West | WND | 318.1 |  | 1123296 |  |  | 0 |  |  |  | 0
2021 | NE | Red Cloud | 2299 | MROW | MRO West | DFO | 5.7 |  | 99.001 | 755.001 | 0.11703 | 2.3641 | 0.31 | Estimated using an emission factor | 755.001 | 0.11703
2021 | NE | Rokeby | 6373 | MROW | MRO West | NG | 266.1 |  | 55544 | 738106.371 | 1.88 | 0.067694 | 0.0050941 | EPA/NEI | 738106.371 | 1.88
2021 | NE | Salt Valley Wind Plant | 7965 | MROW | MRO West | WND | 1.2 |  | 2244 |  |  | 0 |  |  |  | 0
2021 | NE | Sargent | 2300 | MROW | MRO West | DFO | 2.4 |  | 43 | 342 | 0.05301 | 2.4656 | 0.31 | Estimated using an emission factor | 342 | 0.05301
2021 | NE | Sarpy County Station | 2292 | MROW | MRO West | NG | 338.4 |  | 122802.999 | 1677024.088 | 5.5068 | 0.089685 | 0.0065673 | EPA/NEI; Estimated using an emission factor | 1677024.088 | 5.5068
2021 | NE | Scribner Diesel Generation Facility | 64420 | MROW | MRO West | DFO | 4 |  | 14 | 147 | 0.022785 | 3.255 | 0.31 | Estimated using an emission factor | 147 | 0.022785
2021 | NE | Seward Wind Farm | 61056 | MROW | MRO West | WND | 1.7 |  | 7053 |  |  | 0 |  |  |  | 0
2021 | NE | Sheldon | 2277 | MROW | MRO West | SUB | 228.7 |  | 844659 | 9777123.362 | 1.09 | 0.0025809 | 0.00022297 | EPA/NEI | 9777123.362 | 1.09
2021 | NE | Sholes Wind Energy Center | 61889 | MROW | MRO West | WND | 160 |  | 694264 |  |  | 0 |  |  |  | 0
2021 | NE | Sidney (NE) | 2302 | MROW | MRO West | NG | 5.1 |  | 1 | 23 | 0.00056333 | 1.1267 | 0.048985 | Estimated using an emission factor | 23 | 0.00056333
2021 | NE | South Sioux City Energy Storage | 65098 | MROW | MRO West | MWH | 1.5
2021 | NE | South Sioux City Solar | 60823 | MROW | MRO West | SUN | 2.3 |  | 4262 |  |  | 0 |  |  |  | 0
2021 | NE | Spalding | 2303 | MROW | MRO West | DFO | 2.1 |  | 7 | 95 | 0.014725 | 4.2071 | 0.31 | EPA/NEI; Estimated using an emission factor | 95 | 0.014725
2021 | NE | Springview | 7771 | MROW | MRO West | WND | 3 |  | 9736 |  |  | 0 |  |  |  | 0
2021 | NE | Steele Flats Wind Project LLC | 58594 | MROW | MRO West | WND | 74.8 |  | 304966 |  |  | 0 |  |  |  | 0
2021 | NE | Stuart (NE) | 2305 | MROW | MRO West | DFO | 1.9 |  | 26.999 | 392.999 | 0.038503 | 2.8522 | 0.19595 | Estimated using an emission factor | 392.999 | 0.038503
2021 | NE | Syracuse # 2 | 2256 | MROW | MRO West | NG | 4 |  | -415 | 356 | 7.5116e-05 | 0 | 0.000422 | Estimated using an emission factor | 356 | 7.5116e-05
2021 | NE | Tecumseh | 2308 | MROW | MRO West | NG | 7 |  | -57 | 1442 | 0.00030426 | 0 | 0.000422 | Estimated using an emission factor | 1442 | 0.00030426
2021 | NE | Terry Bundy Generating Station | 7887 | MROW | MRO West | NG | 216.3 |  | 222238.999 | 1888454.036 | 5.8519 | 0.052663 | 0.0061975 | NEI avg EF - PM, fuel type, firing type | 1888454.036 | 5.8519
2021 | NE | TPW Petersburg | 57755 | MROW | MRO West | WND | 40.5 |  | 155137 |  |  | 0 |  |  |  | 0
2021 | NE | Upstream Wind Energy LLC | 61784 | MROW | MRO West | WND | 202.5 |  | 796825 |  |  | 0 |  |  |  | 0
2021 | NE | Valentine Wind, LLC | 59736 | MROW | MRO West | WND | 1.9 |  | 5996 |  |  | 0 |  |  |  | 0
2021 | NE | Wahoo | 2310 | MROW | MRO West | NG | 14.2 |  | 280.999 | 2829 | 0.016016 | 0.11399 | 0.011323 | Estimated using an emission factor | 2829 | 0.016016
2021 | NE | Wakefield | 2311 | MROW | MRO West | DFO | 4.1 |  | 28 | 290 | 0.04495 | 3.2107 | 0.31 | Estimated using an emission factor | 290 | 0.04495
2021 | NE | Wayne IC | 2312 | MROW | MRO West | DFO | 21.8 |  | 961 | 10028 | 1.5543 | 3.2348 | 0.31 | Estimated using an emission factor | 10028 | 1.5543
2021 | NE | West Point Municipal | 2313 | MROW | MRO West | DFO | 4.4 |  | 161 | 1661 | 0.25745 | 3.1982 | 0.31 | Estimated using an emission factor | 1661 | 0.25745
2021 | NE | Western Meadowlark Solar SCS NE 1, LLC | 64365 | MROW | MRO West | SUN | 4.4 |  | 9227 |  |  | 0 |  |  |  | 0
2021 | NE | Western Sugar Coop - Scottsbluff | 57937 | MROW | MRO West | SUB | 5 | 0.08031 | 28644 | 176014.532 | 1.2164 | 0.084929 | 0.013821 | NEI avg EF - PM, fuel type | 2191682 | 15.1457
2021 | NE | Wilber | 2315 | MROW | MRO West | DFO | 3.6 |  | 20 | 260 | 0.0403 | 4.03 | 0.31 | Estimated using an emission factor | 260 | 0.0403
2021 | NE | Wisner | 2316 | MROW | MRO West | DFO | 3.8 | 1 | 161.001 | 1670.001 | 0.25885 | 3.2155 | 0.31 | Estimated using an emission factor | 1670.001 | 0.25885
2021 | NH | Amoskeag | 2354 | NEWE | NPCC New England | WAT | 16 |  | 92720 |  |  | 0 |  |  |  | 0
2021 | NH | Antrim Wind | 59953 | NEWE | NPCC New England | WND | 28.8 |  | 78054 |  |  | 0 |  |  |  | 0
2021 | NH | Ayers Island | 2355 | NEWE | NPCC New England | WAT | 8.4 |  | 41676.999 |  |  | 0 |  |  |  | 0
2021 | NH | Berlin Gorham | 54639 | NEWE | NPCC New England | WAT | 30.3 |  | 115749.999 |  |  | 0 |  |  |  | 0
2021 | NH | Bridgewater Power LP | 10290 | NEWE | NPCC New England | WDS | 20 |  | 117308 | 1846753.608 | 9.5841 | 0.1634 | 0.010379 | NEI avg EF - PM, fuel type | 1846753.608 | 9.5841
2021 | NH | Burgess BioPower | 58054 | NEWE | NPCC New England | WDS | 75 |  | 540636 | 9027551.898 | 25.0716 | 0.092748 | 0.0055545 | EPA/NEI | 9027551.898 | 25.0716
2021 | NH | China Mill Hydro | 50103 | NEWE | NPCC New England | WAT | 1.7 |  | 3646 |  |  | 0 |  |  |  | 0
2021 | NH | Clement Dam Hydro LLC | 10276 | NEWE | NPCC New England | WAT | 2.4 |  | 8793 |  |  | 0 |  |  |  | 0
2021 | NH | Comerford | 2349 | NEWE | NPCC New England | WAT | 167.8 |  | 229941.001 |  |  | 0 |  |  |  | 0
2021 | NH | Crotched Mountain Rehabilitation Center | 54515 | NEWE | NPCC New England | DFO | 2.1
2021 | NH | Dartmouth College Heating Plant | 54409 | NEWE | NPCC New England | RFO | 7 | 0.12022 | 10521.59 | 60460.971 | 0.22182 | 0.042166 | 0.0073378 | NEI avg EF - PM, fuel type | 502936 | 1.8452
2021 | NH | Dodge Falls Associates | 10526 | NEWE | NPCC New England | WAT | 5 |  | 14275 |  |  | 0 |  |  |  | 0
2021 | NH | Eastman Falls | 2356 | NEWE | NPCC New England | WAT | 6.4 |  | 25061 |  |  | 0 |  |  |  | 0
2021 | NH | EHC West Hopkinton | 54384 | NEWE | NPCC New England | WAT | 1 |  | 4126 |  |  | 0 |  |  |  | 0
2021 | NH | Errol Hydroelectric Project | 10570 | NEWE | NPCC New England | WAT | 3 |  | 9796 |  |  | 0 |  |  |  | 0
2021 | NH | Garvins Falls | 2357 | NEWE | NPCC New England | WAT | 12.4 |  | 44159 |  |  | 0 |  |  |  | 0
2021 | NH | General Electric Great Falls Upper Hydro | 10059 | NEWE | NPCC New England | WAT | 2.1
2021 | NH | Gorham | 2358 | NEWE | NPCC New England | WAT | 2.2 |  | 8521 |  |  | 0 |  |  |  | 0
2021 | NH | Granite Reliable Power | 58004 | NEWE | NPCC New England | WND | 99 |  | 225562 |  |  | 0 |  |  |  | 0
2021 | NH | Granite Ridge Energy | 55170 | NEWE | NPCC New England | NG | 790 |  | 3193208 | 23004485.588 | 61.8079 | 0.038712 | 0.0053736 | NEI avg EF - PM, fuel type, firing type | 23004485.588 | 61.8079
2021 | NH | Gregg Falls | 50384 | NEWE | NPCC New England | WAT | 3.5 |  | 11295 |  |  | 0 |  |  |  | 0
2021 | NH | Groton Wind LLC | 58141 | NEWE | NPCC New England | WND | 48 |  | 114079 |  |  | 0 |  |  |  | 0
2021 | NH | Hampton Facility | 10108 | NEWE | NPCC New England | NG | 5 | 0.50578 | 29005 | 175983.591 | 0.70539 | 0.048639 | 0.0080165 | NEI avg EF - PM, fuel type | 347948 | 1.3947
2021 | NH | Hillsborough Hosiery | 10036 | NEWE | NPCC New England | WAT | 1.2 |  | 4952 |  |  | 0 |  |  |  | 0
2021 | NH | Hooksett | 2359 | NEWE | NPCC New England | WAT | 1.6 |  | 6598 |  |  | 0 |  |  |  | 0
2021 | NH | Indeck Energy-Alexandria | 58595 | NEWE | NPCC New England | WDS | 16 |  | 0 | 0 | 0 |  |  | NEI avg EF - PM, fuel type | 0 | 0
2021 | NH | Jackman | 2360 | NEWE | NPCC New England | WAT | 3.2 |  | 13138 |  |  | 0 |  |  |  | 0
2021 | NH | Jericho Power | 59070 | NEWE | NPCC New England | WND | 14.3 |  | 24736 |  |  | 0 |  |  |  | 0
2021 | NH | Lempster Wind LLC | 56399 | NEWE | NPCC New England | WND | 24 |  | 61799 |  |  | 0 |  |  |  | 0
2021 | NH | Lochmere Hydroelectric Plant | 54572 | NEWE | NPCC New England | WAT | 1.2 |  | 3375 |  |  | 0 |  |  |  | 0
2021 | NH | Lost Nation | 2362 | NEWE | NPCC New England | DFO | 18 |  | 220 | 8921 | 0.11052 | 1.0047 | 0.024777 | NEI avg EF - PM, fuel type, firing type | 8921 | 0.11052
2021 | NH | Lower Village Water Power Project | 50285 | NEWE | NPCC New England | WAT | 1.2 |  | 5941 |  |  | 0 |  |  |  | 0
2021 | NH | Mascoma Hydro | 54471 | NEWE | NPCC New England | WAT | 1.5 |  | 689.001 |  |  | 0 |  |  |  | 0
2021 | NH | Merrimack | 2364 | NEWE | NPCC New England | BIT | 496.4 |  | 285553 | 3196107.979 | 33.5228 | 0.23479 | 0.020977 | EPA/NEI | 3196107.979 | 33.5228
2021 | NH | Merrimack Solar Farm, LLC | 64454 | NEWE | NPCC New England | SUN | 2.4 |  | 3685 |  |  | 0 |  |  |  | 0
2021 | NH | Milton Hydro | 10519 | NEWE | NPCC New England | WAT | 1.4 |  | 5715 |  |  | 0 |  |  |  | 0
2021 | NH | Mine Falls Generating Station | 10183 | NEWE | NPCC New England | WAT | 3 |  | 15618 |  |  | 0 |  |  |  | 0
2021 | NH | Nashua Plant | 55006 | NEWE | NPCC New England | LFG | 2.4 |  | 14664 | 162030 | 1.1909 | 0.16243 | 0.0147 | Estimated using an emission factor | 162030 | 1.1909
2021 | NH | Newfound Hydroelectric | 50324 | NEWE | NPCC New England | WAT | 1.4 |  | 4853 |  |  | 0 |  |  |  | 0
2021 | NH | Newington | 8002 | NEWE | NPCC New England | RFO | 414 |  | 58527 | 784320.612 | 3.1881 | 0.10895 | 0.0081297 | EPA/NEI | 784320.612 | 3.1881
2021 | NH | Newington Energy | 55661 | NEWE | NPCC New England | NG | 605.5 |  | 1228954 | 9097199.571 | 9.0515 | 0.01473 | 0.00199 | EPA/NEI | 9097199.571 | 9.0515
2021 | NH | Pembroke Hydro | 50312 | NEWE | NPCC New England | WAT | 2.7 |  | 9306 |  |  | 0 |  |  |  | 0
2021 | NH | Penacook Lower Falls | 50353 | NEWE | NPCC New England | WAT | 4.6 |  | 23484 |  |  | 0 |  |  |  | 0
2021 | NH | Penacook Upper Falls Hydro | 50414 | NEWE | NPCC New England | WAT | 3.4 |  | 14387 |  |  | 0 |  |  |  | 0
2021 | NH | Plymouth State College Cogeneration | 54803 | NEWE | NPCC New England | DFO | 2.8 | 1 | 0
2021 | NH | Pontook Hydro Facility | 50741 | NEWE | NPCC New England | WAT | 10.5 |  | 32862.999 |  |  | 0 |  |  |  | 0
2021 | NH | Rolfe Canal Hydro | 50351 | NEWE | NPCC New England | WAT | 4.3 |  | 23214 |  |  | 0 |  |  |  | 0
2021 | NH | Rollinsford | 54418 | NEWE | NPCC New England | WAT | 1.4 |  | 4968 |  |  | 0 |  |  |  | 0
2021 | NH | S C Moore | 2351 | NEWE | NPCC New England | WAT | 190.8 |  | 170468 |  |  | 0 |  |  |  | 0
2021 | NH | Schiller | 2367 | NEWE | NPCC New England | JF | 171.2 |  | 512 | 10456.2 | 0.066834 | 0.26107 | 0.012784 | EPA/NEI | 10456.2 | 0.066834
2021 | NH | Seabrook | 6115 | NEWE | NPCC New England | NUC | 1242 |  | 9856117 |  |  | 0 |  |  |  | 0
2021 | NH | Smith (NH) | 2368 | NEWE | NPCC New England | WAT | 15 |  | 66924 |  |  | 0 |  |  |  | 0
2021 | NH | Somersworth Lower Great Dam | 50704 | NEWE | NPCC New England | WAT | 1.3 |  | 1850 |  |  | 0 |  |  |  | 0
2021 | NH | Stevens Mills Dam | 10109 | NEWE | NPCC New England | WAT | 1.9 |  | 6903 |  |  | 0 |  |  |  | 0
2021 | NH | Stored Solar Bethlehem LLC | 50208 | NEWE | NPCC New England | WDS | 17.5 |  | 0 | 0 | 0 |  |  | NEI avg EF - PM, fuel type | 0 | 0
2021 | NH | Stored Solar Springfield, LLC | 10838 | NEWE | NPCC New England | WDS | 20 |  | 21026 | 357433.5 | 1.855 | 0.17644 | 0.010379 | NEI avg EF - PM, fuel type | 357433.5 | 1.855
2021 | NH | Stored Solar Tamworth, LLC | 50739 | NEWE | NPCC New England | WDS | 25 |  | 57567 | 862215 | 4.4746 | 0.15546 | 0.010379 | NEI avg EF - PM, fuel type | 862215 | 4.4746
2021 | NH | Stored Solar Whitefield, LLC | 10839 | NEWE | NPCC New England | WDS | 19.9 |  | 52368 | 762312 | 3.9562 | 0.15109 | 0.010379 | NEI avg EF - PM, fuel type | 762312 | 3.9562
2021 | NH | Turnkey Landfill Gas Recovery | 54663 | NEWE | NPCC New England | LFG | 9.2 |  | 38577 | 773823 | 7.8806 | 0.40857 | 0.020368 | Estimated using an emission factor | 773823 | 7.8806
2021 | NH | UNH 7.9 MW Plant | 58180 | NEWE | NPCC New England | LFG | 7.9 | 0.37599 | 54248 | 276620.598 | 2.9875 | 0.11014 | 0.0216 | Estimated using an emission factor | 735714 | 7.9457
2021 | NH | Wheelabrator Concord Facility | 50873 | NEWE | NPCC New England | MSW | 14 |  | 100576 | 1961772.658 |  |  |  |  | 1961772.658
2021 | NH | White Lake | 2369 | NEWE | NPCC New England | JF | 18.6 |  | 721 | 21567 | 0.12402 | 0.34402 | 0.011501 | NEI avg EF - PM, fuel type, firing type | 21567 | 0.12402
2021 | NJ | 10 Finderne Avenue Solar, LLC | 64023 | RFCE | RFC East | SUN | 2.3 |  | 3485 |  |  | 0 |  |  |  | 0
2021 | NJ | 101 Carnegie Center Solar, LLC | 64025 | RFCE | RFC East | SUN | 1.2 |  | 1788 |  |  | 0 |  |  |  | 0
2021 | NJ | 12 Applegate Solar LLC | 59371 | RFCE | RFC East | SUN | 1.5 |  | 2122 |  |  | 0 |  |  |  | 0
2021 | NJ | 145 Talmadge Solar | 57458 | RFCE | RFC East | SUN | 3.8 |  | 4629 |  |  | 0 |  |  |  | 0
2021 | NJ | 180 Raritan Solar | 58187 | RFCE | RFC East | SUN | 1.9 |  | 2540 |  |  | 0 |  |  |  | 0
2021 | NJ | 24 Applegate Solar LLC | 59365 | RFCE | RFC East | SUN | 2.6 |  | 1281 |  |  | 0 |  |  |  | 0
2021 | NJ | 350 Clark Solar, NG, LLC | 61224 | RFCE | RFC East | SUN | 1.8 |  | 1864 |  |  | 0 |  |  |  | 0
2021 | NJ | 4 Applegate Solar LLC | 59370 | RFCE | RFC East | SUN | 1.4 |  | 1990 |  |  | 0 |  |  |  | 0
2021 | NJ | 435A Bergen Avenue | 63366 | RFCE | RFC East | SUN | 1.4 |  | 2091 |  |  | 0 |  |  |  | 0
2021 | NJ | 46 Meadowlands Parkway | 62325 | RFCE | RFC East | SUN | 1.5 |  | 2454 |  |  | 0 |  |  |  | 0
2021 | NJ | 510 Carnegie Center | 64194 | RFCE | RFC East | SUN | 1.4 |  | 1946 |  |  | 0 |  |  |  | 0
2021 | NJ | 5601 Westside CDG | 65289 | RFCE | RFC East | SUN | 1.5 |  | 347 |  |  | 0 |  |  |  | 0
2021 | NJ | 601 Doremus CDG | 65280 | RFCE | RFC East | SUN | 1.5 |  | 525 |  |  | 0 |  |  |  | 0
2021 | NJ | 701 Carnegie Center | 64195 | RFCE | RFC East | SUN | 1.1 |  | 1531 |  |  | 0 |  |  |  | 0
2021 | NJ | 77 Metro Way | 62326 | RFCE | RFC East | SUN | 1 |  | 1491 |  |  | 0 |  |  |  | 0
2021 | NJ | Absegami | 65622 | RFCE | RFC East | SUN | 2.1 |  | 1675 |  |  | 0 |  |  |  | 0
2021 | NJ | AC Criminal Courts Complex SPE2, LLC | 58798 | RFCE | RFC East | SUN | 1.3 |  | 1538 |  |  | 0 |  |  |  | 0
2021 | NJ | AC Landfill Energy LLC | 57845 | RFCE | RFC East | LFG | 3.5 |  | 7661 | 104130 | 0.76536 | 0.19981 | 0.0147 | Estimated using an emission factor | 104130 | 0.76536
2021 | NJ | AC Power | 63260 | RFCE | RFC East | SUN | 1.3 |  | 2119 |  |  | 0 |  |  |  | 0
2021 | NJ | ACCC Mays Landing | 60802 | RFCE | RFC East | SUN | 1.4 |  | 2018 |  |  | 0 |  |  |  | 0
2021 | NJ | ACCP NJ 1 | 63198 | RFCE | RFC East | SUN | 1.2 |  | 1833 |  |  | 0 |  |  |  | 0
2021 | NJ | ACM - Midtown Thermal | 63483 | RFCE | RFC East | NG | 5.5 | 0.48323 | 46017 | 388175.263 | 1.5559 | 0.067623 | 0.0080165 | NEI avg EF - PM, fuel type | 803300 | 3.2198
2021 | NJ | ACUA | 61923 | RFCE | RFC East | MWH | 1 |  | -159 | 0 |  | 0 |  |  | 0 | 0
2021 | NJ | Adams Ave MS and HS | 60772 | RFCE | RFC East | SUN | 3.1 |  | 4004 |  |  | 0 |  |  |  | 0
2021 | NJ | Alethea I | 58519 | RFCE | RFC East | SUN | 2.8 |  | 3338 |  |  | 0 |  |  |  | 0
2021 | NJ | Allied Beverages Elizabeth | 63353 | RFCE | RFC East | SUN | 3.2 |  | 5251 |  |  | 0 |  |  |  | 0
2021 | NJ | Altice - Parsippany | 65213 | RFCE | RFC East | NG | 2 |  | 7566 |  | 0 | 0 |  | Estimated using an emission factor |  | 0
2021 | NJ | Amazon | 58357 | RFCE | RFC East | SUN | 4.2 |  | 1428 |  |  | 0 |  |  |  | 0
2021 | NJ | American Goldfinch SCS ACY2 NJ, LLC | 64360 | RFCE | RFC East | SUN | 3.9 |  | 4298 |  |  | 0 |  |  |  | 0
2021 | NJ | AT&T Middletown | 65194 | RFCE | RFC East | NG | 2 |  | 14636 |  | 0 | 0 |  | Estimated using an emission factor |  | 0
2021 | NJ | Atlantic City Convention Center | 56900 | RFCE | RFC East | SUN | 2 |  | 2986 |  |  | 0 |  |  |  | 0
2021 | NJ | Atlantic Coast Freezers Solar Facility | 58360 | RFCE | RFC East | SUN | 2 |  | 2622 |  |  | 0 |  |  |  | 0
2021 | NJ | Augusta Solar Farm | 62906 | RFCE | RFC East | SUN | 2.9 |  | 4257 |  |  | 0 |  |  |  | 0
2021 | NJ | Barrette Outdoor Living, Inc. | 63298 | RFCE | RFC East | SUN | 1.5 |  | 2745 |  |  | 0 |  |  |  | 0
2021 | NJ | Bayonne Energy Center | 56964 | NYCW | NPCC NYC/Westchester | NG | 644 |  | 595575.002 | 5797904.438 | 53.123 | 0.17839 | 0.018325 | EPA/NEI | 5797904.438 | 53.123
2021 | NJ | Bayonne MUA- Leitner-Poma Wind Turbine | 59797 | RFCE | RFC East | WND | 1.5 |  | 0
2021 | NJ | Bayville Central Facility | 54569 | RFCE | RFC East | DFO | 7.1 | 0.49314 | 5283 | 28353.832 | 3.8488 | 1.457 | 0.27148 | EPA/NEI; Estimated using an emission factor | 57495.998 | 7.8046
2021 | NJ | Bayway Refinery | 56294 | RFCE | RFC East | WH | 11.2 |  | 24815 |  |  | 0 |  |  |  | 0
2021 | NJ | BBB Corporate Headquarters | 58093 | RFCE | RFC East | SUN | 1 |  | 1148 |  |  | 0 |  |  |  | 0
2021 | NJ | Beaver Run | 60805 | RFCE | RFC East | SUN | 7.4 |  | 8934 |  |  | 0 |  |  |  | 0
2021 | NJ | Bed Bath & Beyond DC Port Reading NJ | 58096 | RFCE | RFC East | SUN | 1.8 |  | 2111 |  |  | 0 |  |  |  | 0
2021 | NJ | Ben Moreell Solar Farm | 63786 | RFCE | RFC East | SUN | 20 |  | 38577 |  |  | 0 |  |  |  | 0
2021 | NJ | Benjamin Moore & Co. Solar | 57733 | RFCE | RFC East | SUN | 1.4 |  | 1809 |  |  | 0 |  |  |  | 0
2021 | NJ | Bergen Generating Station | 2398 | RFCE | RFC East | NG | 1400.8 | 1 | 1739692 | 13563543.514 | 187.8366 | 0.21594 | 0.027697 | EPA/NEI | 13563543.514 | 187.8366
2021 | NJ | Bergenmand Solar Partners, LLC Mahwah | 63200 | NYUP | NPCC Upstate NY | SUN | 1 |  | 1548 |  |  | 0 |  |  |  | 0
2021 | NJ | Bernards Solar | 60437 | RFCE | RFC East | SUN | 2.9 |  | 4459 |  |  | 0 |  |  |  | 0
2021 | NJ | Berry Plastics Solar | 59097 | RFCE | RFC East | SUN | 9.8 |  | 10933 |  |  | 0 |  |  |  | 0
2021 | NJ | BJ's Wholesale Club Inc Dist Center | 60227 | RFCE | RFC East | SUN | 1.4 |  | 2208 |  |  | 0 |  |  |  | 0
2021 | NJ | BlackRock-Matrix | 57727 | RFCE | RFC East | SUN | 2.5 |  | 3406 |  |  | 0 |  |  |  | 0
2021 | NJ | BNB Camden Solar | 61893 | RFCE | RFC East | SUN | 3.7 |  | 5047 |  |  | 0 |  |  |  | 0
2021 | NJ | Bordentown Solar | 60734 | RFCE | RFC East | SUN | 6.8 |  | 9888 |  |  | 0 |  |  |  | 0
2021 | NJ | Brickyard Solar | 60733 | RFCE | RFC East | SUN | 1.5 |  | 1845 |  |  | 0 |  |  |  | 0
2021 | NJ | Bridgeport Disposal Solar Farm | 59166 | RFCE | RFC East | SUN | 1.2 |  | 1726 |  |  | 0 |  |  |  | 0
2021 | NJ | Bristol Myers Squibb Lawrenceville | 58947 | RFCE | RFC East | NG | 11.1 | 0.80441 | 30999 | 333200.767 | 1.3512 | 0.087178 | 0.0081105 | EPA/NEI; Estimated using an emission factor | 414218 | 1.6798
2021 | NJ | Bristol Myers Squibb New Brunswick | 54829 | RFCE | RFC East | NG | 10.5 | 0.37051 | 56826 | 306343.883 | 1.2281 | 0.043221 | 0.0080175 | NEI avg EF - PM, fuel type | 826813 | 3.3145
2021 | NJ | Burlington Coat Factory Solar | 62712 | RFCE | RFC East | SUN | 2.6 |  | 4637 |  |  | 0 |  |  |  | 0
2021 | NJ | Burlington Generating Station | 2399 | RFCE | RFC East | NG | 242 |  | 18094 | 174580.299 | 1.6308 | 0.18026 | 0.018683 | EPA/NEI | 174580.299 | 1.6308
2021 | NJ | Caldwell Wastewater Treatment Plant Hybrid | 62027 | RFCE | RFC East | SUN | 1.7 |  | 938 |  |  | 0 |  |  |  | 0
2021 | NJ | Calpine Vineland Solar LLC | 57081 | RFCE | RFC East | SUN | 4.1 |  | 5490 |  |  | 0 |  |  |  | 0
2021 | NJ | Camden Plant Holding, LLC | 10751 | RFCE | RFC East | NG | 172.9 | 1 | 76318 | 746861.564 | 2.0067 | 0.052587 | 0.0053736 | NEI avg EF - PM, fuel type, firing type | 746861.564 | 2.0067
2021 | NJ | Camden Resource Recovery Facility | 10435 | RFCE | RFC East | MSW | 35 | 1 | 165476 | 3637803.552 |  |  |  |  | 3637803.552
2021 | NJ | Campus Drive Solar | 63334 | RFCE | RFC East | SUN | 3.7 |  | 5984 |  |  | 0 |  |  |  | 0
2021 | NJ | Carlls Corner Energy Center | 2379 | RFCE | RFC East | NG | 83.8 |  | 5014 | 140046.1 | 0.56134 | 0.22391 | 0.0080165 | NEI avg EF - PM, fuel type, firing type | 140046.1 | 0.56134
2021 | NJ | Carneys Point | 10566 | RFCE | RFC East | BIT | 285 | 0.71774 | 473773 | 5301615.131 | 20.5769 | 0.086864 | 0.0077625 | EPA/NEI | 7386525.656 | 28.669
2021 | NJ | Carrier Clinic | 59297 | RFCE | RFC East | SUN | 1.5 |  | 1813 |  |  | 0 |  |  |  | 0
2021 | NJ | Cascades | 64380 | RFCE | RFC East | SUN | 2 |  | 1583 |  |  | 0 |  |  |  | 0
2021 | NJ | CCG Marketing | 62616 | RFCE | RFC East | SUN | 1.5 |  | 2198 |  |  | 0 |  |  |  | 0
2021 | NJ | CCMUA | 59248 | RFCE | RFC East | SUN | 1.5 |  | 0
2021 | NJ | CCUA Solar | 63971 | RFCE | RFC East | SUN | 1.5 |  | 2396 |  |  | 0 |  |  |  | 0
2021 | NJ | Cedar Branch | 60266 | RFCE | RFC East | SUN | 6.1 |  | 9961 |  |  | 0 |  |  |  | 0
2021 | NJ | Cedar Creek | 65623 | RFCE | RFC East | SUN | 1.6 |  | 1179 |  |  | 0 |  |  |  | 0
2021 | NJ | CentraState Medical Center PV Facility | 59630 | RFCE | RFC East | SUN | 5.2 |  | 7183 |  |  | 0 |  |  |  | 0
2021 | NJ | CES Cherry Hill Solar | 60201 | RFCE | RFC East | SUN | 1.2 |  | 1735 |  |  | 0 |  |  |  | 0
2021 | NJ | Chanel Piscataway Rooftop | 63355 | RFCE | RFC East | SUN | 1.4 |  | 3089 |  |  | 0 |  |  |  | 0
2021 | NJ | Cherry Hill | 57734 | RFCE | RFC East | SUN | 1.1 |  | 1449 |  |  | 0 |  |  |  | 0
2021 | NJ | Christmas Tree Shops DC Burlington NJ | 58094 | RFCE | RFC East | SUN | 2.1
2021 | NJ | Cinnaminson Landfill Solar | 65465 | RFCE | RFC East | SUN | 10 |  | 17157 |  |  | 0 |  |  |  | 0
2021 | NJ | Cinnamon Bay Edgeboro Landfill | 58208 | RFCE | RFC East | LFG | 9.6 |  | 21957 | 427798 | 3.1443 | 0.28641 | 0.0147 | Estimated using an emission factor | 427798 | 3.1443
2021 | NJ | CIP II/AR Bridgewater Holdings - NJCOE | 10122 | RFCE | RFC East | NG | 5 | 0.33416 | 25481 | 134516.457 | 0.53918 | 0.04232 | 0.0080165 | NEI avg EF - PM, fuel type | 402550 | 1.6135
2021 | NJ | Clayville | 58235 | RFCE | RFC East | NG | 73 |  | 54110 | 528559.715 | 0.228 | 0.0084273 | 0.00086272 | EPA/NEI | 528559.715 | 0.228
2021 | NJ | College of New Jersey | 58165 | RFCE | RFC East | NG | 6.2 | 0.42341 | 31927 | 167898.253 | 0.035427 | 0.0022192 | 0.000422 | Estimated using an emission factor | 396538 | 0.08367
2021 | NJ | Colonial Pipeline Allentown Chesterfield | 63356 | RFCE | RFC East | SUN | 1.9 |  | 2978 |  |  | 0 |  |  |  | 0
2021 | NJ | Colonial Pipeline Woodbury West Deptford | 63357 | RFCE | RFC East | SUN | 3.7 |  | 5831 |  |  | 0 |  |  |  | 0
2021 | NJ | Community Foodbank of NJ | 60776 | RFCE | RFC East | SUN | 1 |  | 790 |  |  | 0 |  |  |  | 0
2021 | NJ | Connell East LLC | 62598 | RFCE | RFC East | SUN | 1.4 |  | 1470 |  |  | 0 |  |  |  | 0
2021 | NJ | Constellation New Energy Inc | 58029 | RFCE | RFC East | SUN | 3.9 |  | 5907 |  |  | 0 |  |  |  | 0
2021 | NJ | Cornerstone Power Holmdel LLC | 58536 | RFCE | RFC East | SUN | 3 |  | 3288 |  |  | 0 |  |  |  | 0
2021 | NJ | Cornerstone Power Vineland I LLC | 58512 | RFCE | RFC East | SUN | 3.1 |  | 5050 |  |  | 0 |  |  |  | 0
2021 | NJ | Corning Pharmaceutical Glass | 58359 | RFCE | RFC East | SUN | 2.3 |  | 3164 |  |  | 0 |  |  |  | 0
2021 | NJ | County College of Morris | 58881 | RFCE | RFC East | SUN | 2.9 |  | 3875 |  |  | 0 |  |  |  | 0
2021 | NJ | Covanta Essex Company | 10643 | RFCE | RFC East | MSW | 69.8 | 1 | 487198 | 9564862.681 |  |  |  |  | 9564862.681
2021 | NJ | Cranbury | 59446 | RFCE | RFC East | SUN | 5 |  | 6551 |  |  | 0 |  |  |  | 0
2021 | NJ | Cumberland County Solid Waste Complex | 56884 | RFCE | RFC East | LFG | 4.8 |  | 17738.001 | 228132 | 1.6768 | 0.18906 | 0.0147 | Estimated using an emission factor | 228132 | 1.6768
2021 | NJ | Cumberland Energy Center | 5083 | RFCE | RFC East | NG | 231.2 |  | 60253 | 586161.276 | 2.3495 | 0.077987 | 0.0080165 | NEI avg EF - PM, fuel type, firing type | 586161.276 | 2.3495
2021 | NJ | Day Four Solar LLC | 62905 | RFCE | RFC East | SUN | 4.5 |  | 7732 |  |  | 0 |  |  |  | 0
2021 | NJ | DCO Burlington | 63492 | RFCE | RFC East | NG | 3.5 | 1 | 15875 | 161845 | 0.64871 | 0.081728 | 0.0080165 | NEI avg EF - PM, fuel type | 161845 | 0.64871
2021 | NJ | Delanco | 64411 | RFCE | RFC East | SUN | 2.4 |  | 2406 |  |  | 0 |  |  |  | 0
2021 | NJ | Delilah Road Landfill | 58951 | RFCE | RFC East | SUN | 8.5 |  | 14502 |  |  | 0 |  |  |  | 0
2021 | NJ | Deutsche Bank- Piscataway Solar | 60803 | RFCE | RFC East | SUN | 1 |  | 980 |  |  | 0 |  |  |  | 0
2021 | NJ | DG Amaze ACY1 | 63286 | RFCE | RFC East | SUN | 3.8 |  | 838 |  |  | 0 |  |  |  | 0
2021 | NJ | DG Camden LLC Holtec | 61515 | RFCE | RFC East | SUN | 2.2 |  | 3879 |  |  | 0 |  |  |  | 0
2021 | NJ | DG Florham Park Solar LLC | 62586 | RFCE | RFC East | SUN | 2 |  | 2872 |  |  | 0 |  |  |  | 0
2021 | NJ | DG Infineum | 62958 | RFCE | RFC East | SUN | 2 |  | 2831 |  |  | 0 |  |  |  | 0
2021 | NJ | DG Iron Mountain | 62957 | RFCE | RFC East | SUN | 5.4 |  | 7108 |  |  | 0 |  |  |  | 0
2021 | NJ | DG New Jersey Solar RLS Logistics | 61507 | RFCE | RFC East | SUN | 4 |  | 4754 |  |  | 0 |  |  |  | 0
2021 | NJ | Dix Solar, L.L.C | 61864 | RFCE | RFC East | SUN | 13 |  | 20560 |  |  | 0 |  |  |  | 0
2021 | NJ | Dow Jones South Brunswick Solar | 57397 | RFCE | RFC East | SUN | 3.6 |  | 4653 |  |  | 0 |  |  |  | 0
2021 | NJ | DRPA Lindenwold Station Solar Project | 65658 | RFCE | RFC East | SUN | 6 |  | 238 |  |  | 0 |  |  |  | 0
2021 | NJ | DSM Nutritional Products Solar | 62713 | RFCE | RFC East | SUN | 10 |  | 15784 |  |  | 0 |  |  |  | 0
2021 | NJ | DSM Solar | 60739 | RFCE | RFC East | SUN | 4.5 |  | 5730 |  |  | 0 |  |  |  | 0
2021 | NJ | DTE Atlantic, LLC | 62492 | RFCE | RFC East | NG | 7.5 |  | 53804 | 868965 | 3.483 | 0.12947 | 0.0080165 | NEI avg EF - PM, fuel type | 868965 | 3.483
2021 | NJ | E F Kenilworth, Inc. | 10805 | RFCE | RFC East | NG | 28.8 | 0.68168 | 147228.54 | 1093770.12 | 2.9387 | 0.039921 | 0.0053736 | NEI avg EF - PM, fuel type, firing type | 1604524.85 | 4.311
2021 | NJ | Eagle Point Power Generation | 50561 | RFCE | RFC East | NG | 251.8 |  | 187969 | 1631211.106 | 4.3827 | 0.046632 | 0.0053736 | NEI avg EF - PM, fuel type, firing type | 1631211.106 | 4.3827
2021 | NJ | East Amwell | 60327 | RFCE | RFC East | SUN | 1.8 |  | 2670 |  |  | 0 |  |  |  | 0
2021 | NJ | East Orange Solar | 60727 | RFCE | RFC East | SUN | 4.5 |  | 6110 |  |  | 0 |  |  |  | 0
2021 | NJ | EDF Ph1 Toms River | 64327 | RFCE | RFC East | SUN | 21.3 |  | 23732 |  |  | 0 |  |  |  | 0
2021 | NJ | EFS Parlin Holdings, LLC | 50799 | RFCE | RFC East | NG | 135 | 1 | 9060 | 92403.093 | 0.24827 | 0.054805 | 0.0053736 | NEI avg EF - PM, fuel type, firing type | 92403.093 | 0.24827
2021 | NJ | Elmwood Power LLC | 50852 | RFCE | RFC East | NG | 89.5 |  | 0
2021 | NJ | Engelhard Solar LLC | 59367 | RFCE | RFC East | SUN | 0.8 |  | 867 |  |  | 0 |  |  |  | 0
2021 | NJ | EQX002 Secaucus Rd Fuel Cell | 63702 | RFCE | RFC East | NG | 1.5 |  | 12502 |  | 0 | 0 |  | Estimated using an emission factor |  | 0
2021 | NJ | EQX003 Secaucus Rd Fuel Cell | 63703 | RFCE | RFC East | NG | 2 |  | 14794 |  | 0 | 0 |  | Estimated using an emission factor |  | 0
2021 | NJ | EQX012 Harz Fuel Cell | 63706 | RFCE | RFC East | NG | 2.5 |  | 17711 |  | 0 | 0 |  | Estimated using an emission factor |  | 0
2021 | NJ | Essex | 2401 | RFCE | RFC East | NG | 93.6 |  | 3318 | 52654.317 | 0.0515 | 0.031043 | 0.0019562 | EPA/NEI | 52654.317 | 0.0515
2021 | NJ | Essex County Correctional Facility Cogen | 63540 | RFCE | RFC East | NG | 6.2 | 1 | 26057 | 287799 | 0.060726 | 0.004661 | 0.000422 | Estimated using an emission factor | 287799 | 0.060726
2021 | NJ | ETS Ewing Solar Facility | 57574 | RFCE | RFC East | SUN | 1.3 |  | 1543 |  |  | 0 |  |  |  | 0
2021 | NJ | FedEx Woodbridge | 57776 | RFCE | RFC East | SUN | 2 |  | 2049 |  |  | 0 |  |  |  | 0
2021 | NJ | Flemington Solar | 57485 | RFCE | RFC East | SUN | 8 |  | 11841 |  |  | 0 |  |  |  | 0
2021 | NJ | Florence Solar W3-080, LLC | 60990 | RFCE | RFC East | SUN | 7.9 |  | 11595 |  |  | 0 |  |  |  | 0
2021 | NJ | Forked River Power | 7138 | RFCE | RFC East | DFO | 76.8 |  | 8137 | 119140.8 | 1.476 | 0.36279 | 0.024777 | NEI avg EF - PM, fuel type, firing type | 119140.8 | 1.476
2021 | NJ | Frankford Solar | 60732 | RFCE | RFC East | SUN | 8.2 |  | 10151 |  |  | 0 |  |  |  | 0
2021 | NJ | Franklin Solar | 63149 | RFCE | RFC East | SUN | 8.8 |  | 12855 |  |  | 0 |  |  |  | 0
2021 | NJ | Freeze Solar | 60759 | RFCE | RFC East | SUN | 1.5 |  | 2050 |  |  | 0 |  |  |  | 0
2021 | NJ | French's Landfill PV | 60994 | RFCE | RFC East | SUN | 5.1 |  | 6897 |  |  | 0 |  |  |  | 0
2021 | NJ | Frenchtown I Solar | 57486 | RFCE | RFC East | SUN | 3 |  | 4215 |  |  | 0 |  |  |  | 0
2021 | NJ | Frenchtown II Solar | 57487 | RFCE | RFC East | SUN | 3 |  | 4056 |  |  | 0 |  |  |  | 0
2021 | NJ | Frenchtown III Solar | 58564 | RFCE | RFC East | SUN | 7.9 |  | 12559 |  |  | 0 |  |  |  | 0
2021 | NJ | G&S Wantage Solar LLC | 59366 | RFCE | RFC East | SUN | 8.5 |  | 8592 |  |  | 0 |  |  |  | 0
2021 | NJ | Galloway Landfill | 63698 | RFCE | RFC East | SUN | 2.3 |  | 3991 |  |  | 0 |  |  |  | 0
2021 | NJ | Garfield Solar | 62680 | RFCE | RFC East | SUN | 4.2 |  | 5798 |  |  | 0 |  |  |  | 0
2021 | NJ | Gemini Technologies Services, Inc. Solar | 60804 | RFCE | RFC East | SUN | 1.3 |  | 1469 |  |  | 0 |  |  |  | 0
2021 | NJ | Gilbert Generating Station | 2393 | RFCE | RFC East | NG | 512 |  | 68804 | 812873.259 | 2.4196 | 0.070333 | 0.0059532 | EPA/NEI; Estimated using an emission factor | 812873.259 | 2.4196
2021 | NJ | Glopak Solar PV Power Plant | 61248 | RFCE | RFC East | SUN | 1 |  | 1165 |  |  | 0 |  |  |  | 0
2021 | NJ | Gloucester Community College Solar | 60752 | RFCE | RFC East | SUN | 2.3 |  | 3663 |  |  | 0 |  |  |  | 0
2021 | NJ | Goya Foods, Inc- Jersey City Solar | 60839 | RFCE | RFC East | SUN | 2.5 |  | 3856 |  |  | 0 |  |  |  | 0
2021 | NJ | Goya Foods, Inc- Secaucus Solar | 60840 | RFCE | RFC East | SUN | 1.6 |  | 2455 |  |  | 0 |  |  |  | 0
2021 | NJ | Great Falls Hydro Project | 52068 | RFCE | RFC East | WAT | 12.3 |  | 18224.001 |  |  | 0 |  |  |  | 0
2021 | NJ | GSPP Onyx New Brunswick LLC | 64422 | RFCE | RFC East | SUN | 1.1 |  | 1545.999 |  |  | 0 |  |  |  | 0
2021 | NJ | Hall's Warehouse Solar Project | 56877 | RFCE | RFC East | SUN | 1.6 |  | 1358 |  |  | 0 |  |  |  | 0
2021 | NJ | Hamilton Solar-Crosswicks | 60489 | RFCE | RFC East | SUN | 7.5 |  | 9168 |  |  | 0 |  |  |  | 0
2021 | NJ | Hanover | 59628 | RFCE | RFC East | SUN | 5 |  | 7486 |  |  | 0 |  |  |  | 0
2021 | NJ | Harmon DC Totowa NJ | 58095 | RFCE | RFC East | SUN | 1.5 |  | 1719 |  |  | 0 |  |  |  | 0
2021 | NJ | Harmony | 59627 | RFCE | RFC East | SUN | 3 |  | 4240 |  |  | 0 |  |  |  | 0
2021 | NJ | Hartz Way | 60501 | RFCE | RFC East | SUN | 1 |  | 1173 |  |  | 0 |  |  |  | 0
2021 | NJ | Haworth Water Treatment Plant | 56701 | RFCE | RFC East | DFO | 16 |  | 17029 | 199806 | 15.506 | 1.8211 | 0.15521 | Estimated using an emission factor | 199806 | 15.506
2021 | NJ | Heller 400M | 62438 | RFCE | RFC East | SUN | 1.2 |  | 1354.999 |  |  | 0 |  |  |  | 0
2021 | NJ | Heller Industrial Parks | 57869 | RFCE | RFC East | SUN | 4.6 |  | 5680 |  |  | 0 |  |  |  | 0
2021 | NJ | Highland Park Borough Solar | 65468 | RFCE | RFC East | SUN | 1.1 |  | 652 |  |  | 0 |  |  |  | 0
2021 | NJ | Hoffmann LaRoche | 10123 | RFCE | RFC East | NG | 10.6 | 0.38159 | 50223 | 254515.243 | 1.0202 | 0.040625 | 0.0080165 | NEI avg EF - PM, fuel type | 666993 | 2.6735
2021 | NJ | Holland Solar | 60763 | RFCE | RFC East | SUN | 3 |  | 3215 |  |  | 0 |  |  |  | 0
2021 | NJ | Hopewell Cogeneration NJ | 60933 | RFCE | RFC East | NG | 4 | 1 | 1506 | 16737 | 0.0035315 | 0.0046899 | 0.000422 | Estimated using an emission factor | 16737 | 0.0035315
2021 | NJ | Hopewell Valley High School Hybrid | 61473 | RFCE | RFC East | SUN | 1.9 |  | 754 |  |  | 0 |  |  |  | 0
2021 | NJ | Howard M Down | 2434 | RFCE | RFC East | NG | 68.2 |  | 43212 | 440403.233 | 1.559 | 0.072156 | 0.0070799 | EPA/NEI | 440403.233 | 1.559
2021 | NJ | Howell Solar | 60728 | RFCE | RFC East | SUN | 7 |  | 11755 |  |  | 0 |  |  |  | 0
2021 | NJ | Hunterdon Health System Solar Project | 62225 | RFCE | RFC East | SUN | 1.5 |  | 2324 |  |  | 0 |  |  |  | 0
2021 | NJ | IFF Hazlet | 60709 | RFCE | RFC East | SUN | 3 |  | 4832 |  |  | 0 |  |  |  | 0
2021 | NJ | IFF Union Beach Project | 62306 | RFCE | RFC East | SUN | 5.5 |  | 7149 |  |  | 0 |  |  |  | 0
2021 | NJ | IGS FE Trenton, LLC | 63626 | RFCE | RFC East | SUN | 1.5 |  | 1962 |  |  | 0 |  |  |  | 0
2021 | NJ | IGS Solar I - EWR5 | 61359 | RFCE | RFC East | SUN | 1.9 |  | 1621 |  |  | 0 |  |  |  | 0
2021 | NJ | IGS Solar I - EWR6 | 61360 | RFCE | RFC East | SUN | 1.9 |  | 1476 |  |  | 0 |  |  |  | 0
2021 | NJ | IIV000 Mt Bethel Fuel Cell | 63713 | RFCE | RFC East | NG | 2.6 |  | 19019 |  | 0 | 0 |  | Estimated using an emission factor |  | 0
2021 | NJ | IKEA Westhampton 061 | 58016 | RFCE | RFC East | SUN | 1.8 |  | 2183 |  |  | 0 |  |  |  | 0
2021 | NJ | ILR Landfill | 60375 | RFCE | RFC East | SUN | 6.6 |  | 9612 |  |  | 0 |  |  |  | 0
2021 | NJ | Imclone Solar Electric Facility | 59631 | RFCE | RFC East | SUN | 8 |  | 11154 |  |  | 0 |  |  |  | 0
2021 | NJ | IOS - ERW9 | 61466 | RFCE | RFC East | SUN | 5.3 |  | 4133 |  |  | 0 |  |  |  | 0
2021 | NJ | ISH Solar Central, LLC | 57799 | RFCE | RFC East | SUN | 1.4 |  | 0
2021 | NJ | Jackson Board of Education-Liberty HS | 60113 | RFCE | RFC East | SUN | 1.2 |  | 1707 |  |  | 0 |  |  |  | 0
2021 | NJ | Jackson Legler Solar 1 LLC | 65094 | RFCE | RFC East | SUN | 2.9 |  | 237 |  |  | 0 |  |  |  | 0
2021 | NJ | Jacobstown | 59185 | RFCE | RFC East | SUN | 5 |  | 7808 |  |  | 0 |  |  |  | 0
2021 | NJ | Jefferson Avenue | 60499 | RFCE | RFC East | SUN | 1.7 |  | 2064 |  |  | 0 |  |  |  | 0
2021 | NJ | Jersey City DWP | 63530 | RFCE | RFC East | SUN | 1 |  | 1320 |  |  | 0 |  |  |  | 0
2021 | NJ | Jersey Gardens Phase 1 | 58653 | RFCE | RFC East | SUN | 1.7 |  | 1892 |  |  | 0 |  |  |  | 0
2021 | NJ | Jersey Gardens Phase 2 | 58654 | RFCE | RFC East | SUN | 2.3 |  | 3161 |  |  | 0 |  |  |  | 0
2021 | NJ | Jersey-Atlantic Wind Farm | 56300 | RFCE | RFC East | WND | 7.5 |  | 19729 |  |  | 0 |  |  |  | 0
2021 | NJ | JMB Mcguire-Dix-Lakehurst Solar Project | 58793 | RFCE | RFC East | SUN | 11.4 |  | 13552 |  |  | 0 |  |  |  | 0
2021 | NJ | Johnson Matthey, Inc. Solar | 57723 | RFCE | RFC East | SUN | 4 |  | 7077 |  |  | 0 |  |  |  | 0
2021 | NJ | Jordache Enterprises Solar | 58049 | RFCE | RFC East | SUN | 1.3 |  | 130 |  |  | 0 |  |  |  | 0
2021 | NJ | Junction Road | 60265 | RFCE | RFC East | SUN | 4.4 |  | 7028 |  |  | 0 |  |  |  | 0
2021 | NJ | KDC Solar ASGM | 62739 | RFCE | RFC East | SUN | 3.8 |  | 6958 |  |  | 0 |  |  |  | 0
2021 | NJ | KDC Solar CSCP LLC | 62746 | RFCE | RFC East | SUN | 3.4 |  | 4789 |  |  | 0 |  |  |  | 0
2021 | NJ | KDC Solar PR1, LLC | 59910 | RFCE | RFC East | SUN | 17 |  | 28892 |  |  | 0 |  |  |  | 0
2021 | NJ | Kearny Generating Station | 2404 | RFCE | RFC East | NG | 605 |  | 134547 | 1572493.52 | 10.2298 | 0.15206 | 0.013011 | EPA/NEI | 1572493.52 | 10.2298
2021 | NJ | Kinsley II Landfill Solar System | 65466 | RFCE | RFC East | SUN | 2 |  | 5680 |  |  | 0 |  |  |  | 0
2021 | NJ | Kinsley Landfill Solar | 58877 | RFCE | RFC East | SUN | 8.6 |  | 13252 |  |  | 0 |  |  |  | 0
2021 | NJ | L&D Landfill Solar | 59601 | RFCE | RFC East | SUN | 10 |  | 16897 |  |  | 0 |  |  |  | 0
2021 | NJ | LabCorp Engine | 64142 | RFCE | RFC East | NG | 3.2 |  | 727 | 8473 | 0.0017878 | 0.0049183 | 0.000422 | Estimated using an emission factor | 8473 | 0.0017878
2021 | NJ | Lakehurst Solar | 63503 | RFCE | RFC East | SUN | 9.6 |  | 15314 |  |  | 0 |  |  |  | 0
2021 | NJ | Lakewood | 54640 | RFCE | RFC East | NG | 236.8 |  | 275725 | 2260458.358 | 6.0733 | 0.044054 | 0.0053736 | NEI avg EF - PM, fuel type, firing type | 2260458.358 | 6.0733
2021 | NJ | Lakewood Cheddar School | 62454 | RFCE | RFC East | SUN | 1 |  | 1060 |  |  | 0 |  |  |  | 0
2021 | NJ | Lebanon Solar | 57488 | RFCE | RFC East | SUN | 2 |  | 2551 |  |  | 0 |  |  |  | 0
2021 | NJ | Linden Cogeneration Facility | 50006 | NYCW | NPCC NYC/Westchester | NG | 974.1 | 0.62931 | 5620205 | 32645806.237 | 87.7121 | 0.031213 | 0.0053736 | NEI avg EF - PM, fuel type, firing type | 51875921.996 | 139.3791
2021 | NJ | Linden Generating Station | 2406 | RFCE | RFC East | NG | 1740 |  | 3539319 | 26695184.775 | 131.0584 | 0.074059 | 0.0098189 | EPA/NEI | 26695184.775 | 131.0584
2021 | NJ | Linden Hawk Rise Solar CSG | 65368 | RFCE | RFC East | SUN | 4 |  | 0
2021 | NJ | Linden Solar Farm | 57381 | RFCE | RFC East | SUN | 2.7 |  | 2872 |  |  | 0 |  |  |  | 0
2021 | NJ | Livingston Solar Canopies | 58505 | RFCE | RFC East | SUN | 6.6 |  | 6375 |  |  | 0 |  |  |  | 0
2021 | NJ | Livingston Solar Farm | 58504 | RFCE | RFC East | SUN | 1.2 |  | 998 |  |  | 0 |  |  |  | 0
2021 | NJ | Logan Generating Plant | 10043 | RFCE | RFC East | BIT | 242.3 | 0.91887 | 565480.43 | 6639441.612 | 43.0674 | 0.15232 | 0.012973 | EPA/NEI | 7225655.973 | 46.87
2021 | NJ | L'Oreal Franklin | 60765 | RFCE | RFC East | SUN | 1 |  | 1640 |  |  | 0 |  |  |  | 0
2021 | NJ | L'Oreal Monmouth | 60766 | RFCE | RFC East | SUN | 2 |  | 2508 |  |  | 0 |  |  |  | 0
2021 | NJ | L'Oreal Piscataway | 57868 | RFCE | RFC East | SUN | 2.3 |  | 1050 |  |  | 0 |  |  |  | 0
2021 | NJ | Lower Cape May HS | 60769 | RFCE | RFC East | SUN | 1.5 |  | 2378 |  |  | 0 |  |  |  | 0
2021 | NJ | LTMUA | 63413 | RFCE | RFC East | SUN | 1 |  | 1701 |  |  | 0 |  |  |  | 0
2021 | NJ | Manalapan Village Solar | 57661 | RFCE | RFC East | SUN | 3.5 |  | 3782 |  |  | 0 |  |  |  | 0
2021 | NJ | Manheim New Jersey | 63229 | RFCE | RFC East | SUN | 2.2 |  | 3102 |  |  | 0 |  |  |  | 0
2021 | NJ | Maple Solar | 57750 | RFCE | RFC East | SUN | 2.4 |  | 3999 |  |  | 0 |  |  |  | 0
2021 | NJ | Mars Wrigley Confectionery US, LLC | 10061 | RFCE | RFC East | NG | 12.3 | 0.4631 | 57751 | 385164.621 | 1.0349 | 0.035838 | 0.0053736 | EPA/NEI; Estimated using an emission factor | 831699.925 | 2.2346
2021 | NJ | Matrix Buildings A&B (Perth Amboy) Solar | 57384 | RFCE | RFC East | SUN | 2.5 |  | 3144 |  |  | 0 |  |  |  | 0
2021 | NJ | Matrix Stults Road Solar Facility | 57588 | RFCE | RFC East | SUN | 2.6 |  | 3627 |  |  | 0 |  |  |  | 0
2021 | NJ | McCullough Road Solar Farm | 62638 | RFCE | RFC East | SUN | 8.8 |  | 12760 |  |  | 0 |  |  |  | 0
2021 | NJ | McGraw Hill Solar | 57662 | RFCE | RFC East | SUN | 12 |  | 16921 |  |  | 0 |  |  |  | 0
2021 | NJ | McKee City Solar Phase 2 | 57863 | RFCE | RFC East | SUN | 2.4 |  | 3223 |  |  | 0 |  |  |  | 0
2021 | NJ | Medford WWTP | 59277 | RFCE | RFC East | SUN | 1.3 |  | 1995 |  |  | 0 |  |  |  | 0
2021 | NJ | Mercer County Community College | 58882 | RFCE | RFC East | SUN | 7.5 |  | 9852 |  |  | 0 |  |  |  | 0
2021 | NJ | Mercer Mall | 58070 | RFCE | RFC East | SUN | 1.1 |  | 1029 |  |  | 0 |  |  |  | 0
2021 | NJ | Merck Rahway Power Plant | 10224 | RFCE | RFC East | NG | 20.8 | 0.14856 | 43132.99 | 236514.181 | 1.1246 | 0.052146 | 0.0095098 | EPA/NEI; Estimated using an emission factor | 1592005.39 | 7.5698
2021 | NJ | Mickleton Energy Center | 8008 | RFCE | RFC East | NG | 71.2 |  | 3150 | 99372 | 0.39831 | 0.25289 | 0.0080165 | NEI avg EF - PM, fuel type, firing type | 99372 | 0.39831
2021 | NJ | Middlesex Apple Orchard Solar | 58090 | RFCE | RFC East | SUN | 4.7 |  | 6906 |  |  | 0 |  |  |  | 0
2021 | NJ | Middlesex County Utilities Authority | 56119 | RFCE | RFC East | LFG | 22.5 | 0.51181 | 87804 | 522616.137 | 5.6443 | 0.12856 | 0.0216 | Estimated using an emission factor | 1021108.92 | 11.028
2021 | NJ | Milford Solar Farm (NJ) LLC | 62637 | RFCE | RFC East | SUN | 7.5 |  | 10212 |  |  | 0 |  |  |  | 0
2021 | NJ | Milhurst Solar | 62904 | RFCE | RFC East | SUN | 1.3 |  | 2211 |  |  | 0 |  |  |  | 0
2021 | NJ | Mill Creek Solar | 57728 | RFCE | RFC East | SUN | 3.5 |  | 4227 |  |  | 0 |  |  |  | 0
2021 | NJ | Millville City Sewer Auth WTP | 58822 | RFCE | RFC East | SUN | 1.3 |  | 1716 |  |  | 0 |  |  |  | 0
2021 | NJ | Monroe Solar Farm, LLC | 63451 | RFCE | RFC East | SUN | 13.1 |  | 18882 |  |  | 0 |  |  |  | 0
2021 | NJ | Montclair State University Cogen | 63501 | RFCE | RFC East | NG | 11.8 | 1 | 2192 | 20584 | 0.0043432 | 0.0039628 | 0.000422 | EPA/NEI; Estimated using an emission factor | 20584 | 0.0043432
2021 | NJ | Mount Laurel Solar | 65329 | RFCE | RFC East | SUN | 2.5 |  | 3715 |  |  | 0 |  |  |  | 0
2021 | NJ | Mt Arlington Solar 1 LLC | 65095 | RFCE | RFC East | SUN | 1.6 |  | 104 |  |  | 0 |  |  |  | 0
2021 | NJ | Munich Re Plaza | 59844 | RFCE | RFC East | SUN | 2.4 |  | 1798 |  |  | 0 |  |  |  | 0
2021 | NJ | Murray Hill Solar | 57471 | RFCE | RFC East | SUN | 1 |  | 1598 |  |  | 0 |  |  |  | 0
2021 | NJ | NES Rutgers Solar | 60857 | RFCE | RFC East | SUN | 1 |  | 1163 |  |  | 0 |  |  |  | 0
2021 | NJ | New Road Solar, LLC | 61599 | RFCE | RFC East | SUN | 10 |  | 16240 |  |  | 0 |  |  |  | 0
2021 | NJ | Newark Bay Cogen | 50385 | RFCE | RFC East | NG | 152 |  | 61250 | 573357.098 | 1.38 | 0.045061 | 0.0048138 | EPA/NEI | 573357.098 | 1.38
2021 | NJ | Newark Energy Center | 58079 | RFCE | RFC East | NG | 735 |  | 4273117 | 28510845.16 | 33.04 | 0.015464 | 0.0023177 | EPA/NEI | 28510845.16 | 33.04
2021 | NJ | NHA at Mansfield NJ | 60378 | RFCE | RFC East | SUN | 5 |  | 6621 |  |  | 0 |  |  |  | 0
2021 | NJ | NJ Oak Solar Plant | 57948 | RFCE | RFC East | SUN | 10 |  | 16684 |  |  | 0 |  |  |  | 0
2021 | NJ | NJMC Landfill | 57724 | RFCE | RFC East | SUN | 2.5 |  | 3061 |  |  | 0 |  |  |  | 0
2021 | NJ | North Bergen Solar | 60806 | RFCE | RFC East | SUN | 1.6 |  | 2158 |  |  | 0 |  |  |  | 0
2021 | NJ | North Jersey Media Group Solar Facility | 58358 | RFCE | RFC East | SUN | 4.1 |  | 5226 |  |  | 0 |  |  |  | 0
2021 | NJ | North Run | 59318 | RFCE | RFC East | SUN | 5 |  | 7436 |  |  | 0 |  |  |  | 0
2021 | NJ | NorthPark Solar | 62903 | RFCE | RFC East | SUN | 10.6 |  | 15713 |  |  | 0 |  |  |  | 0
2021 | NJ | Ocean County Landfill | 54980 | RFCE | RFC East | LFG | 14.4 |  | 86954.004 | 996642 | 7.3253 | 0.16849 | 0.0147 | Estimated using an emission factor | 996642 | 7.3253
2021 | NJ | Ocean Peaking Power | 55938 | RFCE | RFC East | NG | 383 |  | 207902 | 2188249.627 | 3.648 | 0.035093 | 0.0033342 | EPA/NEI | 2188249.627 | 3.648
2021 | NJ | Old Bridge Solar Farm | 61600 | RFCE | RFC East | SUN | 8.8 |  | 13554 |  |  | 0 |  |  |  | 0
2021 | NJ | Overlook Medical Center | 62622 | RFCE | RFC East | DFO | 4 | 0.99991 | 6132 | 55209.252 | 4.2845 | 1.3974 | 0.15521 | Estimated using an emission factor | 55214 | 4.2849
2021 | NJ | Owens Corning | 62439 | RFCE | RFC East | SUN | 2.8 |  | 4615 |  |  | 0 |  |  |  | 0
2021 | NJ | Paradise Solar Energy Center | 58569 | RFCE | RFC East | SUN | 5 |  | 7887 |  |  | 0 |  |  |  | 0
2021 | NJ | Parkland Landfill Solar | 59001 | RFCE | RFC East | SUN | 7.8 |  | 12562 |  |  | 0 |  |  |  | 0
2021 | NJ | Parlin Solar LLC | 59544 | RFCE | RFC East | SUN | 1.3 |  | 962 |  |  | 0 |  |  |  | 0
2021 | NJ | Passaic Valley Water Commission | 50311 | RFCE | RFC East | WAT | 2.4
2021 | NJ | Patriots Stadium | 58896 | RFCE | RFC East | SUN | 1 |  | 865 |  |  | 0 |  |  |  | 0
2021 | NJ | Paulsboro Refining Company LLC | 50628 | RFCE | RFC East | NG | 78.5 | 0.18118 | 213405.44 | 1192675.228 | 5.8643 | 0.054959 | 0.0098338 | EPA/NEI; Estimated using an emission factor | 6582842.001 | 32.3674
2021 | NJ | Pedricktown Cogeneration Plant | 10099 | RFCE | RFC East | NG | 140.2 | 1 | 42915 | 418891.37 | 1.1255 | 0.052451 | 0.0053736 | NEI avg EF - PM, fuel type, firing type | 418891.37 | 1.1255
2021 | NJ | Pemberton Road I | 61073 | RFCE | RFC East | SUN | 8.8 |  | 13327 |  |  | 0 |  |  |  | 0
2021 | NJ | Pemberton Road II | 61074 | RFCE | RFC East | SUN | 8.8 |  | 13340 |  |  | 0 |  |  |  | 0
2021 | NJ | Pennsauken Brownfield Solar | 65467 | RFCE | RFC East | SUN | 12 |  | 16740 |  |  | 0 |  |  |  | 0
2021 | NJ | Pennsauken Landfill | 56511 | RFCE | RFC East | LFG | 1.8 |  | 5370 | 62299 | 0.4579 | 0.17054 | 0.0147 | Estimated using an emission factor | 62299 | 0.4579
2021 | NJ | Pennsauken Solar | 56883 | RFCE | RFC East | SUN | 3.9 |  | 2085.997 |  |  | 0 |  |  |  | 0
2021 | NJ | Pfizer Peapack Solar | 60762 | RFCE | RFC East | SUN | 6.2 |  | 8312 |  |  | 0 |  |  |  | 0
2021 | NJ | Pilesgrove | 57448 | RFCE | RFC East | SUN | 18 |  | 23005 |  |  | 0 |  |  |  | 0
2021 | NJ | Pittsgrove Solar | 60740 | RFCE | RFC East | SUN | 2 |  | 2983 |  |  | 0 |  |  |  | 0
2021 | NJ | Plainfield One Solar LLC | 59364 | RFCE | RFC East | SUN | 1.3 |  | 1324 |  |  | 0 |  |  |  | 0
2021 | NJ | Plumsted 537 LLC | 61892 | RFCE | RFC East | MWH | 19.8 |  | -5190 | 0 |  | 0 |  |  | 0 | 0
2021 | NJ | Pohatcong Solar Farm | 63150 | RFCE | RFC East | SUN | 8 |  | 11752 |  |  | 0 |  |  |  | 0
2021 | NJ | PPL Renewable Energy Merck Solar | 56889 | RFCE | RFC East | SUN | 1.7 |  | 1259 |  |  | 0 |  |  |  | 0
2021 | NJ | Princeton Energy Center, LLC | 61822 | RFCE | RFC East | NG | 10.8 | 0.72758 | 21604 | 253121.678 | 1.0146 | 0.093925 | 0.0080165 | EPA/NEI; Estimated using an emission factor | 347896 | 1.3945
2021 | NJ | Princeton Solar Project | 61354 | RFCE | RFC East | SUN | 2.2 |  | 3572 |  |  | 0 |  |  |  | 0
2021 | NJ | Princeton University Cogeneration | 58584 | RFCE | RFC East | NG | 21.2 | 0.47169 | 49489 | 241528.953 | 0.96811 | 0.039124 | 0.0080165 | EPA/NEI; Estimated using an emission factor | 512049 | 2.0524
2021 | NJ | Prudential 55 Livingston Roseland Solar | 60841 | RFCE | RFC East | SUN | 1.2 |  | 350.46 |  |  | 0 |  |  |  | 0
2021 | NJ | Prudential 80 Livingston Roseland Solar | 60842 | RFCE | RFC East | SUN | 1.7 |  | 539 |  |  | 0 |  |  |  | 0
2021 | NJ | PSEG Hackettstown | 57204 | RFCE | RFC East | SUN | 2 |  | 2241 |  |  | 0 |  |  |  | 0
2021 | NJ | PSEG Hope Creek Generating Station | 6118 | RFCE | RFC East | NUC | 1290.7 |  | 9080057 |  |  | 0 |  |  |  | 0
2021 | NJ | Quakertown Solar Farm, LLC | 61965 | RFCE | RFC East | SUN | 8.8 |  | 13251 |  |  | 0 |  |  |  | 0
2021 | NJ | Raritan ITS | 59059 | RFCE | RFC East | SUN | 2 |  | 1997 |  |  | 0 |  |  |  | 0
2021 | NJ | Raritan Solar | 60729 | RFCE | RFC East | SUN | 7.5 |  | 12134 |  |  | 0 |  |  |  | 0
2021 | NJ | Raritan Solar - 53 Highway | 61601 | RFCE | RFC East | SUN | 8.4 |  | 12219 |  |  | 0 |  |  |  | 0
2021 | NJ | Rariton OMP | 59055 | RFCE | RFC East | SUN | 5.4 |  | 332 |  |  | 0 |  |  |  | 0
2021 | NJ | RB Manufacturing LLC Belle Mead NJ | 61162 | RFCE | RFC East | SUN | 1.5 |  | 0
2021 | NJ | Red Oak Power, LLC | 55239 | RFCE | RFC East | NG | 821.1 |  | 2417920 | 17442001.058 | 73.98 | 0.061193 | 0.008483 | EPA/NEI | 17442001.058 | 73.98
2021 | NJ | Reeves South | 59278 | RFCE | RFC East | SUN | 1 |  | 1779 |  |  | 0 |  |  |  | 0
2021 | NJ | Reeves Station Rd East | 58030 | RFCE | RFC East | SUN | 5.5 |  | 8806 |  |  | 0 |  |  |  | 0
2021 | NJ | River Terminal Development Solar | 60843 | RFCE | RFC East | SUN | 2.9 |  | 3222 |  |  | 0 |  |  |  | 0
2021 | NJ | Riverside Renewable Energy LLC | 58036 | RFCE | RFC East | SUN | 7.5 |  | 9677 |  |  | 0 |  |  |  | 0
2021 | NJ | Rock Solid | 59319 | RFCE | RFC East | SUN | 8 |  | 12846 |  |  | 0 |  |  |  | 0
2021 | NJ | Rotor Clip | 61751 | RFCE | RFC East | SUN | 2.8 |  | 4547 |  |  | 0 |  |  |  | 0
2021 | NJ | Royal Wine Corp Solar Power Plant | 60781 | RFCE | RFC East | SUN | 0.9 |  | 1167 |  |  | 0 |  |  |  | 0
2021 | NJ | Rutgers Biomedical and Health Cogen | 50411 | RFCE | RFC East | NG | 10.5 | 1 | 0
2021 | NJ | Sabert Solar | 60810 | RFCE | RFC East | SUN | 1.8 |  | 1657 |  |  | 0 |  |  |  | 0
2021 | NJ | Salem Generating Station | 2410 | RFCE | RFC East | NUC | 2381.8 |  | 19062001 |  |  | 0 |  |  |  | 0
2021 | NJ | Samuel Mickle School | 64096 | RFCE | RFC East | SUN | 1.1 |  | 1574 |  |  | 0 |  |  |  | 0
2021 | NJ | Sayreville | 2390 | RFCE | RFC East | NG | 212 |  | -1088 | 25951 | 0.10402 | 0 | 0.0080165 | NEI avg EF - PM, fuel type, firing type | 25951 | 0.10402
2021 | NJ | Sayreville Power LP | 10308 | RFCE | RFC East | NG | 430.2 | 1 | 739864 | 5808161.3 | 5.72 | 0.015462 | 0.0019696 | EPA/NEI | 5808161.3 | 5.72
2021 | NJ | Sayreville Solar Project | 63185 | RFCE | RFC East | SUN | 3.1 |  | 4148 |  |  | 0 |  |  |  | 0
2021 | NJ | SCS Randolph 012175 Somerset, LLC | 65418 | RFCE | RFC East | SUN | 2.3 |  | 1136 |  |  | 0 |  |  |  | 0
2021 | NJ | Seabrook Solar Plant | 57667 | RFCE | RFC East | SUN | 6.8 |  | 9547 |  |  | 0 |  |  |  | 0
2021 | NJ | Seabrook Village | 60747 | RFCE | RFC East | SUN | 3.1 |  | 4006 |  |  | 0 |  |  |  | 0
2021 | NJ | Seaside Heights Power Plant | 58172 | RFCE | RFC East | DFO | 6 |  | 0
2021 | NJ | Selective Insurance | 63459 | RFCE | RFC East | SUN | 2.2 |  | 3375 |  |  | 0 |  |  |  | 0
2021 | NJ | Sewaren Generating Station | 2411 | RFCE | RFC East | NG | 609.5 |  | 3331896 | 23022601.301 | 34.4492 | 0.020678 | 0.0029926 | EPA/NEI | 23022601.301 | 34.4492
2021 | NJ | Sharon Station | 60267 | RFCE | RFC East | SUN | 2.7 |  | 4515 |  |  | 0 |  |  |  | 0
2021 | NJ | Sherman Avenue | 7288 | RFCE | RFC East | NG | 112.8 |  | 12521 | 170086.324 | 0.222 | 0.03546 | 0.0026104 | EPA/NEI | 170086.324 | 0.222
2021 | NJ | Shore Point Solar | 57951 | RFCE | RFC East | SUN | 1 |  | 1204 |  |  | 0 |  |  |  | 0
2021 | NJ | Short Hills Mall | 63257 | RFCE | RFC East | SUN | 2.7 |  | 3952 |  |  | 0 |  |  |  | 0
2021 | NJ | Silver Lake Solar Farm | 57341 | RFCE | RFC East | SUN | 1.7 | 1 | 1914 |  |  | 0 |  |  |  | 0
2021 | NJ | Silvi Gibraltar Rock | 60746 | RFCE | RFC East | SUN | 2.5 |  | 3715 |  |  | 0 |  |  |  | 0
2021 | NJ | Skillman | 59057 | RFCE | RFC East | SUN | 2.7 |  | 1392 |  |  | 0 |  |  |  | 0
2021 | NJ | Solar Star New Jersey NJ LLC | 58402 | RFCE | RFC East | SUN | 1.5 |  | 1637 |  |  | 0 |  |  |  | 0
2021 | NJ | Solvay Solar | 63452 | RFCE | RFC East | SUN | 6.5 |  | 9827 |  |  | 0 |  |  |  | 0
2021 | NJ | Spartan | 60755 | RFCE | RFC East | SUN | 8.3 |  | 14000 |  |  | 0 |  |  |  | 0
2021 | NJ | Springfield Solar Project | 61907 | RFCE | RFC East | SUN | 7.5 |  | 10724 |  |  | 0 |  |  |  | 0
2021 | NJ | St.Joseph's Regional Medical Center | 63645 | RFCE | RFC East | DFO | 6.1
2021 | NJ | Stockton Athletic Center | 57864 | RFCE | RFC East | SUN | 1.1 |  | 1321.001 |  |  | 0 |  |  |  | 0
2021 | NJ | Stryker 22, L.L.C. | 61891 | RFCE | RFC East | MWH | 19.8 |  | -5280 | 0 |  | 0 |  |  | 0 | 0
2021 | NJ | Summit Associates | 57726 | RFCE | RFC East | SUN | 1.9 |  | 2403 |  |  | 0 |  |  |  | 0
2021 | NJ | Summit Water Nexus Mt. Holly, LLC Solar | 60809 | RFCE | RFC East | SUN | 1 |  | 1551 |  |  | 0 |  |  |  | 0
2021 | NJ | The City of Vineland at North Vineland | 57746 | RFCE | RFC East | SUN | 2.3 |  | 5900 |  |  | 0 |  |  |  | 0
2021 | NJ | The City of Vineland at West Vineland | 57745 | RFCE | RFC East | SUN | 3.7 |  | 3744 |  |  | 0 |  |  |  | 0
2021 | NJ | The Lawrenceville School Solar Facility | 58356 | RFCE | RFC East | SUN | 5.2 |  | 7586 |  |  | 0 |  |  |  | 0
2021 | NJ | Thermo Fisher | 63404 | RFCE | RFC East | SUN | 1.5 |  | 1710 |  |  | 0 |  |  |  | 0
2021 | NJ | Timber Creek HS | 60771 | RFCE | RFC East | SUN | 1.3 |  | 1200 |  |  | 0 |  |  |  | 0
2021 | NJ | Tinton Falls Solar Farm | 58483 | RFCE | RFC East | SUN | 16 |  | 23189 |  |  | 0 |  |  |  | 0
2021 | NJ | Tioga Solar Morris County 1 LLC | 58917 | RFCE | RFC East | SUN | 1 |  | 1397 |  |  | 0 |  |  |  | 0
2021 | NJ | Tissington Solar | 58364 | RFCE | RFC East | SUN | 3 |  | 4060 |  |  | 0 |  |  |  | 0
2021 | NJ | Titusville Solar | 57815 | RFCE | RFC East | SUN | 4.1 |  | 5372 |  |  | 0 |  |  |  | 0
2021 | NJ | Toys R Us- DE, Inc. at Mt. Olive, NJ | 57647 | RFCE | RFC East | SUN | 4.1 |  | 4622 |  |  | 0 |  |  |  | 0
2021 | NJ | Trenton Solar Farm | 57352 | RFCE | RFC East | SUN | 1 |  | 1179 |  |  | 0 |  |  |  | 0
2021 | NJ | Union County Resource Recovery | 50960 | RFCE | RFC East | MSW | 45 | 1 | 311612 | 5460792.919 |  |  |  |  | 5460792.919
2021 | NJ | United Stationers Supply Solar Electric | 58040 | RFCE | RFC East | SUN | 2.8 |  | 3899 |  |  | 0 |  |  |  | 0
2021 | NJ | US Foods Solar | 60808 | RFCE | RFC East | SUN | 6 |  | 0
2021 | NJ | USAA Black Bear Energy | 62612 | RFCE | RFC East | SUN | 1.9 |  | 2408 |  |  | 0 |  |  |  | 0
2021 | NJ | Vicinity Energy Trenton, L.P. | 50094 | RFCE | RFC East | NG | 6 | 0.47419 | 52 | 283.088 | 5.9732e-05 | 0.0022974 | 0.000422 | Estimated using an emission factor | 597 | 0.00012597
2021 | NJ | Vineland Headquarters | 57742 | RFCE | RFC East | SUN | 1.1 |  | 1500 |  |  | 0 |  |  |  | 0
2021 | NJ | Vineland Mays Landing Solar | 57660 | RFCE | RFC East | SUN | 4 |  | 5879 |  |  | 0 |  |  |  | 0
2021 | NJ | Wakefern Food Corp | 58123 | RFCE | RFC East | SUN | 2 |  | 2712 |  |  | 0 |  |  |  | 0
2021 | NJ | Warren County Solar | 56888 | RFCE | RFC East | SUN | 2 |  | 2590 |  |  | 0 |  |  |  | 0
2021 | NJ | WC Landfill Energy LLC | 57848 | RFCE | RFC East | SUN | 1 |  | 587 |  |  | 0 |  |  |  | 0
2021 | NJ | WEA Texas Bayonne | 57383 | RFCE | RFC East | SUN | 1.5 |  | 2010 |  |  | 0 |  |  |  | 0
2021 | NJ | West Deptford Energy Station | 56963 | RFCE | RFC East | NG | 754.6 |  | 1485949 | 11308461.524 | 16.58 | 0.022316 | 0.0029323 | EPA/NEI | 11308461.524 | 16.58
2021 | NJ | West Pemberton | 59186 | RFCE | RFC East | SUN | 7 |  | 11557 |  |  | 0 |  |  |  | 0
2021 | NJ | West Station | 6776 | RFCE | RFC East | DFO | 27 |  | 218 | 4308.8 | 0.05338 | 0.48973 | 0.024777 | NEI avg EF - PM, fuel type, firing type | 4308.8 | 0.05338
2021 | NJ | Westside Avenue | 60500 | RFCE | RFC East | SUN | 1 |  | 428 |  |  | 0 |  |  |  | 0
2021 | NJ | Wheelabrator Gloucester LP | 50885 | RFCE | RFC East | MSW | 14 |  | 82898 | 1843907.286 |  |  |  |  | 1843907.286
2021 | NJ | William G Mennen Sports Solar | 61630 | RFCE | RFC East | SUN | 1.3 |  | 1069 |  |  | 0 |  |  |  | 0
2021 | NJ | William Paterson University | 57805 | RFCE | RFC East | SUN | 1.4 |  | 0
2021 | NJ | Williams-Sonoma Solar Facility | 58361 | RFCE | RFC East | SUN | 3 |  | 4331 |  |  | 0 |  |  |  | 0
2021 | NJ | Wilzig Associates, LLC | 59751 | RFCE | RFC East | SUN | 1.2 |  | 1794 |  |  | 0 |  |  |  | 0
2021 | NJ | Woodbine Landfill Plant | 59116 | RFCE | RFC East | LFG | 3.2 |  | 4771 | 59473 | 0.43713 | 0.18324 | 0.0147 | Estimated using an emission factor | 59473 | 0.43713
2021 | NJ | Woodbridge Energy Center | 57839 | RFCE | RFC East | NG | 772.9 |  | 3658507 | 24756925.488 | 66.5164 | 0.036363 | 0.0053736 | NEI avg EF - PM, fuel type, firing type | 24756925.488 | 66.5164
2021 | NJ | Yards Creek Energy | 6522 | RFCE | RFC East | WAT | 453 |  | -120077.001 |  |  | 0 |  |  |  | 0
2021 | NJ | Yardville Solar Farm | 57382 | RFCE | RFC East | SUN | 3.6 |  | 3852 |  |  | 0 |  |  |  | 0
2021 | NM | Abiquiu Dam | 7789 | AZNM | WECC Southwest | WAT | 15.6 |  | 19695 |  |  | 0 |  |  |  | 0
2021 | NM | Afton Generating Station | 55210 | AZNM | WECC Southwest | NG | 287 |  | 629136 | 5201137.553 | 13.9743 | 0.044424 | 0.0053736 | NEI avg EF - PM, fuel type, firing type | 5201137.553 | 13.9743
2021 | NM | Alamogordo Solar Energy Center | 57577 | AZNM | WECC Southwest | SUN | 5 |  | 10916 |  |  | 0 |  |  |  | 0
2021 | NM | Albuquerque Solar Energy Center | 57567 | AZNM | WECC Southwest | SUN | 2 |  | 3749 |  |  | 0 |  |  |  | 0
2021 | NM | Alcalde Solar Array | 63477 | AZNM | WECC Southwest | SUN | 2.4 |  | 4549 |  |  | 0 |  |  |  | 0
2021 | NM | Algodones | 2475 | AZNM | WECC Southwest | NG | 45
2021 | NM | Alta Luna | 60258 | AZNM | WECC Southwest | SUN | 28.1 |  | 71289 |  |  | 0 |  |  |  | 0
2021 | NM | Anderson Wind I | 58939 | SPSO | SPP South | WND | 5 |  | 16781 |  |  | 0 |  |  |  | 0
2021 | NM | Anderson Wind II | 58940 | SPSO | SPP South | WND | 10 |  | 41086 |  |  | 0 |  |  |  | 0
2021 | NM | Aragonne Wind LLC | 56336 | AZNM | WECC Southwest | WND | 90 |  | 58081 |  |  | 0 |  |  |  | 0
2021 | NM | Blue Sky One | 58689 | AZNM | WECC Southwest | SUN | 1.3 |  | 2930 |  |  | 0 |  |  |  | 0
2021 | NM | Bluewater CDEC 1 | 62994 | AZNM | WECC Southwest | SUN | 2.4 |  | 6731 |  |  | 0 |  |  |  | 0
2021 | NM | Bluffview Power Plant | 55977 | AZNM | WECC Southwest | NG | 67 |  | 308921 | 2473992.139 | 1.8 | 0.011653 | 0.0014551 | EPA/NEI | 2473992.139 | 1.8
2021 | NM | Borderlands Wind, LLC | 64638 | AZNM | WECC Southwest | WND | 100 |  | 11170 |  |  | 0 |  |  |  | 0
2021 | NM | Britton Solar Energy Center | 63579 | AZNM | WECC Southwest | SUN | 50 |  | 141452 |  |  | 0 |  |  |  | 0
2021 | NM | Broadview Energy JN, LLC | 60145 | SPSO | SPP South | WND | 181.7 |  | 729737 |  |  | 0 |  |  |  | 0
2021 | NM | Broadview Energy KW, LLC | 60152 | SPSO | SPP South | WND | 142.6 |  | 584705 |  |  | 0 |  |  |  | 0
2021 | NM | Broadview Energy Prime 2 LLC | 58465 | SPSO | SPP South | WND | 9.9 |  | 36411 |  |  | 0 |  |  |  | 0
2021 | NM | Broadview Energy Prime LLC | 58464 | SPSO | SPP South | WND | 9.9 |  | 34984 |  |  | 0 |  |  |  | 0
2021 | NM | Caprock Solar 1 LLC | 59251 | SPSO | SPP South | SUN | 25 |  | 51794 |  |  | 0 |  |  |  | 0
2021 | NM | Caprock Wind Farm | 56293 | SPSO | SPP South | WND | 80 |  | 281070 |  |  | 0 |  |  |  | 0
2021 | NM | Carrizozo Solar | 61662 | AZNM | WECC Southwest | SUN | 3 |  | 6910 |  |  | 0 |  |  |  | 0
2021 | NM | Casa Mesa Wind Energy Center Hybrid | 61925 | AZNM | WECC Southwest | WND | 51.9 |  | 196535 | 0 |  | 0 |  |  | 0 | 0
2021 | NM | Chaves Solar, LLC | 60405 | SPSO | SPP South | SUN | 70 |  | 163100 |  |  | 0 |  |  |  | 0
2021 | NM | Chino Mines | 54667 | AZNM | WECC Southwest | NG | 54 | 1 | 47907 | 587009.12 | 1.5772 | 0.065843 | 0.0053736 | NEI avg EF - PM, fuel type | 587009.12 | 1.5772
2021 | NM | Cibola | 59619 | AZNM | WECC Southwest | SUN | 7.6 |  | 19964 |  |  | 0 |  |  |  | 0
2021 | NM | Cimarron Solar Facility | 57243 | AZNM | WECC Southwest | SUN | 30.6 |  | 63263 |  |  | 0 |  |  |  | 0
2021 | NM | City of Gallup Solar | 62406 | AZNM | WECC Southwest | SUN | 8 |  | 14455 |  |  | 0 |  |  |  | 0
2021 | NM | City of Rio Rancho WWTP | 63391 | AZNM | WECC Southwest | SUN | 1.2 |  | 2802 |  |  | 0 |  |  |  | 0
2021 | NM | City of Truth or Consequences PV | 59653 | AZNM | WECC Southwest | SUN | 1.9 |  | 3554 |  |  | 0 |  |  |  | 0
2021 | NM | Clines Corners Wind Farm LLC | 64054 | AZNM | WECC Southwest | WND | 325 |  | 116961 |  |  | 0 |  |  |  | 0
2021 | NM | CNMEC Solar Energy Center | 62191 | AZNM | WECC Southwest | SUN | 2 |  | 5613 |  |  | 0 |  |  |  | 0
2021 | NM | Columbus Solar Project | 61165 | AZNM | WECC Southwest | SUN | 1.9 |  | 5228 |  |  | 0 |  |  |  | 0
2021 | NM | Cunningham | 2454 | SPSO | SPP South | NG | 519.2 |  | 869264 | 9908672.22 | 31.143 | 0.071654 | 0.006286 | EPA/NEI | 9908672.22 | 31.143
2021 | NM | Deming Solar Energy Center | 57575 | AZNM | WECC Southwest | SUN | 9 |  | 20029 |  |  | 0 |  |  |  | 0
2021 | NM | Duran Mesa LLC | 64065 | AZNM | WECC Southwest | WND | 105 |  | 41740 |  |  | 0 |  |  |  | 0
2021 | NM | El Cabo Wind | 58098 | AZNM | WECC Southwest | WND | 298 |  | 1207714 |  |  | 0 |  |  |  | 0
2021 | NM | El Vado Dam | 7593 | AZNM | WECC Southwest | WAT | 8 |  | 8285 |  |  | 0 |  |  |  | 0
2021 | NM | Elephant Butte | 6402 | AZNM | WECC Southwest | WAT | 27.9 |  | 14585.001 |  |  | 0 |  |  |  | 0
2021 | NM | Encino Solar Energy Center | 63860 | AZNM | WECC Southwest | SUN | 55 |  | 144432 |  |  | 0 |  |  |  | 0
2021 | NM | Eubank Landfill Solar Array | 59393 | AZNM | WECC Southwest | SUN | 2
2021 | NM | Facebook 1 Solar Energy Center | 61556 | AZNM | WECC Southwest | SUN | 10 |  | 26830 |  |  | 0 |  |  |  | 0
2021 | NM | Facebook 2 Solar Energy Center | 61557 | AZNM | WECC Southwest | SUN | 10 |  | 27675 |  |  | 0 |  |  |  | 0
2021 | NM | Facebook 3 Solar Energy Center | 61558 | AZNM | WECC Southwest | SUN | 10 |  | 27449 |  |  | 0 |  |  |  | 0
2021 | NM | Ford Utilities Center | 50906 | AZNM | WECC Southwest | NG | 14.8 | 0.44984 | 97439 | 501090.071 | 2.0085 | 0.041226 | 0.0080165 | EPA/NEI; Estimated using an emission factor | 1113928 | 4.4649
2021 | NM | Four Corners Steam Elec Station | 2442 | AZNM | WECC Southwest | SUB | 1636.2 |  | 7904357 | 83608696.498 | 1063.0846 | 0.26899 | 0.02543 | EPA/NEI | 83608696.498 | 1063.0846
2021 | NM | Four Peaks Camino Real | 60696 | AZNM | WECC Southwest | LFG | 3.2 |  | 17682 | 211338 | 1.5533 | 0.1757 | 0.0147 | Estimated using an emission factor | 211338 | 1.5533
2021 | NM | Freeport McMoRan | 54734 | AZNM | WECC Southwest | DFO | 30.4 |  | 0
2021 | NM | Grady Wind Energy Center, LLC | 60317 | AZNM | WECC Southwest | WND | 220.5 |  | 912903 |  |  | 0 |  |  |  | 0
2021 | NM | Grants CDEC 2 | 62995 | AZNM | WECC Southwest | SUN | 4.5 |  | 12236 |  |  | 0 |  |  |  | 0
2021 | NM | GSE NM1 | 58576 | SPSO | SPP South | SUN | 2.3 |  | 4838 |  |  | 0 |  |  |  | 0
2021 | NM | Hatch Solar Energy Center I, LLC | 57591 | AZNM | WECC Southwest | SUN | 5 |  | 12815 |  |  | 0 |  |  |  | 0
2021 | NM | High Lonesome Mesa LLC | 56945 | AZNM | WECC Southwest | WND | 100 |  | 378901 |  |  | 0 |  |  |  | 0
2021 | NM | Hobbs Generating Station | 56458 | SPSO | SPP South | NG | 681.5 |  | 3374899 | 25288404.876 | 55.4 | 0.032831 | 0.0043815 | EPA/NEI | 25288404.876 | 55.4
2021 | NM | Holloman Solar Facility | 60301 | AZNM | WECC Southwest | SUN | 5 |  | 9084 |  |  | 0 |  |  |  | 0
2021 | NM | Kit Carson | 58240 | AZNM | WECC Southwest | SUN | 1.3 |  | 2833 |  |  | 0 |  |  |  | 0
2021 | NM | La Joya NM | 61044 | AZNM | WECC Southwest | WND | 306.2 |  | 755717 |  |  | 0 |  |  |  | 0
2021 | NM | La Luz Energy Center | 58284 | AZNM | WECC Southwest | NG | 42.3 |  | 14685 | 162317.13 | 0.28 | 0.038134 | 0.00345 | EPA/NEI | 162317.13 | 0.28
2021 | NM | Las Vegas Solar Energy Center | 57576 | AZNM | WECC Southwest | SUN | 5 |  | 10019 |  |  | 0 |  |  |  | 0
2021 | NM | LCEC Generation LLVC | 57872 | SPSO | SPP South | NG | 46.5 |  | 62207 | 600441 | 0.12669 | 0.0040733 | 0.000422 | Estimated using an emission factor | 600441 | 0.12669
2021 | NM | Lightning Dock Geothermal HI-01, LLC | 58629 | AZNM | WECC Southwest | GEO | 19.2 |  | 50933.998 |  |  | 0 |  |  |  | 0
2021 | NM | Lordsburg Generating Station | 7967 | AZNM | WECC Southwest | NG | 88 |  | 34656 | 365130.423 | 1.205 | 0.069541 | 0.0066004 | EPA/NEI | 365130.423 | 1.205
2021 | NM | Los Alamos PV Site | 58256 | AZNM | WECC Southwest | SUN | 1 |  | 585 |  |  | 0 |  |  |  | 0
2021 | NM | Los Lunas Solar Energy Center | 57571 | AZNM | WECC Southwest | SUN | 7 |  | 15227 |  |  | 0 |  |  |  | 0
2021 | NM | Luna Energy Facility | 55343 | AZNM | WECC Southwest | NG | 650 |  | 3053295 | 21462926.995 | 32.909 | 0.021556 | 0.0030666 | EPA/NEI | 21462926.995 | 32.909
2021 | NM | Macho Springs | 59010 | AZNM | WECC Southwest | SUN | 55 |  | 138961 |  |  | 0 |  |  |  | 0
2021 | NM | Macho Springs Power I | 57947 | AZNM | WECC Southwest | WND | 50.4 |  | 124325 |  |  | 0 |  |  |  | 0
2021 | NM | Maddox | 2446 | SPSO | SPP South | NG | 212 |  | 345187 | 3666977.504 | 13.637 | 0.079012 | 0.0074377 | EPA/NEI | 3666977.504 | 13.637
2021 | NM | Manzano Solar | 58521 | AZNM | WECC Southwest | SUN | 8.4 |  | 16150 |  |  | 0 |  |  |  | 0
2021 | NM | Meadow Lake Solar Energy Center | 59618 | AZNM | WECC Southwest | SUN | 9.1 |  | 24510 |  |  | 0 |  |  |  | 0
2021 | NM | Mesalands Comm College Wind Turbine | 57106 | SPSO | SPP South | WND | 1.5 |  | 1918 |  |  | 0 |  |  |  | 0
2021 | NM | Middle Daisy | 61681 | SPSO | SPP South | SUN | 5 |  | 5804 |  |  | 0 |  |  |  | 0
2021 | NM | Milo Wind Project LLC | 59838 | SPSO | SPP South | WND | 50 |  | 193211 |  |  | 0 |  |  |  | 0
2021 | NM | Navajo Dam | 584 | AZNM | WECC Southwest | WAT | 30 |  | 80297 |  |  | 0 |  |  |  | 0
2021 | NM | New Mexico State University | 54975 | AZNM | WECC Southwest | NG | 4.7 | 0.46086 | 35115 | 213877.156 | 0.85727 | 0.048827 | 0.0080165 | NEI avg EF - PM, fuel type | 464086 | 1.8602
2021 | NM | New Mexico Wind Energy Center | 56097 | AZNM | WECC Southwest | WND | 204 |  | 611354 |  |  | 0 |  |  |  | 0
2021 | NM | NMSU Solar and Storage | 64881 | AZNM | WECC Southwest | SUN | 3 |  | 0
2021 | NM | Oso Grande Wind Farm | 63502 | AZNM | WECC Southwest | WND | 249.8 |  | 300224 |  |  | 0 |  |  |  | 0
2021 | NM | Otero Solar | 58520 | AZNM | WECC Southwest | SUN | 8 |  | 17761 |  |  | 0 |  |  |  | 0
2021 | NM | Prosperity Energy Storage Facility Hybrid | 58899 | AZNM | WECC Southwest | SUN | 1.3 |  | 587 |  |  | 0 |  |  |  | 0
2021 | NM | Pyramid Generating Station | 7975 | AZNM | WECC Southwest | NG | 186 |  | 84092 | 855682.775 | 2.55 | 0.060648 | 0.0059602 | EPA/NEI | 855682.775 | 2.55
2021 | NM | Quay County | 58125 | SPSO | SPP South | DFO | 27 |  | 1244 | 19097 | 0.15714 | 0.25263 | 0.016457 | NEI avg EF - PM, fuel type, firing type | 19097 | 0.15714
2021 | NM | Questa Solar Facility | 57369 | AZNM | WECC Southwest | SUN | 1 |  | 713 |  |  | 0 |  |  |  | 0
2021 | NM | RC Energy AA LLC Solar Facility | 62756 | AZNM | WECC Southwest | SUN | 1 |  | 2049 |  |  | 0 |  |  |  | 0
2021 | NM | Red Cloud Wind LLC | 63981 | AZNM | WECC Southwest | WND | 350 |  | 99001 |  |  | 0 |  |  |  | 0
2021 | NM | Red Mesa Wind LLC | 57357 | AZNM | WECC Southwest | WND | 102.4 |  | 196105 |  |  | 0 |  |  |  | 0
2021 | NM | Reeves Generating Station | 2450 | AZNM | WECC Southwest | NG | 154 |  | 105426 | 1605431.15 | 5.9076 | 0.11207 | 0.0073595 | EPA/NEI | 1605431.15 | 5.9076
2021 | NM | Rio Bravo Generating Station | 55039 | AZNM | WECC Southwest | NG | 150 |  |  | 2243327.653 | 4.55 |  | 0.0040565 | EPA/NEI | 2243327.653 | 4.55
2021 | NM | Rio Communities Solar Energy Center | 60198 | AZNM | WECC Southwest | SUN | 10 |  | 23647 |  |  | 0 |  |  |  | 0
2021 | NM | Rio De Oro Solar Energy Center | 62597 | AZNM | WECC Southwest | SUN | 10 |  | 23586 |  |  | 0 |  |  |  | 0
2021 | NM | Rio Grande | 2444 | AZNM | WECC Southwest | NG | 398.3 |  | 727480 | 8560137.598 | 23.849 | 0.065566 | 0.0055721 | EPA/NEI | 8560137.598 | 23.849
2021 | NM | Rio Rancho High School | 58589 | AZNM | WECC Southwest | SUN | 1 |  | 3798 |  |  | 0 |  |  |  | 0
2021 | NM | Rio Rancho Solar Energy Center | 63184 | AZNM | WECC Southwest | SUN | 10 |  | 27727 |  |  | 0 |  |  |  | 0
2021 | NM | Roadrunner Solar | 57338 | AZNM | WECC Southwest | SUN | 20.2 |  | 47445 |  |  | 0 |  |  |  | 0
2021 | NM | Roosevelt County | 58771 | SPSO | SPP South | WND | 250 |  | 1059185 |  |  | 0 |  |  |  | 0
2021 | NM | Roswell Solar, LLC | 60406 | SPSO | SPP South | SUN | 70 |  | 160726 |  |  | 0 |  |  |  | 0
2021 | NM | Sagamore Wind | 63578 | AZNM | WECC Southwest | WND | 522 |  | 2037569 |  |  | 0 |  |  |  | 0
2021 | NM | San Juan | 2451 | AZNM | WECC Southwest | RC | 924 |  | 4754266 | 59801818.051 | 155.84 | 0.065558 | 0.0052119 | EPA/NEI | 59801818.051 | 155.84
2021 | NM | San Juan Mesa Wind Project LLC | 56304 | SPSO | SPP South | WND | 120 |  | 257562 |  |  | 0 |  |  |  | 0
2021 | NM | San Miguel I Solar Energy Center | 63081 | AZNM | WECC Southwest | SUN | 10 |  | 26434 |  |  | 0 |  |  |  | 0
2021 | NM | San Miguel II Solar Energy Center | 63082 | AZNM | WECC Southwest | SUN | 10 |  | 27349 |  |  | 0 |  |  |  | 0
2021 | NM | Sandoval Solar Energy Center | 59558 | AZNM | WECC Southwest | SUN | 6.1 |  | 14256 |  |  | 0 |  |  |  | 0
2021 | NM | Santa Fe Solar Energy Center | 60196 | AZNM | WECC Southwest | SUN | 9.5 |  | 22668 |  |  | 0 |  |  |  | 0
2021 | NM | Santolina Solar Energy Center | 60197 | AZNM | WECC Southwest | SUN | 10.5 |  | 25959 |  |  | 0 |  |  |  | 0
2021 | NM | SEV NM Phase 2 | 58479 | SPSO | SPP South | SUN | 2 |  | 4292 |  |  | 0 |  |  |  | 0
2021 | NM | Silver City WWTP PV Project | 58540 | AZNM | WECC Southwest | SUN | 1 |  | 1681 |  |  | 0 |  |  |  | 0
2021 | NM | SoCore Clovis 1 | 64524 | SPSO | SPP South | SUN | 2 |  | 946 |  |  | 0 |  |  |  | 0
2021 | NM | South Valley Solar Energy Center | 60195 | AZNM | WECC Southwest | SUN | 10 |  | 23065 |  |  | 0 |  |  |  | 0
2021 | NM | Southside Water Reclamation Plant | 10339 | AZNM | WECC Southwest | NG | 6.6 | 1 | 20251 | 234980 | 0.60875 | 0.060121 | 0.0051813 | Estimated using an emission factor | 234980 | 0.60875
2021 | NM | Springer Solar 1 | 59560 | AZNM | WECC Southwest | SUN | 1 |  | 2432 |  |  | 0 |  |  |  | 0
2021 | NM | SPS1 Dollarhide | 57736 | SPSO | SPP South | SUN | 10 |  | 21362 |  |  | 0 |  |  |  | 0
2021 | NM | SPS2 Jal | 57737 | SPSO | SPP South | SUN | 10 |  | 21831 |  |  | 0 |  |  |  | 0
2021 | NM | SPS3 Lea | 57738 | SPSO | SPP South | SUN | 10 |  | 20920 |  |  | 0 |  |  |  | 0
2021 | NM | SPS4 Monument | 57739 | SPSO | SPP South | SUN | 10.1 |  | 21989 |  |  | 0 |  |  |  | 0
2021 | NM | SPS5 Hopi | 57740 | SPSO | SPP South | SUN | 10.1 |  | 20201 |  |  | 0 |  |  |  | 0
2021 | NM | Sterling I Wind Farm | 60991 | SPSO | SPP South | WND | 29.9 |  | 125690 |  |  | 0 |  |  |  | 0
2021 | NM | Storrie Lake Solar Project | 58794 | AZNM | WECC Southwest | SUN | 1.5 |  | 3268 |  |  | 0 |  |  |  | 0
2021 | NM | Sue Cleveland High School | 58588 | AZNM | WECC Southwest | SUN | 1 |  | 0
2021 | NM | SunE EPE1 LLC | 57986 | AZNM | WECC Southwest | SUN | 10 |  | 23962 |  |  | 0 |  |  |  | 0
2021 | NM | SunE EPE2 LLC | 57985 | AZNM | WECC Southwest | SUN | 12 |  | 28971 |  |  | 0 |  |  |  | 0
2021 | NM | Syncarpha Eagle Nest | 62149 | AZNM | WECC Southwest | SUN | 1 |  | 2413 |  |  | 0 |  |  |  | 0
2021 | NM | Syncarpha El Rito | 63124 | AZNM | WECC Southwest | SUN | 1.6 |  | 3762 |  |  | 0 |  |  |  | 0
2021 | NM | Syncarpha Questa | 63125 | AZNM | WECC Southwest | SUN | 1.6 |  | 3889 |  |  | 0 |  |  |  | 0
2021 | NM | Syncarpha Taos | 63123 | AZNM | WECC Southwest | SUN | 3.1 |  | 7836 |  |  | 0 |  |  |  | 0
2021 | NM | Tecolote Wind LLC | 64066 | AZNM | WECC Southwest | WND | 272 |  | 91223 |  |  | 0 |  |  |  | 0
2021 | NM | Texico Wind Ranch LP | 57258 | SPSO | SPP South | WND | 1.9 |  | 509 |  |  | 0 |  |  |  | 0
2021 | NM | Valencia Power Plant | 55802 | AZNM | WECC Southwest | NG | 159.5 |  | 85557 | 975596.687 | 7.78 | 0.18187 | 0.015949 | EPA/NEI | 975596.687 | 7.78
2021 | NM | Vista Solar Energy Center | 62467 | AZNM | WECC Southwest | SUN | 10 |  | 23586 |  |  | 0 |  |  |  | 0
2021 | NM | Wal-Mart Truth or Consequences PV | 60341 | AZNM | WECC Southwest | SUN | 1 |  | 909 |  |  | 0 |  |  |  | 0
2021 | NM | Wildcat Wind | 57887 | SPSO | SPP South | WND | 27.3 |  | 78258 |  |  | 0 |  |  |  | 0
2021 | NM | WSMR I | 58010 | AZNM | WECC Southwest | SUN | 4.1 |  | 6069 |  |  | 0 |  |  |  | 0
2021 | NV | Apex Generating Station | 55514 | AZNM | WECC Southwest | NG | 600.6 |  | 2796245 | 18919876.926 | 72.309 | 0.051719 | 0.0076437 | EPA/NEI | 18919876.926 | 72.309
2021 | NV | Apex Solar PV Power Project | 58489 | AZNM | WECC Southwest | SUN | 20 |  | 50640 |  |  | 0 |  |  |  | 0
2021 | NV | Battle Mountain Solar Project | 61098 | NWPP | WECC Northwest | SUN | 126 |  | 192439 | 0 |  | 0 |  |  | 0 | 0
2021 | NV | Beowawe | 10287 | NWPP | WECC Northwest | GEO | 20.6 |  | 98535 |  |  | 0 |  |  |  | 0
2021 | NV | Boulder Solar II, LLC | 60885 | AZNM | WECC Southwest | SUN | 50 |  | 129330 |  |  | 0 |  |  |  | 0
2021 | NV | Boulder Solar Power, LLC | 60352 | AZNM | WECC Southwest | SUN | 100 |  | 260496 |  |  | 0 |  |  |  | 0
2021 | NV | Brady | 55991 | NWPP | WECC Northwest | GEO | 21.5 |  | 88025 |  |  | 0 |  |  |  | 0
2021 | NV | Brunswick | 6510 | NWPP | WECC Northwest | DFO | 6
2021 | NV | Chuck Lenzie Generating Station | 55322 | AZNM | WECC Southwest | NG | 1465.6 |  | 6101231 | 46281999.896 | 422.27 | 0.13842 | 0.018248 | EPA/NEI | 46281999.896 | 422.27
2021 | NV | Chukar Battery Energy Storage System | 65472 | NWPP | WECC Northwest | MWH | 10
2021 | NV | CityCenter Central Plant Cogen Units | 57348 | AZNM | WECC Southwest | NG | 8.6 | 0.45224 | 61998 | 320730.412 | 1.2856 | 0.041471 | 0.0080165 | NEI avg EF - PM, fuel type | 709208 | 2.8427
2021 | NV | Clark | 2322 | AZNM | WECC Southwest | NG | 1375.6 |  | 972362.005 | 2923839.391 | 31.72 | 0.065243 | 0.021697 | EPA/NEI | 2923839.391 | 31.72
2021 | NV | CM10 | 56944 | CAMX | WECC California | SUN | 10 |  | 18686 |  |  | 0 |  |  |  | 0
2021 | NV | CM48 | 57205 | CAMX | WECC California | SUN | 48 |  | 94344.999 |  |  | 0 |  |  |  | 0
2021 | NV | Copper Mountain Solar 2 | 58017 | CAMX | WECC California | SUN | 154 |  | 357211.999 |  |  | 0 |  |  |  | 0
2021 | NV | Copper Mountain Solar 3 | 58915 | CAMX | WECC California | SUN | 255 |  | 605235.999 |  |  | 0 |  |  |  | 0
2021 | NV | Copper Mountain Solar 4, LLC | 59814 | CAMX | WECC California | SUN | 93.6 |  | 245188 |  |  | 0 |  |  |  | 0
2021 | NV | Copper Mountain Solar 5, LLC | 63504 | AZNM | WECC Southwest | SUN | 252 |  | 369260 |  |  | 0 |  |  |  | 0
2021 | NV | Crescent Dunes Solar Energy | 57275 | NWPP | WECC Northwest | SUN | 125 |  | 74721 |  |  | 0 |  |  |  | 0
2021 | NV | Desert Peak Power Plant | 10018 | NWPP | WECC Northwest | GEO | 26 |  | 92286 |  |  | 0 |  |  |  | 0
2021 | NV | Desert Star Energy Center | 55077 | CAMX | WECC California | NG | 537.3 |  | 999264 | 7698979.681 | 17.83 | 0.035686 | 0.0046318 | EPA/NEI | 7698979.681 | 17.83
2021 | NV | Dignity - San Martin | 61862 | AZNM | WECC Southwest | SUN | 1.7 |  | 3630 |  |  | 0 |  |  |  | 0
2021 | NV | Dignity - Siena Campus | 61825 | AZNM | WECC Southwest | SUN | 1.4 |  | 2869 |  |  | 0 |  |  |  | 0
2021 | NV | Dixie Valley | 52015 | CAMX | WECC California | GEO | 70.9 |  | 490136 |  |  | 0 |  |  |  | 0
2021 | NV | Don A Campbell 1 Geothermal | 58533 | AZNM | WECC Southwest | GEO | 22.5 |  | 128395 |  |  | 0 |  |  |  | 0
2021 | NV | Don A Campbell 2 Geothermal | 60419 | AZNM | WECC Southwest | GEO | 25 |  | 113525 |  |  | 0 |  |  |  | 0
2021 | NV | EGP Stillwater Solar PV II, LLC | 61809 | NWPP | WECC Northwest | SUN | 20 |  | 8228 |  |  | 0 |  |  |  | 0
2021 | NV | ENEL Salt Wells LLC | 57213 | AZNM | WECC Southwest | GEO | 23.6 |  | 62175 |  |  | 0 |  |  |  | 0
2021 | NV | Fleish | 6513 | NWPP | WECC Northwest | WAT | 2 |  | 14274 |  |  | 0 |  |  |  | 0
2021 | NV | Fort Churchill | 2330 | NWPP | WECC Northwest | NG | 230 |  | 510307 | 5950091.2 | 22.3128 | 0.087449 | 0.0075 | EPA/NEI | 5950091.2 | 22.3128
2021 | NV | Ft. Churchill PV | 59472 | AZNM | WECC Southwest | SUN | 19.9 |  | 30511 |  |  | 0 |  |  |  | 0
2021 | NV | Galena 2 Geothermal Power Plant | 56540 | NWPP | WECC Northwest | GEO | 13.5 |  | 35486 |  |  | 0 |  |  |  | 0
2021 | NV | Galena 3 Geothermal Power Plant | 56541 | NWPP | WECC Northwest | GEO | 30 |  | 100195 |  |  | 0 |  |  |  | 0
2021 | NV | Goodsprings Waste Heat Recovery | 57684 | AZNM | WECC Southwest | WH | 7.5 |  | 28119 |  |  | 0 |  |  |  | 0
2021 | NV | Harry Allen | 7082 | AZNM | WECC Southwest | NG | 745 |  | 3088051 | 23114296.835 | 100.44 | 0.065051 | 0.0086907 | EPA/NEI | 23114296.835 | 100.44
2021 | NV | Harry Allen Solar Energy LLC | 63080 | AZNM | WECC Southwest | SUN | 100 |  | 175368 |  |  | 0 |  |  |  | 0
2021 | NV | Hoover Dam (NV) | 154 | AZNM | WECC Southwest | WAT | 1039.4 |  | 1905145.003 |  |  | 0 |  |  |  | 0
2021 | NV | IKEA Las Vegas 462 | 61193 | AZNM | WECC Southwest | SUN | 1 |  | 1534 |  |  | 0 |  |  |  | 0
2021 | NV | Jersey Valley Geothermal Power Plant | 57376 | AZNM | WECC Southwest | GEO | 23.5 |  | 64537 |  |  | 0 |  |  |  | 0
2021 | NV | Lahontan | 6521 | NWPP | WECC Northwest | WAT | 1.8 |  | 1434.999 |  |  | 0 |  |  |  | 0
2021 | NV | Las Vegas Generating Station | 10761 | AZNM | WECC Southwest | NG | 358.9 |  | 327973 | 2903648.082 | 12.27 | 0.074823 | 0.0084514 | EPA/NEI | 2903648.082 | 12.27
2021 | NV | Las Vegas WPCF Solar Plant | 58477 | AZNM | WECC Southwest | SUN | 3.3 |  | 6327 |  |  | 0 |  |  |  | 0
2021 | NV | Luning Energy | 61084 | NWPP | WECC Northwest | SUN | 50 |  | 126695 |  |  | 0 |  |  |  | 0
2021 | NV | McGinness Hills | 57446 | AZNM | WECC Southwest | GEO | 100 |  | 675170 |  |  | 0 |  |  |  | 0
2021 | NV | McGinness Hills 3 | 61912 | AZNM | WECC Southwest | GEO | 98.8 |  | 501703.001 |  |  | 0 |  |  |  | 0
2021 | NV | Moapa Southern Paiute | 57859 | AZNM | WECC Southwest | SUN | 250 |  | 606140 |  |  | 0 |  |  |  | 0
2021 | NV | Mountain View Solar | 58544 | AZNM | WECC Southwest | SUN | 20 |  | 53404 |  |  | 0 |  |  |  | 0
2021 | NV | Nellis Air Force Base Solar Array | 56568 | AZNM | WECC Southwest | SUN | 13.2 |  | 19179.999 |  |  | 0 |  |  |  | 0
2021 | NV | Nellis Solar PV II | 59919 | AZNM | WECC Southwest | SUN | 15 |  | 36357 |  |  | 0 |  |  |  | 0
2021 | NV | Nevada Cogen Assoc#1 GarnetVly | 54350 | AZNM | WECC Southwest | NG | 94.8 | 0.76404 | 716086 | 5127825.129 | 12.1206 | 0.033852 | 0.0047274 | EPA/NEI; Estimated using an emission factor | 6711472.368 | 15.8638
2021 | NV | Nevada Cogen Associates 2 Black Mountain | 54349 | AZNM | WECC Southwest | NG | 96.3 | 0.75984 | 723457 | 5048211.651 | 11.1825 | 0.030914 | 0.0044303 | EPA/NEI; Estimated using an emission factor | 6643806.443 | 14.717
2021 | NV | Nevada Solar One | 56405 | AZNM | WECC Southwest | NG | 75.7 |  | 97733 | 25664.074 | 0.12203 | 0.0024972 | 0.0095098 | NEI avg EF - PM, fuel type | 25664.074 | 0.12203
2021 | NV | New Lahontan | 50261 | NWPP | WECC Northwest | WAT | 4 |  | 8050 |  |  | 0 |  |  |  | 0
2021 | NV | NGP Blue Mountain I LLC | 56982 | AZNM | WECC Southwest | GEO | 63.9 |  | 222915 |  |  | 0 |  |  |  | 0
2021 | NV | North Valmy | 8224 | NWPP | WECC Northwest | BIT | 567 |  | 1568146 | 17081332.099 | 100.0659 | 0.12762 | 0.011716 | EPA/NEI | 17081332.099 | 100.0659
2021 | NV | NVSS-II | 62636 | NWPP | WECC Northwest | SUN | 15 |  | 32791 |  |  | 0 |  |  |  | 0
2021 | NV | Patua Acquisition Project, LLC | 58319 | NWPP | WECC Northwest | GEO | 58.6 |  | 136073.001 |  |  | 0 |  |  |  | 0
2021 | NV | Playa Solar 1, LLC | 59827 | AZNM | WECC Southwest | SUN | 79 |  | 206402 |  |  | 0 |  |  |  | 0
2021 | NV | Playa Solar 2 | 60261 | AZNM | WECC Southwest | SUN | 100 |  | 284762 |  |  | 0 |  |  |  | 0
2021 | NV | Republic Services Renewable Energy, LLC | 60792 | AZNM | WECC Southwest | LFG | 12 |  | 28196 | 467390 | 5.0478 | 0.35805 | 0.0216 | Estimated using an emission factor | 467390 | 5.0478
2021 | NV | Richard Burdette Geothermal | 56321 | NWPP | WECC Northwest | GEO | 30 |  | 116318 |  |  | 0 |  |  |  | 0
2021 | NV | River Mountains Solar | 59747 | AZNM | WECC Southwest | SUN | 14.4 |  | 28862 |  |  | 0 |  |  |  | 0
2021 | NV | Saguaro Power | 54271 | AZNM | WECC Southwest | NG | 127.2 | 0.70009 | 744370 | 4826050.073 | 12.9665 | 0.034839 | 0.0053736 | EPA/NEI; Estimated using an emission factor | 6893459.424 | 18.5212
2021 | NV | San Emidio | 57456 | AZNM | WECC Southwest | GEO | 11.8 |  | 88901 |  |  | 0 |  |  |  | 0
2021 | NV | Searchlight Solar | 59404 | AZNM | WECC Southwest | SUN | 17.5 |  | 47521 |  |  | 0 |  |  |  | 0
2021 | NV | Silver State Solar Power North | 57442 | AZNM | WECC Southwest | SUN | 52 |  | 115229 |  |  | 0 |  |  |  | 0
2021 | NV | Silver State Solar Power South | 58644 | CAMX | WECC California | SUN | 260.1 |  | 671951.001 |  |  | 0 |  |  |  | 0
2021 | NV | Silverhawk | 55841 | AZNM | WECC Southwest | NG | 664.7 |  | 1628992 | 12746861.653 | 75.92 | 0.093211 | 0.011912 | EPA/NEI | 12746861.653 | 75.92
2021 | NV | Soda Lake 3 | 63365 | NWPP | WECC Northwest | GEO | 26 |  | 124524
2021 | NV | Soda Lake Geothermal No I II | 52174 | NWPP | WECC Northwest | GEO | 10.5 |  | 0
2021 | NV | Solar Las Vegas MB 2, LLC | 60350 | AZNM | WECC Southwest | SUN | 1.5 |  | 1947 |  |  | 0 |  |  |  | 0
2021 | NV | Solar Las Vegas MB-1 | 59430 | AZNM | WECC Southwest | SUN | 4.9 |  | 8101 |  |  | 0 |  |  |  | 0
2021 | NV | Spectrum Solar PV Power Project | 58490 | AZNM | WECC Southwest | SUN | 30.2 |  | 81779 |  |  | 0 |  |  |  | 0
2021 | NV | Spring Valley Wind Project | 57192 | NWPP | WECC Northwest | WND | 150 |  | 339944 |  |  | 0 |  |  |  | 0
2021 | NV | Steamboat Hills LP | 50654 | NWPP | WECC Northwest | GEO | 31.6 |  | 210572 |  |  | 0 |  |  |  | 0
2021 | NV | Steamboat II | 54665 | NWPP | WECC Northwest | GEO | 18.2 |  | 50470 |  |  | 0 |  |  |  | 0
2021 | NV | Steamboat III | 54666 | NWPP | WECC Northwest | GEO | 18.2 |  | 54152 |  |  | 0 |  |  |  | 0
2021 | NV | Stillwater Facility | 50765 | NWPP | WECC Northwest | SUN | 69.2 |  | 138099 |  |  | 0 |  |  |  | 0
2021 | NV | Sun Peak Generating Station | 54854 | AZNM | WECC Southwest | NG | 222 |  | 73311 | 952096.134 | 2.53 | 0.069021 | 0.0053146 | EPA/NEI | 952096.134 | 2.53
2021 | NV | Sunshine Valley Solar | 59826 | CAMX | WECC California | SUN | 103.5 |  | 215303 |  |  | 0 |  |  |  | 0
2021 | NV | Techren Solar I LLC | 61611 | AZNM | WECC Southwest | SUN | 100 |  | 236180 |  |  | 0 |  |  |  | 0
2021 | NV | Techren Solar II LLC | 61930 | AZNM | WECC Southwest | SUN | 200 |  | 555063 |  |  | 0 |  |  |  | 0
2021 | NV | Techren Solar III LLC | 61931 | AZNM | WECC Southwest | SUN | 25 |  | 67795 |  |  | 0 |  |  |  | 0
2021 | NV | Techren Solar IV LLC | 61932 | AZNM | WECC Southwest | SUN | 25 |  | 67201 |  |  | 0 |  |  |  | 0
2021 | NV | Techren Solar V | 62440 | AZNM | WECC Southwest | SUN | 50 |  | 136711 |  |  | 0 |  |  |  | 0
2021 | NV | Tesla Reno GigaFactory | 64098 | NWPP | WECC Northwest | SUN | 1.8 |  | 1409 |  |  | 0 |  |  |  | 0
2021 | NV | Townsite Solar Project Hybrid | 60654 | AZNM | WECC Southwest | SUN | 270 |  | 18792 |  |  | 0 |  |  |  | 0
2021 | NV | Tracy | 2336 | NWPP | WECC Northwest | NG | 1032.9 |  | 4206378 | 33385027.667 | 109.1966 | 0.05192 | 0.0065417 | EPA/NEI | 33385027.667 | 109.1966
2021 | NV | TS Power Plant | 56224 | NWPP | WECC Northwest | SUB | 242 |  | 1192341 | 14380999.491 | 125.335 | 0.21023 | 0.017431 | NEI avg EF - PM, fuel type, firing type | 14380999.491 | 125.335
2021 | NV | Tungsten Mountain | 60785 | AZNM | WECC Southwest | GEO | 44.3 |  | 255780 |  |  | 0 |  |  |  | 0
2021 | NV | Turquoise Liberty Solar | 62980 | NWPP | WECC Northwest | SUN | 10 |  | 22223 |  |  | 0 |  |  |  | 0
2021 | NV | Turquoise Nevada, LLC | 63906 | NWPP | WECC Northwest | SUN | 60 |  | 103844 |  |  | 0 |  |  |  | 0
2021 | NV | Tuscarora Geothermal Power Plant | 57451 | AZNM | WECC Southwest | GEO | 32 |  | 133908 |  |  | 0 |  |  |  | 0
2021 | NV | Verdi | 6531 | NWPP | WECC Northwest | WAT | 2.4 |  | 12129 |  |  | 0 |  |  |  | 0
2021 | NV | Walter M. Higgins III Generating Station | 55687 | AZNM | WECC Southwest | NG | 688.4 |  | 2842790 | 21352516.716 | 88.02 | 0.061925 | 0.0082445 | EPA/NEI | 21352516.716 | 88.02
2021 | NV | Washoe | 6532 | NWPP | WECC Northwest | WAT | 2.6 |  | 3255 |  |  | 0 |  |  |  | 0
2021 | NV | Waste Management Lockwood LFGTE | 57166 | AZNM | WECC Southwest | LFG | 3.2 |  | 21768 | 232438 | 1.7084 | 0.15697 | 0.0147 | Estimated using an emission factor | 232438 | 1.7084
2021 | NV | Western 102 Power Plant | 56500 | AZNM | WECC Southwest | NG | 118.6 |  | 337287.996 | 2935055.004 | 0.6193 | 0.0036722 | 0.000422 | EPA/NEI; Estimated using an emission factor | 2935055.004 | 0.6193
2021 | NV | Whitegrass No. 1 | 63001 | AZNM | WECC Southwest | GEO | 6.4 |  | 19140.002 |  |  | 0 |  |  |  | 0
2021 | NY | 100 Brook Hill Drive Solar | 63292 | NYUP | NPCC Upstate NY | SUN | 2 |  | 2080 |  |  | 0 |  |  |  | 0
2021 | NY | 100 Lower | 65620 | NYUP | NPCC Upstate NY | SUN | 2
2021 | NY | 1639 RT 29 Solar 1 | 65785 | NEWE | NPCC New England | SUN | 4
2021 | NY | 1639 RT 29 Solar 2 | 65786 | NEWE | NPCC New England | SUN | 2.5
2021 | NY | 23rd and 3rd | 7910 | NYCW | NPCC NYC/Westchester | NG | 94 |  | 76406 | 850859.467 | 5.6659 | 0.14831 | 0.013318 | EPA/NEI | 850859.467 | 5.6659
2021 | NY | 25 Ashdown Road Solar, LLC | 62998 | NYUP | NPCC Upstate NY | SUN | 4 |  | 5934 |  |  | 0 |  |  |  | 0
2021 | NY | 456 Lower | 65621 | NYUP | NPCC Upstate NY | SUN | 1.4
2021 | NY | 59th Street | 2503 | NYCW | NPCC NYC/Westchester | NG | 17.1 |  | 978 | 17308 | 0.056615 | 0.11578 | 0.0065421 | EPA/NEI | 17308 | 0.056615
2021 | NY | 6140 Route 209 - North | 64046 | NYUP | NPCC Upstate NY | SUN | 4 |  | 6086 |  |  | 0 |  |  |  | 0
2021 | NY | 74th Street | 2504 | NYCW | NPCC NYC/Westchester | KER | 37 |  | 786 | 11330.8 | 0 | 0 | 0 | EPA/NEI | 11330.8 | 0
2021 | NY | 98th Street Battery Storage Station | 62839 | NYCW | NPCC NYC/Westchester | MWH | 2 |  | 80 | 0 |  | 0 |  |  | 0 | 0
2021 | NY | Adirondack Solar | 63772 | NYUP | NPCC Upstate NY | SUN | 1.1 |  | 1644 |  |  | 0 |  |  |  | 0
2021 | NY | Aegis CSG | 63059 | NYUP | NPCC Upstate NY | SUN | 2 |  | 3349 |  |  | 0 |  |  |  | 0
2021 | NY | AES Tonawanda Solar LLC | 63161 | NYUP | NPCC Upstate NY | SUN | 2 |  | 3154 |  |  | 0 |  |  |  | 0
2021 | NY | AG - Energy | 10803 | NYUP | NPCC Upstate NY | NG | 26.9 |  |  |  | 0.47001 |  |  | EPA/NEI; Estimated using an emission factor |  | 0.47001
2021 | NY | Al Turi | 10549 | NYUP | NPCC Upstate NY | LFG | 2.4 |  | 0
2021 | NY | Albany Medical Ctr Cogen Plant | 59453 | NYUP | NPCC Upstate NY | NG | 4.3 | 0.33929 | 32713 | 188418.648 | 0.75523 | 0.046173 | 0.0080165 | NEI avg EF - PM, fuel type | 555332 | 2.2259
2021 | NY | Albert Einstein College of Medicine | 62398 | NYCW | NPCC NYC/Westchester | DFO | 8.4 |  | 6 | 816 | 0.12347 | 41.1575 | 0.30263 | Estimated using an emission factor | 816 | 0.12347
2021 | NY | Alice Falls Hydro Project | 54391 | NYUP | NPCC Upstate NY | WAT | 2.1 |  | 4231 |  |  | 0 |  |  |  | 0
2021 | NY | Allegany Station No. 133 | 10619 | NYUP | NPCC Upstate NY | NG | 67 |  | 14990 | 130143.225 | 0.34967 | 0.046653 | 0.0053736 | NEI avg EF - PM, fuel type, firing type | 130143.225 | 0.34967
2021 | NY | Allens Falls | 2540 | NYUP | NPCC Upstate NY | WAT | 4 |  | 21576 |  |  | 0 |  |  |  | 0
2021 | NY | Allis Medina Solar LLC CSG | 63129 | NYUP | NPCC Upstate NY | SUN | 5 |  | 8199 |  |  | 0 |  |  |  | 0
2021 | NY | Altice - Hicksville | 65212 | NYLI | NPCC Long Island | NG | 2 |  | 4883 |  | 0 | 0 |  | Estimated using an emission factor |  | 0
2021 | NY | Altona | 56901 | NYUP | NPCC Upstate NY | WND | 97.5 |  | 162493 |  |  | 0 |  |  |  | 0
2021 | NY | Amazon JFK8 Solar Project | 64351 | NYCW | NPCC NYC/Westchester | SUN | 4.9 |  | 2793 |  |  | 0 |  |  |  | 0
2021 | NY | Amsterdam North | 61904 | NYUP | NPCC Upstate NY | SUN | 2 |  | 3145 |  |  | 0 |  |  |  | 0
2021 | NY | Amsterdam South | 61905 | NYUP | NPCC Upstate NY | SUN | 2 |  | 3335 |  |  | 0 |  |  |  | 0
2021 | NY | Anheuser-Busch Baldwinsville | 61575 | NYUP | NPCC Upstate NY | SUN | 2 |  | 2842 |  |  | 0 |  |  |  | 0
2021 | NY | Arkwright Summit Wind Farm LLC | 61673 | NYUP | NPCC Upstate NY | WND | 78.4 |  | 233519 |  |  | 0 |  |  |  | 0
2021 | NY | Arthur Kill | 2490 | NYCW | NPCC NYC/Westchester | NG | 895.5 |  | 875476 | 9781856.547 | 70.9867 | 0.16217 | 0.014514 | EPA/NEI | 9781856.547 | 70.9867
2021 | NY | Ashokan | 88 | NYUP | NPCC Upstate NY | WAT | 4.6 |  | 7104 |  |  | 0 |  |  |  | 0
2021 | NY | Astoria Energy | 55375 | NYCW | NPCC NYC/Westchester | NG | 1245 |  | 5899776 | 43254823.763 | 116.2161 | 0.039397 | 0.0053736 | NEI avg EF - PM, fuel type, firing type | 43254823.763 | 116.2161
2021 | NY | Astoria Gas Turbine Power | 55243 | NYCW | NPCC NYC/Westchester | NG | 502.8 |  | 37394.004 | 546992 | 46.7701 | 2.5015 | 0.17101 | EPA/NEI | 546992 | 46.7701
2021 | NY | Astoria Generating Station | 8906 | NYCW | NPCC NYC/Westchester | NG | 1345 |  |  | 8451668.048 | 61.1182 |  | 0.014463 | EPA/NEI | 8451668.048 | 61.1182
2021 | NY | Athens Generating Company | 55405 | NYUP | NPCC Upstate NY | NG | 1221.6 |  | 1770428 | 12872220.831 | 20.46 | 0.023113 | 0.0031789 | EPA/NEI | 12872220.831 | 20.46
2021 | NY | ATT Jericho | 62572 | NYLI | NPCC Long Island | NG | 1 |  | 7797 |  | 0 | 0 |  | Estimated using an emission factor |  | 0
2021 | NY | Auburn LFG Energy Facility | 57636 | NYUP | NPCC Upstate NY | LFG | 2.2
2021 | NY | Baer Road CSG | 62034 | NYUP | NPCC Upstate NY | SUN | 2 |  | 2774 |  |  | 0 |  |  |  | 0
2021 | NY | Barneveld Solar | 63279 | NYUP | NPCC Upstate NY | SUN | 1 |  | 1341 |  |  | 0 |  |  |  | 0
2021 | NY | Bassett Medical Center | 54863 | NYUP | NPCC Upstate NY | DFO | 5.6 |  | 33 | 348 | 0.05394 | 3.2691 | 0.31 | Estimated using an emission factor | 348 | 0.05394
2021 | NY | Batavia Energy | 54593 | NYUP | NPCC Upstate NY | NG | 67.3 | 1 | 15793 | 151249.599 | 0.4948 | 0.062661 | 0.0065429 | EPA/NEI | 151249.599 | 0.4948
2021 | NY | Bayswater Peaking Facility | 55699 | NYLI | NPCC Long Island | NG | 60.5 |  | 79341 | 1356599.178 | 2.9537 | 0.074455 | 0.0043545 | EPA/NEI | 1356599.178 | 2.9537
2021 | NY | Beals Medina Solar LLC CSG | 63130 | NYUP | NPCC Upstate NY | SUN | 3.5 |  | 5711 |  |  | 0 |  |  |  | 0
2021 | NY | Beardslee | 2543 | NYUP | NPCC Upstate NY | WAT | 20 |  | 51227 |  |  | 0 |  |  |  | 0
2021 | NY | Beaver Falls, LLC | 10617 | NYUP | NPCC Upstate NY | NG | 107.8 | 0.62825 | 4231 | 25331.137 | 0.061424 | 0.029035 | 0.0048497 | EPA/NEI | 40319.946 | 0.097769
2021 | NY | Beebee Island Hydro Plant | 10531 | NYUP | NPCC Upstate NY | WAT | 9 |  | 47079 |  |  | 0 |  |  |  | 0
2021 | NY | Belfort | 2544 | NYUP | NPCC Upstate NY | WAT | 2 |  | 10431 |  |  | 0 |  |  |  | 0
2021 | NY | Bellisario Solar 1 | 64593 | NYUP | NPCC Upstate NY | SUN | 5 |  | 4444 |  |  | 0 |  |  |  | 0
2021 | NY | Bellisario Solar 2 | 64594 | NYUP | NPCC Upstate NY | SUN | 5 |  | 418 |  |  | 0 |  |  |  | 0
2021 | NY | Bellisario Solar 3 | 64595 | NYUP | NPCC Upstate NY | SUN | 5 |  | 3350 |  |  | 0 |  |  |  | 0
2021 | NY | Bennett | 63410 | NYUP | NPCC Upstate NY | SUN | 1.4 |  | 1671 |  |  | 0 |  |  |  | 0
2021 | NY | Bennetts Bridge | 2545 | NYUP | NPCC Upstate NY | WAT | 36 |  | 84801 |  |  | 0 |  |  |  | 0
2021 | NY | Bethlehem - East | 60477 | NYUP | NPCC Upstate NY | SUN | 1.7 |  | 2099 |  |  | 0 |  |  |  | 0
2021 | NY | Bethlehem - West | 60478 | NYUP | NPCC Upstate NY | SUN | 1 |  | 2099 |  |  | 0 |  |  |  | 0
2021 | NY | Bethlehem Energy Center (Albany) | 2539 | NYUP | NPCC Upstate NY | NG | 893.1 |  | 5305298 | 36419578.909 | 144.361 | 0.054421 | 0.0079277 | EPA/NEI | 36419578.909 | 144.361
2021 | NY | Bethlehem Solar | 63079 | NYUP | NPCC Upstate NY | SUN | 1.7 |  | 2598 |  |  | 0 |  |  |  | 0
2021 | NY | Bethpage Energy Center | 50292 | NYLI | NPCC Long Island | NG | 240 | 1 | 681195 | 6420506.551 | 7.2969 | 0.021424 | 0.002273 | EPA/NEI | 6420506.551 | 7.2969
2021 | NY | Big Tree Community Solar Farm | 62476 | NYUP | NPCC Upstate NY | SUN | 2 |  | 2765 |  |  | 0 |  |  |  | 0
2021 | NY | Black River | 2546 | NYUP | NPCC Upstate NY | WAT | 6 |  | 33254.001 |  |  | 0 |  |  |  | 0
2021 | NY | Black River Generation, LLC | 10464 | NYUP | NPCC Upstate NY | WDS | 55.5 |  | 296791 | 5817354.453 | 55.6504 | 0.37501 | 0.019133 | EPA/NEI | 5817354.453 | 55.6504
2021 | NY | Black River Hydro Associates | 10687 | NYUP | NPCC Upstate NY | WAT | 5.7 |  | 15515.001 |  |  | 0 |  |  |  | 0
2021 | NY | Blake | 2547 | NYUP | NPCC Upstate NY | WAT | 15 |  | 56762 |  |  | 0 |  |  |  | 0
2021 | NY | Blanchard Road 1 Community Solar | 64084 | NYUP | NPCC Upstate NY | SUN | 5 |  | 7072 |  |  | 0 |  |  |  | 0
2021 | NY | Blanchard Road 2 Community Solar | 64087 | NYUP | NPCC Upstate NY | SUN | 5 |  | 7461 |  |  | 0 |  |  |  | 0
2021 | NY | Blenheim Gilboa | 2691 | NYUP | NPCC Upstate NY | WAT | 1000 |  | -148232 |  |  | 0 |  |  |  | 0
2021 | NY | Bliss | 56620 | NYUP | NPCC Upstate NY | WND | 100.5 |  | 175497 |  |  | 0 |  |  |  | 0
2021 | NY | Bloom-Altice Fuel Cell | 64143 | NYLI | NPCC Long Island | NG | 2 |  | 17567 |  | 0 | 0 |  | Estimated using an emission factor |  | 0
2021 | NY | Bluestone | 63750 | NYUP | NPCC Upstate NY | SUN | 2 |  | 2689 |  |  | 0 |  |  |  | 0
2021 | NY | Blydenburgh Solar Project | 61900 | NYLI | NPCC Long Island | SUN | 1.5 |  | 2432 |  |  | 0 |  |  |  | 0
2021 | NY | Boas Rd #1 Community Solar Farm | 62530 | NYUP | NPCC Upstate NY | SUN | 2 |  | 3146 |  |  | 0 |  |  |  | 0
2021 | NY | Boas Rd #2 Community Solar Farm | 62531 | NYUP | NPCC Upstate NY | SUN | 2 |  | 3169 |  |  | 0 |  |  |  | 0
2021 | NY | Boas Rd #3 Community Solar Farm | 62532 | NYUP | NPCC Upstate NY | SUN | 2 |  | 3133 |  |  | 0 |  |  |  | 0
2021 | NY | Boas Rd #4 Community Solar Farm | 62533 | NYUP | NPCC Upstate NY | SUN | 2 |  | 2871 |  |  | 0 |  |  |  | 0
2021 | NY | Bowline Generating Station | 2625 | NYUP | NPCC Upstate NY | NG | 1242 |  | 979156 | 10186518.919 | 37.0735 | 0.075725 | 0.0072789 | EPA/NEI | 10186518.919 | 37.0735
2021 | NY | Breesport Road Community Solar Farm | 62157 | NYUP | NPCC Upstate NY | SUN | 2 |  | 3103 |  |  | 0 |  |  |  | 0
2021 | NY | Brentwood | 7912 | NYLI | NPCC Long Island | NG | 47 |  | 62629 | 667723.485 | 2.2112 | 0.070612 | 0.006623 | EPA/NEI | 667723.485 | 2.2112
2021 | NY | Brentwood Solar | 58785 | NYLI | NPCC Long Island | SUN | 1 |  | 909 |  |  | 0 |  |  |  | 0
2021 | NY | Brick Church Solar | 64017 | NYUP | NPCC Upstate NY | SUN | 4 |  | 6043 |  |  | 0 |  |  |  | 0
2021 | NY | Bright Field Solar LLC(CSG) | 64554 | NYUP | NPCC Upstate NY | SUN | 4 |  | 85 |  |  | 0 |  |  |  | 0
2021 | NY | Bright Hill Solar LLC(CSG) | 64556 | NYUP | NPCC Upstate NY | SUN | 5 |  | 50 |  |  | 0 |  |  |  | 0
2021 | NY | Bright Oak Solar LLC(CSG) | 64555 | NYUP | NPCC Upstate NY | SUN | 4 |  | 117 |  |  | 0 |  |  |  | 0
2021 | NY | Broadalbin | 61847 | NYUP | NPCC Upstate NY | SUN | 2 |  | 3153 |  |  | 0 |  |  |  | 0
2021 | NY | Broadalbin-Perth Solar | 61958 | NYUP | NPCC Upstate NY | SUN | 1.5 |  | 2165 |  |  | 0 |  |  |  | 0
2021 | NY | Bronx Zoo | 50427 | NYCW | NPCC NYC/Westchester | NG | 3.6 | 0.45269 | 20569.001 | 120769.535 | 0.025482 | 0.0024777 | 0.000422 | Estimated using an emission factor | 266783.999 | 0.056291
2021 | NY | Brookfield Power Glen Falls Hydro | 56936 | NYUP | NPCC Upstate NY | WAT | 11.8 |  | 56930.001 |  |  | 0 |  |  |  | 0
2021 | NY | Brooklyn Hospital Center | 62002 | NYCW | NPCC NYC/Westchester | DFO | 1.4 |  | 7 | 147 | 0.022785 | 6.51 | 0.31 | Estimated using an emission factor | 147 | 0.022785
2021 | NY | Brooklyn Navy Yard Cogeneration | 54914 | NYCW | NPCC NYC/Westchester | NG | 322 | 0.67168 | 1990264 | 12189152.094 | 9.2637 | 0.009309 | 0.00152 | EPA/NEI | 18147278.4 | 13.7919
2021 | NY | Broome County | 60507 | NYUP | NPCC Upstate NY | SUN | 4 |  | 5773 |  |  | 0 |  |  |  | 0
2021 | NY | Browns Falls | 2548 | NYUP | NPCC Upstate NY | WAT | 16 |  | 42341 |  |  | 0 |  |  |  | 0
2021 | NY | Burritt Rd Community Solar Farm | 62480 | NYUP | NPCC Upstate NY | SUN | 2 |  | 3196 |  |  | 0 |  |  |  | 0
2021 | NY | Burrstone Energy Center | 62920 | NYUP | NPCC Upstate NY | NG | 3.6 | 0.96498 | 20008.001 | 223573.98 | 0.047174 | 0.0047155 | 0.000422 | Estimated using an emission factor | 231687 | 0.048886
2021 | NY | Cadyville | 2522 | NYUP | NPCC Upstate NY | WAT | 5.5 |  | 15912 |  |  | 0 |  |  |  | 0
2021 | NY | Caithness Long Island Energy Center | 56234 | NYLI | NPCC Long Island | NG | 348.9 |  | 2480766 | 17335339.534 | 46.5762 | 0.03755 | 0.0053736 | NEI avg EF - PM, fuel type, firing type | 17335339.534 | 46.5762
2021 | NY | Calabro Airport North Solar Project | 63497 | NYLI | NPCC Long Island | SUN | 1.3 |  | 2235 |  |  | 0 |  |  |  | 0
2021 | NY | Calabro Airport South Solar Project | 63498 | NYLI | NPCC Long Island | SUN | 1.2 |  | 2065 |  |  | 0 |  |  |  | 0
2021 | NY | Call Farms 1 | 61470 | NYUP | NPCC Upstate NY | SUN | 2 |  | 3154 |  |  | 0 |  |  |  | 0
2021 | NY | Call Farms 3 | 61471 | NYUP | NPCC Upstate NY | SUN | 2 |  | 3125 |  |  | 0 |  |  |  | 0
2021 | NY | Calverton | 60452 | NYLI | NPCC Long Island | SUN | 3 |  | 0
2021 | NY | Camden CSD Solar Array | 61604 | NYUP | NPCC Upstate NY | SUN | 1.8 |  | 2593 |  |  | 0 |  |  |  | 0
2021 | NY | Canandaigua Solar Array | 61043 | NYUP | NPCC Upstate NY | SUN | 2 |  | 2694 |  |  | 0 |  |  |  | 0
2021 | NY | Canandaigua Westbrook Solar Array | 61042 | NYUP | NPCC Upstate NY | SUN | 1.3 |  | 1856 |  |  | 0 |  |  |  | 0
2021 | NY | Carr Street Generating Station | 50978 | NYUP | NPCC Upstate NY | NG | 122.6 | 1 | 139083 | 1334900.579 | 7.724 | 0.11107 | 0.011572 | EPA/NEI | 1334900.579 | 7.724
2021 | NY | Carthage Energy | 10620 | NYUP | NPCC Upstate NY | NG | 62.9 |  | 4920 | 45166.892 | 0.15758 | 0.064057 | 0.0069776 | EPA/NEI | 45166.892 | 0.15758
2021 | NY | Carver Falls | 6456 | NEWE | NPCC New England | WAT | 1.9 |  | 5838 |  |  | 0 |  |  |  | 0
2021 | NY | Cassadaga Wind Farm | 58777 | NYUP | NPCC Upstate NY | WND | 124 |  | 113411 |  |  | 0 |  |  |  | 0
2021 | NY | Castleton | 65643 | NYUP | NPCC Upstate NY | SUN | 5 |  | 2857 |  |  | 0 |  |  |  | 0
2021 | NY | Castleton Power, LLC | 10190 | NYUP | NPCC Upstate NY | NG | 72 |  | 145326 | 1374700.171 | 2.3491 | 0.032329 | 0.0034176 | EPA/NEI | 1374700.171 | 2.3491
2021 | NY | Catlin Solar 1 LLC | 63372 | NYUP | NPCC Upstate NY | SUN | 4 |  | 6664 |  |  | 0 |  |  |  | 0
2021 | NY | CBP Solar | 62613 | NYCW | NPCC NYC/Westchester | SUN | 1.8 |  | 2336 |  |  | 0 |  |  |  | 0
2021 | NY | CEC, LLC Westtown B | 65597 | NYUP | NPCC Upstate NY | SUN | 2
2021 | NY | Cedar Creek PV | 61376 | NYLI | NPCC Long Island | SUN | 1.8 |  | 2964 |  |  | 0 |  |  |  | 0
2021 | NY | Center Falls | 10853 | NYUP | NPCC Upstate NY | WAT | 1.1 |  | 1133 |  |  | 0 |  |  |  | 0
2021 | NY | Central Hudson High Falls | 579 | NYUP | NPCC Upstate NY | WAT | 3.2 |  | 6071 |  |  | 0 |  |  |  | 0
2021 | NY | Certain Solar - Staten Island | 65201 | NYCW | NPCC NYC/Westchester | NG | 7.5 |  | 66004.999 |  | 0 | 0 |  | Estimated using an emission factor |  | 0
2021 | NY | CES Marbletown Solar | 63729 | NYUP | NPCC Upstate NY | SUN | 3 |  | 3256 |  |  | 0 |  |  |  | 0
2021 | NY | Chaffee Gas Recovery | 56526 | NYUP | NPCC Upstate NY | LFG | 6.4 |  | 37097 | 446733 | 3.2835 | 0.17702 | 0.0147 | Estimated using an emission factor | 446733 | 3.2835
2021 | NY | Chambers 3 - Erie County Alden | 65233 | NYUP | NPCC Upstate NY | SUN | 2 |  | 2894 |  |  | 0 |  |  |  | 0
2021 | NY | Chambers 3 - Lewis County | 65232 | NYUP | NPCC Upstate NY | SUN | 2 |  | 2581 |  |  | 0 |  |  |  | 0
2021 | NY | Chambers Road Solar | 62860 | NYUP | NPCC Upstate NY | SUN | 4 |  | 6049 |  |  | 0 |  |  |  | 0
2021 | NY | Charles P Keller | 2695 | NYLI | NPCC Long Island | DFO | 29.4 |  | 32 | 2767 | 0.42889 | 26.8053 | 0.31 | Estimated using an emission factor | 2767 | 0.42889
2021 | NY | Chasm | 2550 | NYUP | NPCC Upstate NY | WAT | 3 |  | 17331 |  |  | 0 |  |  |  | 0
2021 | NY | Chasm Hydro Partnership | 50315 | NYUP | NPCC Upstate NY | WAT | 1.6 |  | 0
2021 | NY | Chateaugay | 56904 | NYUP | NPCC Upstate NY | WND | 106.5 |  | 175292 |  |  | 0 |  |  |  | 0
2021 | NY | Chateaugay High Falls Hydro | 50093 | NYUP | NPCC Upstate NY | WAT | 1.7 |  | 2700 |  |  | 0 |  |  |  | 0
2021 | NY | Chautauqua LFGTE Facility | 57186 | NYUP | NPCC Upstate NY | LFG | 9.6 |  | 38848.002 | 425827.002 | 3.1298 | 0.16113 | 0.0147 | Estimated using an emission factor | 425827.002 | 3.1298
2021 | NY | Chenango Solar | 63450 | NYUP | NPCC Upstate NY | SUN | 4.9 |  | 6579 |  |  | 0 |  |  |  | 0
2021 | NY | Chester CSG | 62761 | NYUP | NPCC Upstate NY | SUN | 2 |  | 3321 |  |  | 0 |  |  |  | 0
2021 | NY | City of Rochester Solar | 61804 | NYUP | NPCC Upstate NY | SUN | 1.8 |  | 2703 |  |  | 0 |  |  |  | 0
2021 | NY | CJ Solar I, LLC | 61719 | NYUP | NPCC Upstate NY | SUN | 2 |  | 3446 |  |  | 0 |  |  |  | 0
2021 | NY | Clarkson Solar | 59623 | NYUP | NPCC Upstate NY | SUN | 2 |  | 2029 |  |  | 0 |  |  |  | 0
2021 | NY | Clarkstown Landfill Solar Facility | 60004 | NYUP | NPCC Upstate NY | SUN | 2 |  | 2712 |  |  | 0 |  |  |  | 0
2021 | NY | Clay Solar CSG | 64373 | NYUP | NPCC Upstate NY | SUN | 5 |  | 293 |  |  | 0 |  |  |  | 0
2021 | NY | Clifton Park Solar 1, LLC | 64680 | NYUP | NPCC Upstate NY | SUN | 5 |  | 8264 |  |  | 0 |  |  |  | 0
2021 | NY | Clifton Park Solar 2, LLC | 64681 | NYUP | NPCC Upstate NY | SUN | 2 |  | 3266 |  |  | 0 |  |  |  | 0
2021 | NY | Clinton | 56618 | NYUP | NPCC Upstate NY | WND | 100.5 |  | 151380 |  |  | 0 |  |  |  | 0
2021 | NY | Clinton LFGTE Facility | 56986 | NYUP | NPCC Upstate NY | LFG | 6.4 |  | 38416 | 430169 | 3.1617 | 0.16461 | 0.0147 | Estimated using an emission factor | 430169 | 3.1617
2021 | NY | CMR Solar LLC | 62486 | NYUP | NPCC Upstate NY | SUN | 2 |  | 3559 |  |  | 0 |  |  |  | 0
2021 | NY | Cohalan | 58790 | NYLI | NPCC Long Island | SUN | 4 |  | 5068 |  |  | 0 |  |  |  | 0
2021 | NY | Cohocton Wind Project | 56634 | NYUP | NPCC Upstate NY | WND | 87.5 |  | 117446 |  |  | 0 |  |  |  | 0
2021 | NY | Colonie LFGTE Facility | 56324 | NYUP | NPCC Upstate NY | LFG | 6.4 |  | 34490 | 451308 | 3.3171 | 0.19235 | 0.0147 | Estimated using an emission factor | 451308 | 3.3171
2021 | NY | Colton | 2551 | NYUP | NPCC Upstate NY | WAT | 30 |  | 186921 |  |  | 0 |  |  |  | 0
2021 | NY | Columbia University - Johnson Farms | 61576 | NYUP | NPCC Upstate NY | SUN | 2 |  | 3442 |  |  | 0 |  |  |  | 0
2021 | NY | Columbia University - Minisink | 61578 | NYUP | NPCC Upstate NY | SUN | 2 |  | 3452 |  |  | 0 |  |  |  | 0
2021 | NY | Copenhagen Plant | 10545 | NYUP | NPCC Upstate NY | WAT | 3.3 |  | 8501 |  |  | 0 |  |  |  | 0
2021 | NY | Copenhagen Wind Farm | 58979 | NYUP | NPCC Upstate NY | WND | 79.9 |  | 240181 |  |  | 0 |  |  |  | 0
2021 | NY | Cornell Geneva Solar Farm | 60150 | NYUP | NPCC Upstate NY | SUN | 2 |  | 3010 |  |  | 0 |  |  |  | 0
2021 | NY | Cornell Hydro | 10286 | NYUP | NPCC Upstate NY | WAT | 1.9 |  | 7950 |  |  | 0 |  |  |  | 0
2021 | NY | Cornell Snyder Road Solar Array | 59470 | NYUP | NPCC Upstate NY | SUN | 1.8 |  | 1721 |  |  | 0 |  |  |  | 0
2021 | NY | Cornell University Ithaca Campus | 50368 | NYUP | NPCC Upstate NY | NG | 39.5 | 0.43384 | 210970 | 799682.527 | 2.1486 | 0.020368 | 0.0053736 | NEI avg EF - PM, fuel type, firing type | 1843275.336 | 4.9525
2021 | NY | Corning Riverview (CSG) | 64310 | NYUP | NPCC Upstate NY | SUN | 5 |  | 6100 |  |  | 0 |  |  |  | 0
2021 | NY | Cortlandville I Solar CSG | 64371 | NYUP | NPCC Upstate NY | SUN | 5 |  | 587 |  |  | 0 |  |  |  | 0
2021 | NY | COU Solar I, LLC | 61720 | NYUP | NPCC Upstate NY | SUN | 1.5 |  | 2442 |  |  | 0 |  |  |  | 0
2021 | NY | County of Dutchess, NY (Airport) | 64445 | NYUP | NPCC Upstate NY | SUN | 1.8 |  | 3031 |  |  | 0 |  |  |  | 0
2021 | NY | County Road 16 | 64126 | NYUP | NPCC Upstate NY | SUN | 2 |  | 2803 |  |  | 0 |  |  |  | 0
2021 | NY | County Route 11 Community Solar Farm | 62507 | NYUP | NPCC Upstate NY | SUN | 4.1 |  | 5772 |  |  | 0 |  |  |  | 0
2021 | NY | Covanta Babylon Inc | 50649 | NYLI | NPCC Long Island | MSW | 17 | 1 | 114973 | 2482422.778 |  |  |  |  | 2482422.778
2021 | NY | Covanta Hempstead | 10642 | NYLI | NPCC Long Island | MSW | 78.6 | 1 | 584496 | 10198967.468 |  |  |  |  | 10198967.468
2021 | NY | Covanta Niagara | 50472 | NYUP | NPCC Upstate NY | NG | 50 | 0.12632 | 189130 | 847019.866 | 37.1427 | 0.39277 | 0.087702 | EPA/NEI; Estimated using an emission factor | 6705239.718 | 294.0318
2021 | NY | Cream Street Solar | 65775 | NEWE | NPCC New England | SUN | 2
2021 | NY | Crescent | 2685 | NYUP | NPCC Upstate NY | WAT | 11.6 |  | 69687 |  |  | 0 |  |  |  | 0
2021 | NY | Cricket Valley Energy Center | 57185 | NYCW | NPCC NYC/Westchester | NG | 1312.5 |  | 5003988 | 34947987.394 | 93.7408 | 0.037466 | 0.0053646 | EPA/NEI | 34947987.394 | 93.7408
2021 | NY | Croton Solar | 65647 | NYCW | NPCC NYC/Westchester | SUN | 3
2021 | NY | Cummins, Inc | 60453 | NYUP | NPCC Upstate NY | SUN | 1.8 |  | 0
2021 | NY | Curtis Palmer Hydroelectric | 54580 | NYUP | NPCC Upstate NY | WAT | 59 |  | 345566 |  |  | 0 |  |  |  | 0
2021 | NY | Czub CSG | 63057 | NYUP | NPCC Upstate NY | SUN | 2 |  | 3510 |  |  | 0 |  |  |  | 0
2021 | NY | Dahowa Hydro | 50280 | NYUP | NPCC Upstate NY | WAT | 10.5 |  | 18232 |  |  | 0 |  |  |  | 0
2021 | NY | DANC LFGTE Facility | 56958 | NYUP | NPCC Upstate NY | LFG | 6.4 |  | 32028 | 360019 | 2.6461 | 0.16524 | 0.0147 | Estimated using an emission factor | 360019 | 2.6461
2021 | NY | Danskammer Generating Station | 2480 | NYUP | NPCC Upstate NY | NG | 537.4 |  | 12963 | 147985.455 | 0.43827 | 0.067619 | 0.0059232 | EPA/NEI | 147985.455 | 0.43827
2021 | NY | Dashville | 2481 | NYUP | NPCC Upstate NY | WAT | 4.8 |  | 18837 |  |  | 0 |  |  |  | 0
2021 | NY | Daum Solar | 62412 | NYUP | NPCC Upstate NY | SUN | 4 |  | 6085 |  |  | 0 |  |  |  | 0
2021 | NY | Deer Park | 58786 | NYLI | NPCC Long Island | SUN | 2.5 |  | 3654 |  |  | 0 |  |  |  | 0
2021 | NY | Deferiet | 2552 | NYUP | NPCC Upstate NY | WAT | 12 |  | 52220.001 |  |  | 0 |  |  |  | 0
2021 | NY | Dennison | 58787 | NYLI | NPCC Long Island | SUN | 2 |  | 2375 |  |  | 0 |  |  |  | 0
2021 | NY | Dexter Plant | 10538 | NYUP | NPCC Upstate NY | WAT | 4.2 |  | 15010 |  |  | 0 |  |  |  | 0
2021 | NY | Diamond Island Plant | 10540 | NYUP | NPCC Upstate NY | WAT | 1.2 |  | 3926.001 |  |  | 0 |  |  |  | 0
2021 | NY | Diana Hydroelectric | 10237 | NYUP | NPCC Upstate NY | WAT | 1.8 |  | 6074 |  |  | 0 |  |  |  | 0
2021 | NY | DOCCS Eastern | 65298 | NYUP | NPCC Upstate NY | SUN | 5 |  | 515 |  |  | 0 |  |  |  | 0
2021 | NY | DOCCS Greenhaven | 65300 | NYUP | NPCC Upstate NY | SUN | 3.7 |  | 452 |  |  | 0 |  |  |  | 0
2021 | NY | DOCCS Midstate | 65297 | NYUP | NPCC Upstate NY | SUN | 3.8 |  | 77 |  |  | 0 |  |  |  | 0
2021 | NY | DOCCS Wende | 65299 | NYUP | NPCC Upstate NY | SUN | 5 |  | 0
2021 | NY | Dolgeville Hydro | 10238 | NYUP | NPCC Upstate NY | WAT | 5 |  | 12049 |  |  | 0 |  |  |  | 0
2021 | NY | Dover CSG | 63106 | NYUP | NPCC Upstate NY | SUN | 2 |  | 3523 |  |  | 0 |  |  |  | 0
2021 | NY | Dryden Rd #2 Community Solar Farm CSG | 62477 | NYUP | NPCC Upstate NY | SUN | 1.3 |  | 1948 |  |  | 0 |  |  |  | 0
2021 | NY | Duanesburg | 61863 | NYUP | NPCC Upstate NY | SUN | 2 |  | 3118 |  |  | 0 |  |  |  | 0
2021 | NY | Dunkirk Generating Plant | 2554 | NYUP | NPCC Upstate NY | SUB | 531.2
2021 | NY | Dunn Paper | 54878 | NYUP | NPCC Upstate NY | WAT | 1 |  | 5498 |  |  | 0 |  |  |  | 0
2021 | NY | Dusenberry | 64715 | NEWE | NPCC New England | SUN | 5 |  | 17 |  |  | 0 |  |  |  | 0
2021 | NY | Dutch Hill Wind Project | 56633 | NYUP | NPCC Upstate NY | WND | 37.5 |  | 50334 |  |  | 0 |  |  |  | 0
2021 | NY | Dutchess Cnty Resource Recovery Facility | 10305 | NYUP | NPCC Upstate NY | MSW | 9.2 | 0.80708 | 40309 | 1114085.643 | 86.8987 | 4.3116 | 0.156 | Estimated using an emission factor | 1380398 | 107.671
2021 | NY | E F Barrett | 2511 | NYLI | NPCC Long Island | NG | 669.2 |  | 1516831.998 | 16738245.558 | 120.8145 | 0.1593 | 0.014436 | EPA/NEI | 16738245.558 | 120.8145
2021 | NY | E J West | 6527 | NYUP | NPCC Upstate NY | WAT | 22 |  | 65118 |  |  | 0 |  |  |  | 0
2021 | NY | Eagle | 2555 | NYUP | NPCC Upstate NY | WAT | 6 |  | 30092 |  |  | 0 |  |  |  | 0
2021 | NY | East Fishkill CSG | 65752 | NYUP | NPCC Upstate NY | SUN | 2
2021 | NY | East Hampton Energy Storage Center | 62733 | NYLI | NPCC Long Island | MWH | 5 |  | -314 | 0 |  | 0 |  |  | 0 | 0
2021 | NY | East Hampton Facility | 2512 | NYLI | NPCC Long Island | DFO | 27.3 |  | 12986.001 | 149827.988 | 0.82581 | 0.12718 | 0.011023 | EPA/NEI | 149827.988 | 0.82581
2021 | NY | East Norfolk | 2561 | NYUP | NPCC Upstate NY | WAT | 4 |  | 23880 |  |  | 0 |  |  |  | 0
2021 | NY | East Pulaski BESS | 62981 | NYUP | NPCC Upstate NY | MWH | 2 |  | -187 | 0 |  | 0 |  |  | 0 | 0
2021 | NY | East River | 2493 | NYCW | NPCC NYC/Westchester | NG | 716.2 | 0.63849 | 3180810 | 23823582.908 | 105.3244 | 0.066225 | 0.008842 | EPA/NEI | 37312492.95 | 164.9591
2021 | NY | Edgewood Energy | 55786 | NYLI | NPCC Long Island | NG | 100 |  | 137242 | 1436857.792 | 9.483 | 0.13819 | 0.0132 | EPA/NEI | 1436857.792 | 9.483
2021 | NY | Eel Weir | 2556 | NYUP | NPCC Upstate NY | WAT | 2.5 |  | 7845 |  |  | 0 |  |  |  | 0
2021 | NY | Effley | 2557 | NYUP | NPCC Upstate NY | WAT | 3 |  | 13743 |  |  | 0 |  |  |  | 0
2021 | NY | Ellenburg | 56619 | NYUP | NPCC Upstate NY | WND | 81 |  | 141916 |  |  | 0 |  |  |  | 0
2021 | NY | Ellis Solar | 62413 | NYUP | NPCC Upstate NY | SUN | 18 |  | 28172 |  |  | 0 |  |  |  | 0
2021 | NY | Ellsworth I CSG | 63112 | NYUP | NPCC Upstate NY | SUN | 2 |  | 3468 |  |  | 0 |  |  |  | 0
2021 | NY | Elmer | 2559 | NYUP | NPCC Upstate NY | WAT | 2 |  | 9602 |  |  | 0 |  |  |  | 0
2021 | NY | ELP Greenport CSG | 65753 | NYUP | NPCC Upstate NY | SUN | 5
2021 | NY | ELP Kinderhook CSG | 65754 | NYUP | NPCC Upstate NY | SUN | 5
2021 | NY | ELP Myer CSG | 65755 | NYUP | NPCC Upstate NY | SUN | 1.9
2021 | NY | ELP Rockdale CSG | 65756 | RFCE | RFC East | SUN | 2
2021 | NY | ELP Saugerties CSG | 65757 | NYUP | NPCC Upstate NY | SUN | 1.9
2021 | NY | Empire Generating Co, LLC | 56259 | NYUP | NPCC Upstate NY | NG | 653.7 | 1 | 3463565 | 25660292.909 | 50.1024 | 0.028931 | 0.0039051 | EPA/NEI | 25660292.909 | 50.1024
2021 | NY | Enfield Community Solar | 62029 | NYUP | NPCC Upstate NY | SUN | 1.8 |  | 2352 |  |  | 0 |  |  |  | 0
2021 | NY | Ephratah | 2560 | NYUP | NPCC Upstate NY | WAT | 4 |  | 12970 |  |  | 0 |  |  |  | 0
2021 | NY | Equus Power I | 56032 | NYLI | NPCC Long Island | NG | 120 |  | 78616 | 819101.058 | 3.2832 | 0.083524 | 0.0080165 | NEI avg EF - PM, fuel type, firing type | 819101.058 | 3.2832
2021 | NY | Feeder Dam Hydro Plant | 10530 | NYUP | NPCC Upstate NY | WAT | 5 |  | 22874 |  |  | 0 |  |  |  | 0
2021 | NY | Fenner Wind | 55790 | NYUP | NPCC Upstate NY | WND | 30 |  | 73372 |  |  | 0 |  |  |  | 0
2021 | NY | Finch Paper | 10511 | NYUP | NPCC Upstate NY | WDS | 29 | 0.11598 | 117606.98 | 661635.553 | 1.5191 | 0.025833 | 0.0045919 | EPA/NEI; Estimated using an emission factor | 5704549.26 | 13.0973
2021 | NY | Finchville Solar, LLC Hybrid CSG | 62999 | NYUP | NPCC Upstate NY | SUN | 8 |  | 4227 | 0 |  | 0 |  |  | 0 | 0
2021 | NY | Finger Lakes Solar I | 61210 | NYUP | NPCC Upstate NY | SUN | 1.9 |  | 3440 |  |  | 0 |  |  |  | 0
2021 | NY | Fishers Island 1 | 57600 | NEWE | NPCC New England | DFO | 2.6 |  | 144 | 1525 | 0.23638 | 3.283 | 0.31 | Estimated using an emission factor | 1525 | 0.23638
2021 | NY | Five Falls | 2562 | NYUP | NPCC Upstate NY | WAT | 24 |  | 90803 |  |  | 0 |  |  |  | 0
2021 | NY | Flat Rock | 2563 | NYUP | NPCC Upstate NY | WAT | 5 |  | 14453 |  |  | 0 |  |  |  | 0
2021 | NY | Fogarty CSG | 63747 | NYUP | NPCC Upstate NY | SUN | 2 |  | 1369 |  |  | 0 |  |  |  | 0
2021 | NY | Fordham University | 63544 | NYCW | NPCC NYC/Westchester | DFO | 2.3
2021 | NY | Forestport | 50768 | NYUP | NPCC Upstate NY | WAT | 3.4 |  | 10744 |  |  | 0 |  |  |  | 0
2021 | NY | Fort Miller Hydroelectric Facility | 50514 | NYUP | NPCC Upstate NY | WAT | 5 |  | 20227 |  |  | 0 |  |  |  | 0
2021 | NY | Fortistar North Tonawanda Inc | 54131 | NYUP | NPCC Upstate NY | NG | 65.7 | 0.79266 | 5193 | 37948.235 | 0.00013191 | 5.0804e-05 | 6.9522e-06 | EPA/NEI | 47874.803 | 0.00016642
2021 | NY | Fourth Branch Hydroelectric Facility | 10467 | NYUP | NPCC Upstate NY | WAT | 3.3 |  | 15159 |  |  | 0 |  |  |  | 0
2021 | NY | Franklin (NY) | 2564 | NYUP | NPCC Upstate NY | WAT | 2 |  | 7726 |  |  | 0 |  |  |  | 0
2021 | NY | Franklin Solar Site | 62784 | NYUP | NPCC Upstate NY | SUN | 1.6 |  | 2100 |  |  | 0 |  |  |  | 0
2021 | NY | Fredonia Solar LLC | 64692 | NEWE | NPCC New England | SUN | 1.1 |  | 102 |  |  | 0 |  |  |  | 0
2021 | NY | Freehold(CSG) | 64788 | NYUP | NPCC Upstate NY | SUN | 2 |  | 2159 |  |  | 0 |  |  |  | 0
2021 | NY | Freeport Power Plant No. 2 | 2679 | NYLI | NPCC Long Island | NG | 78.6 |  | 62531 | 641388.175 | 2.245 | 0.071804 | 0.0070004 | EPA/NEI; Estimated using an emission factor | 641388.175 | 2.245
2021 | NY | Frey Rd #1 Community Solar Farm | 62504 | NYUP | NPCC Upstate NY | SUN | 2 |  | 2335 |  |  | 0 |  |  |  | 0
2021 | NY | Frey Rd #2 Community Solar Farm | 62521 | NYUP | NPCC Upstate NY | SUN | 1.4 |  | 1936 |  |  | 0 |  |  |  | 0
2021 | NY | Frog Hollow CSG | 63086 | NYUP | NPCC Upstate NY | SUN | 2 |  | 3434 |  |  | 0 |  |  |  | 0
2021 | NY | Fuel Cell 18A Sneden Avenue | 64748 | NYCW | NPCC NYC/Westchester | NG | 3.6 |  | 30997 |  | 0 | 0 |  | Estimated using an emission factor |  | 0
2021 | NY | Fuel Cell 18B Sneden Avenue | 64749 | NYCW | NPCC NYC/Westchester | NG | 4.2 |  | 35009 |  | 0 | 0 |  | Estimated using an emission factor |  | 0
2021 | NY | Fulton Hydro | 2566 | NYUP | NPCC Upstate NY | WAT | 1.3 |  | 5863 |  |  | 0 |  |  |  | 0
2021 | NY | Fulton LFGTE Facility | 57003 | NYUP | NPCC Upstate NY | LFG | 3.2 |  | 13368 | 154000 | 1.1319 | 0.16934 | 0.0147 | Estimated using an emission factor | 154000 | 1.1319
2021 | NY | Furnace Rd Community Solar Farm | 62508 | NYUP | NPCC Upstate NY | SUN | 3 |  | 4527 |  |  | 0 |  |  |  | 0
2021 | NY | Garnet Solar (NY) | 62843 | NYUP | NPCC Upstate NY | SUN | 1.9 |  | 2474 |  |  | 0 |  |  |  | 0
2021 | NY | Gaskill Rd Community Solar Farm CSG | 62474 | NYUP | NPCC Upstate NY | SUN | 5 |  | 6334 |  |  | 0 |  |  |  | 0
2021 | NY | GE 19th Hole | 64102 | NYUP | NPCC Upstate NY | SUN | 7.7 |  | 10213 |  |  | 0 |  |  |  | 0
2021 | NY | Gifford CSG | 63056 | NYUP | NPCC Upstate NY | SUN | 2 |  | 3353 |  |  | 0 |  |  |  | 0
2021 | NY | Glen Park Hydroelectric Project | 50512 | NYUP | NPCC Upstate NY | WAT | 32.6 |  | 121938 |  |  | 0 |  |  |  | 0
2021 | NY | Glenmere Lake | 64719 | NEWE | NPCC New England | SUN | 4 |  | 1106 | 0 |  | 0 |  |  | 0 | 0
2021 | NY | Glenwood | 2514 | NYLI | NPCC Long Island | DFO | 110 |  | 4498 | 70809.6 | 0.38187 | 0.16979 | 0.010786 | EPA/NEI | 70809.6 | 0.38187
2021 | NY | Glenwood Hydro | 2568 | NYUP | NPCC Upstate NY | WAT | 1.5 |  | 6276.999 |  |  | 0 |  |  |  | 0
2021 | NY | Glenwood Landing Energy Center | 7869 | NYLI | NPCC Long Island | NG | 122 |  | 143463 | 1473985.336 | 9.7179 | 0.13548 | 0.013186 | EPA/NEI; Estimated using an emission factor | 1473985.336 | 9.7179
2021 | NY | Gloversville Landfill Solar | 62357 | NYUP | NPCC Upstate NY | SUN | 5 |  | 4385 |  |  | 0 |  |  |  | 0
2021 | NY | Goldman Sachs Carports Solar | 64746 | NYUP | NPCC Upstate NY | SUN | 1 |  | 690 |  |  | 0 |  |  |  | 0
2021 | NY | Good Samaritan Hospital | 61551 | NYUP | NPCC Upstate NY | DFO | 1.9 |  | 29 | 1399 | 0.19405 | 13.3828 | 0.27741 | Estimated using an emission factor | 1399 | 0.19405
2021 | NY | Goodyear Lake Plant | 50079 | NYUP | NPCC Upstate NY | WAT | 1.4 |  | 0
2021 | NY | Gore Mountain Solar II | 61764 | NYUP | NPCC Upstate NY | SUN | 2 |  | 2848 |  |  | 0 |  |  |  | 0
2021 | NY | Gouldtown | 56704 | NYUP | NPCC Upstate NY | WAT | 2 |  | 6904 |  |  | 0 |  |  |  | 0
2021 | NY | Gowanus Generating Station | 2494 | NYCW | NPCC NYC/Westchester | DFO | 640 |  | 16040 | 279430.3 | 24.9536 | 3.1114 | 0.1786 | EPA/NEI | 279430.3 | 24.9536
2021 | NY | Grabinski | 63752 | NYUP | NPCC Upstate NY | SUN | 2 |  | 3450 |  |  | 0 |  |  |  | 0
2021 | NY | Grahamsville | 2627 | NYUP | NPCC Upstate NY | WAT | 18 |  | 85233 |  |  | 0 |  |  |  | 0
2021 | NY | Granby | 2569 | NYUP | NPCC Upstate NY | WAT | 10 |  | 32802 |  |  | 0 |  |  |  | 0
2021 | NY | Grand Prix Solar | 63291 | NYCW | NPCC NYC/Westchester | SUN | 1.6 |  | 561 |  |  | 0 |  |  |  | 0
2021 | NY | Great Lakes Seaway Community Solar | 64092 | NYUP | NPCC Upstate NY | SUN | 5 |  | 7841 |  |  | 0 |  |  |  | 0
2021 | NY | Green Island Hydroelectric Station | 61207 | NYUP | NPCC Upstate NY | WAT | 6 |  | 44850 |  |  | 0 |  |  |  | 0
2021 | NY | Greene County Meter #1 | 60463 | NEWE | NPCC New England | SUN | 1.6 |  | 1974 |  |  | 0 |  |  |  | 0
2021 | NY | Greenidge Generation LLC | 2527 | NYUP | NPCC Upstate NY | NG | 112 |  | 447652 | 4703821.88 | 16.4287 | 0.073399 | 0.0069853 | EPA/NEI | 4703821.88 | 16.4287
2021 | NY | Greenport | 2681 | NYLI | NPCC Long Island | DFO | 10.1 |  | 13.999 | 123 | 0.019065 | 2.7238 | 0.31 | Estimated using an emission factor | 123 | 0.019065
2021 | NY | Greenville CSG | 62759 | NYUP | NPCC Upstate NY | SUN | 2 |  | 2820 |  |  | 0 |  |  |  | 0
2021 | NY | Greenwich Solar 1, LLC CSG | 63411 | NYUP | NPCC Upstate NY | SUN | 5 |  | 8208 |  |  | 0 |  |  |  | 0
2021 | NY | Guildlerland CSG | 63052 | NYUP | NPCC Upstate NY | SUN | 2 |  | 3370 |  |  | 0 |  |  |  | 0
2021 | NY | Hailesboro 4 Plant | 10544 | NYUP | NPCC Upstate NY | WAT | 1.4 |  | 10056 |  |  | 0 |  |  |  | 0
2021 | NY | Hales Mills Solar, LLC | 63339 | NYUP | NPCC Upstate NY | SUN | 5 |  | 5872 |  |  | 0 |  |  |  | 0
2021 | NY | Hamlin Solar 1, LLC | 64679 | NYUP | NPCC Upstate NY | SUN | 5 |  | 9489 |  |  | 0 |  |  |  | 0
2021 | NY | Hampshire Paper | 10116 | NYUP | NPCC Upstate NY | WAT | 3.4 |  | 8978 |  |  | 0 |  |  |  | 0
2021 | NY | Hannawa | 2571 | NYUP | NPCC Upstate NY | WAT | 7.2 |  | 45052 |  |  | 0 |  |  |  | 0
2021 | NY | Harbec Energy | 62736 | NYUP | NPCC Upstate NY | NG | 1.7 | 0.38562 | 846 | 4329.016 | 0.017352 | 0.041021 | 0.0080165 | EPA/NEI; Estimated using an emission factor | 11226 | 0.044997
2021 | NY | Hardscrabble Wind Power LLC | 57287 | NYUP | NPCC Upstate NY | WND | 74 |  | 158767 |  |  | 0 |  |  |  | 0
2021 | NY | Harford Solar Farm | 61030 | NYUP | NPCC Upstate NY | SUN | 2 |  | 2408 |  |  | 0 |  |  |  | 0
2021 | NY | Harlem Hospital Center | 63671 | NYCW | NPCC NYC/Westchester | DFO | 4.4
2021 | NY | Harlem River Yard | 7914 | NYCW | NPCC NYC/Westchester | NG | 94 |  | 69760 | 771139.95 | 5.2106 | 0.14939 | 0.013514 | EPA/NEI | 771139.95 | 5.2106
2021 | NY | Harris Lake | 2528 | NYUP | NPCC Upstate NY | DFO | 4.2 |  | 1 | 1308 | 0.20274 | 405.48 | 0.31 | Estimated using an emission factor | 1308 | 0.20274
2021 | NY | Hawkeye Energy Greenport, LLC | 55969 | NYLI | NPCC Long Island | DFO | 54 |  | 31120 | 330392.356 | 0.90252 | 0.058002 | 0.0054633 | EPA/NEI | 330392.356 | 0.90252
2021 | NY | Hell Gate | 7913 | NYCW | NPCC NYC/Westchester | NG | 94 |  | 70307 | 803587.097 | 0 | 0 | 0 | EPA/NEI | 803587.097 | 0
2021 | NY | Henkel U.S. Operations Corporation | 57648 | NYUP | NPCC Upstate NY | WND | 3.4 |  | 1674 |  |  | 0 |  |  |  | 0
2021 | NY | Herkimer | 52057 | NYUP | NPCC Upstate NY | WAT | 1.6 |  | 0
2021 | NY | Herrings | 2572 | NYUP | NPCC Upstate NY | WAT | 5.4 |  | 24879 |  |  | 0 |  |  |  | 0
2021 | NY | Heuvelton | 2573 | NYUP | NPCC Upstate NY | WAT | 1 |  | 4490 |  |  | 0 |  |  |  | 0
2021 | NY | Hewittville Hydroelectric | 50268 | NYUP | NPCC Upstate NY | WAT | 3 |  | 14330 |  |  | 0 |  |  |  | 0
2021 | NY | HGS Solar I | 61765 | NYUP | NPCC Upstate NY | SUN | 2 |  | 3117 |  |  | 0 |  |  |  | 0
2021 | NY | Hickory Grove #1 | 62831 | NYUP | NPCC Upstate NY | SUN | 2 |  | 2873 |  |  | 0 |  |  |  | 0
2021 | NY | Hickory Grove #2 | 62832 | NYUP | NPCC Upstate NY | SUN | 1.7 |  | 2785 |  |  | 0 |  |  |  | 0
2021 | NY | High Acres Gas Recovery | 50568 | NYUP | NPCC Upstate NY | LFG | 9.6 |  | 70883 | 779249 | 5.7275 | 0.1616 | 0.0147 | Estimated using an emission factor | 779249 | 5.7275
2021 | NY | High Dam | 2574 | NYUP | NPCC Upstate NY | WAT | 11.9 |  | 21402.001 |  |  | 0 |  |  |  | 0
2021 | NY | High Falls - Croghan NY | 2575 | NYUP | NPCC Upstate NY | WAT | 6 |  | 27104.001 |  |  | 0 |  |  |  | 0
2021 | NY | High Falls - Saranac NY | 2530 | NYUP | NPCC Upstate NY | WAT | 15 |  | 42493.001 |  |  | 0 |  |  |  | 0
2021 | NY | High Sheldon Wind Farm | 56953 | NYUP | NPCC Upstate NY | WND | 112.5 |  | 222179 |  |  | 0 |  |  |  | 0
2021 | NY | Higley | 2576 | NYUP | NPCC Upstate NY | WAT | 6 |  | 35741 |  |  | 0 |  |  |  | 0
2021 | NY | Hillburn | 2628 | NYUP | NPCC Upstate NY | NG | 46.5 |  | 138 | 3260.014 | 0.013067 | 0.18938 | 0.0080165 | NEI avg EF - PM, fuel type, firing type | 3260.014 | 0.013067
2021 | NY | Hilton NY Co Gen Plant | 58815 | NYCW | NPCC NYC/Westchester | NG | 1.8
2021 | NY | Hobart & William Smith College Gates Rd. | 63297 | NYUP | NPCC Upstate NY | SUN | 1.9 |  | 2848 |  |  | 0 |  |  |  | 0
2021 | NY | Hollow Dam Power Partnership | 10124 | NYUP | NPCC Upstate NY | WAT | 1 |  | 2560 |  |  | 0 |  |  |  | 0
2021 | NY | Hollygrove CSG | 63051 | NYUP | NPCC Upstate NY | SUN | 2 |  | 2906 |  |  | 0 |  |  |  | 0
2021 | NY | Holtsville Facility | 8007 | NYLI | NPCC Long Island | DFO | 567 |  | 36121 | 543608.1 | 59.8585 | 3.3143 | 0.22023 | EPA/NEI | 543608.1 | 59.8585
2021 | NY | Holtsville Solar Project | 61902 | NYLI | NPCC Long Island | SUN | 1.2 |  | 2046 |  |  | 0 |  |  |  | 0
2021 | NY | Homer Street East | 62725 | NYUP | NPCC Upstate NY | SUN | 1.6 |  | 1555 |  |  | 0 |  |  |  | 0
2021 | NY | Homer Street West | 62724 | NYUP | NPCC Upstate NY | SUN | 1.6 |  | 1534 |  |  | 0 |  |  |  | 0
2021 | NY | Hope Solar Farm LLC | 63371 | NYUP | NPCC Upstate NY | SUN | 2 |  | 3139 |  |  | 0 |  |  |  | 0
2021 | NY | Hospital Rd Community Solar Farm CSG | 62155 | NYUP | NPCC Upstate NY | SUN | 1.4 |  | 1925 |  |  | 0 |  |  |  | 0
2021 | NY | Houghton | 60454 | NYUP | NPCC Upstate NY | SUN | 2 |  | 0
2021 | NY | Howard Wind Farm | 57867 | NYUP | NPCC Upstate NY | WND | 55.4 |  | 108770 |  |  | 0 |  |  |  | 0
2021 | NY | Howell CSG | 63107 | NYUP | NPCC Upstate NY | SUN | 2 |  | 2784 |  |  | 0 |  |  |  | 0
2021 | NY | Howland CSG | 63055 | NYUP | NPCC Upstate NY | SUN | 2 |  | 3044 |  |  | 0 |  |  |  | 0
2021 | NY | Hudson Avenue | 2496 | NYCW | NPCC NYC/Westchester | KER | 32.6 |  | 282 | 9168 | 0.090465 | 0.64159 | 0.019735 | EPA/NEI | 9168 | 0.090465
2021 | NY | Hudson Falls Hydroelectric Project | 54953 | NYUP | NPCC Upstate NY | WAT | 44 |  | 217896 |  |  | 0 |  |  |  | 0
2021 | NY | Huntington Resource Recovery Facility | 50656 | NYLI | NPCC Long Island | MSW | 28 |  | 191820 | 3412369.944 |  |  |  |  | 3412369.944
2021 | NY | HVCC Cogen Plant | 58186 | NYUP | NPCC Upstate NY | DFO | 8.1 | 0.67227 | 12494 | 124916.553 | 5.0393 | 0.80668 | 0.080683 | Estimated using an emission factor | 185814 | 7.496
2021 | NY | Hydraulic Race | 2578 | NYUP | NPCC Upstate NY | WAT | 3 |  | 6378 |  |  | 0 |  |  |  | 0
2021 | NY | Hyland LFGTE Facility | 56987 | NYUP | NPCC Upstate NY | LFG | 4.8 |  | 36879 | 516641.001 | 3.7973 | 0.20593 | 0.0147 | Estimated using an emission factor | 516641.001 | 3.7973
2021 | NY | Indeck-Corinth Energy Center | 50458 | NYUP | NPCC Upstate NY | NG | 147 | 0.94473 | 554499 | 4283503.708 | 1.7858 | 0.006441 | 0.00083379 | EPA/NEI | 4534123.65 | 1.8902
2021 | NY | Indeck-Olean Energy Center | 54076 | NYUP | NPCC Upstate NY | NG | 90.6 | 0.98805 | 52108 | 471963.203 | 0.94452 | 0.036252 | 0.0040025 | EPA/NEI | 477669.925 | 0.95594
2021 | NY | Indeck-Oswego Energy Center | 50450 | NYUP | NPCC Upstate NY | NG | 57.4 | 0.99341 | 23659 | 220450.041 | 0.77581 | 0.065583 | 0.0070384 | EPA/NEI | 221912.825 | 0.78096
2021 | NY | Indeck-Silver Springs Energy Center | 50449 | NYUP | NPCC Upstate NY | NG | 56.6 | 0.96373 | 37653.46 | 360388.356 | 0.12632 | 0.0067096 | 0.00070102 | EPA/NEI | 373953.475 | 0.13108
2021 | NY | Indeck-Yerkes Energy Center | 50451 | NYUP | NPCC Upstate NY | NG | 59.9 | 1 | 22256 | 226822.775 | 2.562 | 0.23023 | 0.02259 | EPA/NEI | 226822.775 | 2.562
2021 | NY | Independence | 54547 | NYUP | NPCC Upstate NY | NG | 1086.1 | 0.91113 | 3522189.31 | 23067480.808 | 75.9746 | 0.043141 | 0.0065872 | EPA/NEI | 25317487.913 | 83.3852
2021 | NY | Indian Point 3 | 8907 | NYCW | NPCC NYC/Westchester | NUC | 1012 |  | 2821401 |  |  | 0 |  |  |  | 0
2021 | NY | Inghams | 2579 | NYUP | NPCC Upstate NY | WAT | 6 |  | 28487 |  |  | 0 |  |  |  | 0
2021 | NY | Interfaith Medical Center | 64004 | NYCW | NPCC NYC/Westchester | DFO | 1.2
2021 | NY | Iola Powerhouse & Cogeneration Facility | 62424 | NYUP | NPCC Upstate NY | NG | 4.2 | 0.28676 | 3198 | 24745.215 | 0.0052212 | 0.0032653 | 0.000422 | Estimated using an emission factor | 86291.001 | 0.018207
2021 | NY | IRE Solar I, LLC | 61717 | NYUP | NPCC Upstate NY | SUN | 1 |  | 1740 |  |  | 0 |  |  |  | 0
2021 | NY | Jacobi Medical Center | 63646 | NYCW | NPCC NYC/Westchester | DFO | 9.4
2021 | NY | Jamaica Bay Peaking | 56141 | NYLI | NPCC Long Island | NG | 60.5 |  | 37592 | 404396 | 1.6209 | 0.086237 | 0.0080165 | NEI avg EF - PM, fuel type | 404396 | 1.6209
2021 | NY | James A Fitzpatrick | 6110 | NYUP | NPCC Upstate NY | NUC | 883.3 |  | 7416063 |  |  | 0 |  |  |  | 0
2021 | NY | Jarvis (Hinckley) | 808 | NYUP | NPCC Upstate NY | WAT | 9 |  | 28236 |  |  | 0 |  |  |  | 0
2021 | NY | JB-Tobin 2 | 65613 | NYUP | NPCC Upstate NY | SUN | 1.6 |  | 0
2021 | NY | Jefferson-Lewis BOCES Solar | 60819 | NYUP | NPCC Upstate NY | SUN | 2 |  | 2816 |  |  | 0 |  |  |  | 0
2021 | NY | Jericho Rise Wind Farm LLC | 59629 | NYUP | NPCC Upstate NY | WND | 77.7 |  | 200165 |  |  | 0 |  |  |  | 0
2021 | NY | JLL-One Rockwood Road | 62446 | NYCW | NPCC NYC/Westchester | DFO | 3 |  | 13 | 168 | 0.02604 | 4.0062 | 0.31 | Estimated using an emission factor | 168 | 0.02604
2021 | NY | Johnsonville Dam | 2580 | NYUP | NPCC Upstate NY | WAT | 4 |  | 11759 |  |  | 0 |  |  |  | 0
2021 | NY | Johnstown | 61888 | NYUP | NPCC Upstate NY | SUN | 2 |  | 3198 |  |  | 0 |  |  |  | 0
2021 | NY | Johnstown Solar 1, LLC | 63013 | NYUP | NPCC Upstate NY | SUN | 4 |  | 4421 |  |  | 0 |  |  |  | 0
2021 | NY | Kamargo | 2581 | NYUP | NPCC Upstate NY | WAT | 6 |  | 27552 |  |  | 0 |  |  |  | 0
2021 | NY | KCE NY 1 | 62147 | NYUP | NPCC Upstate NY | MWH | 20 |  | -2100 | 0 |  | 0 |  |  | 0 | 0
2021 | NY | Kearsarge Johnstown 1 CSG | 62549 | NYUP | NPCC Upstate NY | SUN | 1.5 |  | 2265 |  |  | 0 |  |  |  | 0
2021 | NY | Kearsarge Johnstown 2 CSG | 62556 | NYUP | NPCC Upstate NY | SUN | 2 |  | 3139 |  |  | 0 |  |  |  | 0
2021 | NY | Kearsarge Oppenheim CSG | 61917 | NYUP | NPCC Upstate NY | SUN | 1.4 |  | 2175 |  |  | 0 |  |  |  | 0
2021 | NY | Kelly Bridge Road Community Solar Farm | 62154 | NYUP | NPCC Upstate NY | SUN | 2 |  | 3176 |  |  | 0 |  |  |  | 0
2021 | NY | Kenmare - Sullivan Community College | 64030 | NYUP | NPCC Upstate NY | SUN | 2 |  | 2489 |  |  | 0 |  |  |  | 0
2021 | NY | Kent Falls | 2532 | NYUP | NPCC Upstate NY | WAT | 12.4 |  | 0
2021 | NY | KIAC Cogeneration | 54114 | NYCW | NPCC NYC/Westchester | NG | 121.2 | 0.98174 | 470212 | 4542641.527 | 15.0059 | 0.063826 | 0.0066067 | EPA/NEI | 4627121.344 | 15.285
2021 | NY | Kinder Morgan Fordham | 62614 | NYCW | NPCC NYC/Westchester | SUN | 1.7 |  | 3798 |  |  | 0 |  |  |  | 0
2021 | NY | Kings Falls Hydroelectric | 10872 | NYUP | NPCC Upstate NY | WAT | 1.6 |  | 1808 |  |  | 0 |  |  |  | 0
2021 | NY | Kings Park Solar I | 59880 | NYLI | NPCC Long Island | SUN | 2 |  | 3737 |  |  | 0 |  |  |  | 0
2021 | NY | Kings Park Solar II | 59881 | NYLI | NPCC Long Island | SUN | 2 |  | 3737 |  |  | 0 |  |  |  | 0
2021 | NY | Kings Plaza Total Energy Plant (TEP) | 63236 | NYCW | NPCC NYC/Westchester | NG | 12.8 | 0.42714 | 19914 | 161634.777 | 0.034105 | 0.0034252 | 0.000422 | Estimated using an emission factor | 378414 | 0.079845
2021 | NY | Kingsbrook Jewish Medical Center | 62050 | NYCW | NPCC NYC/Westchester | DFO | 2.6 |  | 27.001 | 362 | 0.05611 | 4.1561 | 0.31 | Estimated using an emission factor | 362 | 0.05611
2021 | NY | Knaggs Brothers Farm | 63230 | NYUP | NPCC Upstate NY | SUN | 3.9 |  | 6412 |  |  | 0 |  |  |  | 0
2021 | NY | Knapp East (CSG) | 64716 | NEWE | NPCC New England | SUN | 5 |  | 0
2021 | NY | Knapp West(CSG) | 64720 | NEWE | NPCC New England | SUN | 5 |  | 0
2021 | NY | Kosterville | 56705 | NYUP | NPCC Upstate NY | WAT | 1 |  | 2840 |  |  | 0 |  |  |  | 0
2021 | NY | Lachute Hydro Lower | 10752 | NYUP | NPCC Upstate NY | WAT | 3.8 |  | 17743 |  |  | 0 |  |  |  | 0
2021 | NY | Lachute Hydro Upper | 10753 | NYUP | NPCC Upstate NY | WAT | 5.2 |  | 17742 |  |  | 0 |  |  |  | 0
2021 | NY | Lansing Renewables, LLC | 63337 | NYUP | NPCC Upstate NY | SUN | 5 |  | 7093 |  |  | 0 |  |  |  | 0
2021 | NY | Leavenworth Greenworks LLC | 59276 | NYLI | NPCC Long Island | SUN | 9.5 |  | 17162 |  |  | 0 |  |  |  | 0
2021 | NY | Lederle Laboratories | 10521 | NYUP | NPCC Upstate NY | NG | 23.4 | 0.40473 | 129442.62 | 745439.243 | 1.5431 | 0.023842 | 0.0041401 | EPA/NEI; Estimated using an emission factor | 1841826.4 | 3.8127
2021 | NY | Letchworth Solar Project | 61389 | NYUP | NPCC Upstate NY | SUN | 1.2 |  | 1900 |  |  | 0 |  |  |  | 0
2021 | NY | Lewiston Niagara | 2692 | NYUP | NPCC Upstate NY | WAT | 240 |  | -233303.004 |  |  | 0 |  |  |  | 0
2021 | NY | Lichtenthal | 61469 | NYUP | NPCC Upstate NY | SUN | 2 |  | 2562 |  |  | 0 |  |  |  | 0
2021 | NY | Lighthouse Hill | 2582 | NYUP | NPCC Upstate NY | WAT | 8 |  | 21715 |  |  | 0 |  |  |  | 0
2021 | NY | Lincoln Ave Solar Project | 61899 | NYLI | NPCC Long Island | SUN | 2 |  | 3136 |  |  | 0 |  |  |  | 0
2021 | NY | Lincoln Medical and Mental Health Center | 64291 | NYCW | NPCC NYC/Westchester |  | 7
2021 | NY | Little Falls Hydro | 51034 | NYUP | NPCC Upstate NY | WAT | 13 |  | 44963 |  |  | 0 |  |  |  | 0
2021 | NY | Little Falls Solar | 65776 | NEWE | NPCC New England | SUN | 2
2021 | NY | Little Falls Solar 1 | 65777 | NEWE | NPCC New England | SUN | 2
2021 | NY | Lockheed Martin RMS Syracuse | 61739 | NYUP | NPCC Upstate NY | MWH | 1 |  | 0
2021 | NY | Lockport | 54041 | NYUP | NPCC Upstate NY | NG | 221.3 | 1 | 56131.96 | 525992.457 | 1.4132 | 0.050354 | 0.0053736 | NEI avg EF - PM, fuel type, firing type | 525992.457 | 1.4132
2021 | NY | Long Island Solar Farm LLC | 57589 | NYLI | NPCC Long Island | SUN | 31.5 |  | 50059 |  |  | 0 |  |  |  | 0
2021 | NY | Longfalls Facility | 54548 | NYUP | NPCC Upstate NY | WAT | 3.3 |  | 0
2021 | NY | Lower Beaver Falls Project | 54691 | NYUP | NPCC Upstate NY | WAT | 1 |  | 5178 |  |  | 0 |  |  |  | 0
2021 | NY | Lower Saranac Hydroelectric Facility | 10214 | NYUP | NPCC Upstate NY | WAT | 6.7 |  | 22054.999 |  |  | 0 |  |  |  | 0
2021 | NY | LR Wheatfield Solar 1 | 65723 | NEWE | NPCC New England | SUN | 5 |  | 8401 |  |  | 0 |  |  |  | 0
2021 | NY | Lyons Falls Hydroelectric | 56703 | NYUP | NPCC Upstate NY | WAT | 5.6 |  | 24250 |  |  | 0 |  |  |  | 0
2021 | NY | Lyonsdale Associates | 50652 | NYUP | NPCC Upstate NY | WAT | 3 |  | 11664 |  |  | 0 |  |  |  | 0
2021 | NY | MacArthur Waste to Energy Facility | 51038 | NYLI | NPCC Long Island | MSW | 12.5 | 1 | 42608 | 1628686.751 |  |  |  |  | 1628686.751
2021 | NY | Macedon | 63407 | NYUP | NPCC Upstate NY | SUN | 2 |  | 2680 |  |  | 0 |  |  |  | 0
2021 | NY | Macomb | 2583 | NYUP | NPCC Upstate NY | WAT | 1 |  | 5583 |  |  | 0 |  |  |  | 0
2021 | NY | Madison County | 61725 | NYUP | NPCC Upstate NY | SUN | 1.8 |  | 2660 |  |  | 0 |  |  |  | 0
2021 | NY | Madison Windpower LLC | 55769 | NYUP | NPCC Upstate NY | WND | 11.5 |  | 10038 |  |  | 0 |  |  |  | 0
2021 | NY | Maimonides Medical Center | 62174 | NYCW | NPCC NYC/Westchester | DFO | 3.9 |  | 28.002 | 326.001 | 0.05053 | 3.609 | 0.31 | Estimated using an emission factor | 326.001 | 0.05053
2021 | NY | Malone Solar Site | 62785 | NYUP | NPCC Upstate NY | SUN | 1.1 |  | 1375 |  |  | 0 |  |  |  | 0
2021 | NY | Maple Ridge Wind Farm | 56290 | NYUP | NPCC Upstate NY | WND | 321.2 |  | 618268.001 |  |  | 0 |  |  |  | 0
2021 | NY | Marble River Wind Farm | 56857 | NYUP | NPCC Upstate NY | WND | 215.3 |  | 441378 |  |  | 0 |  |  |  | 0
2021 | NY | Marsh Hill Wind Farm | 58768 | NYUP | NPCC Upstate NY | WND | 16.2 |  | 48797 |  |  | 0 |  |  |  | 0
2021 | NY | Massena Energy Facility | 54592 | NYUP | NPCC Upstate NY | NG | 104.1 | 1 | 17347 | 146068.504 | 0.39245 | 0.045247 | 0.0053736 | NEI avg EF - PM, fuel type, firing type | 146068.504 | 0.39245
2021 | NY | Mattas Farms | 62303 | NYUP | NPCC Upstate NY | SUN | 2 |  | 3198 |  |  | 0 |  |  |  | 0
2021 | NY | Mechanicville Hydroelectric Station | 62322 | NYUP | NPCC Upstate NY | WAT | 4 |  | 23492 |  |  | 0 |  |  |  | 0
2021 | NY | Medusa NY 1 | 63854 | NYUP | NPCC Upstate NY | SUN | 2 |  | 2934 |  |  | 0 |  |  |  | 0
2021 | NY | MER Queens | 62576 | NYCW | NPCC NYC/Westchester | NG | 1.2 |  | 8841 |  | 0 | 0 |  | Estimated using an emission factor |  | 0
2021 | NY | Mercy Medical Center | 58163 | NYLI | NPCC Long Island | DFO | 3.6
2021 | NY | Mereand CSG | 63058 | NYUP | NPCC Upstate NY | SUN | 2 |  | 3324 |  |  | 0 |  |  |  | 0
2021 | NY | Middle Falls Hydro | 10219 | NYUP | NPCC Upstate NY | WAT | 2.2 |  | 14682 |  |  | 0 |  |  |  | 0
2021 | NY | Middletown NY 1 | 63857 | NYUP | NPCC Upstate NY | SUN | 2 |  | 4590 |  |  | 0 |  |  |  | 0
2021 | NY | Middletown Solar 1, LLC Hybrid CSG | 63415 | NYUP | NPCC Upstate NY | SUN | 3.2 |  | 661 |  |  | 0 |  |  |  | 0
2021 | NY | Mill C | 6486 | NYUP | NPCC Upstate NY | WAT | 6 |  | 13198 |  |  | 0 |  |  |  | 0
2021 | NY | Mill Pond Hydro | 65399 | NYUP | NPCC Upstate NY | WAT | 1
2021 | NY | Mill Seat Renewable Energy Facility | 61012 | NYUP | NPCC Upstate NY | LFG | 6.4 |  | 51733 | 638991 | 4.6966 | 0.18157 | 0.0147 | Estimated using an emission factor | 638991 | 4.6966
2021 | NY | Millbrook School | 59789 | NYUP | NPCC Upstate NY | SUN | 1.4 |  | 1958 |  |  | 0 |  |  |  | 0
2021 | NY | Minetto | 2586 | NYUP | NPCC Upstate NY | WAT | 10 |  | 25521 |  |  | 0 |  |  |  | 0
2021 | NY | Minisink Community Solar 2 LLC | 62146 | NYUP | NPCC Upstate NY | SUN | 2 |  | 3453 |  |  | 0 |  |  |  | 0
2021 | NY | Minisink CSG | 64577 | NYUP | NPCC Upstate NY | SUN | 1 |  | 268 |  |  | 0 |  |  |  | 0
2021 | NY | Minisink Solar 1 LLC | 62145 | NYUP | NPCC Upstate NY | SUN | 1.8 |  | 3098 |  |  | 0 |  |  |  | 0
2021 | NY | MM Albany Energy | 55155 | NYUP | NPCC Upstate NY | LFG | 5.9 |  | 0
2021 | NY | Model City Energy Facility | 55757 | NYUP | NPCC Upstate NY | LFG | 5.6 | 1 | 38402 | 518610.001 | 3.8118 | 0.19852 | 0.0147 | Estimated using an emission factor | 518610.001 | 3.8118
2021 | NY | Modern Innovative Energy LLC | 56323 | NYUP | NPCC Upstate NY | LFG | 6.4 |  | 32591 | 368933 | 2.7117 | 0.16641 | 0.0147 | Estimated using an emission factor | 368933 | 2.7117
2021 | NY | Mohonasen Central School District | 63511 | NYUP | NPCC Upstate NY | SUN | 1.1 |  | 1940 |  |  | 0 |  |  |  | 0
2021 | NY | Mongaup Falls | 2630 | NYUP | NPCC Upstate NY | WAT | 7.3 |  | 14762 |  |  | 0 |  |  |  | 0
2021 | NY | Monroe Community College Plant | 58201 | NYUP | NPCC Upstate NY | NG | 5.6 | 1 | 0
2021 | NY | Monroe County Sites A & B | 61509 | NYUP | NPCC Upstate NY | SUN | 3.4 |  | 4632 |  |  | 0 |  |  |  | 0
2021 | NY | Monroe County Sites C, D, & E | 61510 | NYUP | NPCC Upstate NY | SUN | 6 |  | 9023.001 |  |  | 0 |  |  |  | 0
2021 | NY | Montauk Energy Storage Center | 62734 | NYLI | NPCC Long Island | MWH | 5 |  | -762 | 0 |  | 0 |  |  | 0 | 0
2021 | NY | Montefieor Medical Center Moses Division | 58507 | NYCW | NPCC NYC/Westchester | NG | 18 | 0.42045 | 30312.001 | 257772.639 | 6.8212 | 0.45006 | 0.052924 | EPA/NEI; Estimated using an emission factor | 613086.001 | 16.2234
2021 | NY | Montefiore - Westchester Square | 61025 | NYCW | NPCC NYC/Westchester | DFO | 1 |  | 1 | 45 | 0.006975 | 13.95 | 0.31 | Estimated using an emission factor | 45 | 0.006975
2021 | NY | Montefiore Mount Vernon Hospital | 62589 | NYCW | NPCC NYC/Westchester | DFO | 1.1 |  | 10 | 210 | 0.03255 | 6.51 | 0.31 | Estimated using an emission factor | 210 | 0.03255
2021 | NY | Montefiore Nyack Hospital | 63662 | NYCW | NPCC NYC/Westchester | DFO | 1.1
2021 | NY | Montefiore Weiler (Einstein) Hospital | 63539 | NYCW | NPCC NYC/Westchester | DFO | 1.5
2021 | NY | Montefiore-New Rochelle | 63602 | NYCW | NPCC NYC/Westchester | DFO | 1.4
2021 | NY | Moore Road Community Solar | 64091 | NYUP | NPCC Upstate NY | SUN | 5 |  | 5905 |  |  | 0 |  |  |  | 0
2021 | NY | Moose River | 10196 | NYUP | NPCC Upstate NY | WAT | 12.6 |  | 55991 |  |  | 0 |  |  |  | 0
2021 | NY | Moshier | 2588 | NYUP | NPCC Upstate NY | WAT | 8 |  | 33069 |  |  | 0 |  |  |  | 0
2021 | NY | Mount Hope East | 63749 | NYUP | NPCC Upstate NY | SUN | 1.9 |  | 3469 |  |  | 0 |  |  |  | 0
2021 | NY | Mount Hope West | 63748 | NYUP | NPCC Upstate NY | SUN | 1.9 |  | 3766 |  |  | 0 |  |  |  | 0
2021 | NY | Mount Kisco Landfill Solar & Storage CSG | 63774 | NYCW | NPCC NYC/Westchester |  | 1.5
2021 | NY | Mount Sinai - Brooklyn | 63581 | NYCW | NPCC NYC/Westchester | DFO | 1.5
2021 | NY | Mount Sinai Beth Israel | 61569 | NYCW | NPCC NYC/Westchester | DFO | 3.5 |  | 47.999 | 460.002 | 0.0713 | 2.9709 | 0.31 | Estimated using an emission factor | 460.002 | 0.0713
2021 | NY | Mount Sinai Hospital | 61416 | NYCW | NPCC NYC/Westchester | DFO | 18.7 |  | 307 | 2368.003 | 0.36704 | 2.3911 | 0.31 | Estimated using an emission factor | 2368.003 | 0.36704
2021 | NY | Mount Sinai South Nassau Hospital | 62447 | NYLI | NPCC Long Island | DFO | 3 |  | 0
2021 | NY | MSAP 13 | 63675 | NYUP | NPCC Upstate NY | SUN | 2 |  | 2851 |  |  | 0 |  |  |  | 0
2021 | NY | Mt Ida Hydroelectric | 50031 | NYUP | NPCC Upstate NY | WAT | 3 |  | 9124 |  |  | 0 |  |  |  | 0
2021 | NY | Mt.Sinai-St.Lukes Roosevelt Hosp. Center | 62453 | NYCW | NPCC NYC/Westchester | DFO | 6.6 |  | 105.001 | 554.999 | 0.086025 | 1.6386 | 0.31 | Estimated using an emission factor | 554.999 | 0.086025
2021 | NY | Munnsville Wind Farm LLC | 56594 | NYUP | NPCC Upstate NY | WND | 34.5 |  | 79117 |  |  | 0 |  |  |  | 0
2021 | NY | Musgrave East Solar Farm | 61003 | NYUP | NPCC Upstate NY | SUN | 2 |  | 3073 |  |  | 0 |  |  |  | 0
2021 | NY | Musgrave West Solar Farm | 61015 | NYUP | NPCC Upstate NY | SUN | 2 |  | 3115 |  |  | 0 |  |  |  | 0
2021 | NY | Nanticoke LFG | 59816 | NYUP | NPCC Upstate NY | LFG | 4 |  | 24532 | 240376 | 1.7668 | 0.14404 | 0.0147 | Estimated using an emission factor | 240376 | 1.7668
2021 | NY | Narrows Generating Station | 2499 | NYCW | NPCC NYC/Westchester | NG | 352 |  | 38330 | 657186.8 | 17.4999 | 0.91312 | 0.053257 | EPA/NEI | 657186.8 | 17.4999
2021 | NY | Nassau Energy Corporation | 52056 | NYLI | NPCC Long Island | NG | 55 | 0.4693 | 297401.03 | 1486437.587 | 3.9937 | 0.026857 | 0.0053736 | NEI avg EF - PM, fuel type, firing type | 3167354.219 | 8.51
2021 | NY | Neversink | 2483 | NYUP | NPCC Upstate NY | WAT | 25 |  | 29624 |  |  | 0 |  |  |  | 0
2021 | NY | New York Presbyterian Hospital-168th St | 61026 | NYCW | NPCC NYC/Westchester | DFO | 11.9 |  | 268 | 1668.999 | 0.25869 | 1.9306 | 0.31 | Estimated using an emission factor | 1668.999 | 0.25869
2021 | NY | New York State Dam Hydro | 10221 | NYUP | NPCC Upstate NY | WAT | 11.4 |  | 52602 |  |  | 0 |  |  |  | 0
2021 | NY | New York University Central Plant | 54808 | NYCW | NPCC NYC/Westchester | NG | 13.4 | 1 | 74077 | 802177 | 2.1553 | 0.05819 | 0.0053736 | EPA/NEI; Estimated using an emission factor | 802177 | 2.1553
2021 | NY | Newfield Community Solar LLC | 62582 | NYUP | NPCC Upstate NY | SUN | 6 |  | 8472 |  |  | 0 |  |  |  | 0
2021 | NY | Newport Hydro | 50354 | NYUP | NPCC Upstate NY | WAT | 1.7 |  | 6769 |  |  | 0 |  |  |  | 0
2021 | NY | NewYork-Presbyterian Brooklyn Methodist Hospital | 52091 | NYCW | NPCC NYC/Westchester | DFO | 5.9 | 1 | 47.999 | 281.001 | 0.043555 | 1.8148 | 0.31 | Estimated using an emission factor | 281.001 | 0.043555
2021 | NY | NHH003 Clarkson Fuel Cell | 63648 | NYCW | NPCC NYC/Westchester | NG | 1.1 |  | 8443 |  | 0 | 0 |  | Estimated using an emission factor |  | 0
2021 | NY | NHH004 Winthrop Fuel Cell | 63649 | NYCW | NPCC NYC/Westchester | NG | 1 |  | 8005 |  | 0 | 0 |  | Estimated using an emission factor |  | 0
2021 | NY | Nine Mile Point Nuclear Station | 2589 | NYUP | NPCC Upstate NY | NUC | 1901.1 |  | 16206392 |  |  | 0 |  |  |  | 0
2021 | NY | Nissequogue Energy Center | 54149 | NYLI | NPCC Long Island | NG | 47 | 0.54196 | 280817 | 1734809.389 | 5.2533 | 0.037414 | 0.0060563 | EPA/NEI | 3200977.789 | 9.6931
2021 | NY | Norfolk | 2590 | NYUP | NPCC Upstate NY | WAT | 5 |  | 27030 |  |  | 0 |  |  |  | 0
2021 | NY | Normanskill Hydro Project | 50123 | NYUP | NPCC Upstate NY | WAT | 1.2 |  | 851 |  |  | 0 |  |  |  | 0
2021 | NY | North 1st | 7915 | NYCW | NPCC NYC/Westchester | NG | 47 |  | 33717 | 376628.12 | 1.1715 | 0.069488 | 0.0062208 | EPA/NEI | 376628.12 | 1.1715
2021 | NY | North Central Bronx Hospital | 63643 | NYCW | NPCC NYC/Westchester | DFO | 1.6
2021 | NY | North County | 58788 | NYLI | NPCC Long Island | SUN | 1 |  | 1117 |  |  | 0 |  |  |  | 0
2021 | NY | Northern Westchester Hospital | 61378 | NYUP | NPCC Upstate NY | DFO | 5.6 |  | 0
2021 | NY | Northport | 2516 | NYLI | NPCC Long Island | NG | 1564 |  | 3949147 | 42445461.198 | 975.178 | 0.49387 | 0.04595 | EPA/NEI | 42445461.198 | 975.178
2021 | NY | Norwich Solar and Energy Storage CSG | 64374 | NYUP | NPCC Upstate NY | SUN | 10 |  | 1150 |  |  | 0 |  |  |  | 0
2021 | NY | Norwood | 2591 | NYUP | NPCC Upstate NY | WAT | 2 |  | 13222 |  |  | 0 |  |  |  | 0
2021 | NY | NY - CSG - Ellsworth II | 63800 | NYUP | NPCC Upstate NY | SUN | 2 |  | 3461 |  |  | 0 |  |  |  | 0
2021 | NY | NY - Mines Press | 65815 | NYCW | NPCC NYC/Westchester | SUN | 1
2021 | NY | NY - Presbyt. Hospital - 525 E 68TH St | 61238 | NYUP | NPCC Upstate NY | NG | 22.9 | 0.99791 | 60223.001 | 645758.421 | 2.7904 | 0.092669 | 0.0086423 | EPA/NEI; Estimated using an emission factor | 647110.001 | 2.7963
2021 | NY | NY 26 Carthage CSG | 63224 | NYUP | NPCC Upstate NY | SUN | 5 |  | 7310 |  |  | 0 |  |  |  | 0
2021 | NY | NY- CSG- Johnstown 2 | 63780 | NYUP | NPCC Upstate NY | SUN | 2 |  | 2334 |  |  | 0 |  |  |  | 0
2021 | NY | NY- CSG- Livingston 4 | 63781 | NYUP | NPCC Upstate NY | SUN | 2 |  | 2436 |  |  | 0 |  |  |  | 0
2021 | NY | NY Times Daily Production Facility | 61414 | NYCW | NPCC NYC/Westchester | DFO | 12 |  | 202.002 | 2362.002 | 0.36611 | 3.6248 | 0.31 | Estimated using an emission factor | 2362.002 | 0.36611
2021 | NY | NY3 Battery | 63585 | NYUP | NPCC Upstate NY | MWH | 3
2021 | NY | NY8 - Branscomb Solar | 65122 | NYUP | NPCC Upstate NY | SUN | 20 |  | 195 |  |  | 0 |  |  |  | 0
2021 | NY | NYC-HH - CONEY ISLAND HOSPITAL | 61413 | NYCW | NPCC NYC/Westchester | DFO | 3.1 |  | 298.001 | 2521.001 | 0.39076 | 2.6225 | 0.31 | Estimated using an emission factor | 2521.001 | 0.39076
2021 | NY | NYC-HH-New Bellevue Hospital | 62250 | NYCW | NPCC NYC/Westchester | DFO | 7.5 |  | 102 | 766.999 | 0.11888 | 2.3311 | 0.31 | Estimated using an emission factor | 766.999 | 0.11888
2021 | NY | NYPH - Lawrence | 63580 | NYCW | NPCC NYC/Westchester | DFO | 2
2021 | NY | NYPH-Queens | 62271 | NYCW | NPCC NYC/Westchester | DFO | 4.5 |  | 51 | 233 | 0.036115 | 1.4163 | 0.31 | Estimated using an emission factor | 233 | 0.036115
2021 | NY | NYP-Hudson Valley Hospital Center | 62421 | NYCW | NPCC NYC/Westchester | DFO | 2.6 |  | 21 | 195 | 0.030225 | 2.8786 | 0.31 | Estimated using an emission factor | 195 | 0.030225
2021 | NY | NYP-Lower Manhattan Hospital | 62366 | NYCW | NPCC NYC/Westchester | DFO | 1.5 |  | 13 | 240 | 0.0372 | 5.7231 | 0.31 | Estimated using an emission factor | 240 | 0.0372
2021 | NY | NYS Rte 12 Community Solar | 64090 | NYUP | NPCC Upstate NY | SUN | 5 |  | 6555 |  |  | 0 |  |  |  | 0
2021 | NY | NYU Langone - Orthopedic | 63625 | NYCW | NPCC NYC/Westchester | DFO | 1.6
2021 | NY | NYU LANGONE HEALTH | 61488 | NYCW | NPCC NYC/Westchester | NG | 34 | 0.53724 | 57483.002 | 520713.367 | 2.1878 | 0.076121 | 0.0084032 | EPA/NEI; Estimated using an emission factor | 969241.999 | 4.0723
2021 | NY | NYU Luthern Medical Center | 54769 | NYCW | NPCC NYC/Westchester | DFO | 4.6 | 0.56499 | 108 | 572.903 | 0.057955 | 1.0732 | 0.20232 | Estimated using an emission factor | 1014 | 0.10258
2021 | NY | OBP Cogen | 57798 | NYCW | NPCC NYC/Westchester | NG | 4.6 | 0.48344 | 30155 | 171298.338 | 0.68661 | 0.045538 | 0.0080165 | NEI avg EF - PM, fuel type | 354330 | 1.4202
2021 | NY | Off Airport Road - West | 64044 | NYUP | NPCC Upstate NY | SUN | 4 |  | 6298 |  |  | 0 |  |  |  | 0
2021 | NY | Ogdensburg | 52058 | NYUP | NPCC Upstate NY | WAT | 3.5 |  | 7876 |  |  | 0 |  |  |  | 0
2021 | NY | Oneida - South | 60455 | NYUP | NPCC Upstate NY | SUN | 1.9 |  | 2619 |  |  | 0 |  |  |  | 0
2021 | NY | Oneida - West | 60456 | NYUP | NPCC Upstate NY | SUN | 1.9 |  | 2619 |  |  | 0 |  |  |  | 0
2021 | NY | Oneida County- DPW | 60114 | NEWE | NPCC New England | SUN | 1.5 |  | 1821 |  |  | 0 |  |  |  | 0
2021 | NY | Oneida Herkimer | 57404 | NYUP | NPCC Upstate NY | LFG | 3.2 |  | 25826 | 279939 | 2.0576 | 0.15934 | 0.0147 | Estimated using an emission factor | 279939 | 2.0576
2021 | NY | Onondaga County - Metro Water Board | 60097 | NYUP | NPCC Upstate NY | SUN | 1 |  | 1224 |  |  | 0 |  |  |  | 0
2021 | NY | Onondaga County - Oak Orchard WWTP | 60098 | NYUP | NPCC Upstate NY | SUN | 2 |  | 1986 |  |  | 0 |  |  |  | 0
2021 | NY | Onondaga County- Clearwater | 60462 | NEWE | NPCC New England | SUN | 2 |  | 2992 |  |  | 0 |  |  |  | 0
2021 | NY | Onondaga County- Jamesville | 60232 | NYUP | NPCC Upstate NY | SUN | 2 |  | 2708 |  |  | 0 |  |  |  | 0
2021 | NY | Onondaga County Resource Recovery | 50662 | NYUP | NPCC Upstate NY | MSW | 39.5 |  | 224895 | 3992785.919 |  |  |  |  | 3992785.919
2021 | NY | Ontario LFGTE | 56250 | NYUP | NPCC Upstate NY | LFG | 11.2 |  | 81319.997 | 1009617.997 | 7.4207 | 0.18251 | 0.0147 | Estimated using an emission factor | 1009617.997 | 7.4207
2021 | NY | Onyx - Lamphear Road CSG | 60967 | NYUP | NPCC Upstate NY | SUN | 2 |  | 2824 |  |  | 0 |  |  |  | 0
2021 | NY | Onyx - Saratoga Springs Landfill Solar CSG | 61724 | NYUP | NPCC Upstate NY | SUN | 2 |  | 2825 |  |  | 0 |  |  |  | 0
2021 | NY | Orange County Solar Farm (NY) | 60229 | NEWE | NPCC New England | SUN | 1.5 |  | 2383 |  |  | 0 |  |  |  | 0
2021 | NY | Orbit Bloom Fuel Cell | 64350 | NYLI | NPCC Long Island | NG | 6 |  | 51360 |  | 0 | 0 |  | Estimated using an emission factor |  | 0
2021 | NY | Oswegatchie | 58678 | NYUP | NPCC Upstate NY | WAT | 1.8 |  | 6467 |  |  | 0 |  |  |  | 0
2021 | NY | Oswego County - Fulton Solar | 60818 | NYUP | NPCC Upstate NY | SUN | 2 |  | 2069 |  |  | 0 |  |  |  | 0
2021 | NY | Oswego County Energy Recovery | 50907 | NYUP | NPCC Upstate NY | MSW | 3.6 | 0.076826 | 7864.76 | 44964.752 | 3.5073 | 0.89189 | 0.156 | Estimated using an emission factor | 585282 | 45.652
2021 | NY | Oswego Falls East | 2595 | NYUP | NPCC Upstate NY | WAT | 6 |  | 23769.999 |  |  | 0 |  |  |  | 0
2021 | NY | Oswego Falls West | 2596 | NYUP | NPCC Upstate NY | WAT | 3 |  | 4048 |  |  | 0 |  |  |  | 0
2021 | NY | Oswego Harbor Power | 2594 | NYUP | NPCC Upstate NY | RFO | 1803.6 |  | 11588 | 447677.808 | 1.5368 | 0.26524 | 0.0068657 | EPA/NEI | 447677.808 | 1.5368
2021 | NY | Owens Corning at Bethlehem | 58550 | NYUP | NPCC Upstate NY | SUN | 2 |  | 3405 |  |  | 0 |  |  |  | 0
2021 | NY | Owlville Creek Solar 2, LLC | 63340 | NYUP | NPCC Upstate NY | SUN | 5 |  | 7118 |  |  | 0 |  |  |  | 0
2021 | NY | Owlville Creek Solar, LLC | 63341 | NYUP | NPCC Upstate NY | SUN | 5 |  | 6294 |  |  | 0 |  |  |  | 0
2021 | NY | OYA State Route 122 | 65379 | NYUP | NPCC Upstate NY | SUN | 4.5 |  | 20 |  |  | 0 |  |  |  | 0
2021 | NY | Parishville | 2597 | NYUP | NPCC Upstate NY | WAT | 3 |  | 12286 |  |  | 0 |  |  |  | 0
2021 | NY | Pasto Solar | 62389 | NYUP | NPCC Upstate NY | SUN | 16 |  | 25839 |  |  | 0 |  |  |  | 0
2021 | NY | Peak Power 1 Cogen | 57789 | NYCW | NPCC NYC/Westchester | NG | 6.3 | 0.50933 | 16803 | 94103.988 | 0.019856 | 0.0023634 | 0.000422 | Estimated using an emission factor | 184761.999 | 0.038985
2021 | NY | Pearl CSG | 63060 | NYUP | NPCC Upstate NY | SUN | 4 |  | 3333 |  |  | 0 |  |  |  | 0
2021 | NY | Pearl II | 63405 | NYUP | NPCC Upstate NY | SUN | 2 |  | 3249 |  |  | 0 |  |  |  | 0
2021 | NY | Pendleton Solar 1 | 65724 | NEWE | NPCC New England | SUN | 5 |  | 5889 |  |  | 0 |  |  |  | 0
2021 | NY | Philadlephia | 10197 | NYUP | NPCC Upstate NY | WAT | 3.6 |  | 5633 |  |  | 0 |  |  |  | 0
2021 | NY | Phoenix Hydro Project | 54865 | NYUP | NPCC Upstate NY | WAT | 3.2 |  | 11074 |  |  | 0 |  |  |  | 0
2021 | NY | Piercefield | 2598 | NYUP | NPCC Upstate NY | WAT | 2.7 |  | 16392.001 |  |  | 0 |  |  |  | 0
2021 | NY | Pinelawn Power | 56188 | NYLI | NPCC Long Island | NG | 82 |  | 100760 | 871841.796 | 2.3424 | 0.046496 | 0.0053736 | NEI avg EF - PM, fuel type, firing type | 871841.796 | 2.3424
2021 | NY | Plant No 1 Freeport | 2678 | NYLI | NPCC Long Island | DFO | 11.1 |  | 27 | 292 | 0.04526 | 3.3526 | 0.31 | Estimated using an emission factor | 292 | 0.04526
2021 | NY | Podunk Road CSG | 62834 | NYUP | NPCC Upstate NY | SUN | 2.2 |  | 3092 |  |  | 0 |  |  |  | 0
2021 | NY | Podunque Road CSG | 64125 | NYUP | NPCC Upstate NY | SUN | 5 |  | 6140 |  |  | 0 |  |  |  | 0
2021 | NY | Poletti 500 MW CC | 56196 | NYCW | NPCC NYC/Westchester | NG | 528 |  | 2751576 | 19743567.766 | 130.6389 | 0.094956 | 0.013234 | EPA/NEI | 19743567.766 | 130.6389
2021 | NY | Pool Brook Rd Community Solar Farm | 62156 | NYUP | NPCC Upstate NY | SUN | 2 |  | 2958 |  |  | 0 |  |  |  | 0
2021 | NY | Port Jefferson Energy Center | 2517 | NYLI | NPCC Long Island | NG | 498 |  | 524265.999 | 5969182.46 | 37.5454 | 0.14323 | 0.01258 | EPA/NEI | 5969182.46 | 37.5454
2021 | NY | Port Leyden Hydroelectric Project | 10817 | NYUP | NPCC Upstate NY | WAT | 1 |  | 4991 |  |  | 0 |  |  |  | 0
2021 | NY | Port Richmond WWT Solar | 58647 | NYCW | NPCC NYC/Westchester | SUN | 1 |  | 1569 |  |  | 0 |  |  |  | 0
2021 | NY | Pouch Terminal | 8053 | NYCW | NPCC NYC/Westchester | NG | 47 |  | 56019 | 617621.913 | 2.1149 | 0.075508 | 0.0068486 | EPA/NEI | 617621.913 | 2.1149
2021 | NY | Prospect | 2599 | NYUP | NPCC Upstate NY | WAT | 19 |  | 69382 |  |  | 0 |  |  |  | 0
2021 | NY | Pyrites Plant | 10547 | NYUP | NPCC Upstate NY | WAT | 8.2 |  | 21221 |  |  | 0 |  |  |  | 0
2021 | NY | R E Ginna Nuclear Power Plant | 6122 | NYUP | NPCC Upstate NY | NUC | 614 |  | 4732727 |  |  | 0 |  |  |  | 0
2021 | NY | Rainbow Falls Auscble | 6526 | NYUP | NPCC Upstate NY | WAT | 2.6 |  | 9789 |  |  | 0 |  |  |  | 0
2021 | NY | Rainbow Falls Hydro | 2600 | NYUP | NPCC Upstate NY | WAT | 25 |  | 94277 |  |  | 0 |  |  |  | 0
2021 | NY | Ransomville Solar 1, LLC | 63012 | NYUP | NPCC Upstate NY | SUN | 5 |  | 6065 |  |  | 0 |  |  |  | 0
2021 | NY | Ravenswood Generating Station | 2500 | NYCW | NPCC NYC/Westchester | NG | 2461.8 | 1 | 2038220.999 | 17288942.97 | 52.3173 | 0.051336 | 0.0060521 | EPA/NEI; Estimated using an emission factor | 17288942.97 | 52.3173
2021 | NY | Raymondville | 2601 | NYUP | NPCC Upstate NY | WAT | 2 |  | 12291 |  |  | 0 |  |  |  | 0
2021 | NY | RED-Rochester, LLC-Eastman Business Park | 10025 | NYUP | NPCC Upstate NY | NG | 120.8 | 0.23519 | 269844 | 791226.71 | 0.86045 | 0.0063774 | 0.002175 | EPA/NEI; Estimated using an emission factor | 3364185.95 | 3.6585
2021 | NY | Regeneron Pharmaceuticals Inc. | 62423 | NYCW | NPCC NYC/Westchester | DFO | 19.9 |  | 138.001 | 2782.998 | 0.40106 | 5.8124 | 0.28822 | Estimated using an emission factor | 2782.998 | 0.40106
2021 | NY | Regeneron Tarrytown | 62456 | NYCW | NPCC NYC/Westchester | NG | 1.5 |  | 10303 |  | 0 | 0 |  | Estimated using an emission factor |  | 0
2021 | NY | Rensselaer Cogen | 54034 | NYUP | NPCC Upstate NY | NG | 88.2 |  | 34887 | 310544.907 | 1.1455 | 0.06567 | 0.0073775 | EPA/NEI | 310544.907 | 1.1455
2021 | NY | Richard M Flynn (Holtsville) | 7314 | NYLI | NPCC Long Island | NG | 170 |  | 124835 | 1084042.569 | 2.9126 | 0.046663 | 0.0053736 | NEI avg EF - PM, fuel type, firing type | 1084042.569 | 2.9126
2021 | NY | Richmond University Medical Center | 63553 | NYCW | NPCC NYC/Westchester | DFO | 1.6
2021 | NY | Riley Road LLC | 63369 | NYUP | NPCC Upstate NY | SUN | 4 |  | 6555 |  |  | 0 |  |  |  | 0
2021 | NY | Rio | 2631 | NYUP | NPCC Upstate NY | WAT | 10.8 |  | 32983 |  |  | 0 |  |  |  | 0
2021 | NY | RIT Henrietta Solar 1, LLC | 62810 | NYUP | NPCC Upstate NY | SUN | 1.6 |  | 2324 |  |  | 0 |  |  |  | 0
2021 | NY | River Valley LLC (NY) (csg) | 64557 | NYUP | NPCC Upstate NY | SUN | 5 |  | 9 |  |  | 0 |  |  |  | 0
2021 | NY | Riverbay Corp. - Co-Op City | 52168 | NYCW | NPCC NYC/Westchester | NG | 43.5 |  |  |  | 3.2272 |  |  | NEI avg EF - PM, fuel type, firing type | 1087618.4 | 3.2272
2021 | NY | Riverhead | 58789 | NYLI | NPCC Long Island | SUN | 1.5 |  | 1855 |  |  | 0 |  |  |  | 0
2021 | NY | Riverhead Solar Farm | 62017 | NYLI | NPCC Long Island | SUN | 20 |  | 33361 |  |  | 0 |  |  |  | 0
2021 | NY | Roaring Brook, LLC | 61041 | NYUP | NPCC Upstate NY | WND | 79.7 |  | 30887 |  |  | 0 |  |  |  | 0
2021 | NY | Robert Moses Niagara | 2693 | NYUP | NPCC Upstate NY | WAT | 2429.1 |  | 16425549.005 |  |  | 0 |  |  |  | 0
2021 | NY | Robert Moses Power Dam | 2694 | NYUP | NPCC Upstate NY | WAT | 912 |  | 7314308.992 |  |  | 0 |  |  |  | 0
2021 | NY | Rochester 2 | 2639 | NYUP | NPCC Upstate NY | WAT | 8.5
2021 | NY | Rochester 26 | 2638 | NYUP | NPCC Upstate NY | WAT | 3 |  | 7239 |  |  | 0 |  |  |  | 0
2021 | NY | Rochester 5 | 2641 | NYUP | NPCC Upstate NY | WAT | 43.6 |  | 0
2021 | NY | Rockland Bakery Inc. | 62619 | NYCW | NPCC NYC/Westchester | DFO | 1.6 |  | 38 | 474.998 | 0.032267 | 1.6983 | 0.13586 | Estimated using an emission factor | 474.998 | 0.032267
2021 | NY | Rosemond Solar Community Solar | 64451 | NYUP | NPCC Upstate NY | SUN | 2 |  | 3076 |  |  | 0 |  |  |  | 0
2021 | NY | Roseton Generating LLC | 8006 | NYUP | NPCC Upstate NY | RFO | 1242 |  | 138860 | 1618399.74 | 2.9135 | 0.041963 | 0.0036004 | EPA/NEI | 1618399.74 | 2.9135
2021 | NY | Route 14A CDG Solar North and South LLC | 62580 | NYUP | NPCC Upstate NY | SUN | 4 |  | 6369 |  |  | 0 |  |  |  | 0
2021 | NY | Route 22 Community Solar Farm CSG | 62524 | NYUP | NPCC Upstate NY | SUN | 3.7 |  | 356 |  |  | 0 |  |  |  | 0
2021 | NY | Rowe (CSG) | 64721 | NEWE | NPCC New England | SUN | 5 |  | 0
2021 | NY | RT 52 Walden Solar 1, LLC Hybrid | 63000 | NYUP | NPCC Upstate NY | SUN | 9 |  | 5751 | 0 |  | 0 |  |  | 0 | 0
2021 | NY | RT32 Westerlo Solar 1 | 65587 | NYUP | NPCC Upstate NY | SUN | 5
2021 | NY | RT405 Westerlo Solar 2 | 65721 | NEWE | NPCC New England | SUN | 5 |  | 7526 |  |  | 0 |  |  |  | 0
2021 | NY | S A Carlson | 2682 | NYUP | NPCC Upstate NY | NG | 96.3 | 1 | 63174 | 621364.5 | 0.32131 | 0.010172 | 0.0010342 | EPA/NEI | 621364.5 | 0.32131
2021 | NY | Sacket Lake Rd #1 Community Solar Farm | 62158 | NYUP | NPCC Upstate NY | SUN | 2 |  | 3187 |  |  | 0 |  |  |  | 0
2021 | NY | Sacket Lake Rd #2 Community Solar Farm | 62159 | NYUP | NPCC Upstate NY | SUN | 1.7 |  | 2725 |  |  | 0 |  |  |  | 0
2021 | NY | Saint Catherine of Siena Medical Center | 62003 | NYCW | NPCC NYC/Westchester | DFO | 2.2 |  | 24.999 | 140.999 | 0.021855 | 1.7485 | 0.31 | Estimated using an emission factor | 140.999 | 0.021855
2021 | NY | Sangerfield Solar CSG | 64372 | NYUP | NPCC Upstate NY | SUN | 5 |  | 0
2021 | NY | Saranac Power Partners, LP | 54574 | NYUP | NPCC Upstate NY | NG | 285.6 | 1 | 47289 | 455566.135 | 1.224 | 0.051767 | 0.0053736 | NEI avg EF - PM, fuel type, firing type | 455566.135 | 1.224
2021 | NY | Saratoga Solar LLC | 63373 | NYUP | NPCC Upstate NY | SUN | 5 |  | 7684 |  |  | 0 |  |  |  | 0
2021 | NY | Schaghticoke | 2606 | NYUP | NPCC Upstate NY | WAT | 16 |  | 78805 |  |  | 0 |  |  |  | 0
2021 | NY | School Street | 2605 | NYUP | NPCC Upstate NY | WAT | 38.8 |  | 176049.002 |  |  | 0 |  |  |  | 0
2021 | NY | Schuylerville | 2607 | NYUP | NPCC Upstate NY | WAT | 2 |  | 8888 |  |  | 0 |  |  |  | 0
2021 | NY | SDM000 Clarkson Fuel Cell | 63647 | NYCW | NPCC NYC/Westchester | NG | 1.8 |  | 12646 |  | 0 | 0 |  | Estimated using an emission factor |  | 0
2021 | NY | Selkirk Cogen Partners | 10725 | NYUP | NPCC Upstate NY | NG | 446 |  |  |  | 2.5851 |  |  | EPA/NEI | 989890.145 | 2.5851
2021 | NY | Seneca Energy | 54782 | NYUP | NPCC Upstate NY | LFG | 17.6 | 1 | 94835.998 | 1041081.998 | 7.652 | 0.16137 | 0.0147 | Estimated using an emission factor | 1041081.998 | 7.652
2021 | NY | Seneca Falls Hydroelectric Project | 61641 | NYUP | NPCC Upstate NY | WAT | 5.1 |  | 14615.001 |  |  | 0 |  |  |  | 0
2021 | NY | Seneca Nation Cattaraugus Wind Turbine | 61734 | NYUP | NPCC Upstate NY | WND | 1.5 |  | 2965 |  |  | 0 |  |  |  | 0
2021 | NY | Sewalls | 2608 | NYUP | NPCC Upstate NY | WAT | 2 |  | 16024 |  |  | 0 |  |  |  | 0
2021 | NY | Sharon Springs | 61903 | NYUP | NPCC Upstate NY | SUN | 2 |  | 2960 |  |  | 0 |  |  |  | 0
2021 | NY | Sherman Island | 2609 | NYUP | NPCC Upstate NY | WAT | 36.3 |  | 176814.998 |  |  | 0 |  |  |  | 0
2021 | NY | Shoemaker | 2632 | NYUP | NPCC Upstate NY | NG | 41.9 |  | 151 | 3522.075 | 0.014137 | 0.18725 | 0.0080278 | EPA/NEI | 3522.075 | 0.014137
2021 | NY | Shoreham Energy | 55787 | NYLI | NPCC Long Island | DFO | 100 |  | 24658 | 240751.124 | 1.8877 | 0.15311 | 0.015682 | EPA/NEI | 240751.124 | 1.8877
2021 | NY | Shoreham Solar Commons | 60045 | NYLI | NPCC Long Island | SUN | 24.9 |  | 50456 |  |  | 0 |  |  |  | 0
2021 | NY | Sissonville Hydro | 10220 | NYUP | NPCC Upstate NY | WAT | 3 |  | 13267 |  |  | 0 |  |  |  | 0
2021 | NY | Skidmore College | 60425 | NYUP | NPCC Upstate NY | SUN | 1.8 |  | 2347 |  |  | 0 |  |  |  | 0
2021 | NY | SL Babylon | 61487 | NYLI | NPCC Long Island | SUN | 9 |  | 12760 |  |  | 0 |  |  |  | 0
2021 | NY | Slate Hill(CSG) | 64578 | NYUP | NPCC Upstate NY | SUN | 2 |  | 1799 |  |  | 0 |  |  |  | 0
2021 | NY | Soft Maple | 2610 | NYUP | NPCC Upstate NY | WAT | 16 |  | 28874 |  |  | 0 |  |  |  | 0
2021 | NY | Solean Solar Project | 61898 | NYUP | NPCC Upstate NY | SUN | 4 |  | 6078 |  |  | 0 |  |  |  | 0
2021 | NY | South Cairo | 2485 | NYUP | NPCC Upstate NY | KER | 21.3 |  | 310 | 4331 | 0.021378 | 0.13792 | 0.0098719 | NEI avg EF - PM, fuel type | 4331 | 0.021378
2021 | NY | South Colton | 2611 | NYUP | NPCC Upstate NY | WAT | 21 |  | 76804 |  |  | 0 |  |  |  | 0
2021 | NY | South Edwards | 2604 | NYUP | NPCC Upstate NY | WAT | 4 |  | 9974 |  |  | 0 |  |  |  | 0
2021 | NY | South Glens Falls Hydroelectric | 54772 | NYUP | NPCC Upstate NY | WAT | 13.8 |  | 78960 |  |  | 0 |  |  |  | 0
2021 | NY | South Goshen (Community Solar) | 65217 | NYUP | NPCC Upstate NY | SUN | 9.9 |  | 301 | 0 |  | 0 |  |  | 0 | 0
2021 | NY | South Hampton | 2519 | NYLI | NPCC Long Island | DFO | 11.5 |  | 527 | 15594 | 0.12831 | 0.48696 | 0.016457 | NEI avg EF - PM, fuel type, firing type | 15594 | 0.12831
2021 | NY | South Oaks Hospital | 50136 | NYLI | NPCC Long Island | NG | 1 | 0.38396 | 6162 | 31138.379 | 0.0065702 | 0.0021325 | 0.000422 | Estimated using an emission factor | 81098 | 0.017112
2021 | NY | Southold | 2520 | NYLI | NPCC Long Island | DFO | 14 |  | 1391 | 31470 | 0.25895 | 0.37232 | 0.016457 | NEI avg EF - PM, fuel type, firing type | 31470 | 0.25895
2021 | NY | Spier Falls | 2612 | NYUP | NPCC Upstate NY | WAT | 56 |  | 223478 |  |  | 0 |  |  |  | 0
2021 | NY | St Johns Riverside Hospital | 62051 | NYCW | NPCC NYC/Westchester | DFO | 2.4 |  | 16 | 267 | 0.041385 | 5.1731 | 0.31 | Estimated using an emission factor | 267 | 0.041385
2021 | NY | St. Johns Episcopal Hospital | 62450 | NYCW | NPCC NYC/Westchester | DFO | 1.2 |  | 13 | 184 | 0.02852 | 4.3877 | 0.31 | Estimated using an emission factor | 184 | 0.02852
2021 | NY | St. Joseph Hospital | 62452 | NYCW | NPCC NYC/Westchester | DFO | 1.1 |  | 15 | 73 | 0.011315 | 1.5087 | 0.31 | Estimated using an emission factor | 73 | 0.011315
2021 | NY | St. Lawrence University - Sutton | 61579 | NYUP | NPCC Upstate NY | SUN | 2 |  | 2889 |  |  | 0 |  |  |  | 0
2021 | NY | St. Luke's Cornwall Hospital | 63546 | NYCW | NPCC NYC/Westchester | DFO | 3.2
2021 | NY | St. Mary's Hospital For Children | 63669 | NYCW | NPCC NYC/Westchester |  | 2.3
2021 | NY | Stark | 2613 | NYUP | NPCC Upstate NY | WAT | 26 |  | 90910 |  |  | 0 |  |  |  | 0
2021 | NY | Steel Sun | 59705 | NYUP | NPCC Upstate NY | SUN | 2 |  | 4658 |  |  | 0 |  |  |  | 0
2021 | NY | Steel Sun 2: 2303-III-2 Hamburg Tpke | 62723 | NYUP | NPCC Upstate NY | SUN | 2 |  | 1939 |  |  | 0 |  |  |  | 0
2021 | NY | Steel Sun 2: 2303-III-4 Hamburg Tpke | 62722 | NYUP | NPCC Upstate NY | SUN | 2 |  | 1981 |  |  | 0 |  |  |  | 0
2021 | NY | Steel Sun 2: 2303-III-9 Hamburg Tpke | 62721 | NYUP | NPCC Upstate NY | SUN | 2 |  | 1269 |  |  | 0 |  |  |  | 0
2021 | NY | Steel Winds II | 57078 | NYUP | NPCC Upstate NY | WND | 15 |  | 61315 |  |  | 0 |  |  |  | 0
2021 | NY | Steel Winds Wind Farm | 56575 | NYUP | NPCC Upstate NY | WND | 20 |  | 61315 |  |  | 0 |  |  |  | 0
2021 | NY | Stephentown Spindle | 57710 | NYUP | NPCC Upstate NY | MWH | 20 |  | -9689 | 0 |  | 0 |  |  | 0 | 0
2021 | NY | Sterling Power Plant | 50744 | NYUP | NPCC Upstate NY | NG | 65.3 | 1 | 15171 | 130298.278 | 0.35008 | 0.046152 | 0.0053736 | NEI avg EF - PM, fuel type, firing type | 130298.278 | 0.35008
2021 | NY | Sterlington Greenworks LLC | 59275 | NYLI | NPCC Long Island | SUN | 1.3 |  | 1841 |  |  | 0 |  |  |  | 0
2021 | NY | Stewarts Bridge | 2614 | NYUP | NPCC Upstate NY | WAT | 38.5 |  | 130325 |  |  | 0 |  |  |  | 0
2021 | NY | Stillwater Hydro Electric Project | 54395 | NYUP | NPCC Upstate NY | WAT | 3.4 |  | 16132 |  |  | 0 |  |  |  | 0
2021 | NY | Stillwater Reservoir Hydro | 50513 | NYUP | NPCC Upstate NY | WAT | 1.8 |  | 5972 |  |  | 0 |  |  |  | 0
2021 | NY | Stony Creek Wind Farm NY | 58088 | NYUP | NPCC Upstate NY | WND | 94.4 |  | 245783 |  |  | 0 |  |  |  | 0
2021 | NY | Strauss CSG | 63108 | NYUP | NPCC Upstate NY | SUN | 2 |  | 3375 |  |  | 0 |  |  |  | 0
2021 | NY | Sturgeon | 2486 | NYUP | NPCC Upstate NY | WAT | 14.4 |  | 56988 |  |  | 0 |  |  |  | 0
2021 | NY | Stuyvesant Falls | 58873 | NYUP | NPCC Upstate NY | WAT | 6 |  | 22798 |  |  | 0 |  |  |  | 0
2021 | NY | Sugar Island | 2616 | NYUP | NPCC Upstate NY | WAT | 4 |  | 23543 |  |  | 0 |  |  |  | 0
2021 | NY | Sugarhill Road - Solitude Solar CSG | 62788 | NYUP | NPCC Upstate NY | SUN | 4.7 |  | 7731 |  |  | 0 |  |  |  | 0
2021 | NY | Sullivan County - Adult Care Solar | 60817 | NYUP | NPCC Upstate NY | SUN | 2 |  | 2448 |  |  | 0 |  |  |  | 0
2021 | NY | Sunlight Beacon | 61922 | NYUP | NPCC Upstate NY | SUN | 2 |  | 3617 |  |  | 0 |  |  |  | 0
2021 | NY | Sunvestment Energy Group NY 63 LLC | 64421 | NYUP | NPCC Upstate NY | SUN | 2 |  | 3062 |  |  | 0 |  |  |  | 0
2021 | NY | SUNY Old Westbury College | 58156 | NYLI | NPCC Long Island | NG | 1.8 |  | 1514 | 16787 | 0.0035421 | 0.0046791 | 0.000422 | Estimated using an emission factor | 16787 | 0.0035421
2021 | NY | Sutter Greenworks LLC | 59274 | NYLI | NPCC Long Island | SUN | 5 |  | 8475 |  |  | 0 |  |  |  | 0
2021 | NY | Swinging Bridge 2 | 2634 | NYUP | NPCC Upstate NY | WAT | 8 |  | 17620 |  |  | 0 |  |  |  | 0
2021 | NY | SWM Fuel Cell | 63661 | NYLI | NPCC Long Island | NG | 8.4 |  | 380.001 |  | 0 | 0 |  | Estimated using an emission factor |  | 0
2021 | NY | Synergy Biogas | 58399 | NYUP | NPCC Upstate NY | OBG | 1.4 |  | 342 | 5041 | 0.037051 | 0.21667 | 0.0147 | Estimated using an emission factor | 5041 | 0.037051
2021 | NY | Syracuse, LLC | 10621 | NYUP | NPCC Upstate NY | NG | 102.7 |  | 12362 | 111074.046 | 0.42303 | 0.068441 | 0.0076171 | EPA/NEI | 111074.046 | 0.42303
2021 | NY | Talcville | 7583 | NYUP | NPCC Upstate NY | WAT | 1.1 |  | 4064 |  |  | 0 |  |  |  | 0
2021 | NY | Tannery Island Power | 50416 | NYUP | NPCC Upstate NY | WAT | 1.5 |  | 7242 |  |  | 0 |  |  |  | 0
2021 | NY | Tannery Road Landfill | 60677 | NYUP | NPCC Upstate NY | SUN | 2 |  | 2856 |  |  | 0 |  |  |  | 0
2021 | NY | Taylorville | 2617 | NYUP | NPCC Upstate NY | WAT | 4 |  | 21318 |  |  | 0 |  |  |  | 0
2021 | NY | Telegraph Rd #1 Community Solar Farm | 62496 | NYUP | NPCC Upstate NY | SUN | 3.8 |  | 0
2021 | NY | Telegraph Rd #2 Community Solar Farm | 62498 | NYUP | NPCC Upstate NY | SUN | 2 |  | 0
2021 | NY | The Allen Hospital | 61568 | NYCW | NPCC NYC/Westchester | DFO | 1 |  | 6 | 195 | 0.030225 | 10.075 | 0.31 | Estimated using an emission factor | 195 | 0.030225
2021 | NY | The Bank of New York | 62001 | NYCW | NPCC NYC/Westchester | DFO | 7.2 |  | 61.998 | 471 | 0.073005 | 2.3551 | 0.31 | Estimated using an emission factor | 471 | 0.073005
2021 | NY | Theresa Plant | 10539 | NYUP | NPCC Upstate NY | WAT | 1.3 |  | 4743 |  |  | 0 |  |  |  | 0
2021 | NY | Ticonderoga Mill | 54099 | NYUP | NPCC Upstate NY | RFO | 42.1 | 0.23954 | 199049.38 | 805191.043 | 1.0389 | 0.010438 | 0.0025804 | NEI avg EF - PM, fuel type, firing type | 3361395.948 | 4.3369
2021 | NY | Time Warner Cable - Knowles | 60904 | NYUP | NPCC Upstate NY | SUN | 2 |  | 2909 |  |  | 0 |  |  |  | 0
2021 | NY | Time Warner Cable Enterprises - Martino | 61577 | NYUP | NPCC Upstate NY | SUN | 2 |  | 2958 |  |  | 0 |  |  |  | 0
2021 | NY | Tioga Solar North(CSG) | 64561 | NYUP | NPCC Upstate NY | SUN | 5 |  | 193 |  |  | 0 |  |  |  | 0
2021 | NY | Tioga Solar South(CSG) | 64560 | NYUP | NPCC Upstate NY | SUN | 5 |  | 335 |  |  | 0 |  |  |  | 0
2021 | NY | Tompkins Cortland Community College | 60431 | NYUP | NPCC Upstate NY | SUN | 2 |  | 1957 |  |  | 0 |  |  |  | 0
2021 | NY | Town of Halfmoon | 60115 | NEWE | NPCC New England | SUN | 1 |  | 1511 |  |  | 0 |  |  |  | 0
2021 | NY | Town of Williamson Landfill PV | 59613 | NYUP | NPCC Upstate NY | SUN | 1.2 |  | 1626 |  |  | 0 |  |  |  | 0
2021 | NY | Townsend Road(CSG) | 64127 | NYUP | NPCC Upstate NY | SUN | 3.7 |  | 326 |  |  | 0 |  |  |  | 0
2021 | NY | Trenton Falls | 2619 | NYUP | NPCC Upstate NY | WAT | 21.9 |  | 141170 |  |  | 0 |  |  |  | 0
2021 | NY | Troupsburg | 64525 | NYUP | NPCC Upstate NY | SUN | 7 |  | 7838 |  |  | 0 |  |  |  | 0
2021 | NY | Turner Rd Community Solar Project | 62160 | NYUP | NPCC Upstate NY | SUN | 2 |  | 3101 |  |  | 0 |  |  |  | 0
2021 | NY | Ulster County Solar | 62777 | NYUP | NPCC Upstate NY | SUN | 1.4 |  | 1866 |  |  | 0 |  |  |  | 0
2021 | NY | Underhill | 63751 | NYUP | NPCC Upstate NY | SUN | 2 |  | 3342 |  |  | 0 |  |  |  | 0
2021 | NY | Union Falls | 50176 | NYUP | NPCC Upstate NY | WAT | 2.6 |  | 9084 |  |  | 0 |  |  |  | 0
2021 | NY | Unionville Hydro Project 2499 NY | 50269 | NYUP | NPCC Upstate NY | WAT | 3 |  | 14196 |  |  | 0 |  |  |  | 0
2021 | NY | University of Rochester | 58157 | NYUP | NPCC Upstate NY | NG | 25.4 | 0.071345 | 25489 | 148053.661 | 0.70398 | 0.055238 | 0.0095098 | NEI avg EF - PM, fuel type | 2075183.522 | 9.8673
2021 | NY | Upper Beaver Falls Project | 10490 | NYUP | NPCC Upstate NY | WAT | 1.5 |  | 7768 |  |  | 0 |  |  |  | 0
2021 | NY | Upper Mechanicville | 625 | NYUP | NPCC Upstate NY | WAT | 16.4 |  | 43574 |  |  | 0 |  |  |  | 0
2021 | NY | Upper Newton Falls | 58679 | NYUP | NPCC Upstate NY | WAT | 1.5 |  | 4687 |  |  | 0 |  |  |  | 0
2021 | NY | US Gypsum Oakfield | 50203 | NYUP | NPCC Upstate NY | NG | 5.8 | 0.37006 | 16086 | 90023.947 | 0.36084 | 0.044864 | 0.0080165 | NEI avg EF - PM, fuel type | 243269 | 0.97508
2021 | NY | Valley Energy Center | 56940 | NYUP | NPCC Upstate NY | NG | 770 |  | 4332888 | 29788519.492 | 45.4848 | 0.020995 | 0.0030538 | EPA/NEI | 29788519.492 | 45.4848
2021 | NY | Valley Falls Hydroelectric Facility | 50034 | NYUP | NPCC Upstate NY | WAT | 2.5 |  | 9089 |  |  | 0 |  |  |  | 0
2021 | NY | Varick | 2621 | NYUP | NPCC Upstate NY | WAT | 8 |  | 19973 |  |  | 0 |  |  |  | 0
2021 | NY | Vassar Brothers Medical Center | 63550 | NYCW | NPCC NYC/Westchester | DFO | 4
2021 | NY | Vernon Boulevard | 7909 | NYCW | NPCC NYC/Westchester | NG | 94 |  | 86137 | 946788.508 | 6.3318 | 0.14702 | 0.013375 | EPA/NEI | 946788.508 | 6.3318
2021 | NY | Victory Mills | 10902 | NYUP | NPCC Upstate NY | WAT | 1.7 |  | 7449 |  |  | 0 |  |  |  | 0
2021 | NY | Villa Roma Rd #1 | 62525 | NYUP | NPCC Upstate NY | SUN | 2 |  | 2557 |  |  | 0 |  |  |  | 0
2021 | NY | Villa Roma Rd #2 | 62526 | NYUP | NPCC Upstate NY | SUN | 2 |  | 2769 |  |  | 0 |  |  |  | 0
2021 | NY | Villa Roma Rd #3 CSG | 62527 | NYUP | NPCC Upstate NY | SUN | 2 |  | 2521 |  |  | 0 |  |  |  | 0
2021 | NY | Villa Roma Rd #4 CSG | 62528 | NYUP | NPCC Upstate NY | SUN | 2 |  | 2868 |  |  | 0 |  |  |  | 0
2021 | NY | Vischer Ferry | 2686 | NYUP | NPCC Upstate NY | WAT | 11.6 |  | 66567 |  |  | 0 |  |  |  | 0
2021 | NY | Volney II | 64453 | NYUP | NPCC Upstate NY | SUN | 4.5 |  | 276 |  |  | 0 |  |  |  | 0
2021 | NY | Vulcraft Solar | 60365 | NYUP | NPCC Upstate NY | SUN | 1.6 |  | 1894 |  |  | 0 |  |  |  | 0
2021 | NY | Wading River Facility | 7146 | NYLI | NPCC Long Island | DFO | 310 |  | 32283.999 | 443400.158 | 2.9036 | 0.17988 | 0.013097 | EPA/NEI; Estimated using an emission factor | 443400.158 | 2.9036
2021 | NY | Walden | 10848 | NYUP | NPCC Upstate NY | WAT | 2.4 |  | 3204 |  |  | 0 |  |  |  | 0
2021 | NY | Walden NY 1 | 63855 | NYUP | NPCC Upstate NY | SUN | 2 |  | 2828 |  |  | 0 |  |  |  | 0
2021 | NY | Wappinger 9D Solar | 64041 | NYUP | NPCC Upstate NY | SUN | 2 |  | 2481 |  |  | 0 |  |  |  | 0
2021 | NY | Wappinger Falls Hydroelectric | 54573 | NYUP | NPCC Upstate NY | WAT | 2 |  | 10865 |  |  | 0 |  |  |  | 0
2021 | NY | Warrensburg Hydroelectric | 10218 | NYUP | NPCC Upstate NY | WAT | 2.9 |  | 12198 |  |  | 0 |  |  |  | 0
2021 | NY | Washington Avenue Solar, LLC | 65487 | NYUP | NPCC Upstate NY | SUN | 4.6
2021 | NY | Washington St Community Solar Farm #1 | 62472 | NYUP | NPCC Upstate NY | SUN | 2.2 |  | 2970 |  |  | 0 |  |  |  | 0
2021 | NY | Washington St Community Solar Farm #3 | 62473 | NYUP | NPCC Upstate NY | SUN | 2.5 |  | 3543 |  |  | 0 |  |  |  | 0
2021 | NY | Washington St Community Solar Farm #4 | 62471 | NYUP | NPCC Upstate NY | SUN | 2.5 |  | 3187 |  |  | 0 |  |  |  | 0
2021 | NY | Washingtonville(CSG) | 64562 | NYUP | NPCC Upstate NY | SUN | 2 |  | 1560 |  |  | 0 |  |  |  | 0
2021 | NY | Waste Management Madison County LFGTE | 57021 | NYUP | NPCC Upstate NY | LFG | 1.6 |  | 3612 | 45959 | 0.3378 | 0.18704 | 0.0147 | Estimated using an emission factor | 45959 | 0.3378
2021 | NY | Watchtower Educational Center | 55619 | NYUP | NPCC Upstate NY | NG | 2.1 |  | 20.001 | 153.999 | 0.0079783 | 0.79779 | 0.10361 | Estimated using an emission factor | 153.999 | 0.0079783
2021 | NY | Waterloo Hydroelectric Project | 61642 | NYUP | NPCC Upstate NY | WAT | 1.5 |  | 5637.999 |  |  | 0 |  |  |  | 0
2021 | NY | Waterport | 2623 | NYUP | NPCC Upstate NY | WAT | 4 |  | 12888 |  |  | 0 |  |  |  | 0
2021 | NY | Watertown | 2700 | NYUP | NPCC Upstate NY | WAT | 8.1 |  | 25719 |  |  | 0 |  |  |  | 0
2021 | NY | West Babylon Facility | 2521 | NYLI | NPCC Long Island | DFO | 52.4 |  | 349 | 9705.3 | 0.10065 | 0.57681 | 0.020742 | EPA/NEI | 9705.3 | 0.10065
2021 | NY | West Coxsackie | 2487 | NYUP | NPCC Upstate NY | NG | 21.3 |  | 792 | 9901 | 0.039686 | 0.10022 | 0.0080165 | NEI avg EF - PM, fuel type | 9901 | 0.039686
2021 | NY | West Delaware Tunnel Plant | 51033 | NYUP | NPCC Upstate NY | WAT | 7.5 |  | 26341 |  |  | 0 |  |  |  | 0
2021 | NY | West End Dam Hydroelectric Project | 50759 | NYUP | NPCC Upstate NY | WAT | 4.4 |  | 21370 |  |  | 0 |  |  |  | 0
2021 | NY | Westchester County Medical Center | 62270 | NYCW | NPCC NYC/Westchester | DFO | 9.5 |  | 43.999 | 376.999 | 0.058435 | 2.6562 | 0.31 | Estimated using an emission factor | 376.999 | 0.058435
2021 | NY | Westerlo NY 1 | 63858 | NYUP | NPCC Upstate NY | SUN | 2 |  | 3113 |  |  | 0 |  |  |  | 0
2021 | NY | Westtown CSG | 62764 | NEWE | NPCC New England | SUN | 2 |  | 3407 |  |  | 0 |  |  |  | 0
2021 | NY | Westtown NY 2 | 63856 | NYUP | NPCC Upstate NY | SUN | 2 |  | 3167 |  |  | 0 |  |  |  | 0
2021 | NY | Wethersfield | 56902 | NYUP | NPCC Upstate NY | WND | 126 |  | 227891 |  |  | 0 |  |  |  | 0
2021 | NY | Wethersfield Wind Farm | 55368 | NYUP | NPCC Upstate NY | WND | 6.6 |  | 1686 |  |  | 0 |  |  |  | 0
2021 | NY | Wheelabrator Hudson Falls | 10503 | NYUP | NPCC Upstate NY | MSW | 14.4 | 1 | 64480 | 1469011.674 |  |  |  |  | 1469011.674
2021 | NY | Wheelabrator Westchester | 50882 | NYCW | NPCC NYC/Westchester | MSW | 59.7 | 0.43883 | 323152 | 2882111.767 |  |  |  |  | 6567791.697
2021 | NY | White Plains Hospital Medical Center | 64440 | NYCW | NPCC NYC/Westchester | DFO | 3.9
2021 | NY | Whittier | 63408 | NYUP | NPCC Upstate NY | SUN | 2 |  | 2253 |  |  | 0 |  |  |  | 0
2021 | NY | William Floyd School District | 58167 | NYLI | NPCC Long Island | NG | 3.9 | 0.086007 | 2670 | 15002.947 | 0.77726 | 0.58222 | 0.10361 | Estimated using an emission factor | 174438 | 9.0372
2021 | NY | Williams Rd | 64725 | NEWE | NPCC New England | SUN | 4 |  | 33 |  |  | 0 |  |  |  | 0
2021 | NY | Williamson | 63409 | NYUP | NPCC Upstate NY | SUN | 2 |  | 2220 |  |  | 0 |  |  |  | 0
2021 | NY | Wiscoy 170 | 2646 | NYUP | NPCC Upstate NY | WAT | 1
2021 | NY | Woodhull Hospital | 61567 | NYCW | NPCC NYC/Westchester | DFO | 8 |  | 150 | 1954.999 | 0.30302 | 4.0403 | 0.31 | Estimated using an emission factor | 1954.999 | 0.30302
2021 | NY | Woodoak Drive Community Solar Farm CSG | 62479 | NYUP | NPCC Upstate NY | SUN | 2 |  | 2976 |  |  | 0 |  |  |  | 0
2021 | NY | Wyckoff Heights Medical Center | 63644 | NYCW | NPCC NYC/Westchester | DFO | 1.6
2021 | NY | Yaleville | 2624 | NYUP | NPCC Upstate NY | WAT | 2 |  | 3466 |  |  | 0 |  |  |  | 0
2021 | OH | AEP Bluffton NaS | 60618 | RFCW | RFC West | MWH | 2 |  | -203 | 0 |  | 0 |  |  | 0 | 0
2021 | OH | Akron Recycle Energy Plant | 54265 | RFCW | RFC West | NG | 4
2021 | OH | Akron WRF | 58980 | RFCW | RFC West | OBG | 1.8 | 0.99083 | 7940.001 | 89563.105 | 0.65829 | 0.16582 | 0.0147 | Estimated using an emission factor | 90392.001 | 0.66438
2021 | OH | AMP Napoleon Solar Facility | 58082 | RFCW | RFC West | SUN | 3.5 |  | 4937 |  |  | 0 |  |  |  | 0
2021 | OH | AMP-Ohio Gas Turbines Bowling Green | 55262 | RFCW | RFC West | NG | 49.5 |  | 2933 | 29675.5 | 0.2619 | 0.17859 | 0.017651 | EPA/NEI | 29675.5 | 0.2619
2021 | OH | AMP-Ohio Gas Turbines Galion | 55263 | RFCW | RFC West | NG | 49.5 |  | 2755 | 33890 | 0.29871 | 0.21685 | 0.017628 | EPA/NEI | 33890 | 0.29871
2021 | OH | AMP-Ohio Gas Turbines Napoleon | 55264 | RFCW | RFC West | NG | 49.5 |  | 2980 | 34201.8 | 0.30259 | 0.20308 | 0.017694 | EPA/NEI | 34201.8 | 0.30259
2021 | OH | Anadarko | 2945 | RFCW | RFC West | DFO | 7.8 |  | 112 | 42314 | 6.5587 | 117.1191 | 0.31 | Estimated using an emission factor | 42314 | 6.5587
2021 | OH | Anthony Wayne Solar #1 | 59489 | RFCW | RFC West | SUN | 1.7 |  | 1685 |  |  | 0 |  |  |  | 0
2021 | OH | Arcanum | 2902 | RFCW | RFC West | DFO | 1.2 |  | 0
2021 | OH | Arcanum Peaking | 7781 | RFCW | RFC West | DFO | 1.8 |  | 89 | 5095 | 0.78973 | 17.7466 | 0.31 | Estimated using an emission factor | 5095 | 0.78973
2021 | OH | Arcelormittal Cleveland Inc | 10398 | RFCW | RFC West | BFG | 67 | 0.18119 | 149946 | 870064.267 | 0.18358 | 0.0024487 | 0.000422 | Estimated using an emission factor | 4801864.648 | 1.0132
2021 | OH | ArcelorMittal Warren | 54207 | RFCW | RFC West | COG | 20.5 | 0.105 | 53742 | 219224.785 | 2.0914 | 0.07783 | 0.01908 | EPA/NEI | 2087959 | 19.9188
2021 | OH | Ashtabula | 55990 | RFCW | RFC West | NG | 26.1 | 0.28678 | 175414 | 916376.002 | 1.6182 | 0.01845 | 0.0035317 | EPA/NEI; Estimated using an emission factor | 3195381.365 | 5.6425
2021 | OH | Auglaize Hydro | 7657 | RFCW | RFC West | WAT | 3.6 |  | 9100 |  |  | 0 |  |  |  | 0
2021 | OH | Avon Lake Power Plant | 2836 | RFCW | RFC West | BIT | 712.1 |  | 828701 | 8203196.664 | 180.3785 | 0.43533 | 0.043978 | EPA/NEI; Estimated using an emission factor | 8203196.664 | 180.3785
2021 | OH | Battery Utility of Ohio | 58475 | RFCW | RFC West | MWH | 4 |  | -293 | 0 |  | 0 |  |  | 0 | 0
2021 | OH | Bay Shore | 2878 | RFCW | RFC West | PC | 166.5 | 0.93877 | 974210 | 12789044.887 | 134.958 | 0.27706 | 0.021105 | EPA/NEI | 13623150.576 | 143.76
2021 | OH | Bay View Backup Power Facility | 58269 | RFCW | RFC West | DFO | 12 |  | 780 | 1041 | 0.027076 | 0.069424 | 0.052018 | Estimated using an emission factor | 1041 | 0.027076
2021 | OH | Bay View Cogeneration Facility | 58263 | RFCW | RFC West | LFG | 12
2021 | OH | Blue Creek Wind Project | 57449 | RFCW | RFC West | WND | 302 |  | 732582 |  |  | 0 |  |  |  | 0
2021 | OH | Bowling Green Wind | 56226 | RFCW | RFC West | WND | 7.2 |  | 6757 |  |  | 0 |  |  |  | 0
2021 | OH | Bridgewater Dairy Anaerobic Digester | 57173 | RFCW | RFC West | OBG | 1.2 |  | 0
2021 | OH | Broshco Fabricated Products | 59373 | RFCW | RFC West | NG | 4.7 | 0.95273 | 1962.999 | 19467.155 | 0.078029 | 0.0795 | 0.0080165 | NEI avg EF - PM, fuel type | 20432.999 | 0.081901
2021 | OH | Brown County LFGTE Power Station | 61145 | RFCW | RFC West | LFG | 4.8 |  | 26810.001 | 318879.999 | 2.3438 | 0.17484 | 0.0147 | Estimated using an emission factor | 318879.999 | 2.3438
2021 | OH | Bryan (OH) | 2903 | RFCW | RFC West | NG | 39.3 |  | 3291 | 54204 | 0.5049 | 0.30684 | 0.01863 | EPA/NEI; Estimated using an emission factor | 54204 | 0.5049
2021 | OH | Bryan Peaking | 7779 | RFCW | RFC West | DFO | 10.8 |  | 682.002 | 7768.002 | 1.204 | 3.5309 | 0.31 | Estimated using an emission factor | 7768.002 | 1.204
2021 | OH | Bryan Solar Field | 58381 | RFCW | RFC West | SUN | 2.1 |  | 2635 |  |  | 0 |  |  |  | 0
2021 | OH | Carbon Limestone | 56868 | RFCW | RFC West | LFG | 25.6 |  | 127287.004 | 1999722.002 | 14.698 | 0.23094 | 0.0147 | Estimated using an emission factor | 1999722.002 | 14.698
2021 | OH | Cardinal | 2828 | RFCW | RFC West | BIT | 1880.4 |  | 10066943 | 104245648.001 | 522.69 | 0.10384 | 0.010028 | EPA/NEI | 104245648.001 | 522.69
2021 | OH | Carroll County Energy | 59773 | RFCW | RFC West | NG | 832.3 |  | 4771737 | 35228597.741 | 122.14 | 0.051193 | 0.0069341 | EPA/NEI | 35228597.741 | 122.14
2021 | OH | Celina Solar Project #1, LLC | 58665 | RFCW | RFC West | SUN | 4 |  | 5884 |  |  | 0 |  |  |  | 0
2021 | OH | Central Utility Plant Cincinnati | 57908 | RFCW | RFC West | NG | 47.2 | 0.45648 | 218831.34 | 1217137.523 | 2.7448 | 0.025086 | 0.0045102 | EPA/NEI; Estimated using an emission factor | 2666358.511 | 6.013
2021 | OH | Clean Energy Future - Lordstown, LLC | 60376 | RFCW | RFC West | NG | 962 |  | 5966442 | 40219945.397 | 139.56 | 0.046782 | 0.0069398 | EPA/NEI | 40219945.397 | 139.56
2021 | OH | Cleveland Peaking | 7774 | RFCW | RFC West | DFO | 10.8 |  | 471 | 5095.002 | 0.78973 | 3.3534 | 0.31 | Estimated using an emission factor | 5095.002 | 0.78973
2021 | OH | Cleveland Thermal | 61838 | RFCW | RFC West | NG | 1 | 0.00725 | 1429 | 8187.522 | 0.038932 | 0.054488 | 0.00951 | NEI avg EF - PM, fuel type | 1129335 | 5.3699
2021 | OH | Clinton Battery | 60297 | RFCW | RFC West | MWH | 10 |  | -2566 | 0 |  | 0 |  |  | 0 | 0
2021 | OH | Clyde Peaking Engine | 64157 | RFCW | RFC West | NG | 10 |  | 8289 | 88430 | 0.018659 | 0.004502 | 0.000422 | Estimated using an emission factor | 88430 | 0.018659
2021 | OH | Clyde Solar Array | 60923 | RFCW | RFC West | SUN | 2.8 |  | 3840 |  |  | 0 |  |  |  | 0
2021 | OH | Collinwood | 2906 | RFCW | RFC West | DFO | 16
2021 | OH | Collinwood BioEnergy Facility | 58439 | RFCW | RFC West | OBG | 1 |  | 2906 | 45676 | 0.33572 | 0.23105 | 0.0147 | Estimated using an emission factor | 45676 | 0.33572
2021 | OH | Cooper Farms VW Project | 57570 | RFCW | RFC West | WND | 4.5 |  | 12484 |  |  | 0 |  |  |  | 0
2021 | OH | CU Solar Plant | 58386 | RFCW | RFC West | SUN | 1.8 |  | 2421 |  |  | 0 |  |  |  | 0
2021 | OH | Cuyahoga County Landfill | 62041 | RFCW | RFC West | SUN | 3.7 |  | 4772 |  |  | 0 |  |  |  | 0
2021 | OH | Cuyahoga Falls 1 | 62658 | RFCW | RFC West | DFO | 14.4 |  | 1160.997 | 11730.999 | 1.8183 | 3.1323 | 0.31 | Estimated using an emission factor | 11730.999 | 1.8183
2021 | OH | Darby Electric Generating Station | 55247 | RFCW | RFC West | NG | 564 |  | 359136 | 4378468.1 | 26.9636 | 0.15016 | 0.012316 | EPA/NEI | 4378468.1 | 26.9636
2021 | OH | Davis Besse | 6149 | RFCW | RFC West | NUC | 925.2 |  | 7779141 |  |  | 0 |  |  |  | 0
2021 | OH | Denison Solar Array | 61637 | RFCW | RFC West | SUN | 1.9 |  | 2889 |  |  | 0 |  |  |  | 0
2021 | OH | DG AMP 1048 Wadsworth | 62942 | RFCW | RFC West | SUN | 6.3 |  | 9963 |  |  | 0 |  |  |  | 0
2021 | OH | DG AMP Rittman Rd | 62941 | RFCW | RFC West | SUN | 2.6 |  | 3648 |  |  | 0 |  |  |  | 0
2021 | OH | DG AMP Solar Bowling Green | 60622 | RFCW | RFC West | SUN | 20 |  | 40079 |  |  | 0 |  |  |  | 0
2021 | OH | DG AMP Solar Brewster | 61818 | RFCW | RFC West | SUN | 1.9 |  | 2398 |  |  | 0 |  |  |  | 0
2021 | OH | DG AMP Solar Jackson Center | 61438 | RFCW | RFC West | SUN | 1.6 |  | 2869 |  |  | 0 |  |  |  | 0
2021 | OH | DG AMP Solar Orrville 3 | 61436 | RFCW | RFC West | SUN | 2.3 |  | 3285 |  |  | 0 |  |  |  | 0
2021 | OH | DG AMP Solar Piqua Manier | 62792 | RFCW | RFC West | SUN | 12.6 |  | 22024 |  |  | 0 |  |  |  | 0
2021 | OH | DG AMP Solar Piqua Staunton | 61805 | RFCW | RFC West | SUN | 1.8 |  | 2667 |  |  | 0 |  |  |  | 0
2021 | OH | DG AMP Solar Versailles | 61437 | RFCW | RFC West | SUN | 1.8 |  | 2507 |  |  | 0 |  |  |  | 0
2021 | OH | Dicks Creek Power Company LLC | 2831 | RFCW | RFC West | NG | 159.1 |  | 7198 | 145510.2 | 0.2 | 0.055571 | 0.0027489 | EPA/NEI | 145510.2 | 0.2
2021 | OH | Dodge Park Engine No 1 | 56423 | RFCW | RFC West | DFO | 2 |  | 6.86 | 78 | 0.01209 | 3.5248 | 0.31 | Estimated using an emission factor | 78 | 0.01209
2021 | OH | Dover | 2914 | RFCW | RFC West | BIT | 49.6 |  | 58619 | 961081.778 | 8.8526 | 0.30204 | 0.018422 | EPA/NEI; Estimated using an emission factor | 961081.778 | 8.8526
2021 | OH | Dover Peaking | 7777 | RFCW | RFC West | DFO | 10.8 |  | 742.002 | 8290.002 | 1.285 | 3.4635 | 0.31 | Estimated using an emission factor | 8290.002 | 1.285
2021 | OH | Dresden Energy Facility | 55350 | RFCW | RFC West | NG | 678.3 |  | 4097994 | 26725416.575 | 27.84 | 0.013587 | 0.0020834 | EPA/NEI | 26725416.575 | 27.84
2021 | OH | East Campus Utility Plant | 57929 | RFCW | RFC West | DFO | 4.8 |  | 123.48 | 1308 | 0.20274 | 3.2838 | 0.31 | EPA/NEI; Estimated using an emission factor | 1308 | 0.20274
2021 | OH | Edgerton | 7874 | RFCW | RFC West | DFO | 3.6 |  | 182 | 2009 | 0.31139 | 3.4219 | 0.31 | Estimated using an emission factor | 2009 | 0.31139
2021 | OH | Euclid Farm, Stamco N-54 | 59024 | RFCW | RFC West | WND | 1 |  | 780 |  |  | 0 |  |  |  | 0
2021 | OH | Findlay Wind Farm | 60015 | RFCW | RFC West | WND | 3 |  | 7400 |  |  | 0 |  |  |  | 0
2021 | OH | Fremont Energy Center | 55701 | RFCW | RFC West | NG | 739.5 |  | 3639314 | 26022197.431 | 43.812 | 0.024077 | 0.0033673 | EPA/NEI | 26022197.431 | 43.812
2021 | OH | Galion | 7918 | RFCW | RFC West | DFO | 5.4 |  | 290.001 | 3156.999 | 0.48933 | 3.3747 | 0.31 | Estimated using an emission factor | 3156.999 | 0.48933
2021 | OH | Gen J M Gavin | 8102 | RFCW | RFC West | RC | 2600 |  | 13806727 | 143660902.765 | 623.9158 | 0.090379 | 0.008686 | EPA/NEI | 143660902.765 | 623.9158
2021 | OH | Geneva | 57410 | RFCW | RFC West | LFG | 4 |  | 18543 | 231918 | 1.7046 | 0.18385 | 0.0147 | Estimated using an emission factor | 231918 | 1.7046
2021 | OH | Genoa Diesel Generating Station | 56181 | RFCW | RFC West | DFO | 6 |  | 215.001 | 2313.999 | 0.35867 | 3.3364 | 0.31 | Estimated using an emission factor | 2313.999 | 0.35867
2021 | OH | Greenup Hydro | 4258 | RFCW | RFC West | WAT | 70.2 |  | 354582 |  |  | 0 |  |  |  | 0
2021 | OH | Greenville Electric Gen Station | 55228 | RFCW | RFC West | NG | 236 |  | 185584 | 1851610.9 | 11.85 | 0.1277 | 0.0128 | EPA/NEI | 1851610.9 | 11.85
2021 | OH | Hamilton Hydro | 7807 | RFCW | RFC West | WAT | 2.2 |  | 6779 |  |  | 0 |  |  |  | 0
2021 | OH | Hamilton Municipal Power Plant | 2917 | RFCW | RFC West | NG | 126.9 | 1 | 982
2021 | OH | Hanging Rock Power Company LLC | 55736 | RFCW | RFC West | NG | 1429.8 |  | 9510071 | 69249552.205 | 181.615 | 0.038194 | 0.0052452 | EPA/NEI | 69249552.205 | 181.615
2021 | OH | Hardin Solar Energy LLC | 63029 | RFCW | RFC West | SUN | 150 |  | 309664 |  |  | 0 |  |  |  | 0
2021 | OH | Harpster Wind | 60126 | RFCW | RFC West | WND | 1.5 |  | 3208 |  |  | 0 |  |  |  | 0
2021 | OH | Haverhill North Cogeneration Facility | 56848 | RFCW | RFC West | COG | 67 | 0.27604 | 331460 | 1775789.882 | 16.9407 | 0.10222 | 0.01908 | NEI avg EF - PM, fuel type | 6433115.635 | 61.3708
2021 | OH | Haviland Plastic Products | 58220 | RFCW | RFC West | WND | 4.5 |  | 11879.001 |  |  | 0 |  |  |  | 0
2021 | OH | Hillcrest Solar | 62200 | RFCW | RFC West | SUN | 200 |  | 177846 |  |  | 0 |  |  |  | 0
2021 | OH | HMV Minster Energy Storage System | 60299 | RFCW | RFC West | MWH | 7 |  | 0
2021 | OH | HMW Minster PV I | 60190 | RFCW | RFC West | SUN | 3 |  | 8389 |  |  | 0 |  |  |  | 0
2021 | OH | Hog Creek Wind Project | 61330 | RFCW | RFC West | WND | 66 |  | 207604 |  |  | 0 |  |  |  | 0
2021 | OH | Jackson Cntr Peaking | 7780 | RFCW | RFC West | DFO | 1.8 |  | 117 | 1273 | 0.19731 | 3.3729 | 0.31 | Estimated using an emission factor | 1273 | 0.19731
2021 | OH | KSU Trumbull | 65691 | RFCW | RFC West | SUN | 1 |  | 729 |  |  | 0 |  |  |  | 0
2021 | OH | Kyger Creek | 2876 | RFCW | RFC West | BIT | 1086.5 |  | 5034281 | 55610202.266 | 594.457 | 0.23616 | 0.021379 | EPA/NEI | 55610202.266 | 594.457
2021 | OH | LafargeHolcim - Paulding Wind Project | 62752 | RFCW | RFC West | WND | 4.5 |  | 11298 |  |  | 0 |  |  |  | 0
2021 | OH | LE Wind Turbine 1 | 57613 | RFCW | RFC West | WND | 2.5 |  | 3691 |  |  | 0 |  |  |  | 0
2021 | OH | Long Ridge Energy Generation | 61322 | RFCW | RFC West | NG | 521.9 |  | 695881 | 3786003.401 | 4.69 | 0.013479 | 0.0024775 | EPA/NEI | 3786003.401 | 4.69
2021 | OH | Loraine County Project | 56869 | RFCW | RFC West | LFG | 27.2 |  | 139963.992 | 1568810.002 | 11.5308 | 0.16477 | 0.0147 | Estimated using an emission factor | 1568810.002 | 11.5308
2021 | OH | Lordstown Motor Corp | 59683 | RFCW | RFC West | SUN | 2.2 |  | 1764 |  |  | 0 |  |  |  | 0
2021 | OH | Madison Generating Station | 55110 | RFCW | RFC West | NG | 692 |  | 527447 | 6902193.624 | 24.18 | 0.091687 | 0.0070065 | EPA/NEI | 6902193.624 | 24.18
2021 | OH | Mahoning | 57411 | RFCW | RFC West | LFG | 4 |  | 30300 | 364498 | 2.6791 | 0.17684 | 0.0147 | Estimated using an emission factor | 364498 | 2.6791
2021 | OH | MCCo Solar Generating Facility | 59324 | RFCW | RFC West | SUN | 1 |  | 501 |  |  | 0 |  |  |  | 0
2021 | OH | Miami Fort Power Station | 2832 | RFCW | RFC West | BIT | 1180.8 |  | 6776495 | 68609580.184 | 758.2501 | 0.22379 | 0.022103 | EPA/NEI; Estimated using an emission factor | 68609580.184 | 758.2501
2021 | OH | Middletown Coke Company, LLC | 57822 | RFCW | RFC West | COG | 67 | 0.28288 | 360406 | 1921937.42 | 18.335 | 0.10175 | 0.01908 | NEI avg EF - PM, fuel type | 6794133.63 | 64.8149
2021 | OH | Middletown Energy Center | 59326 | RFCW | RFC West | NG | 543.9 |  | 2685179 | 18310239.25 | 14.379 | 0.01071 | 0.0015706 | EPA/NEI | 18310239.25 | 14.379
2021 | OH | Model Gas Power Station | 56863 | RFCW | RFC West | LFG | 2.8
2021 | OH | Monroeville Solar | 63181 | RFCW | RFC West | SUN | 3.2 |  | 4456 |  |  | 0 |  |  |  | 0
2021 | OH | Montpelier | 7791 | RFCW | RFC West | DFO | 10.8 |  | 583.998 | 6513 | 1.0095 | 3.4573 | 0.31 | Estimated using an emission factor | 6513 | 1.0095
2021 | OH | Monument | 2851 | RFCW | RFC West | DFO | 13.5 |  | 123 | 1306 | 0.20243 | 3.2915 | 0.31 | Estimated using an emission factor | 1306 | 0.20243
2021 | OH | Morton Salt Rittman | 54335 | RFCW | RFC West | NG | 2.5 | 0.062328 | 16258.17 | 91118.296 | 0.43326 | 0.053298 | 0.0095098 | NEI avg EF - PM, fuel type | 1461923.073 | 6.9513
2021 | OH | Napoleon Biogas | 58921 | RFCW | RFC West | OBG | 2.8 |  | 0
2021 | OH | Napoleon Peaking | 7776 | RFCW | RFC West | DFO | 5.4 |  | 218.001 | 2564.001 | 0.39742 | 3.646 | 0.31 | Estimated using an emission factor | 2564.001 | 0.39742
2021 | OH | Napoleon Solar I | 57462 | RFCW | RFC West | SUN | 8 |  | 13021 |  |  | 0 |  |  |  | 0
2021 | OH | New Knoxville | 7898 | RFCW | RFC West | DFO | 1.1
2021 | OH | Niles | 2861 | RFCW | RFC West | DFO | 27 |  | -214 | 5246.2 | 0.03 | 0 | 0.011437 | EPA/NEI | 5246.2 | 0.03
2021 | OH | Northwest Ohio Wind | 59296 | RFCW | RFC West | WND | 109.8 |  | 260329 |  |  | 0 |  |  |  | 0
2021 | OH | O H Hutchings | 2848 | RFCW | RFC West | NG | 32.6 |  | 962 | 32034.7 | 0.1284 | 0.26695 | 0.0080165 | NEI avg EF - PM, fuel type, firing type | 32034.7 | 0.1284
2021 | OH | Oberlin (OH) | 2933 | RFCW | RFC West | NG | 18.5 |  | 764.001 | 11571 | 0.10894 | 0.28518 | 0.018829 | Estimated using an emission factor | 11571 | 0.10894
2021 | OH | Oberlin Spear Point Solar One | 58134 | RFCW | RFC West | SUN | 2
2021 | OH | Ohio Northern University Solar Site | 60913 | RFCW | RFC West | SUN | 3 |  | 4589 |  |  | 0 |  |  |  | 0
2021 | OH | Omega JV2 Bowling Green | 7783 | RFCW | RFC West | NG | 32 |  | 2207 | 30037.9 | 0.24379 | 0.22092 | 0.016232 | EPA/NEI | 30037.9 | 0.24379
2021 | OH | Omega JV2 Hamilton | 7782 | RFCW | RFC West | NG | 32 |  | 2345 | 31077.1 | 0.27411 | 0.23378 | 0.017641 | EPA/NEI | 31077.1 | 0.27411
2021 | OH | Oregon Clean Energy Center | 59764 | RFCW | RFC West | NG | 1061.5 |  | 5993118 | 40814988.304 | 109.6608 | 0.036596 | 0.0053736 | NEI avg EF - PM, fuel type, firing type | 40814988.304 | 109.6608
2021 | OH | Orrville | 2935 | RFCW | RFC West | NG | 84.5 |  | 27303 | 453299.408 | 3.2351 | 0.23697 | 0.014273 | NEI avg EF - PM, fuel type | 453299.408 | 3.2351
2021 | OH | Orrville Peaking | 7778 | RFCW | RFC West | DFO | 5.4 |  | 303.999 | 3768 | 0.58404 | 3.8424 | 0.31 | Estimated using an emission factor | 3768 | 0.58404
2021 | OH | O'Shaughnessy Hydro | 7279 | RFCW | RFC West | WAT | 5.2
2021 | OH | Ottawa County Project | 56865 | RFCW | RFC West | LFG | 2.8 |  | 4818 | 56246 | 0.41341 | 0.17161 | 0.0147 | Estimated using an emission factor | 56246 | 0.41341
2021 | OH | Owens Corning Headquarters | 60038 | RFCW | RFC West | SUN | 2.1 |  | 1544 |  |  | 0 |  |  |  | 0
2021 | OH | Painesville | 2936 | RFCW | RFC West | BIT | 55.5 |  | 955 | 16899.94 | 0.13748 | 0.28792 | 0.01627 | EPA/NEI; Estimated using an emission factor | 16899.94 | 0.13748
2021 | OH | Parking Lot Array | 63294 | RFCW | RFC West | SUN | 1.4 |  | 1518 |  |  | 0 |  |  |  | 0
2021 | OH | Paulding Wind Farm II | 57620 | RFCW | RFC West | WND | 99 |  | 301855 |  |  | 0 |  |  |  | 0
2021 | OH | Paulding Wind Farm III | 60470 | RFCW | RFC West | WND | 100.8 |  | 309000 |  |  | 0 |  |  |  | 0
2021 | OH | Perry | 6020 | RFCW | RFC West | NUC | 1311.6 |  | 9703868 |  |  | 0 |  |  |  | 0
2021 | OH | Piqua Power Plant | 2937 | RFCW | RFC West | DFO | 36.3 |  | 442 | 12957 | 0.10662 | 0.48242 | 0.016457 | NEI avg EF - PM, fuel type, firing type | 12957 | 0.10662
2021 | OH | Pixelle Specialty Solutions LLC | 10244 | RFCW | RFC West | NG | 92.8 | 0.15113 | 348550.267 | 1447407.911 | 2.2803 | 0.013084 | 0.0031509 | EPA/NEI | 9577056.508 | 15.088
2021 | OH | POET Biorefining - Fostoria | 63920 | RFCW | RFC West | NG | 3.5 | 0.1035 | 21930.73 | 138451.724 | 0.65832 | 0.060037 | 0.0095098 | NEI avg EF - PM, fuel type | 1337698.96 | 6.3606
2021 | OH | POET Biorefining - Leipsic, LLC | 63927 | RFCW | RFC West | NG | 3.5 | 0.046303 | 11870.86 | 70843.563 | 0.33685 | 0.056753 | 0.0095098 | NEI avg EF - PM, fuel type | 1529996 | 7.275
2021 | OH | POET Biorefining - Marion, LLC | 63829 | RFCW | RFC West | NG | 7.8 | 0.0765 | 20195 | 123658.793 | 0.58798 | 0.058231 | 0.0095098 | NEI avg EF - PM, fuel type | 1616454 | 7.6861
2021 | OH | Procter & Gamble Cincinnati Plant | 50456 | RFCW | RFC West | NG | 12.5 | 0.023203 | 7520 | 44387.13 | 0.21106 | 0.056132 | 0.0095097 | NEI avg EF - PM, fuel type | 1912980.671 | 9.096
2021 | OH | Progress Drive Generation Station | 63457 | RFCW | RFC West | DFO | 3.6 |  | 262 | 2808 | 0.43524 | 3.3224 | 0.31 | Estimated using an emission factor | 2808 | 0.43524
2021 | OH | Prospect Municipal | 7603 | RFCW | RFC West | DFO | 1.8 |  | 87 | 1021 | 0.15826 | 3.638 | 0.31 | Estimated using an emission factor | 1021 | 0.15826
2021 | OH | PS ST-8 Engine No 1 | 56421 | RFCW | RFC West | DFO | 2 |  | 6.86 | 54 | 0.00837 | 2.4402 | 0.31 | Estimated using an emission factor | 54 | 0.00837
2021 | OH | Racine | 6006 | RFCW | RFC West | WAT | 47.4 |  | 207829 |  |  | 0 |  |  |  | 0
2021 | OH | Renewable Energy Services of Ohio | 57249 | RFCW | RFC West | LFG | 2.4 |  | 17295 | 176743 | 1.2991 | 0.15022 | 0.0147 | Estimated using an emission factor | 176743 | 1.2991
2021 | OH | Renick Run Pumping Station 03-04 | 56420 | RFCW | RFC West | DFO | 2.8 |  | 9.8 | 78 | 0.01209 | 2.4673 | 0.31 | Estimated using an emission factor | 78 | 0.01209
2021 | OH | Richland Peaking Station | 2880 | RFCW | RFC West | NG | 450 |  | 364083 | 4755833.554 | 25.635 | 0.14082 | 0.01078 | EPA/NEI | 4755833.554 | 25.635
2021 | OH | Robert P Mone | 7872 | RFCW | RFC West | NG | 594 |  | 279393 | 2995274.6 | 11.53 | 0.082536 | 0.0076988 | EPA/NEI | 2995274.6 | 11.53
2021 | OH | Rolling Hills Generating LLC | 55401 | RFCW | RFC West | NG | 977.5 |  | 566141 | 6274378.013 | 23.859 | 0.084286 | 0.0076052 | EPA/NEI | 6274378.013 | 23.859
2021 | OH | RP Wind | 58630 | RFCW | RFC West | WND | 3.4 |  | 7135 |  |  | 0 |  |  |  | 0
2021 | OH | Sauder Power Plant | 54974 | RFCW | RFC West | WDS | 7.2 | 0.13386 | 18258 | 103832.212 | 0.53886 | 0.059027 | 0.010379 | NEI avg EF - PM, fuel type | 775695 | 4.0256
2021 | OH | Scioto Ridge Wind Farm | 58780 | RFCW | RFC West | WND | 249.8 |  | 281526 |  |  | 0 |  |  |  | 0
2021 | OH | Seville | 7919 | RFCW | RFC West | DFO | 5.4 |  | 197.001 | 2151.999 | 0.33356 | 3.3864 | 0.31 | Estimated using an emission factor | 2151.999 | 0.33356
2021 | OH | Shelby North | 7827 | RFCW | RFC West | DFO | 1.8 |  | 132 | 1436 | 0.22258 | 3.3724 | 0.31 | Estimated using an emission factor | 1436 | 0.22258
2021 | OH | Shelby Solar Array | 63390 | RFCW | RFC West | SUN | 1.9 |  | 3417 |  |  | 0 |  |  |  | 0
2021 | OH | Shelby South | 7828 | RFCW | RFC West | DFO | 1.8 |  | 140 | 1530 | 0.23715 | 3.3879 | 0.31 | Estimated using an emission factor | 1530 | 0.23715
2021 | OH | Sidney (OH) | 2852 | RFCW | RFC West | DFO | 13.5 |  | 197 | 1984 | 0.30752 | 3.122 | 0.31 | Estimated using an emission factor | 1984 | 0.30752
2021 | OH | South Field Energy, LLC | 60356 | RFCW | RFC West | NG | 1210.4 |  | 2198702 | 14532619.925 | 51.62 | 0.046955 | 0.007104 | EPA/NEI | 14532619.925 | 51.62
2021 | OH | Springfield Solar LLC | 59545 | RFCW | RFC West | SUN | 1.5 |  | 910 |  |  | 0 |  |  |  | 0
2021 | OH | St Marys | 2942 | RFCW | RFC West | DFO | 25 |  | 629 | 128210 | 0.81689 | 2.5974 | 0.012743 | EPA/NEI; Estimated using an emission factor | 128210 | 0.81689
2021 | OH | ST-1/1A Engine No 1 | 56422 | RFCW | RFC West | DFO | 1.3 |  | 1.96 | 60 | 0.0093 | 9.4898 | 0.31 | Estimated using an emission factor | 60 | 0.0093
2021 | OH | Stryker | 2881 | RFCW | RFC West | DFO | 19 |  | 41 | 827 | 0.0068049 | 0.33195 | 0.016457 | NEI avg EF - PM, fuel type, firing type | 827 | 0.0068049
2021 | OH | Suburban Landfill Gas Recovery | 57170 | RFCW | RFC West | LFG | 5.6 |  | 30644.999 | 350794.003 | 2.5783 | 0.16827 | 0.0147 | Estimated using an emission factor | 350794.003 | 2.5783
2021 | OH | Summit Street Power Plant | 58140 | RFCW | RFC West | NG | 13.2 | 0.42986 | 14808 | 77374.413 | 0.31014 | 0.041888 | 0.0080165 | NEI avg EF - PM, fuel type | 179997 | 0.72147
2021 | OH | Tait Electric Generating Station | 2847 | RFCW | RFC West | NG | 680.6 |  | 1004696.998 | 11650185.8 | 68.4152 | 0.13619 | 0.011745 | EPA/NEI; Estimated using an emission factor | 11650185.8 | 68.4152
2021 | OH | Timber Road IV | 62944 | RFCW | RFC West | WND | 125.1 |  | 377588 |  |  | 0 |  |  |  | 0
2021 | OH | Toledo Ref Power Recovery Train | 50965 | RFCW | RFC West | PC | 6 | 2.6e-05 | 33.95 | 193.118 |  |  |  |  | 7385530
2021 | OH | Troy Energy, LLC | 55348 | RFCW | RFC West | NG | 795.6 |  | 1055565 | 9717608.905 | 36.616 | 0.069377 | 0.007536 | EPA/NEI | 9717608.905 | 36.616
2021 | OH | Valfilm Wind Project | 61356 | RFCW | RFC West | WND | 3 |  | 7083 |  |  | 0 |  |  |  | 0
2021 | OH | Versailles Peaking | 7775 | RFCW | RFC West | DFO | 5.4 |  | 276 | 4305.999 | 0.66743 | 4.8364 | 0.31 | Estimated using an emission factor | 4305.999 | 0.66743
2021 | OH | W H Sammis | 2866 | RFCW | RFC West | BIT | 1706.5 |  | 4656053 | 53839323.627 | 270.5 | 0.11619 | 0.010048 | EPA/NEI; Estimated using an emission factor | 53839323.627 | 270.5
2021 | OH | W H Zimmer Generating Station | 6019 | RFCW | RFC West | RC | 1425.6 |  | 4575243 | 48133925.601 | 503.2198 | 0.21998 | 0.020909 | EPA/NEI | 48133925.601 | 503.2198
2021 | OH | Walter C Beckjord | 2830 | RFCW | RFC West | MWH | 4 |  | -497 | 0 |  | 0 |  |  | 0 | 0
2021 | OH | Wapakoneta-Pratt | 65258 | RFCW | RFC West | SUN | 13.5 |  | 26 |  |  | 0 |  |  |  | 0
2021 | OH | Washington Power Company LLC | 55397 | RFCW | RFC West | NG | 714.9 |  | 4821284 | 34468908.533 | 94.165 | 0.039062 | 0.0054638 | EPA/NEI | 34468908.533 | 94.165
2021 | OH | Waterford Plant | 55503 | RFCW | RFC West | NG | 921.6 |  | 6191450 | 43610520.676 | 19.45 | 0.0062829 | 0.00089199 | EPA/NEI | 43610520.676 | 19.45
2021 | OH | Wellington | 7878 | RFCW | RFC West | DFO | 1 |  | 56 | 594 | 0.09207 | 3.2882 | 0.31 | Estimated using an emission factor | 594 | 0.09207
2021 | OH | West 41st Street | 2909 | RFCW | RFC West | NG | 32 |  | 0
2021 | OH | West Lorain | 2869 | RFCW | RFC West | DFO | 555.6 |  | 318246.001 | 3898818.313 | 4.2469 | 0.026689 | 0.0021786 | EPA/NEI | 3898818.313 | 4.2469
2021 | OH | Whirlpool Corp-Greenville Wind Farm | 61660 | RFCW | RFC West | WND | 4.5 |  | 10848.999 |  |  | 0 |  |  |  | 0
2021 | OH | Whirlpool Corporation - Marion Wind Farm | 61005 | RFCW | RFC West | WND | 4.5 |  | 8960.001 |  |  | 0 |  |  |  | 0
2021 | OH | Whirlpool Corporation - Ottawa Wind Farm | 61004 | RFCW | RFC West | WND | 1.5 |  | 3937 |  |  | 0 |  |  |  | 0
2021 | OH | Willey Battery Utility | 60660 | RFCW | RFC West | MWH | 6 |  | -1332 | 0 |  | 0 |  |  | 0 | 0
2021 | OH | Woodsdale | 7158 | RFCW | RFC West | NG | 571.8 |  | 52519.998 | 1115808.831 | 4.849 | 0.18465 | 0.0086915 | EPA/NEI | 1115808.831 | 4.849
2021 | OH | Wooster Renewable Energy | 59072 | RFCW | RFC West | OBG | 1 |  | 0
2021 | OH | Wyandot Solar Farm | 57203 | RFCW | RFC West | SUN | 10 |  | 13165 |  |  | 0 |  |  |  | 0
2021 | OH | Yankee Street | 2854 | RFCW | RFC West | NG | 126.6 |  | 14177.001 | 196913 | 0.78928 | 0.11135 | 0.0080165 | EPA/NEI; Estimated using an emission factor | 196913 | 0.78928
2021 | OH | Zephyr Wind | 60128 | RFCW | RFC West | WND | 4.5 |  | 10341 |  |  | 0 |  |  |  | 0
2021 | OH | Zephyr Wind Project - 2.0 | 62653 | RFCW | RFC West | WND | 4.5 |  | 10470 |  |  | 0 |  |  |  | 0
2021 | OK | Anadarko | 3006 | SPSO | SPP South | NG | 534.9 |  | 433603.999 | 4760435.47 | 10.3024 | 0.04752 | 0.0043284 | EPA/NEI | 4760435.47 | 10.3024
2021 | OK | Arbuckle Mountain Wind Farm LLC | 59234 | SPSO | SPP South | WND | 100 |  | 361993 |  |  | 0 |  |  |  | 0
2021 | OK | Armadillo Flats Wind Project, LLC | 61926 | SPSO | SPP South | WND | 247.3 |  | 953603 |  |  | 0 |  |  |  | 0
2021 | OK | Balko Wind LLC | 58900 | SPSO | SPP South | WND | 299.7 |  | 1058701 |  |  | 0 |  |  |  | 0
2021 | OK | Blue Canyon Windpower | 56081 | SPSO | SPP South | WND | 74.3 |  | 108140 |  |  | 0 |  |  |  | 0
2021 | OK | Blue Canyon Windpower II | 56335 | SPSO | SPP South | WND | 151.4 |  | 278944 |  |  | 0 |  |  |  | 0
2021 | OK | Blue Canyon Windpower V LLC | 57108 | SPSO | SPP South | WND | 99 |  | 290315 |  |  | 0 |  |  |  | 0
2021 | OK | Blue Canyon Windpower VI LLC | 57616 | SPSO | SPP South | WND | 99.8 |  | 340799 |  |  | 0 |  |  |  | 0
2021 | OK | Bluestem | 60256 | SPSO | SPP South | WND | 198 |  | 809582 |  |  | 0 |  |  |  | 0
2021 | OK | Boiling Springs Wind Farm | 62871 | SPSO | SPP South | WND | 148.4 |  | 478019 |  |  | 0 |  |  |  | 0
2021 | OK | Boomer Lake Station | 3000 | SPSO | SPP South | DFO | 6 |  | 33 | 306 | 0.04743 | 2.8745 | 0.31 | Estimated using an emission factor | 306 | 0.04743
2021 | OK | Breckinridge Wind Project LLC | 58994 | SPSO | SPP South | WND | 98.8 |  | 402373 |  |  | 0 |  |  |  | 0
2021 | OK | Broken Bow Dam | 6415 | SPSO | SPP South | WAT | 100 |  | 194395 |  |  | 0 |  |  |  | 0
2021 | OK | Buffalo Bear LLC | 56946 | SPSO | SPP South | WND | 18.9 |  | 22035 |  |  | 0 |  |  |  | 0
2021 | OK | Cana Gas Processing Plant | 57597 | SPSO | SPP South | DFO | 7.5 |  | 681 | 6540.999 | 1.0139 | 2.9775 | 0.31 | Estimated using an emission factor | 6540.999 | 1.0139
2021 | OK | Canadian Hills Wind | 57987 | SPSO | SPP South | WND | 293.7 |  | 835264 |  |  | 0 |  |  |  | 0
2021 | OK | Centennial Wind Farm | 56380 | SPSO | SPP South | WND | 120 |  | 127214 |  |  | 0 |  |  |  | 0
2021 | OK | Charles D Lamb Energy Center | 58325 | SPSO | SPP South | NG | 122 |  | 118531 | 1479696.819 | 5.931 | 0.10007 | 0.0080165 | NEI avg EF - PM, fuel type, firing type | 1479696.819 | 5.931
2021 | OK | Chickasaw Nation Solar Farm | 63500 | SPSO | SPP South | SUN | 5 |  | 10962 |  |  | 0 |  |  |  | 0
2021 | OK | Chisholm View Wind Project | 58041 | SPSO | SPP South | WND | 300 |  | 1006505 |  |  | 0 |  |  |  | 0
2021 | OK | Choctaw Nation Solar Farm | 63499 | SPSO | SPP South | SUN | 5 |  | 9459 |  |  | 0 |  |  |  | 0
2021 | OK | Chouteau Power Plant | 7757 | SRMW | SERC Midwest | NG | 1069.6 |  | 4522255 | 32276210.834 | 28.8702 | 0.012768 | 0.0017889 | EPA/NEI | 32276210.834 | 28.8702
2021 | OK | Comanche (8059) | 8059 | SPSO | SPP South | NG | 294 |  | 218525 | 2080391.386 | 0.19764 | 0.0018089 | 0.00019 | EPA/NEI | 2080391.386 | 0.19764
2021 | OK | Covanta Tulsa Renewable Energy LLC | 50660 | SPSO | SPP South | MSW | 16.8 | 0.006099 | 3178 | 18736.695 |  |  |  |  | 3072246.635
2021 | OK | Covington Solar Farm | 61759 | SPSO | SPP South | SUN | 10 |  | 20386 |  |  | 0 |  |  |  | 0
2021 | OK | Crossroads Wind Farm | 57332 | SPSO | SPP South | WND | 227.5 |  | 805600 |  |  | 0 |  |  |  | 0
2021 | OK | Cushing | 2975 | SPSO | SPP South | DFO | 24.6 |  | 1963.999 | 20165.998 | 3.1257 | 3.183 | 0.31 | Estimated using an emission factor | 20165.998 | 3.1257
2021 | OK | Cyril | 61614 | SPSO | SPP South | SUN | 5 |  | 8610 |  |  | 0 |  |  |  | 0
2021 | OK | Dempsey Ridge Wind Farm | 56665 | SPSO | SPP South | WND | 132 |  | 291567 |  |  | 0 |  |  |  | 0
2021 | OK | Diamond Spring, LLC | 63327 | SPSO | SPP South | WND | 303.5 |  | 973457 |  |  | 0 |  |  |  | 0
2021 | OK | Drift Sand Wind Project LLC | 59065 | SPSO | SPP South | WND | 108 |  | 434811 |  |  | 0 |  |  |  | 0
2021 | OK | Elk City LLC | 57346 | SPSO | SPP South | WND | 198.1 |  | 633362 |  |  | 0 |  |  |  | 0
2021 | OK | Eufaula Dam | 6419 | SPSO | SPP South | WAT | 90 |  | 316775.001 |  |  | 0 |  |  |  | 0
2021 | OK | Fort Gibson | 3003 | SPSO | SPP South | WAT | 44.8 |  | 268825 |  |  | 0 |  |  |  | 0
2021 | OK | Frontier Generating Station | 50558 | SPSO | SPP South | NG | 131.4 | 1 | 380958 | 3128773.338 | 6.036 | 0.031689 | 0.0038584 | EPA/NEI | 3128773.338 | 6.036
2021 | OK | Frontier Windpower | 60218 | SPSO | SPP South | WND | 200 |  | 527902 |  |  | 0 |  |  |  | 0
2021 | OK | Frontier Windpower II | 62837 | SPSO | SPP South | WND | 351.8 |  | 538485 |  |  | 0 |  |  |  | 0
2021 | OK | Georgia-Pacific Muskogee LLC | 10362 | SPSO | SPP South | NG | 114 | 0.34213 | 386446.811 | 2513806.763 | 10.1046 | 0.052295 | 0.0080393 | NEI avg EF - PM, fuel type, firing type | 7347542.454 | 29.5345
2021 | OK | Glass Sands Wind Facility | 64750 | SPSO | SPP South | WND | 117 |  | 56297 |  |  | 0 |  |  |  | 0
2021 | OK | Goodwell Wind Project LLC | 58998 | SPSO | SPP South | WND | 200 |  | 873023 |  |  | 0 |  |  |  | 0
2021 | OK | Grand River Dam Authority | 165 | SPSO | SPP South | SUB | 1194.3 |  | 3009932 | 29020964.641 | 131.0776 | 0.087097 | 0.0090333 | EPA/NEI; Estimated using an emission factor | 29020964.641 | 131.0776
2021 | OK | Grant Plains Wind, LLC | 60545 | SPSO | SPP South | WND | 147.2 |  | 534777 |  |  | 0 |  |  |  | 0
2021 | OK | Grant Wind, LLC | 60013 | SPSO | SPP South | WND | 151.8 |  | 557004 |  |  | 0 |  |  |  | 0
2021 | OK | Great Western Wind Energy, LLC | 60574 | SPSO | SPP South | WND | 225 |  | 925038 |  |  | 0 |  |  |  | 0
2021 | OK | Green Country Energy, LLC | 55146 | SPSO | SPP South | NG | 903.9 |  | 3332687 | 24402246.804 | 26.9624 | 0.016181 | 0.0022098 | EPA/NEI | 24402246.804 | 26.9624
2021 | OK | Hinton | 61615 | SPSO | SPP South | SUN | 3 |  | 3498 |  |  | 0 |  |  |  | 0
2021 | OK | Horseshoe Lake | 2951 | SPSO | SPP South | NG | 947 |  | 766501 | 9142080.138 | 32.901 | 0.085847 | 0.0071977 | EPA/NEI | 9142080.138 | 32.901
2021 | OK | Hugo | 6772 | SPSO | SPP South | SUB | 446 |  | 834320 | 10853708.109 | 6.9115 | 0.016568 | 0.0012736 | EPA/NEI | 10853708.109 | 6.9115
2021 | OK | International Paper Valliant OK | 50192 | SPSO | SPP South | BLQ | 68 | 0.12766 | 430911 | 2521301.539 | 11.6838 | 0.054228 | 0.0092681 | NEI avg EF - PM, fuel type | 19749544 | 91.5198
2021 | OK | Kaw Hydro | 7545 | SPSO | SPP South | WAT | 37 |  | 88329 |  |  | 0 |  |  |  | 0
2021 | OK | Kay Wind, LLC | 59460 | SPSO | SPP South | WND | 299 |  | 956313 |  |  | 0 |  |  |  | 0
2021 | OK | Keenan II Renewable Energy Co LLC | 57358 | SPSO | SPP South | WND | 151.8 |  | 529472 |  |  | 0 |  |  |  | 0
2021 | OK | Keystone Dam | 2984 | SPSO | SPP South | WAT | 70 |  | 201898 |  |  | 0 |  |  |  | 0
2021 | OK | King Plains Wind Project | 63104 | SPSO | SPP South | WND | 248.2 |  | 808480 |  |  | 0 |  |  |  | 0
2021 | OK | Kingfisher | 2986 | SPSO | SPP South | NG | 9.1 |  | 96.999 | 875 | 0.00018463 | 0.0038067 | 0.000422 | Estimated using an emission factor | 875 | 0.00018463
2021 | OK | Kingfisher Wind LLC | 58902 | SPSO | SPP South | WND | 298 |  | 1063482 |  |  | 0 |  |  |  | 0
2021 | OK | KODE Novus I | 57516 | SPSO | SPP South | WND | 80 |  | 11614 |  |  | 0 |  |  |  | 0
2021 | OK | KODE Novus II | 57889 | SPSO | SPP South | WND | 40 |  | 11614 |  |  | 0 |  |  |  | 0
2021 | OK | Laverne Diesel Generating Plant | 56348 | SPSO | SPP South | DFO | 4 |  | 277 | 2302 | 0.35681 | 2.5762 | 0.31 | Estimated using an emission factor | 2302 | 0.35681
2021 | OK | Little Elk Wind Project LLC | 58999 | SPSO | SPP South | WND | 74 |  | 337441 |  |  | 0 |  |  |  | 0
2021 | OK | Mammoth Plains | 59284 | SPSO | SPP South | WND | 199 |  | 800974 |  |  | 0 |  |  |  | 0
2021 | OK | Mangum | 2991 | SPSO | SPP South | NG | 6.7 |  | 163.001 | 3001 | 0.00063321 | 0.0077694 | 0.000422 | Estimated using an emission factor | 3001 | 0.00063321
2021 | OK | Marietta | 61616 | SPSO | SPP South | SUN | 3 |  | 4884 |  |  | 0 |  |  |  | 0
2021 | OK | Markham | 2980 | SPSO | SPP South | WAT | 128.4 |  | 287744 |  |  | 0 |  |  |  | 0
2021 | OK | Maverick Wind Project, LLC | 63494 | ERCT | ERCOT All | WND | 288 |  | 192041 |  |  | 0 |  |  |  | 0
2021 | OK | McClain Energy Facility | 55457 | SPSO | SPP South | NG | 551.3 |  | 2208570 | 15565395.508 | 1.4787 | 0.0013391 | 0.00019 | EPA/NEI | 15565395.508 | 1.4787
2021 | OK | Minco Wind I, LLC | 57590 | SPSO | SPP South | WND | 99.2 |  | 349618 |  |  | 0 |  |  |  | 0
2021 | OK | Minco Wind II, LLC | 57956 | SPSO | SPP South | WND | 100.8 |  | 295089 |  |  | 0 |  |  |  | 0
2021 | OK | Minco Wind III, LLC | 58203 | SPSO | SPP South | WND | 100.8 |  | 354769 |  |  | 0 |  |  |  | 0
2021 | OK | Minco Wind IV, LLC | 61836 | SPSO | SPP South | WND | 130 |  | 551926 |  |  | 0 |  |  |  | 0
2021 | OK | Mooreland | 3008 | SPSO | SPP South | NG | 305 |  | 53198 | 719595.13 | 2.6809 | 0.10079 | 0.007451 | EPA/NEI | 719595.13 | 2.6809
2021 | OK | Muskogee | 2952 | SPSO | SPP South | SUB | 1716 |  | 3350910 | 37718923.251 | 429.5214 | 0.25636 | 0.022775 | EPA/NEI | 37718923.251 | 429.5214
2021 | OK | Mustang | 2953 | SPSO | SPP South | NG | 464.5 |  | 1180781.001 | 11514883.618 | 21.3048 | 0.036086 | 0.0037004 | EPA/NEI; Estimated using an emission factor | 11514883.618 | 21.3048
2021 | OK | NextEra-Blackwell Wind, LLC | 58209 | SPSO | SPP South | WND | 59.8 |  | 203534 |  |  | 0 |  |  |  | 0
2021 | OK | Norman Solar | 64473 | SPSO | SPP South | SUN | 2 |  | 3823 |  |  | 0 |  |  |  | 0
2021 | OK | Northeastern | 2963 | SPSO | SPP South | SUB | 1477.5 |  | 4809839 | 48668792.489 | 94.1298 | 0.039141 | 0.0038682 | EPA/NEI | 48668792.489 | 94.1298
2021 | OK | Oklahoma Wind Energy Center | 56094 | SPSO | SPP South | WND | 102 |  | 135377 |  |  | 0 |  |  |  | 0
2021 | OK | Oneta Energy Center | 55225 | SPSO | SPP South | NG | 1214 |  | 3893485 | 29483866.751 | 2.801 | 0.0014388 | 0.00019 | EPA/NEI | 29483866.751 | 2.801
2021 | OK | Origin Wind | 58938 | SPSO | SPP South | WND | 150 |  | 549946 |  |  | 0 |  |  |  | 0
2021 | OK | Osage Wind, LLC | 58683 | SRMW | SERC Midwest | WND | 150.4 |  | 562380 |  |  | 0 |  |  |  | 0
2021 | OK | OU Spirit Wind Farm | 57286 | SPSO | SPP South | WND | 101.2 |  | 151313 |  |  | 0 |  |  |  | 0
2021 | OK | Pawhuska | 2995 | SPSO | SPP South | DFO | 9 |  | 302 | 2946 | 0.45663 | 3.024 | 0.31 | Estimated using an emission factor | 2946 | 0.45663
2021 | OK | Pensacola | 2981 | SPSO | SPP South | WAT | 130.1 |  | 516610 |  |  | 0 |  |  |  | 0
2021 | OK | Persimmon Creek Wind Farm 1, LLC | 61876 | SPSO | SPP South | WND | 198.6 |  | 820084 |  |  | 0 |  |  |  | 0
2021 | OK | Pine Ridge | 61617 | SPSO | SPP South | SUN | 3 |  | 3699 |  |  | 0 |  |  |  | 0
2021 | OK | Ponca | 762 | SPSO | SPP South | NG | 182.3 |  | 21941 | 211259.589 | 0.407 | 0.0371 | 0.0038531 | EPA/NEI; Estimated using an emission factor | 211259.589 | 0.407
2021 | OK | Ponderosa Wind Energy Center | 63590 | SPSO | SPP South | WND | 200 |  | 892114 |  |  | 0 |  |  |  | 0
2021 | OK | Red Dirt Wind Project | 61270 | SPSO | SPP South | WND | 299.3 |  | 1054669 |  |  | 0 |  |  |  | 0
2021 | OK | Red Hills Wind Project LLC | 56804 | SPSO | SPP South | WND | 123 |  | 245536 |  |  | 0 |  |  |  | 0
2021 | OK | Redbed Plains Wind Farm | 61221 | SPSO | SPP South | WND | 99.1 |  | 421207 |  |  | 0 |  |  |  | 0
2021 | OK | Redbud Power Plant | 55463 | SPSO | SPP South | NG | 1433.6 |  | 4308564 | 32983753.511 | 50.1343 | 0.023272 | 0.0030399 | EPA/NEI | 32983753.511 | 50.1343
2021 | OK | River Valley | 10671 | SPSO | SPP South | SUB | 350 | 1 | 1030739 | 13121865.216 | 72.524 | 0.14072 | 0.011054 | EPA/NEI | 13121865.216 | 72.524
2021 | OK | Riverside (4940) | 4940 | SPSO | SPP South | NG | 1121.7 |  | 280510 | 3735333.907 | 13.7268 | 0.09787 | 0.0073497 | EPA/NEI | 3735333.907 | 13.7268
2021 | OK | Robert S Kerr | 2985 | SPSO | SPP South | WAT | 110 |  | 483043 |  |  | 0 |  |  |  | 0
2021 | OK | Rock Falls Wind Farm LLC | 61261 | SPSO | SPP South | WND | 154.5 |  | 549636 |  |  | 0 |  |  |  | 0
2021 | OK | Rockhaven Wind Project, LLC | 64172 | SPSO | SPP South | WND | 140 |  | 43003 |  |  | 0 |  |  |  | 0
2021 | OK | Rocky Ridge Wind Project | 58078 | SPSO | SPP South | WND | 148.8 |  | 590108 |  |  | 0 |  |  |  | 0
2021 | OK | Rush Springs Energy Storage (BA) | 63458 | SPSO | SPP South | MWH | 10
2021 | OK | Rush Springs Wind | 60592 | SPSO | SPP South | WND | 249.9 |  | 961817 |  |  | 0 |  |  |  | 0
2021 | OK | Salina | 2982 | SPSO | SPP South | WAT | 259.2 |  | -86940 |  |  | 0 |  |  |  | 0
2021 | OK | Seiling Wind I | 59311 | SPSO | SPP South | WND | 199 |  | 790005 |  |  | 0 |  |  |  | 0
2021 | OK | Seiling Wind II | 59312 | SPSO | SPP South | WND | 98.6 |  | 384548 |  |  | 0 |  |  |  | 0
2021 | OK | Seminole (2956) | 2956 | SPSO | SPP South | NG | 1701 |  | 1359814 | 15390739.473 | 39.1349 | 0.057559 | 0.0050855 | EPA/NEI | 15390739.473 | 39.1349
2021 | OK | Skeleton Creek Energy Center Hybrid | 62494 | SPSO | SPP South | WND | 250 |  | 1023034 |  |  | 0 |  |  |  | 0
2021 | OK | Sleeping Bear LLC | 56621 | SPSO | SPP South | WND | 94.5 |  | 90966 |  |  | 0 |  |  |  | 0
2021 | OK | Sooner | 6095 | SPSO | SPP South | SUB | 1138 |  | 3194686 | 33468279.299 | 45.415 | 0.028432 | 0.0027139 | EPA/NEI | 33468279.299 | 45.415
2021 | OK | Southwestern | 2964 | SPSO | SPP South | NG | 658 |  | 633379 | 8418042.411 | 11.9591 | 0.037763 | 0.0028413 | EPA/NEI | 8418042.411 | 11.9591
2021 | OK | Spring Creek Power Plant | 55651 | SPNO | SPP North | NG | 338 |  | 59539 | 795677.916 | 1.2398 | 0.041648 | 0.0031164 | EPA/NEI | 795677.916 | 1.2398
2021 | OK | Stillwater Energy Center | 59647 | SPSO | SPP South | NG | 56.4 |  | 75897 | 712146.999 | 0.15026 | 0.0039597 | 0.000422 | Estimated using an emission factor | 712146.999 | 0.15026
2021 | OK | Stillwater Water Treatment Plant | 55987 | SPSO | SPP South | DFO | 2 |  | 17 | 166 | 0.02573 | 3.0271 | 0.31 | Estimated using an emission factor | 166 | 0.02573
2021 | OK | Sundance Wind Project, LLC | 63489 | SPSO | SPP South | WND | 199 |  | 408904 |  |  | 0 |  |  |  | 0
2021 | OK | Taloga Wind LLC | 57261 | SPSO | SPP South | WND | 130 |  | 216478 |  |  | 0 |  |  |  | 0
2021 | OK | Tenaska Kiamichi Generating Station | 55501 | ERCT | ERCOT All | NG | 1370 |  | 4209584 | 34512350.832 | 3.2787 | 0.0015577 | 0.00019 | EPA/NEI | 34512350.832 | 3.2787
2021 | OK | Tenkiller Ferry | 3004 | SPSO | SPP South | WAT | 39 |  | 155696 |  |  | 0 |  |  |  | 0
2021 | OK | Thunder Ranch Wind Project | 61269 | SPSO | SPP South | WND | 297.8 |  | 952950 |  |  | 0 |  |  |  | 0
2021 | OK | Tinker | 63628 | SPSO | SPP South | NG | 82 |  | 7501 | 77868.3 | 0.31212 | 0.08322 | 0.0080165 | NEI avg EF - PM, fuel type, firing type | 77868.3 | 0.31212
2021 | OK | Tulsa | 2965 | SPSO | SPP South | NG | 348.2 |  | 171446 | 2442960.991 | 9.1611 | 0.10687 | 0.0075 | EPA/NEI | 2442960.991 | 9.1611
2021 | OK | Tulsa LFG LLC | 57828 | SPSO | SPP South | LFG | 4.8 |  | 18948.999 | 259829.001 | 1.9097 | 0.20157 | 0.0147 | Estimated using an emission factor | 259829.001 | 1.9097
2021 | OK | Tuttle | 61618 | SPSO | SPP South | SUN | 4 |  | 6825 |  |  | 0 |  |  |  | 0
2021 | OK | University of Oklahoma | 50307 | SPSO | SPP South | NG | 18.6 | 0 | 0 | 0 | 0 |  |  | EPA/NEI; Estimated using an emission factor | 75797.232 | 0.36041
2021 | OK | Waynoka Gas Processing Plant | 59782 | SPSO | SPP South | NG | 3.9 |  | 17885.001 | 172922.001 | 0.036487 | 0.0040801 | 0.000422 | Estimated using an emission factor | 172922.001 | 0.036487
2021 | OK | Weatherford Wind Energy Center | 56273 | SPSO | SPP South | WND | 147 |  | 622588 |  |  | 0 |  |  |  | 0
2021 | OK | Webbers Falls | 2987 | SPSO | SPP South | WAT | 75 |  | 252860.001 |  |  | 0 |  |  |  | 0
2021 | OK | Weleetka | 2966 | SPSO | SPP South | NG | 110 |  | 2592 | 39767.6 | 0.11784 | 0.090926 | 0.0059264 | EPA/NEI | 39767.6 | 0.11784
2021 | OK | WFEC GenCo LLC | 55655 | SPSO | SPP South | NG | 90 |  | 131701 | 1607507 | 6.4433 | 0.097847 | 0.0080165 | NEI avg EF - PM, fuel type | 1607507 | 6.4433
2021 | OK | Wildhorse Mountain Wind Facility | 61866 | SPSO | SPP South | WND | 100 |  | 382472 |  |  | 0 |  |  |  | 0
2021 | OR | 45 Mile Hydroelectric Project | 58455 | NWPP | WECC Northwest | WAT | 3 |  | 4188 |  |  | 0 |  |  |  | 0
2021 | OR | Adams Solar Center | 61496 | NWPP | WECC Northwest | SUN | 10 |  | 21906 |  |  | 0 |  |  |  | 0
2021 | OR | Airport Solar | 62560 | NWPP | WECC Northwest | SUN | 47.3 |  | 102254 |  |  | 0 |  |  |  | 0
2021 | OR | Alden Bailey Power Plant | 56223 | NWPP | WECC Northwest | NG | 10.9
2021 | OR | Alkali Solar, LLC | 63795 | NWPP | WECC Northwest | SUN | 10 |  | 25418 |  |  | 0 |  |  |  | 0
2021 | OR | Arlington Wind Power Project | 56855 | NWPP | WECC Northwest | WND | 102.9 |  | 226513 |  |  | 0 |  |  |  | 0
2021 | OR | Baker City Solar | 61854 | NWPP | WECC Northwest | SUN | 15 |  | 32377 |  |  | 0 |  |  |  | 0
2021 | OR | Baldock Solar Highway | 57882 | NWPP | WECC Northwest | SUN | 1.4 |  | 1911 |  |  | 0 |  |  |  | 0
2021 | OR | Ballston Solar LLC | 62170 | NWPP | WECC Northwest | SUN | 2.2 |  | 3792 |  |  | 0 |  |  |  | 0
2021 | OR | BC Solar | 60616 | NWPP | WECC Northwest | SUN | 8 |  | 17876 |  |  | 0 |  |  |  | 0
2021 | OR | Bear Creek Solar Center | 61281 | NWPP | WECC Northwest | SUN | 10 |  | 23196 |  |  | 0 |  |  |  | 0
2021 | OR | Beaver | 8073 | NWPP | WECC Northwest | NG | 610.7 |  | 841643 | 8545782.928 | 23.0568 | 0.05479 | 0.0053961 | NEI avg EF - PM, fuel type | 8545782.928 | 23.0568
2021 | OR | Bellevue Solar Project | 57372 | NWPP | WECC Northwest | SUN | 1.6 |  | 0
2021 | OR | Bend | 6484 | NWPP | WECC Northwest | WAT | 1.1 |  | 636 |  |  | 0 |  |  |  | 0
2021 | OR | Benson Creek Windfarm (Burnt River) | 59491 | NWPP | WECC Northwest | WND | 10 |  | 33258 |  |  | 0 |  |  |  | 0
2021 | OR | Big Cliff | 3074 | NWPP | WECC Northwest | WAT | 18 |  | 80093 |  |  | 0 |  |  |  | 0
2021 | OR | Big Top LLC | 56968 | NWPP | WECC Northwest | WND | 1.7 |  | 3968 |  |  | 0 |  |  |  | 0
2021 | OR | Bighorn Solar | 63467 | NWPP | WECC Northwest | SUN | 2.2 |  | 3191 |  |  | 0 |  |  |  | 0
2021 | OR | Biglow Canyon Wind Farm | 56485 | NWPP | WECC Northwest | WND | 449.7 |  | 1116246 |  |  | 0 |  |  |  | 0
2021 | OR | Biomass One LP | 10869 | NWPP | WECC Northwest | WDS | 40 | 1 | 193300 | 3528997.404 | 18.3144 | 0.18949 | 0.010379 | NEI avg EF - PM, fuel type | 3528997.404 | 18.3144
2021 | OR | Black Cap Solar Plant | 58150 | NWPP | WECC Northwest | SUN | 2 |  | 3232 |  |  | 0 |  |  |  | 0
2021 | OR | Bly Solar Center | 62272 | NWPP | WECC Northwest | SUN | 8 |  | 19655 |  |  | 0 |  |  |  | 0
2021 | OR | Bonneville | 3075 | NWPP | WECC Northwest | WAT | 1162 |  | 4010435.998 |  |  | 0 |  |  |  | 0
2021 | OR | Boring Solar LLC | 62169 | NWPP | WECC Northwest | SUN | 2.2 |  | 3749 |  |  | 0 |  |  |  | 0
2021 | OR | Brightwood Solar, LLC | 64830 | NWPP | WECC Northwest | SUN | 10 |  | 0
2021 | OR | BristolSolar | 64009 | NWPP | WECC Northwest | SUN | 3 |  | 4330 |  |  | 0 |  |  |  | 0
2021 | OR | Brush Creek Solar | 63464 | NWPP | WECC Northwest | SUN | 2.2 |  | 3356 |  |  | 0 |  |  |  | 0
2021 | OR | Brush Solar Center | 61844 | NWPP | WECC Northwest | SUN | 2.8 |  | 6462 |  |  | 0 |  |  |  | 0
2021 | OR | Butler Solar, LLC | 63694 | NWPP | WECC Northwest | SUN | 4 |  | 8284 |  |  | 0 |  |  |  | 0
2021 | OR | Butter Creek Power LLC | 56967 | NWPP | WECC Northwest | WND | 5 |  | 12806 |  |  | 0 |  |  |  | 0
2021 | OR | Carmen Smith | 3067 | NWPP | WECC Northwest | WAT | 114.3 |  | 150460.999 |  |  | 0 |  |  |  | 0
2021 | OR | Carty Generating Station | 58503 | NWPP | WECC Northwest | NG | 500 |  | 3027317 | 21804519.623 | 54.8 | 0.036204 | 0.0050265 | EPA/NEI | 21804519.623 | 54.8
2021 | OR | Case Creek Solar | 63207 | NWPP | WECC Northwest | SUN | 2.2 |  | 3897 |  |  | 0 |  |  |  | 0
2021 | OR | C-Drop Hydro | 58470 | NWPP | WECC Northwest | WAT | 1.1 |  | 0
2021 | OR | Chiloquin Solar, LLC | 61631 | NWPP | WECC Northwest | SUN | 9.9 |  | 19346 |  |  | 0 |  |  |  | 0
2021 | OR | Chopin Wind LLC | 59076 | NWPP | WECC Northwest | WND | 10 |  | 31704 |  |  | 0 |  |  |  | 0
2021 | OR | Clearwater 1 | 3020 | NWPP | WECC Northwest | WAT | 15 |  | 17986 |  |  | 0 |  |  |  | 0
2021 | OR | Clearwater 2 | 3021 | NWPP | WECC Northwest | WAT | 26 |  | 15352 |  |  | 0 |  |  |  | 0
2021 | OR | Coffin Butte | 7725 | NWPP | WECC Northwest | LFG | 5.6 | 1 | 42446.999 | 454281 | 3.339 | 0.15732 | 0.0147 | Estimated using an emission factor | 454281 | 3.339
2021 | OR | Co-Gen II LLC | 50993 | NWPP | WECC Northwest | WDS | 7.5 | 1 | 0
2021 | OR | Co-Gen LLC | 50921 | NWPP | WECC Northwest | WDS | 7.5 | 1 | 0
2021 | OR | Colton Solar | 61831 | NWPP | WECC Northwest | SUN | 2.2 |  | 3615 |  |  | 0 |  |  |  | 0
2021 | OR | Combine Hills I | 56195 | NWPP | WECC Northwest | WND | 43 |  | 103619 |  |  | 0 |  |  |  | 0
2021 | OR | Condon Windpower LLC | 55739 | NWPP | WECC Northwest | WND | 49.8 |  | 97873 |  |  | 0 |  |  |  | 0
2021 | OR | Copper Dam Plant | 10323 | NWPP | WECC Northwest | WAT | 2.6 |  | 14693 |  |  | 0 |  |  |  | 0
2021 | OR | Cougar | 3076 | NWPP | WECC Northwest | WAT | 26 |  | 80211 |  |  | 0 |  |  |  | 0
2021 | OR | Covanta Marion Inc | 50630 | NWPP | WECC Northwest | MSW | 13.1 | 1 | 64989 | 1614463.405 |  |  |  |  | 1614463.405
2021 | OR | Coyote Springs | 7350 | NWPP | WECC Northwest | NG | 296 | 0.92077 | 1728811 | 20917917.515 | 23.2035 | 0.026843 | 0.0022185 | EPA/NEI | 22717748.441 | 25.2
2021 | OR | Coyote Springs II | 7931 | NWPP | WECC Northwest | NG | 287 |  | 1533635 | 10544315.317 | 27.3332 | 0.035645 | 0.0051844 | EPA/NEI; Estimated using an emission factor | 10544315.317 | 27.3332
2021 | OR | Dalles Dam North Fishway Project | 7431 | NWPP | WECC Northwest | WAT | 6.5 |  | 42397 |  |  | 0 |  |  |  | 0
2021 | OR | Day Hill Solar, LLC | 63957 | NWPP | WECC Northwest | SUN | 2.3 |  | 3900 |  |  | 0 |  |  |  | 0
2021 | OR | Dayton Cutoff Solar | 61827 | NWPP | WECC Northwest | SUN | 2.2 |  | 3564 |  |  | 0 |  |  |  | 0
2021 | OR | Detroit | 3077 | NWPP | WECC Northwest | WAT | 100 |  | 192734 |  |  | 0 |  |  |  | 0
2021 | OR | Dexter | 3078 | NWPP | WECC Northwest | WAT | 15 |  | 56530 |  |  | 0 |  |  |  | 0
2021 | OR | Dillard Complex | 50396 | NWPP | WECC Northwest | WDS | 51.5 | 0.20645 | 143094 | 986691.651 | 5.1206 | 0.07157 | 0.010379 | NEI avg EF - PM, fuel type | 4779228 | 24.8027
2021 | OR | Dorena Hydro-Electric Facility | 59357 | NWPP | WECC Northwest | WAT | 7.5 |  | 5463 |  |  | 0 |  |  |  | 0
2021 | OR | Douglas County Forest Products | 61761 | NWPP | WECC Northwest | WDS | 6.3 | 0.11279 | 19049.83 | 121332.722 | 0.62968 | 0.066109 | 0.010379 | NEI avg EF - PM, fuel type | 1075716 | 5.5826
2021 | OR | Drift Creek Solar | 63466 | NWPP | WECC Northwest | SUN | 2.2 |  | 3363 |  |  | 0 |  |  |  | 0
2021 | OR | Dry Creek LFG to Energy Project | 56461 | NWPP | WECC Northwest | LFG | 3.2 | 1 | 20724 | 265091 | 1.9484 | 0.18804 | 0.0147 | Estimated using an emission factor | 265091 | 1.9484
2021 | OR | Dunn Road Solar | 63642 | NWPP | WECC Northwest | SUN | 1.8 |  | 3207 |  |  | 0 |  |  |  | 0
2021 | OR | Durbin Creek Windfarm (Burnt River) | 59492 | NWPP | WECC Northwest | WND | 10 |  | 29246 |  |  | 0 |  |  |  | 0
2021 | OR | Durham AWTF | 60263 | NWPP | WECC Northwest | OBG | 1.6 | 1 | 11246 | 123588 | 0.90837 | 0.16155 | 0.0147 | Estimated using an emission factor | 123588 | 0.90837
2021 | OR | Duus Solar, LLC | 63330 | NWPP | WECC Northwest | SUN | 10 |  | 19616 |  |  | 0 |  |  |  | 0
2021 | OR | Eagle Point | 3024 | NWPP | WECC Northwest | WAT | 2.8 |  | 13418 |  |  | 0 |  |  |  | 0
2021 | OR | Eagle Point Solar | 61560 | NWPP | WECC Northwest | SUN | 9.9 |  | 15449 |  |  | 0 |  |  |  | 0
2021 | OR | East Side | 3025 | NWPP | WECC Northwest | WAT | 3.2 |  | 0
2021 | OR | Elbe Solar Center | 61497 | NWPP | WECC Northwest | SUN | 10 |  | 22281 |  |  | 0 |  |  |  | 0
2021 | OR | Elkhorn Valley Wind Farm | 56623 | NWPP | WECC Northwest | WND | 100.7 |  | 344536 |  |  | 0 |  |  |  | 0
2021 | OR | Eurus Combine Hills Turbine Ranch 2 | 57137 | NWPP | WECC Northwest | WND | 66.1 |  | 146035 |  |  | 0 |  |  |  | 0
2021 | OR | Evergreen BioPower LLC | 56781 | NWPP | WECC Northwest | WDS | 21 | 0.26101 | 54504 | 296735.426 | 1.54 | 0.056508 | 0.010379 | NEI avg EF - PM, fuel type | 1136858 | 5.8999
2021 | OR | Falls Creek | 52187 | NWPP | WECC Northwest | WAT | 4.1 |  | 14287 |  |  | 0 |  |  |  | 0
2021 | OR | Faraday | 3045 | NWPP | WECC Northwest | WAT | 19.2 |  | -273 |  |  | 0 |  |  |  | 0
2021 | OR | Finley Buttes Landfill Gas | 58687 | NWPP | WECC Northwest | LFG | 4.8 |  | 38951.001 | 405792 | 2.9826 | 0.15314 | 0.0147 | Estimated using an emission factor | 405792 | 2.9826
2021 | OR | Firwood Solar, LLC | 63331 | NWPP | WECC Northwest | SUN | 10 |  | 18746 |  |  | 0 |  |  |  | 0
2021 | OR | Fish Creek | 3026 | NWPP | WECC Northwest | WAT | 11 |  | 12240 |  |  | 0 |  |  |  | 0
2021 | OR | Fort Rock I | 63636 | NWPP | WECC Northwest | SUN | 9.9 |  | 25449 |  |  | 0 |  |  |  | 0
2021 | OR | Fort Rock IV | 63926 | NWPP | WECC Northwest | SUN | 10 |  | 24710 |  |  | 0 |  |  |  | 0
2021 | OR | Foster | 6552 | NWPP | WECC Northwest | WAT | 20 |  | 62790 |  |  | 0 |  |  |  | 0
2021 | OR | Four Corners Windfarm LLC | 56969 | NWPP | WECC Northwest | WND | 10 |  | 18171 |  |  | 0 |  |  |  | 0
2021 | OR | Four Mile Canyon Windfarm LLC | 56970 | NWPP | WECC Northwest | WND | 10 |  | 22096 |  |  | 0 |  |  |  | 0
2021 | OR | FPL Energy Vansycle LLC (OR) | 55989 | NWPP | WECC Northwest | WND | 122.8 |  | 124422 |  |  | 0 |  |  |  | 0
2021 | OR | Galesville Project | 50938 | NWPP | WECC Northwest | WAT | 1.6 |  | 2517 |  |  | 0 |  |  |  | 0
2021 | OR | Garrett Solar | 63301 | NWPP | WECC Northwest | SUN | 10 |  | 24940 |  |  | 0 |  |  |  | 0
2021 | OR | Georgia-Pacific Toledo Mill | 58109 | NWPP | WECC Northwest | BLQ | 37.3 | 0 | 0 | 0 | 0 |  |  | NEI avg EF - PM, fuel type | 7099593.8 | 32.7857
2021 | OR | Georgia-Pacific Wauna Mill | 56192 | NWPP | WECC Northwest | BLQ | 39.8 | 0.11202 | 151247 | 840421.22 | 3.1641 | 0.041841 | 0.0075299 | EPA/NEI; Estimated using an emission factor | 7502385.771 | 28.2459
2021 | OR | Grand Ronde Solar | 61835 | NWPP | WECC Northwest | SUN | 2.2 |  | 3726 |  |  | 0 |  |  |  | 0
2021 | OR | Green Peter | 3080 | NWPP | WECC Northwest | WAT | 80 |  | 200027 |  |  | 0 |  |  |  | 0
2021 | OR | Green Springs | 6403 | NWPP | WECC Northwest | WAT | 17.2 |  | 22265 |  |  | 0 |  |  |  | 0
2021 | OR | GreenparkSolar | 64033 | NWPP | WECC Northwest | SUN | 1.3 |  | 1980 |  |  | 0 |  |  |  | 0
2021 | OR | Grove Solar Center, LLC | 60330 | NWPP | WECC Northwest | SUN | 6 |  | 13235 |  |  | 0 |  |  |  | 0
2021 | OR | Hay Canyon Wind Power LLC | 56790 | NWPP | WECC Northwest | WND | 100.8 |  | 223157 |  |  | 0 |  |  |  | 0
2021 | OR | Hells Canyon | 3013 | NWPP | WECC Northwest | WAT | 391.5 |  | 1408617 |  |  | 0 |  |  |  | 0
2021 | OR | Hermiston | 54761 | NWPP | WECC Northwest | NG | 621.2 | 0.99844 | 2823007 | 21092973.863 | 2.0038 | 0.0014196 | 0.00019 | EPA/NEI | 21126007.892 | 2.007
2021 | OR | Hermiston Power Plant | 55328 | NWPP | WECC Northwest | NG | 689.4 |  | 4341072 | 31740605.934 | 95.6 | 0.044044 | 0.0060238 | EPA/NEI | 31740605.934 | 95.6
2021 | OR | Hills Creek | 3081 | NWPP | WECC Northwest | WAT | 30 |  | 103336 |  |  | 0 |  |  |  | 0
2021 | OR | Horseshoe Bend Wind LLC | 57550 | NWPP | WECC Northwest | WND | 290 |  | 621213 |  |  | 0 |  |  |  | 0
2021 | OR | Hyline Solar Center, LLC | 60331 | NWPP | WECC Northwest | SUN | 9 |  | 14780 |  |  | 0 |  |  |  | 0
2021 | OR | Interstate Solar | 61832 | NWPP | WECC Northwest | SUN | 2.2 |  | 3685 |  |  | 0 |  |  |  | 0
2021 | OR | IP Springfield Oregon | 50191 | NWPP | WECC Northwest | BLQ | 65 | 0.077372 | 95017 | 533508.32 | 2.4384 | 0.051326 | 0.009141 | NEI avg EF - PM, fuel type | 6895396.84 | 31.5154
2021 | OR | Jett Creek Windfarm (Burnt River) | 59490 | NWPP | WECC Northwest | WND | 10 |  | 30332 |  |  | 0 |  |  |  | 0
2021 | OR | John C Boyle | 3028 | NWPP | WECC Northwest | WAT | 98.7 |  | 154397 |  |  | 0 |  |  |  | 0
2021 | OR | John Day | 3082 | NWPP | WECC Northwest | WAT | 2160 |  | 7332619.008 |  |  | 0 |  |  |  | 0
2021 | OR | Juniper Ridge Hydroelectric Project | 57437 | NWPP | WECC Northwest | WAT | 5 |  | 10930 |  |  | 0 |  |  |  | 0
2021 | OR | Kale Patch Solar | 63208 | NWPP | WECC Northwest | SUN | 2.2 |  | 3907 |  |  | 0 |  |  |  | 0
2021 | OR | Klamath Cogeneration Project | 55103 | NWPP | WECC Northwest | NG | 501.5 | 0.99413 | 3055409.73 | 22732830.162 | 36.7829 | 0.024077 | 0.0032361 | EPA/NEI | 22867016.492 | 37
2021 | OR | Klamath Falls Solar 2 CSG | 61553 | NWPP | WECC Northwest | SUN | 2.9 |  | 6550 |  |  | 0 |  |  |  | 0
2021 | OR | Klamath Generation Peakers | 55544 | NWPP | WECC Northwest | NG | 117.6 |  | 52600 | 565519.274 | 5.76 | 0.21901 | 0.020371 | EPA/NEI | 565519.274 | 5.76
2021 | OR | Klondike Wind Power | 55871 | NWPP | WECC Northwest | WND | 24.5 |  | 50165 |  |  | 0 |  |  |  | 0
2021 | OR | Klondike Windpower II | 56359 | NWPP | WECC Northwest | WND | 75 |  | 265766 |  |  | 0 |  |  |  | 0
2021 | OR | Klondike Windpower III | 56468 | NWPP | WECC Northwest | WND | 297.5 |  | 853185 |  |  | 0 |  |  |  | 0
2021 | OR | Labish Solar LLC | 62171 | NWPP | WECC Northwest | SUN | 2.2 |  | 3895 |  |  | 0 |  |  |  | 0
2021 | OR | Lacomb Irrigation District | 52155 | NWPP | WECC Northwest | WAT | 1 |  | 4131 |  |  | 0 |  |  |  | 0
2021 | OR | Leaburg | 3068 | NWPP | WECC Northwest | WAT | 15.9
2021 | OR | Leaning Juniper | 56360 | NWPP | WECC Northwest | WND | 110.4 |  | 293641 |  |  | 0 |  |  |  | 0
2021 | OR | Leaning Juniper Wind Power II | 57333 | NWPP | WECC Northwest | WND | 201 |  | 443193 |  |  | 0 |  |  |  | 0
2021 | OR | Lemolo 1 | 3029 | NWPP | WECC Northwest | WAT | 32 |  | 83259 |  |  | 0 |  |  |  | 0
2021 | OR | Lemolo 2 | 6421 | NWPP | WECC Northwest | WAT | 43.7 |  | 101281 |  |  | 0 |  |  |  | 0
2021 | OR | Lime Wind | 57803 | NWPP | WECC Northwest | WND | 3 |  | 6309 |  |  | 0 |  |  |  | 0
2021 | OR | Lookout Point | 3083 | NWPP | WECC Northwest | WAT | 120 |  | 197115 |  |  | 0 |  |  |  | 0
2021 | OR | Lost Creek | 6174 | NWPP | WECC Northwest | WAT | 49 |  | 193888 |  |  | 0 |  |  |  | 0
2021 | OR | McNary | 3084 | NWPP | WECC Northwest | WAT | 990.5 |  | 4336639.999 |  |  | 0 |  |  |  | 0
2021 | OR | Medford Operation | 56193 | NWPP | WECC Northwest | WDS | 8.5
2021 | OR | Michell Butte Power Project | 50360 | NWPP | WECC Northwest | WAT | 1.8 |  | 3460 |  |  | 0 |  |  |  | 0
2021 | OR | Middle Fork Irrigation District | 50917 | NWPP | WECC Northwest | WAT | 3.3 |  | 21077 |  |  | 0 |  |  |  | 0
2021 | OR | MilfordSolar OR | 64008 | NWPP | WECC Northwest | SUN | 3 |  | 4608 |  |  | 0 |  |  |  | 0
2021 | OR | Mill Creek Solar (OR) | 61338 | NWPP | WECC Northwest | SUN | 2.2 |  | 3893 |  |  | 0 |  |  |  | 0
2021 | OR | Millican Solar Energy LLC | 63050 | NWPP | WECC Northwest | SUN | 70 |  | 113989 |  |  | 0 |  |  |  | 0
2021 | OR | Minke Solar | 63465 | NWPP | WECC Northwest | SUN | 2.2 |  | 3052 |  |  | 0 |  |  |  | 0
2021 | OR | Montague Wind Power Facility LLC | 58099 | NWPP | WECC Northwest | WND | 200 |  | 528639 |  |  | 0 |  |  |  | 0
2021 | OR | Morgan Solar Center | 61855 | NWPP | WECC Northwest | SUN | 3 |  | 7016 |  |  | 0 |  |  |  | 0
2021 | OR | Mt Hope Solar | 63663 | NWPP | WECC Northwest | SUN | 2.5 |  | 4270 |  |  | 0 |  |  |  | 0
2021 | OR | Neal Hot Springs Geothermal Project | 58022 | NWPP | WECC Northwest | GEO | 33 |  | 182841 |  |  | 0 |  |  |  | 0
2021 | OR | North Fork | 3047 | NWPP | WECC Northwest | WAT | 40.8 |  | 167166 |  |  | 0 |  |  |  | 0
2021 | OR | North Hurlburt Wind LLC | 57526 | NWPP | WECC Northwest | WND | 265 |  | 569666 |  |  | 0 |  |  |  | 0
2021 | OR | NorWest Energy 2, LLC | 60548 | NWPP | WECC Northwest | SUN | 9.9 |  | 22252 |  |  | 0 |  |  |  | 0
2021 | OR | NorWest Energy 4, LLC | 62268 | NWPP | WECC Northwest | SUN | 5.6 |  | 9640 |  |  | 0 |  |  |  | 0
2021 | OR | NorWest Energy 9 LLC | 62241 | NWPP | WECC Northwest | SUN | 6 |  | 11454 |  |  | 0 |  |  |  | 0
2021 | OR | Oak Grove | 6505 | NWPP | WECC Northwest | WAT | 51 |  | -728 |  |  | 0 |  |  |  | 0
2021 | OR | Old Mill Solar | 59374 | NWPP | WECC Northwest | SUN | 5 |  | 10439 |  |  | 0 |  |  |  | 0
2021 | OR | O'Neill Creek Solar | 63235 | NWPP | WECC Northwest | SUN | 2.2 |  | 3948 |  |  | 0 |  |  |  | 0
2021 | OR | Ontario Solar Center | 61860 | NWPP | WECC Northwest | SUN | 3 |  | 7135 |  |  | 0 |  |  |  | 0
2021 | OR | Opal Springs Hydro | 54251 | NWPP | WECC Northwest | WAT | 4.3 |  | 20028 |  |  | 0 |  |  |  | 0
2021 | OR | Open Range Solar Center, LLC | 60332 | NWPP | WECC Northwest | SUN | 10 |  | 22861 |  |  | 0 |  |  |  | 0
2021 | OR | OR Solar 2, LLC | 61200 | NWPP | WECC Northwest | SUN | 10 |  | 19636 |  |  | 0 |  |  |  | 0
2021 | OR | OR Solar 3, LLC | 61201 | NWPP | WECC Northwest | SUN | 10 |  | 24658 |  |  | 0 |  |  |  | 0
2021 | OR | OR Solar 5, LLC | 61423 | NWPP | WECC Northwest | SUN | 8 |  | 19420 |  |  | 0 |  |  |  | 0
2021 | OR | OR Solar 6, LLC | 61430 | NWPP | WECC Northwest | SUN | 10 |  | 24846 |  |  | 0 |  |  |  | 0
2021 | OR | OR Solar 8, LLC | 61424 | NWPP | WECC Northwest | SUN | 10 |  | 26161 |  |  | 0 |  |  |  | 0
2021 | OR | Orchard Windfarm 1, LLC | 62935 | NWPP | WECC Northwest | WND | 10 |  | 15050 |  |  | 0 |  |  |  | 0
2021 | OR | Orchard Windfarm 2, LLC | 64051 | NWPP | WECC Northwest | WND | 10 |  | 14648 |  |  | 0 |  |  |  | 0
2021 | OR | Orchard Windfarm 3, LLC | 64052 | NWPP | WECC Northwest | WND | 10 |  | 14345 |  |  | 0 |  |  |  | 0
2021 | OR | Orchard Windfarm 4, LLC | 64053 | NWPP | WECC Northwest | WND | 10 |  | 14794 |  |  | 0 |  |  |  | 0
2021 | OR | Oregon Convention Center | 60112 | NWPP | WECC Northwest | SUN | 1.4 |  | 1850 |  |  | 0 |  |  |  | 0
2021 | OR | Oregon State University Energy Center | 57653 | NWPP | WECC Northwest | NG | 6.5 | 0.36167 | 42995 | 166913.168 | 0.44846 | 0.020861 | 0.0053735 | EPA/NEI; Estimated using an emission factor | 461507.5 | 1.24
2021 | OR | Oregon Trail Windfarm LLC | 56971 | NWPP | WECC Northwest | WND | 9.9 |  | 26209 |  |  | 0 |  |  |  | 0
2021 | OR | Oregon University System OIT Klamath Falls | 58961 | NWPP | WECC Northwest | SUN | 1.7 |  | 2708 |  |  | 0 |  |  |  | 0
2021 | OR | Oregon University System Rabbit Field | 59790 | NWPP | WECC Northwest | SUN | 1.2 |  | 1578 |  |  | 0 |  |  |  | 0
2021 | OR | OSLH, LLC | 60976 | NWPP | WECC Northwest | SUN | 9.9 |  | 22713 |  |  | 0 |  |  |  | 0
2021 | OR | Outback Solar At Christmas Valley | 58131 | NWPP | WECC Northwest | SUN | 4.4 |  | 10121 |  |  | 0 |  |  |  | 0
2021 | OR | Owyhee Dam Power Project | 50361 | NWPP | WECC Northwest | WAT | 4.3 |  | 10200 |  |  | 0 |  |  |  | 0
2021 | OR | Oxbow (OR) | 3014 | NWPP | WECC Northwest | WAT | 190 |  | 685996 |  |  | 0 |  |  |  | 0
2021 | OR | Pacific Canyon Windfarm LLC | 56972 | NWPP | WECC Northwest | WND | 8.3 |  | 19285 |  |  | 0 |  |  |  | 0
2021 | OR | Paisley Geothermal Generating Plant | 59382 | NWPP | WECC Northwest | GEO | 3.7 |  | 0
2021 | OR | Palmer Creek Solar, LLC | 63956 | NWPP | WECC Northwest | SUN | 2.3 |  | 4136 |  |  | 0 |  |  |  | 0
2021 | OR | PaTu Wind Farm LLC | 57578 | NWPP | WECC Northwest | WND | 9 |  | 30203 |  |  | 0 |  |  |  | 0
2021 | OR | Pebble Springs Wind LLC | 56789 | NWPP | WECC Northwest | WND | 98.7 |  | 225159 |  |  | 0 |  |  |  | 0
2021 | OR | Pelton | 3048 | NWPP | WECC Northwest | WAT | 109.8 |  | 295218 |  |  | 0 |  |  |  | 0
2021 | OR | Peters Drive Plant | 10324 | NWPP | WECC Northwest | WAT | 1.8 |  | 7191 |  |  | 0 |  |  |  | 0
2021 | OR | PHP 1 | 4213 | NWPP | WECC Northwest | WAT | 23.7 |  | 37893 |  |  | 0 |  |  |  | 0
2021 | OR | PHP 2 | 4214 | NWPP | WECC Northwest | WAT | 11.8 |  | 31687 |  |  | 0 |  |  |  | 0
2021 | OR | Pika Solar | 63462 | NWPP | WECC Northwest | SUN | 2.2 |  | 3666 |  |  | 0 |  |  |  | 0
2021 | OR | Port Westward | 56227 | NWPP | WECC Northwest | NG | 483 |  | 2918641 | 20353742.98 | 63.8148 | 0.043729 | 0.0062706 | EPA/NEI | 20353742.98 | 63.8148
2021 | OR | Port Westward Unit 2 | 58266 | NWPP | WECC Northwest | NG | 225.6 |  | 825327 | 7154780.004 | 1.5097 | 0.0036583 | 0.000422 | Estimated using an emission factor | 7154780.004 | 1.5097
2021 | OR | POTB Digester | 58591 | NWPP | WECC Northwest | OBG | 1 |  | 0
2021 | OR | Prineville Solar Energy LLC | 63049 | NWPP | WECC Northwest | SUN | 40 |  | 93632 |  |  | 0 |  |  |  | 0
2021 | OR | Prospect 1 | 3032 | NWPP | WECC Northwest | WAT | 3.8 |  | 4727 |  |  | 0 |  |  |  | 0
2021 | OR | Prospect 2 | 3033 | NWPP | WECC Northwest | WAT | 32 |  | 153144 |  |  | 0 |  |  |  | 0
2021 | OR | Prospect 3 | 3034 | NWPP | WECC Northwest | WAT | 7.2 |  | 10632 |  |  | 0 |  |  |  | 0
2021 | OR | Prospect 4 | 3035 | NWPP | WECC Northwest | WAT | 1 |  | 981 |  |  | 0 |  |  |  | 0
2021 | OR | Prospector Windfarm (Burnt River) | 59493 | NWPP | WECC Northwest | WND | 10 |  | 30931 |  |  | 0 |  |  |  | 0
2021 | OR | Rafael Solar | 63206 | NWPP | WECC Northwest | SUN | 2.2 |  | 3967 |  |  | 0 |  |  |  | 0
2021 | OR | Railroad Solar Center, LLC | 60333 | NWPP | WECC Northwest | SUN | 4.5 |  | 10388 |  |  | 0 |  |  |  | 0
2021 | OR | Red Prairie Solar | 65228 | NWPP | WECC Northwest | SUN | 2.2 |  | 472 |  |  | 0 |  |  |  | 0
2021 | OR | Riley | 63925 | NWPP | WECC Northwest | SUN | 10 |  | 23732 |  |  | 0 |  |  |  | 0
2021 | OR | River Mill | 3049 | NWPP | WECC Northwest | WAT | 18.8 |  | 79567 |  |  | 0 |  |  |  | 0
2021 | OR | Riverbend Landfill | 57019 | NWPP | WECC Northwest | LFG | 4.8 |  | 28525.998 | 358086 | 2.6319 | 0.18453 | 0.0147 | Estimated using an emission factor | 358086 | 2.6319
2021 | OR | Rock Garden Solar, LLC | 63779 | NWPP | WECC Northwest | SUN | 10 |  | 25235 |  |  | 0 |  |  |  | 0
2021 | OR | Roseburg LFG | 57911 | NWPP | WECC Northwest | LFG | 1.6 |  | 9496 | 91002 | 0.66886 | 0.14087 | 0.0147 | Estimated using an emission factor | 91002 | 0.66886
2021 | OR | Round Butte | 3050 | NWPP | WECC Northwest | WAT | 372.5 |  | 748182.001 |  |  | 0 |  |  |  | 0
2021 | OR | Salem Smart Power Center | 60441 | NWPP | WECC Northwest | MWH | 5 |  | -276 | 0 |  | 0 |  |  | 0 | 0
2021 | OR | Sand Ranch Windfarm LLC | 56973 | NWPP | WECC Northwest | WND | 9.9 |  | 24845 |  |  | 0 |  |  |  | 0
2021 | OR | Seneca Sustainable Energy LLC | 57457 | NWPP | WECC Northwest | WDS | 19.8 | 0.99774 | 119942 | 1243904.533 | 6.4555 | 0.10764 | 0.010379 | NEI avg EF - PM, fuel type | 1246725 | 6.4701
2021 | OR | Sheep Solar | 61830 | NWPP | WECC Northwest | SUN | 2.2 |  | 3845 |  |  | 0 |  |  |  | 0
2021 | OR | Shell New Energies, Junction City | 59704 | NWPP | WECC Northwest | OBG | 1.6
2021 | OR | Short Mountain | 7413 | NWPP | WECC Northwest | LFG | 3.2 |  | 17685 | 272490 | 2.0028 | 0.2265 | 0.0147 | Estimated using an emission factor | 272490 | 2.0028
2021 | OR | Silverton Solar | 61829 | NWPP | WECC Northwest | SUN | 2.2 |  | 3587 |  |  | 0 |  |  |  | 0
2021 | OR | Siphon Power Project | 50980 | NWPP | WECC Northwest | WAT | 5.4 |  | 15033 |  |  | 0 |  |  |  | 0
2021 | OR | Slide Creek | 3036 | NWPP | WECC Northwest | WAT | 18 |  | 37049 |  |  | 0 |  |  |  | 0
2021 | OR | Soda Springs | 3037 | NWPP | WECC Northwest | WAT | 11 |  | 31580 |  |  | 0 |  |  |  | 0
2021 | OR | Solar Star Oregon II | 61048 | NWPP | WECC Northwest | SUN | 56.3 |  | 126033 |  |  | 0 |  |  |  | 0
2021 | OR | South Hurlburt Wind LLC | 57549 | NWPP | WECC Northwest | WND | 290 |  | 622783 |  |  | 0 |  |  |  | 0
2021 | OR | Sprague Hydro | 10737 | NWPP | WECC Northwest | WAT | 1.2 |  | 822 |  |  | 0 |  |  |  | 0
2021 | OR | SSD Clackamas 1, LLC | 63961 | NWPP | WECC Northwest | SUN | 4 |  | 3337 |  |  | 0 |  |  |  | 0
2021 | OR | SSD Clackamas 4, LLC | 63962 | NWPP | WECC Northwest | SUN | 2 |  | 3649 |  |  | 0 |  |  |  | 0
2021 | OR | SSD Clackamas 7, LLC | 63963 | NWPP | WECC Northwest | SUN | 2 |  | 2934 |  |  | 0 |  |  |  | 0
2021 | OR | SSD Marion 1, LLC | 63964 | NWPP | WECC Northwest | SUN | 2 |  | 3798 |  |  | 0 |  |  |  | 0
2021 | OR | SSD Marion 3, LLC | 63958 | NWPP | WECC Northwest | SUN | 2 |  | 3309 |  |  | 0 |  |  |  | 0
2021 | OR | SSD Marion 5, LLC | 63959 | NWPP | WECC Northwest | SUN | 2 |  | 3701 |  |  | 0 |  |  |  | 0
2021 | OR | SSD Marion 6, LLC | 63960 | NWPP | WECC Northwest | SUN | 2 |  | 4046 |  |  | 0 |  |  |  | 0
2021 | OR | St Louis Solar | 63456 | NWPP | WECC Northwest | SUN | 2.2 |  | 4182 |  |  | 0 |  |  |  | 0
2021 | OR | Star Point Wind Project LLC | 57096 | NWPP | WECC Northwest | WND | 98.7 |  | 236569 |  |  | 0 |  |  |  | 0
2021 | OR | Starvation | 63344 | NWPP | WECC Northwest | SUN | 9.9 |  | 23029 |  |  | 0 |  |  |  | 0
2021 | OR | Steel Bridge Solar, LLC | 60057 | NWPP | WECC Northwest | SUN | 2.3 |  | 4145 |  |  | 0 |  |  |  | 0
2021 | OR | Stone Creek | 7508 | NWPP | WECC Northwest | WAT | 12 |  | 37004 |  |  | 0 |  |  |  | 0
2021 | OR | Sullivan | 3053 | NWPP | WECC Northwest | WAT | 15.4 |  | 108601.005 |  |  | 0 |  |  |  | 0
2021 | OR | SulusSolar17 | 63908 | NWPP | WECC Northwest | SUN | 3.1 |  | 4033 |  |  | 0 |  |  |  | 0
2021 | OR | SulusSolar22 | 64022 | NWPP | WECC Northwest | SUN | 3 |  | 3853 |  |  | 0 |  |  |  | 0
2021 | OR | SulusSolar25 | 64034 | NWPP | WECC Northwest | SUN | 2.2 |  | 3269 |  |  | 0 |  |  |  | 0
2021 | OR | SulusSolar28 | 64007 | NWPP | WECC Northwest | SUN | 3 |  | 4657 |  |  | 0 |  |  |  | 0
2021 | OR | SulusSolar29 | 64048 | NWPP | WECC Northwest | SUN | 2.6 |  | 3495 |  |  | 0 |  |  |  | 0
2021 | OR | SulusSolar33 | 64006 | NWPP | WECC Northwest | SUN | 3 |  | 4724 |  |  | 0 |  |  |  | 0
2021 | OR | SulusSolar35 | 63969 | NWPP | WECC Northwest | SUN | 3 |  | 4652 |  |  | 0 |  |  |  | 0
2021 | OR | Suntex Solar, LLC | 63778 | NWPP | WECC Northwest | SUN | 10 |  | 25280 |  |  | 0 |  |  |  | 0
2021 | OR | The Dalles | 3895 | NWPP | WECC Northwest | WAT | 1819.7 |  | 5965530 |  |  | 0 |  |  |  | 0
2021 | OR | Thomas Creek Solar | 63443 | NWPP | WECC Northwest | SUN | 2.2 |  | 3962 |  |  | 0 |  |  |  | 0
2021 | OR | Threemile Canyon | 56933 | NWPP | WECC Northwest | WND | 9.9 |  | 22869 |  |  | 0 |  |  |  | 0
2021 | OR | Threemile Digester | 58382 | NWPP | WECC Northwest | NG | 4.8 | 0.53874 | 36312.999 | 193446.75 | 0.040817 | 0.0022481 | 0.000422 | Estimated using an emission factor | 359073 | 0.075764
2021 | OR | Thunderegg Solar Center, LLC | 60334 | NWPP | WECC Northwest | SUN | 10 |  | 22539 |  |  | 0 |  |  |  | 0
2021 | OR | Tickle Creek Solar | 63442 | NWPP | WECC Northwest | SUN | 1.9 |  | 3121 |  |  | 0 |  |  |  | 0
2021 | OR | Timothy Lake Powerhouse | 60868 | NWPP | WECC Northwest | WAT | 1.2 |  | 0
2021 | OR | Toketee Falls | 3040 | NWPP | WECC Northwest | WAT | 42.6 |  | 144207 |  |  | 0 |  |  |  | 0
2021 | OR | Tumbleweed Solar, LLC | 61580 | NWPP | WECC Northwest | SUN | 9.9 |  | 19115 |  |  | 0 |  |  |  | 0
2021 | OR | Tunnel 1 Power Project | 50362 | NWPP | WECC Northwest | WAT | 7 |  | 6262 |  |  | 0 |  |  |  | 0
2021 | OR | Univ of Oregon Central Power Station | 54950 | NWPP | WECC Northwest | NG | 17.6 | 0.76876 | 585.03 | 5192.208 | 0.23853 | 0.81546 | 0.091881 | EPA/NEI; Estimated using an emission factor | 6753.999 | 0.31028
2021 | OR | Vale Air Solar Center, LLC | 60335 | NWPP | WECC Northwest | SUN | 10 |  | 22641 |  |  | 0 |  |  |  | 0
2021 | OR | Vale Solar Center | 61856 | NWPP | WECC Northwest | SUN | 3 |  | 5919 |  |  | 0 |  |  |  | 0
2021 | OR | Valley Creek Solar | 61828 | NWPP | WECC Northwest | SUN | 2.2 |  | 3818 |  |  | 0 |  |  |  | 0
2021 | OR | Vansycle | 55125 | NWPP | WECC Northwest | WND | 25 |  | 68658 |  |  | 0 |  |  |  | 0
2021 | OR | Vansycle II Wind Energy Center | 58324 | NWPP | WECC Northwest | WND | 98.9 |  | 303659 |  |  | 0 |  |  |  | 0
2021 | OR | Wagon Trail LLC | 56974 | NWPP | WECC Northwest | WND | 3.3 |  | 7640 |  |  | 0 |  |  |  | 0
2021 | OR | Wallowa Falls | 3041 | NWPP | WECC Northwest | WAT | 1.1 |  | 3080 |  |  | 0 |  |  |  | 0
2021 | OR | Walterville | 3071 | NWPP | WECC Northwest | WAT | 8 |  | 51100 |  |  | 0 |  |  |  | 0
2021 | OR | Ward Butte Windfarm LLC | 56975 | NWPP | WECC Northwest | WND | 6.6 |  | 17059 |  |  | 0 |  |  |  | 0
2021 | OR | Warm Springs Power Enterprises | 54721 | NWPP | WECC Northwest | WAT | 19.6 |  | 58220 |  |  | 0 |  |  |  | 0
2021 | OR | Waste Management Columbia Ridge LFGTE | 57015 | NWPP | WECC Northwest | LFG | 12.8 |  | 93619.004 | 1120994 | 8.2393 | 0.17602 | 0.0147 | Estimated using an emission factor | 1120994 | 8.2393
2021 | OR | West Hines Solar I, LLC | 63796 | NWPP | WECC Northwest | SUN | 10 |  | 23561 |  |  | 0 |  |  |  | 0
2021 | OR | Wheat Field Wind Power Project | 56854 | NWPP | WECC Northwest | WND | 102.9 |  | 219421 |  |  | 0 |  |  |  | 0
2021 | OR | Wheatridge 1 | 64057 | NWPP | WECC Northwest | WND | 100 |  | 341609 |  |  | 0 |  |  |  | 0
2021 | OR | Wheatridge Hybrid | 62745 | NWPP | WECC Northwest | WND | 200 |  | 713534 |  |  | 0 |  |  |  | 0
2021 | OR | Williams Acres Solar | 63664 | NWPP | WECC Northwest | SUN | 2.5 |  | 3721 |  |  | 0 |  |  |  | 0
2021 | OR | Willow Creek Energy Center | 56952 | NWPP | WECC Northwest | WND | 72 |  | 177371 |  |  | 0 |  |  |  | 0
2021 | OR | Willow Spring Windfarm (Burnt River) | 59494 | NWPP | WECC Northwest | WND | 10 |  | 33350 |  |  | 0 |  |  |  | 0
2021 | OR | WLWPCF Cogeneration Facility | 64663 | NWPP | WECC Northwest | OBG | 1.2 | 1 | 6732 | 59971 | 0.44079 | 0.13095 | 0.0147 | Estimated using an emission factor | 59971 | 0.44079
2021 | OR | Woodline Solar | 61559 | NWPP | WECC Northwest | SUN | 8 |  | 16995 |  |  | 0 |  |  |  | 0
2021 | OR | WyEast Solar | 61345 | NWPP | WECC Northwest | SUN | 10 |  | 22800 |  |  | 0 |  |  |  | 0
2021 | OR | Yamhill Solar LLC | 57652 | NWPP | WECC Northwest | SUN | 1 |  | 1006 |  |  | 0 |  |  |  | 0
2021 | PA | 500 Virginia Solar | 57640 | RFCE | RFC East | SUN | 1 |  | 1303 |  |  | 0 |  |  |  | 0
2021 | PA | Allegheny Hydro No 8 | 50897 | RFCW | RFC West | WAT | 13.6 |  | 87485 |  |  | 0 |  |  |  | 0
2021 | PA | Allegheny Hydro No 9 | 50898 | RFCW | RFC West | WAT | 17.8 |  | 98183 |  |  | 0 |  |  |  | 0
2021 | PA | Allegheny No 6 Hydro Station | 50894 | RFCW | RFC West | WAT | 9.2 |  | 41604 |  |  | 0 |  |  |  | 0
2021 | PA | Allegheny No. 5 Hydro Station | 50893 | RFCW | RFC West | WAT | 9.2 |  | 40778 |  |  | 0 |  |  |  | 0
2021 | PA | Allegheny Ridge Wind Farm | 56451 | RFCE | RFC East | WND | 80 |  | 196306 |  |  | 0 |  |  |  | 0
2021 | PA | Allenwood | 57581 | RFCE | RFC East | LFG | 3.2 |  | 23487 | 250554 | 1.8416 | 0.15682 | 0.0147 | Estimated using an emission factor | 250554 | 1.8416
2021 | PA | Alpaca | 58813 | RFCE | RFC East | NG | 21 |  | 36380.001 | 327179.001 | 0.069035 | 0.0037952 | 0.000422 | Estimated using an emission factor | 327179.001 | 0.069035
2021 | PA | Aqua Ingrams Mill | 57280 | RFCE | RFC East | SUN | 1 |  | 1345 |  |  | 0 |  |  |  | 0
2021 | PA | Armenia Mountain Wind Farm | 57044 | RFCE | RFC East | WND | 100.5 |  | 236583 |  |  | 0 |  |  |  | 0
2021 | PA | Armstrong Power, LLC | 55347 | RFCW | RFC West | NG | 688 |  | 1089577 | 11452726.542 | 82.6176 | 0.15165 | 0.014428 | EPA/NEI | 11452726.542 | 82.6176
2021 | PA | Beaver Dam | 58811 | RFCE | RFC East | NG | 22 |  | 41568 | 329462 | 0.069516 | 0.0033447 | 0.000422 | Estimated using an emission factor | 329462 | 0.069516
2021 | PA | Beaver Solar LLC | 59546 | RFCW | RFC West | SUN | 1.3 |  | 1319 |  |  | 0 |  |  |  | 0
2021 | PA | Beaver Valley | 6040 | RFCW | RFC West | NUC | 1846.8 |  | 14381396 |  |  | 0 |  |  |  | 0
2021 | PA | Beaver Valley Patterson Dam | 10546 | RFCW | RFC West | WAT | 1.2 |  | 5384.001 |  |  | 0 |  |  |  | 0
2021 | PA | Bethlehem Power Plant | 55690 | RFCE | RFC East | NG | 1153 |  | 3497080 | 28109519.251 | 81.7656 | 0.046762 | 0.0058176 | EPA/NEI | 28109519.251 | 81.7656
2021 | PA | Big Level Wind | 60551 | RFCE | RFC East | WND | 90 |  | 255122 |  |  | 0 |  |  |  | 0
2021 | PA | Birdsboro Power | 61035 | RFCE | RFC East | NG | 525 |  | 3465083 | 23187019.456 | 62.2984 | 0.035958 | 0.0053736 | NEI avg EF - PM, fuel type, firing type | 23187019.456 | 62.2984
2021 | PA | Blossburg | 3120 | RFCE | RFC East | NG | 24 |  | 543 | 11803 | 0.047309 | 0.17425 | 0.0080165 | NEI avg EF - PM, fuel type | 11803 | 0.047309
2021 | PA | Blue Ridge Landfill | 57466 | RFCW | RFC West | LFG | 6.4 |  | 41851 | 476084 | 3.4992 | 0.16722 | 0.0147 | Estimated using an emission factor | 476084 | 3.4992
2021 | PA | Broad Mountain | 56911 | RFCE | RFC East | LFG | 11 |  | 47152 | 894628 | 9.662 | 0.40982 | 0.0216 | Estimated using an emission factor | 894628 | 9.662
2021 | PA | Brunner Island, LLC | 3140 | RFCE | RFC East | BIT | 1616.1 |  | 2518536 | 27382658.544 | 213.1462 | 0.16926 | 0.015568 | EPA/NEI | 27382658.544 | 213.1462
2021 | PA | Brunot Island Power Station | 3096 | RFCW | RFC West | NG | 365.4 |  | 23463 | 320326.126 | 10.6379 | 0.90678 | 0.066419 | EPA/NEI | 320326.126 | 10.6379
2021 | PA | Bucknell University | 54333 | RFCE | RFC East | NG | 5.9 | 0.36391 | 38173 | 203875.99 | 0.49412 | 0.025889 | 0.0048473 | EPA/NEI; Estimated using an emission factor | 560239.927 | 1.3578
2021 | PA | Cambria Wind LLC | 57139 | RFCE | RFC East | WND | 62.5 |  | 124987 |  |  | 0 |  |  |  | 0
2021 | PA | CASD Solar | 57668 | RFCE | RFC East | SUN | 1.3 |  | 1 |  |  | 0 |  |  |  | 0
2021 | PA | Casselman Wind Power Project | 56369 | RFCW | RFC West | WND | 34.5 |  | 87926 |  |  | 0 |  |  |  | 0
2021 | PA | Chambersburg Units 12 & 13 | 55654 | RFCW | RFC West | NG | 87.6 |  | 186798 | 1957417.328 | 0.427 | 0.0045718 | 0.00043629 | EPA/NEI | 1957417.328 | 0.427
2021 | PA | Chester Generating Station | 3157 | RFCE | RFC East | DFO | 55.8 |  | 93.999 | 1680.999 | 0.013832 | 0.2943 | 0.016457 | NEI avg EF - PM, fuel type, firing type | 1680.999 | 0.013832
2021 | PA | Chester Operations | 50410 | RFCE | RFC East | NG | 69.2 | 0.38342 | 178059 | 913425.4 | 2.3166 | 0.026021 | 0.0050724 | EPA/NEI; Estimated using an emission factor | 2382335.024 | 6.0421
2021 | PA | Chestnut Flats Wind Farm | 57268 | RFCE | RFC East | WND | 38 |  | 88177 |  |  | 0 |  |  |  | 0
2021 | PA | Cheswick | 8226 | RFCW | RFC West | BIT | 637 |  | 1379392 | 15359967.85 | 86.237 | 0.12504 | 0.011229 | EPA/NEI | 15359967.85 | 86.237
2021 | PA | Colver Green Energy | 10143 | RFCE | RFC East | WC | 118 |  | 643626 | 8613063.57 | 12.68 | 0.039402 | 0.0029444 | EPA/NEI | 8613063.57 | 12.68
2021 | PA | Conemaugh | 3118 | RFCE | RFC East | RC | 1963 |  | 7263164 | 74157297.808 | 794.0755 | 0.21866 | 0.021416 | EPA/NEI | 74157297.808 | 794.0755
2021 | PA | Conemaugh Hydro Plant | 52173 | RFCE | RFC East | WAT | 15 |  | 46861 |  |  | 0 |  |  |  | 0
2021 | PA | Covanta Delaware Valley | 10746 | RFCE | RFC East | MSW | 90 |  | 589304 | 11609854.291 |  |  |  |  | 11609854.291
2021 | PA | Covanta Plymouth Renewable Energy | 54625 | RFCE | RFC East | MSW | 32.1 |  | 204686 | 3780544.898 |  |  |  |  | 3780544.898
2021 | PA | CPV Fairview, LLC | 60589 | RFCE | RFC East | NG | 1197 |  | 7899201 | 50792769.796 | 44.6 | 0.011292 | 0.0017562 | EPA/NEI | 50792769.796 | 44.6
2021 | PA | Crayola Solar Project | 57216 | RFCE | RFC East | SUN | 2.8 |  | 2505 |  |  | 0 |  |  |  | 0
2021 | PA | Croydon Generating Station | 8012 | RFCE | RFC East | DFO | 546.4 |  | 4895 | 67524.3 | 0.6258 | 0.25569 | 0.018536 | EPA/NEI | 67524.3 | 0.6258
2021 | PA | Cumberland County PA LFG Recovery | 56887 | RFCE | RFC East | LFG | 6.4 |  | 47452 | 549477 | 4.0387 | 0.17022 | 0.0147 | Estimated using an emission factor | 549477 | 4.0387
2021 | PA | Dart Container Corp | 58476 | RFCE | RFC East | LFG | 11.2 | 0.59699 | 39086 | 369417.937 | 3.9897 | 0.20415 | 0.0216 | Estimated using an emission factor | 618799 | 6.683
2021 | PA | Delaware Generating Station | 3160 | RFCE | RFC East | DFO | 77 |  | 202.001 | 6369.999 | 0.052415 | 0.51896 | 0.016457 | NEI avg EF - PM, fuel type, firing type | 6369.999 | 0.052415
2021 | PA | Dickinson Solar | 62946 | RFCE | RFC East | SUN | 3 |  | 4590 |  |  | 0 |  |  |  | 0
2021 | PA | Domtar Paper Company, LLC | 54638 | RFCW | RFC West | BLQ | 54 | 0.14631 | 205504 | 1571468.214 | 6.5451 | 0.063698 | 0.0083299 | EPA/NEI; Estimated using an emission factor | 10740957.546 | 44.7355
2021 | PA | East Campus Steam Plant | 58195 | RFCW | RFC West | NG | 7 | 0.43743 | 53208 | 270311.953 | 1.0835 | 0.040726 | 0.0080165 | NEI avg EF - PM, fuel type | 617951 | 2.4769
2021 | PA | Ebensburg Power Company | 10603 | RFCE | RFC East | WC | 57.6 | 1 | 231799 | 3595412.988 | 19.8753 | 0.17149 | 0.011056 | NEI avg EF - PM, fuel type, firing type | 3595412.988 | 19.8753
2021 | PA | ECP Uptown Campus | 63485 | RFCW | RFC West | NG | 5.6 | 0.58916 | 29246 | 268317.064 | 1.0755 | 0.073547 | 0.0080165 | NEI avg EF - PM, fuel type | 455425 | 1.8255
2021 | PA | Eddystone Generating Station | 3161 | RFCE | RFC East | NG | 861.6 |  | 16473 | 241594.513 | 1.7393 | 0.21117 | 0.014398 | EPA/NEI | 241594.513 | 1.7393
2021 | PA | Elizabethtown Solar | 60985 | RFCE | RFC East | SUN | 2 |  | 2937 |  |  | 0 |  |  |  | 0
2021 | PA | Elk Hill Solar 2 | 63768 | RFCW | RFC West | SUN | 15 |  | 27352 |  |  | 0 |  |  |  | 0
2021 | PA | Fairless Energy Center | 55298 | RFCE | RFC East | NG | 1338 |  | 7460496 | 52068170.005 | 63.3231 | 0.016976 | 0.0024323 | EPA/NEI | 52068170.005 | 63.3231
2021 | PA | Falling Spring | 7397 | RFCW | RFC West | NG | 7.2 |  | 2101 | 21518 | 0.0045403 | 0.004322 | 0.000422 | Estimated using an emission factor | 21518 | 0.0045403
2021 | PA | Falls | 3162 | RFCE | RFC East | DFO | 63.6 |  | 186.999 | 3689.001 | 0.0303 | 0.32407 | 0.016427 | EPA/NEI | 3689.001 | 0.0303
2021 | PA | Fayette Power Company LLC | 55516 | RFCW | RFC West | NG | 714.9 |  | 4987665 | 35365123.866 | 144.54 | 0.057959 | 0.0081742 | EPA/NEI | 35365123.866 | 144.54
2021 | PA | Fort Indiantown Gap | 62408 | RFCE | RFC East | SUN | 3 |  | 4872 |  |  | 0 |  |  |  | 0
2021 | PA | Forward Windpower LLC | 56699 | RFCE | RFC East | WND | 29.4 |  | 58746 |  |  | 0 |  |  |  | 0
2021 | PA | Frey Farm Landfill | 56510 | RFCE | RFC East | LFG | 1.6 | 1 | 18207 | 193668 | 1.4235 | 0.15636 | 0.0147 | Estimated using an emission factor | 193668 | 1.4235
2021 | PA | Gans Generating Facility | 55377 | RFCW | RFC West | NG | 87.6 |  | 165826 | 1768320.152 | 0.468 | 0.0056445 | 0.00052932 | EPA/NEI | 1768320.152 | 0.468
2021 | PA | General Electric Diesel Engine Plant | 10058 | RFCW | RFC West | DFO | 4.4 | 1 | 3463 | 125768 | 19.494 | 11.2585 | 0.31 | Estimated using an emission factor | 125768 | 19.494
2021 | PA | Gettysburg Energy & Nutrient Rec Facility | 58565 | RFCE | RFC East | OBS | 3.3
2021 | PA | Gilberton Power Company | 10113 | RFCE | RFC East | WC | 88.4 | 0.82213 | 583476 | 6039214.05 | 33.3845 | 0.11443 | 0.011056 | NEI avg EF - PM, fuel type, firing type | 7345781.736 | 40.6071
2021 | PA | Glades Pike Generation Plant | 59759 | RFCE | RFC East | LFG | 6.5 |  | 10545 | 118165 | 0.86851 | 0.16473 | 0.0147 | EPA/NEI; Estimated using an emission factor | 118165 | 0.86851
2021 | PA | GLRA Landfill | 56512 | RFCE | RFC East | LFG | 3.2 |  | 13164 | 142522 | 1.0475 | 0.15915 | 0.0147 | Estimated using an emission factor | 142522 | 1.0475
2021 | PA | Grays Ferry Cogen Partnership | 54785 | RFCE | RFC East | NG | 192.6 | 0.4556 | 961186 | 5143851.741 | 21.3265 | 0.044375 | 0.008292 | EPA/NEI | 11290205.237 | 46.8094
2021 | PA | Green Knight Energy Center | 55765 | RFCE | RFC East | LFG | 9.9 |  | 35343.999 | 696407.001 | 7.5212 | 0.4256 | 0.0216 | Estimated using an emission factor | 696407.001 | 7.5212
2021 | PA | Green Mountain Storage, LLC | 55370 | RFCE | RFC East | MWH | 10.4 |  | -3063 | 0 |  | 0 |  |  | 0 | 0
2021 | PA | GSK York RDC Solar Facility | 57390 | RFCE | RFC East | SUN | 2.6 |  | 2273 |  |  | 0 |  |  |  | 0
2021 | PA | Hamilton (PA) | 3109 | RFCE | RFC East | DFO | 19.6 |  | 172 | 5213 | 0.042895 | 0.49878 | 0.016457 | NEI avg EF - PM, fuel type, firing type | 5213 | 0.042895
2021 | PA | Hamilton Liberty Generation Plant | 58420 | RFCE | RFC East | NG | 870 |  | 6077702 | 40915570.4 | 70.05 | 0.023051 | 0.0034241 | EPA/NEI | 40915570.4 | 70.05
2021 | PA | Hamilton Patriot Generation Plant | 58426 | RFCE | RFC East | NG | 870 |  | 5855248.3 | 38759924.262 | 84.2432 | 0.028775 | 0.0043469 | EPA/NEI | 38759924.262 | 84.2432
2021 | PA | Handsome Lake Energy | 55233 | RFCE | RFC East | NG | 294.5 |  | 30643 | 784324 | 4.4315 | 0.28923 | 0.0113 | EPA/NEI | 784324 | 4.4315
2021 | PA | Harrisburg Facility | 10118 | RFCE | RFC East | MSW | 24.1 | 0.25966 | 112433 | 662925.2 |  |  |  |  | 2553047.004
2021 | PA | Hazle Spindle | 57716 | RFCE | RFC East | MWH | 20 |  | -12560 | 0 |  | 0 |  |  | 0 | 0
2021 | PA | Hazleton Generation | 10870 | RFCE | RFC East | NG | 171.5 |  | 39499.001 | 475554.224 | 4.4195 | 0.22378 | 0.018587 | EPA/NEI | 475554.224 | 4.4195
2021 | PA | Helix Ironwood LLC | 55337 | RFCE | RFC East | NG | 777.6 |  | 4394625 | 32526106.402 | 87.3904 | 0.039772 | 0.0053736 | NEI avg EF - PM, fuel type, firing type | 32526106.402 | 87.3904
2021 | PA | Hickory Run Energy Station | 61028 | RFCW | RFC West | NG | 1033.7 |  | 6372360.1 | 43263737.598 | 42.6106 | 0.013374 | 0.0019698 | EPA/NEI | 43263737.598 | 42.6106
2021 | PA | Highland North Wind Farm | 57991 | RFCE | RFC East | WND | 75 |  | 172711 |  |  | 0 |  |  |  | 0
2021 | PA | Hill Top Energy Center | 62565 | RFCW | RFC West | NG | 664.7 |  | 1891898 | 12290313.166 | 33.0213 | 0.034908 | 0.0053736 | NEI avg EF - PM, fuel type, firing type | 12290313.166 | 33.0213
2021 | PA | Holtwood | 3145 | RFCE | RFC East | WAT | 247.3 |  | 1112144.001 |  |  | 0 |  |  |  | 0
2021 | PA | Homer City | 3122 | RFCW | RFC West | BIT | 2012 |  | 4436636 | 47360112.092 | 622.2996 | 0.28053 | 0.026279 | EPA/NEI | 47360112.092 | 622.2996
2021 | PA | Hummel Station | 60368 | RFCE | RFC East | NG | 1194.4 |  | 7540537 | 52381049.664 | 80.8394 | 0.021441 | 0.0030866 | EPA/NEI | 52381049.664 | 80.8394
2021 | PA | Hunker Solar River, LLC | 63691 | RFCW | RFC West | SUN | 3.3 |  | 1500 |  |  | 0 |  |  |  | 0
2021 | PA | Hunlock Creek Energy Center | 3176 | RFCE | RFC East | NG | 145.9 |  | 303345 | 2546959.179 | 7.3537 | 0.048484 | 0.0057745 | EPA/NEI | 2546959.179 | 7.3537
2021 | PA | Hunlock Unit 4 | 56397 | RFCE | RFC East | NG | 44 |  | 34871 | 338463.979 | 0.0311 | 0.0017837 | 0.00018377 | EPA/NEI | 338463.979 | 0.0311
2021 | PA | Hunterstown | 3110 | RFCE | RFC East | NG | 60 |  | 30950.001 | 454605.999 | 1.8222 | 0.11775 | 0.0080165 | NEI avg EF - PM, fuel type | 454605.999 | 1.8222
2021 | PA | Hunterstown Combined Cycle | 55976 | RFCE | RFC East | NG | 898 |  | 5707527 | 40467307.82 | 114.6064 | 0.04016 | 0.0056641 | EPA/NEI | 40467307.82 | 114.6064
2021 | PA | IKEA Conshohocken Rooftop PV System | 61819 | RFCE | RFC East | SUN | 1 |  | 1012 |  |  | 0 |  |  |  | 0
2021 | PA | Indiana University of Pennsylvania | 10129 | RFCE | RFC East | NG | 24.4 | 0.55554 | 19923 | 119032.626 | 0.025116 | 0.0025213 | 0.000422 | Estimated using an emission factor | 214263 | 0.045209
2021 | PA | Jefferson Torresdale Hospital | 63023 | RFCE | RFC East | NG | 1.1 | 1 | 2958 | 27633 | 0.0058306 | 0.0039422 | 0.000422 | Estimated using an emission factor | 27633 | 0.0058306
2021 | PA | Juniata Locomotive Shop | 10302 | RFCE | RFC East | NG | 1.5 |  | 0
2021 | PA | Keystone | 3136 | RFCE | RFC East | RC | 1883.2 |  | 7415689 | 77391570.911 | 423.27 | 0.11416 | 0.010938 | EPA/NEI | 77391570.911 | 423.27
2021 | PA | Keystone Solar | 58091 | RFCE | RFC East | SUN | 5 |  | 7501 |  |  | 0 |  |  |  | 0
2021 | PA | Knouse Solar Project 1 | 57412 | RFCE | RFC East | SUN | 3 |  | 4130 |  |  | 0 |  |  |  | 0
2021 | PA | L&S Sweetners | 58497 | RFCE | RFC East | LFG | 3.2 |  | 21028 | 252869 | 1.8586 | 0.17677 | 0.0147 | Estimated using an emission factor | 252869 | 1.8586
2021 | PA | Lackawanna Energy Center | 60357 | RFCE | RFC East | NG | 1498.5 |  | 10555322 | 69318314.307 | 78.6 | 0.014893 | 0.0022678 | EPA/NEI | 69318314.307 | 78.6
2021 | PA | Lake Lynn Hydro Station | 6636 | RFCW | RFC West | WAT | 51.2 |  | 71190 |  |  | 0 |  |  |  | 0
2021 | PA | Lakeview Gas Recovery | 55074 | RFCE | RFC East | LFG | 6 |  | 32226 | 392207 | 2.8827 | 0.17891 | 0.0147 | Estimated using an emission factor | 392207 | 2.8827
2021 | PA | Lancaster County Resource Recovery | 50859 | RFCE | RFC East | MSW | 35.7 |  | 191866 | 4121584.767 |  |  |  |  | 4121584.767
2021 | PA | Lanchester Generating Station | 56850 | RFCE | RFC East | LFG | 3.2 |  | 17157 | 253793 | 1.8654 | 0.21745 | 0.0147 | Estimated using an emission factor | 253793 | 1.8654
2021 | PA | Laurel Hill Wind | 57744 | RFCE | RFC East | WND | 69 |  | 157969 |  |  | 0 |  |  |  | 0
2021 | PA | Liberty Electric Power Plant | 55231 | RFCE | RFC East | NG | 614 |  | 4176256 | 30465638.862 | 81.8544 | 0.0392 | 0.0053736 | NEI avg EF - PM, fuel type, firing type | 30465638.862 | 81.8544
2021 | PA | Limerick | 6105 | RFCE | RFC East | NUC | 2277 |  | 19309328 |  |  | 0 |  |  |  | 0
2021 | PA | Lincoln Financial Field | 58231 | RFCE | RFC East | SUN | 2.9 |  | 2921 |  |  | 0 |  |  |  | 0
2021 | PA | Locust Ridge | 56470 | RFCE | RFC East | WND | 26 |  | 55692 |  |  | 0 |  |  |  | 0
2021 | PA | Locust Ridge II LLC | 56770 | RFCE | RFC East | WND | 102 |  | 190294 |  |  | 0 |  |  |  | 0
2021 | PA | Longwood Gardens | 57768 | RFCE | RFC East | SUN | 1.3 |  | 1875 |  |  | 0 |  |  |  | 0
2021 | PA | Lookout Windpower LLC | 56700 | RFCE | RFC East | WND | 37.8 |  | 99499 |  |  | 0 |  |  |  | 0
2021 | PA | Lower Mount Bethel Energy, LLC | 55667 | RFCE | RFC East | NG | 651.6 |  | 4264758 | 30480633.983 | 77.4208 | 0.036307 | 0.00508 | EPA/NEI | 30480633.983 | 77.4208
2021 | PA | Lycoming County | 57582 | RFCE | RFC East | LFG | 3.2 |  | 13699 | 166117 | 1.221 | 0.17826 | 0.0147 | Estimated using an emission factor | 166117 | 1.221
2021 | PA | Mahoning Creek Hydroelectric Project | 58685 | RFCW | RFC West | WAT | 6 |  | 11380 |  |  | 0 |  |  |  | 0
2021 | PA | Marcus Hook Energy, LP | 55801 | RFCE | RFC East | NG | 836.1 | 0.95719 | 5247995 | 35704895.751 | 95.9312 | 0.036559 | 0.0053736 | NEI avg EF - PM, fuel type, firing type | 37301641.577 | 100.2212
2021 | PA | Marlboro Mushrooms Solar Field | 59327 | RFCE | RFC East | SUN | 1 |  | 1365 |  |  | 0 |  |  |  | 0
2021 | PA | Martin Limestone Solar Array | 58443 | RFCE | RFC East | SUN | 1 |  | 1536 |  |  | 0 |  |  |  | 0
2021 | PA | Martins Creek, LLC | 3148 | RFCE | RFC East | RFO | 1794.1 |  | 355764.001 | 4593983.441 | 18.2658 | 0.10268 | 0.0079521 | EPA/NEI | 4593983.441 | 18.2658
2021 | PA | Masser Farms Realty Solar | 57494 | RFCE | RFC East | SUN | 1 |  | 1030 |  |  | 0 |  |  |  | 0
2021 | PA | Mehoopany Wind Energy LLC | 57769 | RFCE | RFC East | WND | 140.8 |  | 381512 |  |  | 0 |  |  |  | 0
2021 | PA | Merck - Upper Gwynedd Solar Array | 61198 | RFCE | RFC East | SUN | 1.5 |  | 0
2021 | PA | Merck & Company - West Point | 52149 | RFCE | RFC East | NG | 89.5 | 0.40291 | 293260.501 | 1558819.333 | 6.2481 | 0.042611 | 0.0080165 | NEI avg EF - PM, fuel type, firing type | 3868870.646 | 15.5074
2021 | PA | Meyersdale Battery | 62444 | RFCE | RFC East | MWH | 18 |  | -4380 | 0 |  | 0 |  |  | 0 | 0
2021 | PA | Meyersdale Windpower, LLC | 56052 | RFCE | RFC East | WND | 30 |  | 48440 |  |  | 0 |  |  |  | 0
2021 | PA | MF Mesa Lane LLC | 56993 | RFCE | RFC East | SUN | 3 |  | 3568 |  |  | 0 |  |  |  | 0
2021 | PA | Mid-River PA, LLC (ABE4) | 64101 | RFCE | RFC East | SUN | 3 |  | 4537 |  |  | 0 |  |  |  | 0
2021 | PA | Milan | 58818 | RFCE | RFC East | NG | 21 |  | 37694.001 | 343209.999 | 0.072417 | 0.0038424 | 0.000422 | Estimated using an emission factor | 343209.999 | 0.072417
2021 | PA | Mill Run Windpower LLC | 55805 | RFCE | RFC East | WND | 15 |  | 15050 |  |  | 0 |  |  |  | 0
2021 | PA | Montour, LLC | 3149 | RFCE | RFC East | BIT | 1757.9 |  | 1260335 | 11812635.638 | 102.8069 | 0.16314 | 0.017406 | EPA/NEI | 11812635.638 | 102.8069
2021 | PA | Morgantown | 60388 | RFCE | RFC East | LFG | 1.6 |  | 5478 | 53659 | 0.39439 | 0.14399 | 0.0147 | Estimated using an emission factor | 53659 | 0.39439
2021 | PA | Morgantown Solar Park | 57362 | RFCE | RFC East | SUN | 2 |  | 1766 |  |  | 0 |  |  |  | 0
2021 | PA | Moser Generating Station | 3163 | RFCE | RFC East | DFO | 63.6 |  | 2682.999 | 39515.001 | 0.3252 | 0.24242 | 0.01646 | EPA/NEI | 39515.001 | 0.3252
2021 | PA | Mount Joy Wire | 62741 | RFCE | RFC East | NG | 1.1 | 1 | 0
2021 | PA | Mountain | 3111 | RFCE | RFC East | DFO | 54 |  | 3710 | 70653.3 | 0.8753 | 0.47186 | 0.024777 | NEI avg EF - PM, fuel type, firing type | 70653.3 | 0.8753
2021 | PA | Mountain View | 56687 | RFCE | RFC East | LFG | 14.4 |  | 32260.992 | 386310 | 2.8394 | 0.17603 | 0.0147 | Estimated using an emission factor | 386310 | 2.8394
2021 | PA | Moxie Freedom Generation Plant | 59906 | RFCE | RFC East | NG | 1058 |  | 7252858 | 48118928.689 | 85.1643 | 0.023484 | 0.0035397 | EPA/NEI | 48118928.689 | 85.1643
2021 | PA | Mt. Carmel Cogeneration | 10343 | RFCE | RFC East | WC | 47.3 | 0.80904 | 2072 | 16150.575 | 0.079324 | 0.076568 | 0.0098231 | EPA/NEI | 19962.728 | 0.098048
2021 | PA | Muddy Run | 3164 | RFCE | RFC East | WAT | 1072 |  | -521656 |  |  | 0 |  |  |  | 0
2021 | PA | Navy Yard Peaker Station | 61737 | RFCE | RFC East | NG | 14.2 |  | 5491 | 49726 | 0.010492 | 0.0038216 | 0.000422 | EPA/NEI; Estimated using an emission factor | 49726 | 0.010492
2021 | PA | New Castle | 3138 | RFCW | RFC West | NG | 354.4 |  | 297629 | 3658581.016 | 5.8732 | 0.039467 | 0.0032107 | EPA/NEI | 3658581.016 | 5.8732
2021 | PA | Newman (PA) | 54250 | RFCE | RFC East | NG | 1.8 | 0.11293 | 11813 | 65369.556 | 0.31083 | 0.052624 | 0.0095098 | NEI avg EF - PM, fuel type | 578834 | 2.7523
2021 | PA | North Allegheny Windpower Project | 56651 | RFCE | RFC East | WND | 70 |  | 142983 |  |  | 0 |  |  |  | 0
2021 | PA | North Wales Diesel | 64983 | RFCE | RFC East | DFO | 7.2
2021 | PA | Northampton Generating Plant | 50888 | RFCE | RFC East | WC | 134.1 | 1 | 62055 | 1151260.753 | 2.1933 | 0.070689 | 0.0038103 | EPA/NEI | 1151260.753 | 2.1933
2021 | PA | Norther Tier Landfill | 56890 | RFCE | RFC East | LFG | 1.6 |  | 10045 | 113403 | 0.83351 | 0.16596 | 0.0147 | Estimated using an emission factor | 113403 | 0.83351
2021 | PA | Ontelaunee Energy Center | 55193 | RFCE | RFC East | NG | 728 |  | 4424890 | 30929835.626 | 62.169 | 0.0281 | 0.00402 | EPA/NEI | 30929835.626 | 62.169
2021 | PA | Orchard Park | 55997 | RFCW | RFC West | NG | 24 |  | 11795 | 108209 | 0.022832 | 0.0038715 | 0.000422 | Estimated using an emission factor | 108209 | 0.022832
2021 | PA | Orrtanna | 3112 | RFCE | RFC East | DFO | 27 |  | 35 | 4127 | 0.033959 | 1.9405 | 0.016457 | NEI avg EF - PM, fuel type, firing type | 4127 | 0.033959
2021 | PA | Oxbow Creek | 58714 | RFCE | RFC East | NG | 22 |  | 42742 | 374628 | 0.079047 | 0.0036988 | 0.000422 | Estimated using an emission factor | 374628 | 0.079047
2021 | PA | PA Solar Park | 57256 | RFCE | RFC East | SUN | 10.1 |  | 12335 |  |  | 0 |  |  |  | 0
2021 | PA | PA Solar Park II | 63520 | RFCE | RFC East | SUN | 10 |  | 12333 |  |  | 0 |  |  |  | 0
2021 | PA | Panther Creek Energy Facility | 50776 | RFCE | RFC East | WC | 94 | 1 | 127227 | 1715929.822 | 3.9699 | 0.062406 | 0.0046271 | EPA/NEI | 1715929.822 | 3.9699
2021 | PA | Patton Wind Farm | 57999 | RFCE | RFC East | WND | 30 |  | 76671 |  |  | 0 |  |  |  | 0
2021 | PA | Paxton Creek Cogeneration | 50373 | RFCE | RFC East | NG | 12.6 | 0.84755 | 5010 | 42154.687 | 0.0088946 | 0.0035508 | 0.000422 | Estimated using an emission factor | 49737 | 0.010495
2021 | PA | Peach Bottom | 3166 | RFCE | RFC East | NUC | 2876.4 |  | 22268244 |  |  | 0 |  |  |  | 0
2021 | PA | PEI Power Corporation | 50279 | RFCE | RFC East | NG | 92.9 | 1 | 168068 | 569995.9 | 1.6986 | 0.020213 | 0.00596 | EPA/NEI | 569995.9 | 1.6986
2021 | PA | Pennsbury | 7690 | RFCE | RFC East | LFG | 6
2021 | PA | PG Solar 1 | 64874 | RFCW | RFC West | SUN | 3 |  | 1877 |  |  | 0 |  |  |  | 0
2021 | PA | Phoenix Contact - CCHP Plant | 62901 | RFCE | RFC East | NG | 1 | 0.73013 | 6406 | 64673.095 | 0.25923 | 0.080932 | 0.0080165 | NEI avg EF - PM, fuel type | 88578 | 0.35504
2021 | PA | Pickering Solar | 58535 | RFCE | RFC East | SUN | 1.5 |  | 1776 |  |  | 0 |  |  |  | 0
2021 | PA | Pine Grove | 56690 | RFCE | RFC East | DFO | 5.4 |  | 88.992 | 1035 | 0.16043 | 3.6054 | 0.31 | Estimated using an emission factor | 1035 | 0.16043
2021 | PA | Piney | 3124 | RFCE | RFC East | WAT | 30 |  | 66351.999 |  |  | 0 |  |  |  | 0
2021 | PA | Pioneer Crossing Energy, LLC | 56957 | RFCE | RFC East | LFG | 8 |  | 33948 | 404714 | 2.9746 | 0.17525 | 0.0147 | Estimated using an emission factor | 404714 | 2.9746
2021 | PA | Pittsburgh Airport Gas Plant | 64873 | RFCW | RFC West | NG | 22 |  | 56296 | 535780 | 0.11305 | 0.0040163 | 0.000422 | Estimated using an emission factor | 535780 | 0.11305
2021 | PA | Pixelle Specialty Solutions | 50397 | RFCE | RFC East | BLQ | 103.6 | 0.18372 | 442624.361 | 2593173.901 | 13.9188 | 0.062892 | 0.010735 | EPA/NEI; Estimated using an emission factor | 14115101.01 | 75.7626
2021 | PA | Pocono Solar Project | 57367 | RFCE | RFC East | SUN | 2.7 |  | 3271 |  |  | 0 |  |  |  | 0
2021 | PA | Portland | 3113 | RFCE | RFC East | NG | 194 |  | 2026 | 34564.989 | 0.22837 | 0.22544 | 0.013214 | EPA/NEI | 34564.989 | 0.22837
2021 | PA | PPG Monroeville Chemicals Center | 58047 | RFCW | RFC West | DFO | 1.1 |  | 0
2021 | PA | PPL Frey Farm Landfill Wind | 57182 | RFCE | RFC East | WND | 3.2 |  | 5662 |  |  | 0 |  |  |  | 0
2021 | PA | PPL Glendon LFGTE Plant | 57183 | RFCE | RFC East | LFG | 3.2 |  | 14531 | 161099 | 1.1841 | 0.16297 | 0.0147 | Estimated using an emission factor | 161099 | 1.1841
2021 | PA | Procter & Gamble Paper Products | 50463 | RFCE | RFC East | NG | 120.2 | 0.55495 | 842406 | 4854774.072 | 16.9426 | 0.040224 | 0.0069798 | EPA/NEI; Estimated using an emission factor | 8748049.925 | 30.5297
2021 | PA | PWD Northeast WPCP Biogas Cogen Plant | 58326 | RFCE | RFC East | OBG | 5.6 | 1 | 25616 | 257422 | 1.8921 | 0.14772 | 0.0147 | Estimated using an emission factor | 257422 | 1.8921
2021 | PA | Rausch Creek Generation, LLC | 50611 | RFCE | RFC East | WC | 36 |  | 146673 | 2873200.492 | 15.8829 | 0.21658 | 0.011056 | NEI avg EF - PM, fuel type, firing type | 2873200.492 | 15.8829
2021 | PA | Richmond | 3168 | RFCE | RFC East | DFO | 131.6 |  | 678 | 9369 | 0.0851 | 0.25103 | 0.018166 | EPA/NEI | 9369 | 0.0851
2021 | PA | Ringer Hill Wind Farm, LLC | 60329 | RFCE | RFC East | WND | 39.9 |  | 105420 |  |  | 0 |  |  |  | 0
2021 | PA | Romark PA Solar | 57465 | RFCW | RFC West | SUN | 1.8 |  | 2098 |  |  | 0 |  |  |  | 0
2021 | PA | Roundtop | 58715 | RFCE | RFC East | NG | 22 |  | 39064 | 366136 | 0.077255 | 0.0039553 | 0.000422 | Estimated using an emission factor | 366136 | 0.077255
2021 | PA | Safe Harbor | 3175 | RFCE | RFC East | WAT | 417.5 |  | 1187845 |  |  | 0 |  |  |  | 0
2021 | PA | Sandy Ridge Wind Farm | 57285 | RFCE | RFC East | WND | 50 |  | 134868 |  |  | 0 |  |  |  | 0
2021 | PA | Schuylkill Generating Station | 3169 | RFCE | RFC East | DFO | 39.8 |  | 183 | 2867 | 0.023591 | 0.25782 | 0.016457 | NEI avg EF - PM, fuel type, firing type | 2867 | 0.023591
2021 | PA | Scrubgrass Generating Plant | 50974 | RFCE | RFC East | WC | 94.7 | 1 | 305379 | 4888744.14 | 21.1955 | 0.13881 | 0.0086712 | EPA/NEI | 4888744.14 | 21.1955
2021 | PA | SECCRA Community Landfill | 56873 | RFCE | RFC East | LFG | 2.5 |  | 5830 | 55461 | 0.40764 | 0.13984 | 0.0147 | Estimated using an emission factor | 55461 | 0.40764
2021 | PA | Seneca Generation LLC | 8225 | RFCE | RFC East | WAT | 437.9 |  | -169856 |  |  | 0 |  |  |  | 0
2021 | PA | Seward | 3130 | RFCE | RFC East | WC | 585 |  | 2858731 | 30564088.557 | 106.71 | 0.074656 | 0.0069827 | EPA/NEI | 30564088.557 | 106.71
2021 | PA | Shawnee (PA) | 3114 | RFCE | RFC East | DFO | 20 |  | 133 | 5005 | 0.041183 | 0.6193 | 0.016457 | NEI avg EF - PM, fuel type, firing type | 5005 | 0.041183
2021 | PA | Shawville | 3131 | RFCE | RFC East | NG | 632 |  | 634973.001 | 7596180.362 | 27.4537 | 0.086472 | 0.0072283 | EPA/NEI | 7596180.362 | 27.4537
2021 | PA | Shell Chemical Appalachia LLC | 58933 | RFCW | RFC West | NG | 309.8 | 0.96804 | 212404.78 | 267160.521 | 12.8817 | 0.12129 | 0.096434 | EPA/NEI | 275982 | 13.307
2021 | PA | Somerset Windpower LLC | 55803 | RFCE | RFC East | WND | 9 |  | 8215 |  |  | 0 |  |  |  | 0
2021 | PA | South Chestnut LLC | 56796 | RFCW | RFC West | WND | 50.4 |  | 95853 |  |  | 0 |  |  |  | 0
2021 | PA | Southwark | 3170 | RFCE | RFC East | DFO | 74.4 |  | 168 | 5408 | 0.044499 | 0.52975 | 0.016457 | NEI avg EF - PM, fuel type, firing type | 5408 | 0.044499
2021 | PA | Spring House | 59056 | RFCE | RFC East | NG | 3.8 |  | 23367 | 305675 | 0.064497 | 0.0055204 | 0.000422 | Estimated using an emission factor | 305675 | 0.064497
2021 | PA | Springdale Generating Station (55196) | 55196 | RFCW | RFC West | NG | 87.6 |  | 136857 | 1422529.195 | 0.39 | 0.0056994 | 0.00054832 | EPA/NEI | 1422529.195 | 0.39
2021 | PA | Springdale Generating Station (55710) | 55710 | RFCW | RFC West | NG | 556 |  | 3569703 | 23527284.595 | 89.43 | 0.050105 | 0.0076022 | EPA/NEI | 23527284.595 | 89.43
2021 | PA | St. Nicholas Cogeneration Project | 54634 | RFCE | RFC East | WC | 99.2 | 0.93527 | 659692 | 10029035.839 | 49.4223 | 0.14983 | 0.0098558 | EPA/NEI | 10723119.093 | 52.8427
2021 | PA | Stony Creek Wind Farm LLC | 56980 | RFCE | RFC East | WND | 52.5 |  | 134575 |  |  | 0 |  |  |  | 0
2021 | PA | Sunbury Generation LP | 3152 | RFCE | RFC East | DFO | 52.7 |  | 212 | 5115 | 0.17976 | 1.6958 | 0.070287 | EPA/NEI; Estimated using an emission factor | 5115 | 0.17976
2021 | PA | Susquehanna University Solar | 61914 | RFCE | RFC East | SUN | 3 |  | 4189 |  |  | 0 |  |  |  | 0
2021 | PA | TalenEnergy Martin Creek LLC Allentown | 3139 | RFCE | RFC East | DFO | 64 |  | 382 | 6033 | 0.049642 | 0.25991 | 0.016457 | NEI avg EF - PM, fuel type, firing type | 6033 | 0.049642
2021 | PA | TalenEnergy Martins Creek LLC Fishbach | 3142 | RFCE | RFC East | DFO | 37 |  | 36 | 514 | 0.0042294 | 0.23497 | 0.016457 | NEI avg EF - PM, fuel type, firing type | 514 | 0.0042294
2021 | PA | TalenEnergy Martins Creek LLC Harrisburg | 3143 | RFCE | RFC East | DFO | 48 |  | 828 | 13829.001 | 0.11379 | 0.27486 | 0.016457 | NEI avg EF - PM, fuel type, firing type | 13829.001 | 0.11379
2021 | PA | TalenEnergy Martins Creek LLC Harwood | 3144 | RFCE | RFC East | DFO | 32 |  | 361 | 6831 | 0.056208 | 0.3114 | 0.016457 | NEI avg EF - PM, fuel type, firing type | 6831 | 0.056208
2021 | PA | TalenEnergy Martins Creek LLC Jenkins | 3146 | RFCE | RFC East | DFO | 32 |  | 62 | 1157 | 0.0095203 | 0.30711 | 0.016457 | NEI avg EF - PM, fuel type, firing type | 1157 | 0.0095203
2021 | PA | TalenEnergy Martins Creek LLC Lock Haven | 3147 | RFCE | RFC East | DFO | 18.5 |  | 20 | 288 | 0.0023698 | 0.23698 | 0.016457 | NEI avg EF - PM, fuel type, firing type | 288 | 0.0023698
2021 | PA | TalenEnergy Martins Creek LLC West Shore | 3154 | RFCE | RFC East | DFO | 37 |  | 1149 | 15773 | 0.12979 | 0.22591 | 0.016457 | NEI avg EF - PM, fuel type, firing type | 15773 | 0.12979
2021 | PA | TalenEnergy Martins Creek LLC Williamsport | 3155 | RFCE | RFC East | DFO | 32 |  | 103 | 1895 | 0.015593 | 0.30277 | 0.016457 | NEI avg EF - PM, fuel type, firing type | 1895 | 0.015593
2021 | PA | TalenEnergy Susquehanna | 6103 | RFCE | RFC East | NUC | 2532 |  | 19943546 |  |  | 0 |  |  |  | 0
2021 | PA | Temple SEGF | 58897 | RFCE | RFC East | NG | 16 |  | 1129 | 13649 | 0.0028799 | 0.0051018 | 0.000422 | Estimated using an emission factor | 13649 | 0.0028799
2021 | PA | Temple Solar Arrays | 60848 | RFCE | RFC East | SUN | 2.2 |  | 2532 |  |  | 0 |  |  |  | 0
2021 | PA | Tenaska Westmoreland Generating Station | 60464 | RFCW | RFC West | NG | 1134 |  | 7115762 | 49460537.083 | 67.1 | 0.01886 | 0.0027133 | EPA/NEI | 49460537.083 | 67.1
2021 | PA | Titus | 3115 | RFCE | RFC East | DFO | 36 |  | -335 | 5483 | 0.045116 | 0 | 0.016457 | NEI avg EF - PM, fuel type, firing type | 5483 | 0.045116
2021 | PA | Tolna | 3116 | RFCE | RFC East | DFO | 54 |  | 2856 | 54159.2 | 0.67096 | 0.46986 | 0.024777 | NEI avg EF - PM, fuel type, firing type | 54159.2 | 0.67096
2021 | PA | Townsend Hydro | 10285 | RFCW | RFC West | WAT | 5.2 |  | 18362 |  |  | 0 |  |  |  | 0
2021 | PA | TPE Pennsylvania Solar 1, LLC | 62686 | RFCE | RFC East | SUN | 3.6 |  | 2993 |  |  | 0 |  |  |  | 0
2021 | PA | Trexlertown Solar Array North and South | 57519 | RFCE | RFC East | SUN | 1.9 |  | 1947 |  |  | 0 |  |  |  | 0
2021 | PA | Tullytown | 58250 | RFCE | RFC East | LFG | 1.6 |  | 10081 | 108690 | 0.79887 | 0.15849 | 0.0147 | Estimated using an emission factor | 108690 | 0.79887
2021 | PA | Twin Ridges Wind Farm | 57998 | RFCW | RFC West | WND | 139.4 |  | 408306 |  |  | 0 |  |  |  | 0
2021 | PA | University Park Solar | 62119 | RFCW | RFC West | SUN | 1.5 |  | 2313 |  |  | 0 |  |  |  | 0
2021 | PA | US Steel (Clairton Coke) | 50729 | RFCW | RFC West | COG | 31 | 0.096928 | 110130 | 602210.776 | 5.745 | 0.10433 | 0.01908 | EPA/NEI; Estimated using an emission factor | 6212941.336 | 59.2704
2021 | PA | US Steel (Edgar Thomson) | 50732 | RFCW | RFC West | PRG | 52.5 | 0.21978 | 450493 | 2468712.092 | 13.1962 | 0.058585 | 0.010691 | NEI avg EF - PM, fuel type, firing type | 11232775.917 | 60.0432
2021 | PA | Vitro Architectural Glass (PA) | 58051 | RFCE | RFC East | DFO | 5 |  | 82.32 | 996 | 0.15438 | 3.7507 | 0.31 | Estimated using an emission factor | 996 | 0.15438
2021 | PA | Wallenpaupack | 3153 | RFCE | RFC East | WAT | 40 |  | 116770 |  |  | 0 |  |  |  | 0
2021 | PA | Warren | 3132 | RFCE | RFC East | NG | 53.1 |  | 7127 | 117581.186 | 0.47129 | 0.13226 | 0.0080165 | NEI avg EF - PM, fuel type, firing type | 117581.186 | 0.47129
2021 | PA | Warrior Ridge Hydro | 10152 | RFCE | RFC East | WAT | 2.8 |  | 724 |  |  | 0 |  |  |  | 0
2021 | PA | Waste Management Arden LFGTE | 57014 | RFCW | RFC West | LFG | 4.8 |  | 39486 | 472021.998 | 3.4694 | 0.17573 | 0.0147 | Estimated using an emission factor | 472021.998 | 3.4694
2021 | PA | Waymart Wind | 56001 | RFCE | RFC East | WND | 64.5 |  | 111596 |  |  | 0 |  |  |  | 0
2021 | PA | West Campus Steam Plant | 58194 | RFCW | RFC West | NG | 14 | 0.081742 | 12878.69 | 71575.921 | 0.34034 | 0.052852 | 0.0095098 | EPA/NEI; Estimated using an emission factor | 875629 | 4.1635
2021 | PA | Wheelabrator Falls | 54746 | RFCE | RFC East | MSW | 53.3 |  | 312135 | 5298012.379 |  |  |  |  | 5298012.379
2021 | PA | Whitemarsh Central Utility Plant | 56513 | RFCE | RFC East | NG | 1.6 | 1 | 732 | 7686 | 0.0016217 | 0.004431 | 0.000422 | Estimated using an emission factor | 7686 | 0.0016217
2021 | PA | Whitetail Solar 1 | 62989 | RFCE | RFC East | SUN | 13.5 |  | 24328 |  |  | 0 |  |  |  | 0
2021 | PA | Whitetail Solar 2 | 62990 | RFCW | RFC West | SUN | 20 |  | 36693 |  |  | 0 |  |  |  | 0
2021 | PA | Whitetail Solar 3 | 62991 | RFCW | RFC West | SUN | 20 |  | 33581 |  |  | 0 |  |  |  | 0
2021 | PA | William F Matson Generating Station | 7128 | RFCE | RFC East | WAT | 21.7 |  | 94697 |  |  | 0 |  |  |  | 0
2021 | PA | Wind Park Bear Creek | 56299 | RFCE | RFC East | WND | 24 |  | 62006 |  |  | 0 |  |  |  | 0
2021 | PA | Wolf Run Energy | 61263 | RFCE | RFC East | NG | 22 |  | 44517 | 404048 | 0.085254 | 0.0038302 | 0.000422 | Estimated using an emission factor | 404048 | 0.085254
2021 | PA | York County Resource Recovery | 50215 | RFCE | RFC East | MSW | 36.5 |  | 261048 | 4219581.385 |  |  |  |  | 4219581.385
2021 | PA | York Energy Center | 55524 | RFCE | RFC East | NG | 1449.4 |  | 7648984 | 57459877.782 | 249.9411 | 0.065353 | 0.0086997 | EPA/NEI | 57459877.782 | 249.9411
2021 | PA | York Generation Company LLC | 54693 | RFCE | RFC East | NG | 52.2 | 1 | 0 | 0 | 0 |  |  | EPA/NEI; Estimated using an emission factor | 0 | 0
2021 | PA | York Haven | 3117 | RFCE | RFC East | WAT | 19.6 |  | 96354 |  |  | 0 |  |  |  | 0
2021 | PA | Yough Hydro Power | 52036 | RFCE | RFC East | WAT | 12.2 |  | 38804 |  |  | 0 |  |  |  | 0
2021 | PR | AES ILUMINA | 61036 | PRMS | Puerto Rico Miscellaneous | SUN | 20 |  | 37864 |  |  | 0 |  |  |  | 0
2021 | PR | AES Puerto Rico | 61082 | PRMS | Puerto Rico Miscellaneous | BIT | 510 |  | 3257268 | 35072845 | 318.5059 | 0.19557 | 0.018163 | NEI avg EF - PM, fuel type, firing type | 35072845 | 318.5059
2021 | PR | Aguirre Plant | 61146 | PRMS | Puerto Rico Miscellaneous | RFO | 1534 | 0.90026 | 3638849 | 39147377.405 | 163.8175 | 0.090038 | 0.0083693 | EPA/NEI; Estimated using an emission factor | 43484620 | 181.9673
2021 | PR | Arecibo Filtration Plant | 61113 | PRMS | Puerto Rico Miscellaneous | SUN | 1 |  | 1769 |  |  | 0 |  |  |  | 0
2021 | PR | Cambalache Plant | 61150 | PRMS | Puerto Rico Miscellaneous | DFO | 247.5 |  | 279726 | 3599585.001 | 29.6188 | 0.21177 | 0.016457 | NEI avg EF - PM, fuel type, firing type | 3599585.001 | 29.6188
2021 | PR | Canovanas Filtration Plant | 61114 | PRMS | Puerto Rico Miscellaneous | SUN | 1 |  | 1110 |  |  | 0 |  |  |  | 0
2021 | PR | Caonillas | 61225 | PRMS | Puerto Rico Miscellaneous | WAT | 22 |  | 0
2021 | PR | Central San Juan Plant | 61148 | PRMS | Puerto Rico Miscellaneous | DFO | 840 | 1 | 2819390 | 25265872 | 132.4141 | 0.093931 | 0.010482 | EPA/NEI; Estimated using an emission factor | 25265872 | 132.4141
2021 | PR | Cervecera de Puerto Rico | 62410 | PRMS | Puerto Rico Miscellaneous | DFO | 3.7 | 0.42904 | 9008.999 | 73221.659 | 5.828 | 1.2938 | 0.15919 | EPA/NEI; Estimated using an emission factor | 170663.001 | 13.5839
2021 | PR | Costa Sur Plant | 61147 | PRMS | Puerto Rico Miscellaneous | NG | 1032 | 0.9883 | 2979084 | 34545082.005 | 157.8161 | 0.10595 | 0.0091368 | EPA/NEI; Estimated using an emission factor | 34954151 | 159.6849
2021 | PR | Coto Laurel Solar Farm | 61062 | PRMS | Puerto Rico Miscellaneous | SUN | 10 |  | 15823 |  |  | 0 |  |  |  | 0
2021 | PR | Culebra | 61226 | PRMS | Puerto Rico Miscellaneous | RFO | 2.1 |  | 2.001 | 521.001 | 0.080755 | 80.7148 | 0.31 | Estimated using an emission factor | 521.001 | 0.080755
2021 | PR | Daguao | 61227 | PRMS | Puerto Rico Miscellaneous | DFO | 42 |  | 44593 | 672335 | 5.5322 | 0.24812 | 0.016457 | NEI avg EF - PM, fuel type, firing type | 672335 | 5.5322
2021 | PR | Dos Bocas | 61228 | PRMS | Puerto Rico Miscellaneous | WAT | 15
2021 | PR | Eaton Corp - Arecibo - Puerto Rico Hybrid | 64613 | PRMS | Puerto Rico Miscellaneous | DFO | 8.2
2021 | PR | EcoElectrica | 61034 | PRMS | Puerto Rico Miscellaneous | NG | 580 | 1 | 3419446 | 26688191 | 71.0788 | 0.041573 | 0.0053266 | EPA/NEI; Estimated using an emission factor | 26688191 | 71.0788
2021 | PR | El Yunque Filtration Plant | 61112 | PRMS | Puerto Rico Miscellaneous | SUN | 2 |  | 2909 |  |  | 0 |  |  |  | 0
2021 | PR | Fajardo MSWL | 61109 | PRMS | Puerto Rico Miscellaneous | LFG | 2.4
2021 | PR | Fort Buchanan Distributed Generation | 61254 | PRMS | Puerto Rico Miscellaneous | SUN | 6.4 |  | 5 |  |  | 0 |  |  |  | 0
2021 | PR | Garzas | 61229 | PRMS | Puerto Rico Miscellaneous | WAT | 12.2
2021 | PR | GASNA 18P, LLC | 61102 | PRMS | Puerto Rico Miscellaneous | SUN | 5 |  | 7127 |  |  | 0 |  |  |  | 0
2021 | PR | HIMA San Pablo - Caguas | 61808 | PRMS | Puerto Rico Miscellaneous | DFO | 9 |  | 59.999 | 829.998 | 0.12865 | 4.2884 | 0.31 | Estimated using an emission factor | 829.998 | 0.12865
2021 | PR | HIMA San Pablo Bayamon | 62841 | PRMS | Puerto Rico Miscellaneous | DFO | 4.5 |  | 80.001 | 960.999 | 0.14895 | 3.7238 | 0.31 | Estimated using an emission factor | 960.999 | 0.14895
2021 | PR | HIMA San Pablo Cupey | 62851 | PRMS | Puerto Rico Miscellaneous | DFO | 1.2 |  | 39 | 317 | 0.049135 | 2.5197 | 0.31 | Estimated using an emission factor | 317 | 0.049135
2021 | PR | HIMA San Pablo Fajardo | 62850 | PRMS | Puerto Rico Miscellaneous | DFO | 3 |  | 58 | 531 | 0.082305 | 2.8381 | 0.31 | Estimated using an emission factor | 531 | 0.082305
2021 | PR | HIMA San Pablo Humacao | 62852 | PRMS | Puerto Rico Miscellaneous | DFO | 1.6 |  | 14 | 163 | 0.025265 | 3.6093 | 0.31 | Estimated using an emission factor | 163 | 0.025265
2021 | PR | Holsum de Puerto Rico, Inc. | 61639 | PRMS | Puerto Rico Miscellaneous | DFO | 6.2 |  | 0
2021 | PR | Horizon Energy (PR) Hybrid | 61136 | PRMS | Puerto Rico Miscellaneous | SUN | 15.1 |  | 21478 | 0 |  | 0 |  |  | 0 | 0
2021 | PR | Humacao Solar Project, LLC | 61133 | PRMS | Puerto Rico Miscellaneous | SUN | 20 |  | 67091 |  |  | 0 |  |  |  | 0
2021 | PR | Janssen Ortho LLC | 61659 | PRMS | Puerto Rico Miscellaneous |  | 18.7
2021 | PR | Jobos | 61171 | PRMS | Puerto Rico Miscellaneous | DFO | 42 |  | 53680 | 799264 | 6.5767 | 0.24503 | 0.016457 | NEI avg EF - PM, fuel type, firing type | 799264 | 6.5767
2021 | PR | Martino | 61063 | PRMS | Puerto Rico Miscellaneous | SUN | 3.6 |  | 4399 |  |  | 0 |  |  |  | 0
2021 | PR | Mayaguez Plant | 61151 | PRMS | Puerto Rico Miscellaneous | DFO | 220 |  | 199586 | 2073740 | 17.0636 | 0.17099 | 0.016457 | NEI avg EF - PM, fuel type, firing type | 2073740 | 17.0636
2021 | PR | Medtronic Solar | 61137 | PRMS | Puerto Rico Miscellaneous | SUN | 4 |  | 5414 |  |  | 0 |  |  |  | 0
2021 | PR | Oriana Energy Hybrid | 61083 | PRMS | Puerto Rico Miscellaneous | SUN | 66.8 |  | 92518 | 0 |  | 0 |  |  | 0 | 0
2021 | PR | Palo Seco Plant | 61149 | PRMS | Puerto Rico Miscellaneous | RFO | 728 |  | 1394650.002 | 15693134 | 63.5454 | 0.091127 | 0.0080985 | EPA/NEI; Estimated using an emission factor | 15693134 | 63.5454
2021 | PR | Patillas | 61230 | PRMS | Puerto Rico Miscellaneous | WAT | 1.4
2021 | PR | Pattern Santa Isabel LLC | 61014 | PRMS | Puerto Rico Miscellaneous | WND | 101.2 |  | 165727 |  |  | 0 |  |  |  | 0
2021 | PR | Pfizer Guayama | 61064 | PRMS | Puerto Rico Miscellaneous | SUN | 2.7 |  | 6893 |  |  | 0 |  |  |  | 0
2021 | PR | Pfizer Vega Baja | 61065 | PRMS | Puerto Rico Miscellaneous | SUN | 3.1 |  | 5448 |  |  | 0 |  |  |  | 0
2021 | PR | Punta Lima Wind Farm | 61132 | PRMS | Puerto Rico Miscellaneous | WND | 23.4
2021 | PR | Rio Blanco | 61236 | PRMS | Puerto Rico Miscellaneous | WAT | 5
2021 | PR | San Fermin Solar Farm Hybrid | 61110 | PRMS | Puerto Rico Miscellaneous | SUN | 27.6 |  | 32018 | 1079 | 0.16725 | 0.010447 | 0.31 | EPA/NEI; Estimated using an emission factor | 1079 | 0.16725
2021 | PR | Toa Baja MSWL | 61122 | PRMS | Puerto Rico Miscellaneous | LFG | 2.4
2021 | PR | Toro Negro | 61231 | PRMS | Puerto Rico Miscellaneous | WAT | 8.5
2021 | PR | USCG Puerto Rico PV | 61273 | PRMS | Puerto Rico Miscellaneous | SUN | 2.3 |  | 1650 |  |  | 0 |  |  |  | 0
2021 | PR | Vega Baja | 61232 | PRMS | Puerto Rico Miscellaneous | DFO | 42 |  | 7726 | 121852 | 1.0026 | 0.25955 | 0.016457 | NEI avg EF - PM, fuel type, firing type | 121852 | 1.0026
2021 | PR | Vieques | 61233 | PRMS | Puerto Rico Miscellaneous | RFO | 6.6 |  | 6 | 1891 | 0.29311 | 97.7017 | 0.31 | Estimated using an emission factor | 1891 | 0.29311
2021 | PR | Yabucoa | 61234 | PRMS | Puerto Rico Miscellaneous | DFO | 42 |  | 6438 | 106754 | 0.87842 | 0.27288 | 0.016457 | NEI avg EF - PM, fuel type, firing type | 106754 | 0.87842
2021 | PR | Yauco | 61235 | PRMS | Puerto Rico Miscellaneous | WAT | 34
2021 | RI | 10 Briggs Solar NG, LLC (East) | 62781 | NEWE | NPCC New England | SUN | 5 |  | 3646 |  |  | 0 |  |  |  | 0
2021 | RI | A Street 1 | 64114 | NEWE | NPCC New England | SUN | 1.2 |  | 2000 |  |  | 0 |  |  |  | 0
2021 | RI | A Street 2 | 64111 | NEWE | NPCC New England | SUN | 1.6 |  | 2894 |  |  | 0 |  |  |  | 0
2021 | RI | Alton Road Solar | 64723 | NEWE | NPCC New England | SUN | 13.9 |  | 24326 |  |  | 0 |  |  |  | 0
2021 | RI | Blackhorse Farm Solar, LLC CSG | 63944 | NEWE | NPCC New England | SUN | 3.8 |  | 5698 |  |  | 0 |  |  |  | 0
2021 | RI | Blackstone/Tupperware | 50177 | NEWE | NPCC New England | WAT | 1.6 |  | 4455 |  |  | 0 |  |  |  | 0
2021 | RI | Block Island | 6567 | NEWE | NPCC New England | DFO | 7.1 |  | 2 | 30 | 0.00465 | 4.65 | 0.31 | Estimated using an emission factor | 30 | 0.00465
2021 | RI | Block Island Wind Farm | 58035 | NEWE | NPCC New England | WND | 30 |  | 84208 |  |  | 0 |  |  |  | 0
2021 | RI | Brookside | 60451 | NEWE | NPCC New England | SUN | 1 |  | 1461 |  |  | 0 |  |  |  | 0
2021 | RI | CED Foster | 61499 | NEWE | NPCC New England | SUN | 2 |  | 3092 |  |  | 0 |  |  |  | 0
2021 | RI | Central Power Plant | 50621 | NEWE | NPCC New England | NG | 11 | 0.21739 | 25911 | 99983.065 | 0.37834 | 0.029203 | 0.0075682 | EPA/NEI; Estimated using an emission factor | 459934 | 1.7404
2021 | RI | Forbes Street Solar | 58583 | NEWE | NPCC New England | SUN | 3 |  | 4314 |  |  | 0 |  |  |  | 0
2021 | RI | Foster Solar | 65637 | NEWE | NPCC New England | SUN | 1.2
2021 | RI | Founders Homestead Farms Solar | 62302 | NEWE | NPCC New England | SUN | 4.5 |  | 6906 |  |  | 0 |  |  |  | 0
2021 | RI | GD Glocester White Oak I, LLC | 64334 | NEWE | NPCC New England | SUN | 1.8 |  | 2722 |  |  | 0 |  |  |  | 0
2021 | RI | GD Hopkinton Main I, LLC | 63893 | NEWE | NPCC New England | SUN | 10.6 |  | 15571 |  |  | 0 |  |  |  | 0
2021 | RI | GD Johnson Scituate I, LLC | 65473 | NEWE | NPCC New England | SUN | 4.3 |  | 1 |  |  | 0 |  |  |  | 0
2021 | RI | GD Richmond Buttonwoods I, LLC | 62567 | NEWE | NPCC New England | SUN | 1.3 |  | 1930 |  |  | 0 |  |  |  | 0
2021 | RI | GD West Greenwich Victory I, LLC | 62568 | NEWE | NPCC New England | SUN | 1.8 |  | 2787 |  |  | 0 |  |  |  | 0
2021 | RI | GDIM 1, LLC | 65474 | NEWE | NPCC New England | SUN | 9.6 |  | 1 |  |  | 0 |  |  |  | 0
2021 | RI | GDIM 2, LLC | 65475 | NEWE | NPCC New England | SUN | 9.6 |  | 1 |  |  | 0 |  |  |  | 0
2021 | RI | GDIM 3, LLC | 65476 | NEWE | NPCC New England | SUN | 9.6 |  | 1 |  |  | 0 |  |  |  | 0
2021 | RI | GDIM 4, LLC | 65477 | NEWE | NPCC New England | SUN | 9.6 |  | 1 |  |  | 0 |  |  |  | 0
2021 | RI | Gold Meadow Farms | 64108 | NEWE | NPCC New England | SUN | 16.2 |  | 27880 |  |  | 0 |  |  |  | 0
2021 | RI | Green Providence Wind I, LLC | 65478 | NEWE | NPCC New England | WND | 1.5 |  | 1 |  |  | 0 |  |  |  | 0
2021 | RI | Green Providence Wind II, LLC | 65479 | NEWE | NPCC New England | WND | 3 |  | 1 |  |  | 0 |  |  |  | 0
2021 | RI | Hope Farm Solar, LLC | 61840 | NEWE | NPCC New England | SUN | 10 |  | 15556 |  |  | 0 |  |  |  | 0
2021 | RI | Hopkins Hill CSG | 63136 | NEWE | NPCC New England | SUN | 9.5 |  | 10239 |  |  | 0 |  |  |  | 0
2021 | RI | Hopkinton Phase 2 | 63191 | NEWE | NPCC New England | SUN | 2.5 |  | 3682 |  |  | 0 |  |  |  | 0
2021 | RI | ISM Solar Cranston CSG | 63718 | NEWE | NPCC New England | SUN | 3.1 |  | 4244 |  |  | 0 |  |  |  | 0
2021 | RI | Johnston LFG Turbine Plant | 59254 | NEWE | NPCC New England | LFG | 35.7 |  | 204200.52 | 2011589.74 | 21.7252 | 0.21278 | 0.0216 | Estimated using an emission factor | 2011589.74 | 21.7252
2021 | RI | Johnston Solar | 59858 | NEWE | NPCC New England | SUN | 1.5 |  | 1645 |  |  | 0 |  |  |  | 0
2021 | RI | Kearsarge East Providence | 64783 | NEWE | NPCC New England | SUN | 2 |  | 3471 |  |  | 0 |  |  |  | 0
2021 | RI | Kearsarge Fogland | 64782 | NEWE | NPCC New England | SUN | 2.4 |  | 3103 |  |  | 0 |  |  |  | 0
2021 | RI | Kearsarge SKSC1 LLC | 62551 | NEWE | NPCC New England | SUN | 3.8 |  | 6196 |  |  | 0 |  |  |  | 0
2021 | RI | Kearsarge SKSC2 LLC | 62558 | NEWE | NPCC New England | SUN | 3.1 |  | 5820 |  |  | 0 |  |  |  | 0
2021 | RI | Kearsarge Westerly | 64781 | NEWE | NPCC New England | SUN | 4 |  | 6892 |  |  | 0 |  |  |  | 0
2021 | RI | Kilvert | 64113 | NEWE | NPCC New England | SUN | 4.7 |  | 8359 |  |  | 0 |  |  |  | 0
2021 | RI | Little Bay | 60495 | NEWE | NPCC New England | SUN | 1.3 |  | 1674 |  |  | 0 |  |  |  | 0
2021 | RI | Manchester Street Station | 3236 | NEWE | NPCC New England | NG | 515 |  | 1397104 | 11892647.9 | 31.443 | 0.045012 | 0.0052878 | EPA/NEI | 11892647.9 | 31.443
2021 | RI | Nautilus Goat Island Solar LLC (CSG) | 62672 | NEWE | NPCC New England | SUN | 2.5 |  | 4139 |  |  | 0 |  |  |  | 0
2021 | RI | NBC Field's Point Wind Farm | 59692 | NEWE | NPCC New England | WND | 4.5 |  | 6906 |  |  | 0 |  |  |  | 0
2021 | RI | North Providence | 64085 | NEWE | NPCC New England | SUN | 2 |  | 3615 |  |  | 0 |  |  |  | 0
2021 | RI | North Smithfield Solar Power 1 | 61461 | NEWE | NPCC New England | SUN | 2 |  | 1075 |  |  | 0 |  |  |  | 0
2021 | RI | Ocean State Power | 51030 | NEWE | NPCC New England | NG | 254.2 |  | 1046455 | 8483600.457 | 22.7935 | 0.043563 | 0.0053736 | NEI avg EF - PM, fuel type, firing type | 8483600.457 | 22.7935
2021 | RI | Ocean State Power II | 54324 | NEWE | NPCC New England | NG | 254.2 |  | 879984 | 7276564.816 | 19.5505 | 0.044434 | 0.0053736 | NEI avg EF - PM, fuel type, firing type | 7276564.816 | 19.5505
2021 | RI | Orbit Energy RI | 60831 | NEWE | NPCC New England | OBG | 3.2 |  | 4074 | 41818 | 0.30736 | 0.15089 | 0.0147 | Estimated using an emission factor | 41818 | 0.30736
2021 | RI | Pawtucket Power Associates, LP | 54056 | NEWE | NPCC New England | NG | 68.8 | 1 | 3348 | 30019.115 | 0.0561 | 0.033513 | 0.0037376 | EPA/NEI | 30019.115 | 0.0561
2021 | RI | Pine Hill | 63997 | NEWE | NPCC New England | SUN | 5 |  | 7660 |  |  | 0 |  |  |  | 0
2021 | RI | Plainfield Pike | 64116 | NEWE | NPCC New England | SUN | 2 |  | 3605 |  |  | 0 |  |  |  | 0
2021 | RI | Rhode Island Hospital | 52024 | NEWE | NPCC New England | NG | 10.4 | 0.12101 | 17441.76 | 98419.296 | 0.46798 | 0.053662 | 0.0095098 | NEI avg EF - PM, fuel type | 813338.6 | 3.8673
2021 | RI | Rhode Island State Energy Center | 55107 | NEWE | NPCC New England | NG | 596 |  | 3611628 | 25130129.911 | 54.992 | 0.030453 | 0.0043766 | EPA/NEI | 25130129.911 | 54.992
2021 | RI | Richmond NMCA | 62301 | NEWE | NPCC New England | SUN | 4 |  | 5968 |  |  | 0 |  |  |  | 0
2021 | RI | Ridgewood Providence Power | 50365 | NEWE | NPCC New England | LFG | 6.4 |  | 0
2021 | RI | Roger Williams - Melville at Portsmouth | 64299 | NEWE | NPCC New England | SUN | 3 |  | 3766 |  |  | 0 |  |  |  | 0
2021 | RI | Smithfield Solar Farm, LLC | 64549 | NEWE | NPCC New England | SUN | 2.4 |  | 4365 |  |  | 0 |  |  |  | 0
2021 | RI | Thundermist Hydro | 54688 | NEWE | NPCC New England | WAT | 1.2
2021 | RI | Tiverton Power, LLC | 55048 | NEWE | NPCC New England | NG | 272.5 |  | 1510957 | 10790040.535 | 21.1484 | 0.027993 | 0.00392 | EPA/NEI | 10790040.535 | 21.1484
2021 | RI | Toray Plastic America's CHP Plant | 61857 | NEWE | NPCC New England | NG | 20 | 0.89413 | 155370 | 1458949.615 | 2.9584 | 0.038082 | 0.0040556 | EPA/NEI; Estimated using an emission factor | 1631700 | 3.3087
2021 | RI | Town of Burrillville Solar CSG | 62898 | NEWE | NPCC New England | SUN | 3.3 |  | 4312 |  |  | 0 |  |  |  | 0
2021 | RI | TPE Hopkins Solar Holdings1, LLC | 64605 | NEWE | NPCC New England | SUN | 4.8 |  | 10293 |  |  | 0 |  |  |  | 0
2021 | RI | University Solar, LLC | 63668 | NEWE | NPCC New England | SUN | 24 |  | 33350 |  |  | 0 |  |  |  | 0
2021 | RI | WED Coventry 1 | 59301 | NEWE | NPCC New England | WND | 1.5 |  | 2466 |  |  | 0 |  |  |  | 0
2021 | RI | WED Coventry 2 | 59302 | NEWE | NPCC New England | WND | 4.5 |  | 9189 |  |  | 0 |  |  |  | 0
2021 | RI | WED Coventry 3 | 59305 | NEWE | NPCC New England | WND | 1.5 |  | 3077 |  |  | 0 |  |  |  | 0
2021 | RI | WED Coventry 4 | 59306 | NEWE | NPCC New England | WND | 1.5 |  | 2481 |  |  | 0 |  |  |  | 0
2021 | RI | WED Coventry 5 | 59313 | NEWE | NPCC New England | WND | 1.5 |  | 2969 |  |  | 0 |  |  |  | 0
2021 | RI | WED Coventry 6 | 59314 | NEWE | NPCC New England | WND | 4.5 |  | 8139.999 |  |  | 0 |  |  |  | 0
2021 | RI | WED Coventry Seven, LLC | 64333 | NEWE | NPCC New England | SUN | 3 |  | 3496 |  |  | 0 |  |  |  | 0
2021 | RI | WED Green Hill, LLC | 62106 | NEWE | NPCC New England | WND | 3 |  | 6392 |  |  | 0 |  |  |  | 0
2021 | RI | WED GW Solar, LLC | 62118 | NEWE | NPCC New England | SUN | 3 |  | 4364 |  |  | 0 |  |  |  | 0
2021 | RI | WED Kingstown Solar I - East Array | 61622 | NEWE | NPCC New England | SUN | 3 |  | 4818 |  |  | 0 |  |  |  | 0
2021 | RI | WED Kingstown Solar I, LLC - West | 61612 | NEWE | NPCC New England | SUN | 1.5 |  | 2200 |  |  | 0 |  |  |  | 0
2021 | RI | WED NK Green | 59295 | NEWE | NPCC New England | WND | 1.5 |  | 2547 |  |  | 0 |  |  |  | 0
2021 | RI | WED Plainfield II, LLC | 62107 | NEWE | NPCC New England | WND | 3 |  | 6651 |  |  | 0 |  |  |  | 0
2021 | RI | WED Plainfield III, LLC | 62108 | NEWE | NPCC New England | WND | 3 |  | 6347 |  |  | 0 |  |  |  | 0
2021 | RI | WED Plainfield, LLC | 62109 | NEWE | NPCC New England | WND | 3 |  | 6152 |  |  | 0 |  |  |  | 0
2021 | RI | WED Portsmouth One, LLC | 61002 | NEWE | NPCC New England | WND | 1.5 |  | 4461 |  |  | 0 |  |  |  | 0
2021 | RI | WED Shun I, LLC | 62110 | NEWE | NPCC New England | WND | 3 |  | 6726 |  |  | 0 |  |  |  | 0
2021 | RI | WED Shun II, LLC | 62111 | NEWE | NPCC New England | WND | 3 |  | 6610 |  |  | 0 |  |  |  | 0
2021 | RI | WED Shun III, LLC | 62112 | NEWE | NPCC New England | WND | 3 |  | 6836 |  |  | 0 |  |  |  | 0
2021 | RI | WED Stilson Solar | 61613 | NEWE | NPCC New England | SUN | 2 |  | 3010 |  |  | 0 |  |  |  | 0
2021 | RI | West Davisville Solar | 59043 | NEWE | NPCC New England | SUN | 2 |  | 2689 |  |  | 0 |  |  |  | 0
2021 | RI | West Greenwich Solar | 58214 | NEWE | NPCC New England | SUN | 1.9 |  | 2633 |  |  | 0 |  |  |  | 0
2021 | SC | 1634 Solar | 61935 | SRVC | SERC Virginia/Carolina | SUN | 2 |  | 4290 |  |  | 0 |  |  |  | 0
2021 | SC | 99 Islands | 3272 | SRVC | SERC Virginia/Carolina | WAT | 12 |  | 61191 |  |  | 0 |  |  |  | 0
2021 | SC | Abbot Solar | 61936 | SRVC | SERC Virginia/Carolina | SUN | 2 |  | 3945 |  |  | 0 |  |  |  | 0
2021 | SC | Ace Solar | 61937 | SRVC | SERC Virginia/Carolina | SUN | 1 |  | 2085 |  |  | 0 |  |  |  | 0
2021 | SC | Adams | 64682 | SRVC | SERC Virginia/Carolina | SUN | 2 |  | 474 |  |  | 0 |  |  |  | 0
2021 | SC | AGA TAG Solar III LLC | 63243 | SRVC | SERC Virginia/Carolina | SUN | 2 |  | 3936 |  |  | 0 |  |  |  | 0
2021 | SC | Allendale Biomass | 58706 | SRVC | SERC Virginia/Carolina | WDS | 22.5 |  | 141965 | 2568577.598 | 13.3301 | 0.18779 | 0.010379 | NEI avg EF - PM, fuel type | 2568577.598 | 13.3301
2021 | SC | Anderson (SC) | 64409 | SRVC | SERC Virginia/Carolina | SUN | 2 |  | 952 |  |  | 0 |  |  |  | 0
2021 | SC | Anderson Regional Landfill | 56121 | SRVC | SERC Virginia/Carolina | LFG | 3.2 |  | -431 | 439 | 0.0032267 | 0 | 0.0147 | Estimated using an emission factor | 439 | 0.0032267
2021 | SC | Atood II | 61960 | SRVC | SERC Virginia/Carolina | SUN | 2 |  | 3990 |  |  | 0 |  |  |  | 0
2021 | SC | ATOOD Solar III LLC | 63242 | SRVC | SERC Virginia/Carolina | SUN | 2 |  | 3721 |  |  | 0 |  |  |  | 0
2021 | SC | Augusta Solar | 63720 | SRVC | SERC Virginia/Carolina | SUN | 2 |  | 3592 |  |  | 0 |  |  |  | 0
2021 | SC | Bad Creek | 7125 | SRVC | SERC Virginia/Carolina | WAT | 1488 |  | -427262 |  |  | 0 |  |  |  | 0
2021 | SC | Ballenger Road Solar A | 63759 | SRVC | SERC Virginia/Carolina | SUN | 2 |  | 3777 |  |  | 0 |  |  |  | 0
2021 | SC | Bani Solar | 61938 | SRVC | SERC Virginia/Carolina | SUN | 2 |  | 4293 |  |  | 0 |  |  |  | 0
2021 | SC | Barnwell Solar | 61327 | SRVC | SERC Virginia/Carolina | SUN | 5.4 |  | 10847 |  |  | 0 |  |  |  | 0
2021 | SC | Bell Bay Solar Farm | 62395 | SRVC | SERC Virginia/Carolina | SUN | 1.6 |  | 2587 |  |  | 0 |  |  |  | 0
2021 | SC | Berkeley County Landfill | 57945 | SRVC | SERC Virginia/Carolina | LFG | 3.2 |  | 2772 | 47273 | 0.34746 | 0.25069 | 0.0147 | Estimated using an emission factor | 47273 | 0.34746
2021 | SC | Berry Road Solar | 64472 | SRVC | SERC Virginia/Carolina | SUN | 2 |  | 2488 |  |  | 0 |  |  |  | 0
2021 | SC | Blacktip Solar | 61939 | SRVC | SERC Virginia/Carolina | SUN | 2 |  | 3880 |  |  | 0 |  |  |  | 0
2021 | SC | Blackville Solar Farm, LLC | 61918 | SRVC | SERC Virginia/Carolina | SUN | 7.2 |  | 15691 |  |  | 0 |  |  |  | 0
2021 | SC | Blackville Solar II | 61973 | SRVC | SERC Virginia/Carolina | SUN | 20 |  | 37710 |  |  | 0 |  |  |  | 0
2021 | SC | Bloom Solar | 61940 | SRVC | SERC Virginia/Carolina | SUN | 2 |  | 3740 |  |  | 0 |  |  |  | 0
2021 | SC | Bluebird Solar SC LLC | 63833 | SRVC | SERC Virginia/Carolina | SUN | 3 |  | 6733 |  |  | 0 |  |  |  | 0
2021 | SC | BMW Manufacturing Co | 58173 | SRVC | SERC Virginia/Carolina | LFG | 11 | 0.59263 | 41459 | 413615.234 | 4.467 | 0.21549 | 0.0216 | Estimated using an emission factor | 697932 | 7.5377
2021 | SC | Bond Solar | 61941 | SRVC | SERC Virginia/Carolina | SUN | 2 |  | 3114 |  |  | 0 |  |  |  | 0
2021 | SC | Bonefish Solar | 63461 | SRVC | SERC Virginia/Carolina | SUN | 2 |  | 3982 |  |  | 0 |  |  |  | 0
2021 | SC | Boyds Mill Hydro | 3253 | SRVC | SERC Virginia/Carolina | WAT | 1.4 |  | 4332 |  |  | 0 |  |  |  | 0
2021 | SC | Briarwood | 64410 | SRVC | SERC Virginia/Carolina | SUN | 2 |  | 3929 |  |  | 0 |  |  |  | 0
2021 | SC | Broad River Energy Center | 55166 | SRVC | SERC Virginia/Carolina | NG | 985 |  | 337067 | 3566603.643 | 51.1978 | 0.30378 | 0.02871 | EPA/NEI | 3566603.643 | 51.1978
2021 | SC | Bull Street Plant | 59727 | SRVC | SERC Virginia/Carolina | NG | 2 |  | 4 | 206 | 0.0008257 | 0.41285 | 0.0080165 | NEI avg EF - PM, fuel type | 206 | 0.0008257
2021 | SC | Buzzard Roost | 3254 | SRVC | SERC Virginia/Carolina | WAT | 15 |  | 36393.999 |  |  | 0 |  |  |  | 0
2021 | SC | Camden South Carolina | 10795 | SRVC | SERC Virginia/Carolina | NG | 19 | 0 | 0 | 0 | 0 |  |  | NEI avg EF - PM, fuel type | 861615.016 | 4.0969
2021 | SC | Cameron Solar | 61489 | SRVC | SERC Virginia/Carolina | SUN | 20 |  | 43374 |  |  | 0 |  |  |  | 0
2021 | SC | Cameron Solar II | 61326 | SRVC | SERC Virginia/Carolina | SUN | 4.1 |  | 8611 |  |  | 0 |  |  |  | 0
2021 | SC | Cardinal Solar LLC | 63973 | SRVC | SERC Virginia/Carolina | SUN | 7 |  | 16026 |  |  | 0 |  |  |  | 0
2021 | SC | Catawba | 6036 | SRVC | SERC Virginia/Carolina | NUC | 2410.2 |  | 18585719 |  |  | 0 |  |  |  | 0
2021 | SC | Cedar Creek | 3255 | SRVC | SERC Virginia/Carolina | WAT | 45 |  | 133155.999 |  |  | 0 |  |  |  | 0
2021 | SC | Centerfield Cooper Solar, LLC | 63810 | SRVC | SERC Virginia/Carolina | SUN | 75 |  | 152851 |  |  | 0 |  |  |  | 0
2021 | SC | Central Energy Facility | 58400 | SRVC | SERC Virginia/Carolina | NG | 5.5 |  | 63 | 1301 | 0.0052147 | 0.16555 | 0.0080165 | NEI avg EF - PM, fuel type | 1301 | 0.0052147
2021 | SC | Central Plant | 10280 | SRVC | SERC Virginia/Carolina | DFO | 4.1 |  | 0
2021 | SC | Champion Solar | 61522 | SRVC | SERC Virginia/Carolina | SUN | 10.8 |  | 22713 |  |  | 0 |  |  |  | 0
2021 | SC | Cherokee County Cogen | 55043 | SRVC | SERC Virginia/Carolina | NG | 101.2 | 0.89396 | 364191.35 | 2644368.404 | 8.1915 | 0.044984 | 0.0061954 | EPA/NEI | 2958048.299 | 9.1632
2021 | SC | Cherokee Falls | 10173 | SRVC | SERC Virginia/Carolina | WAT | 4.3 |  | 3094 |  |  | 0 |  |  |  | 0
2021 | SC | Cherry Blossom Solar LLC | 63505 | SRVC | SERC Virginia/Carolina | SUN | 10 |  | 20522 |  |  | 0 |  |  |  | 0
2021 | SC | City West Diesel Plant | 57886 | SRVC | SERC Virginia/Carolina | DFO | 7.2 |  | 26 | 331 | 0.051305 | 3.9465 | 0.31 | Estimated using an emission factor | 331 | 0.051305
2021 | SC | Clifton Dam 3 Power Station | 52049 | SRVC | SERC Virginia/Carolina | WAT | 1.2 |  | 4904 |  |  | 0 |  |  |  | 0
2021 | SC | Coit GT | 3281 | SRVC | SERC Virginia/Carolina | NG | 39.2 |  | 138 | 2802 | 0.011231 | 0.16277 | 0.0080165 | NEI avg EF - PM, fuel type | 2802 | 0.011231
2021 | SC | Colleton Solar Farm | 58700 | SRVC | SERC Virginia/Carolina | SUN | 2.5 |  | 3752 |  |  | 0 |  |  |  | 0
2021 | SC | Columbia Canal Hydro | 3283 | SRVC | SERC Virginia/Carolina | WAT | 10.6
2021 | SC | Columbia Energy Center (SC) | 55386 | SRVC | SERC Virginia/Carolina | NG | 668.5 | 0.79082 | 2519808 | 17845619.853 | 73.7866 | 0.058565 | 0.0082694 | EPA/NEI | 22565996.934 | 93.3041
2021 | SC | Cope Station | 7210 | SRVC | SERC Virginia/Carolina | NG | 417.3 |  | 1594795 | 18003784.612 | 42.9374 | 0.053847 | 0.0047698 | EPA/NEI | 18003784.612 | 42.9374
2021 | SC | Cross | 130 | SRVC | SERC Virginia/Carolina | RC | 2390.1 |  | 7356688 | 82626220.478 | 488.3394 | 0.13276 | 0.01182 | EPA/NEI | 82626220.478 | 488.3394
2021 | SC | Crown | 63635 | SRVC | SERC Virginia/Carolina | SUN | 3 |  | 6525 |  |  | 0 |  |  |  | 0
2021 | SC | Darlington County | 3250 | SRVC | SERC Virginia/Carolina | NG | 316 |  | 3858 | 73563.364 | 0.30368 | 0.15743 | 0.0082562 | EPA/NEI | 73563.364 | 0.30368
2021 | SC | Darlington Solar, LLC | 60993 | SRVC | SERC Virginia/Carolina | SUN | 10 |  | 18790 |  |  | 0 |  |  |  | 0
2021 | SC | Dearborn | 3256 | SRVC | SERC Virginia/Carolina | WAT | 45 |  | 106956.999 |  |  | 0 |  |  |  | 0
2021 | SC | Denmark Solar | 62211 | SRVC | SERC Virginia/Carolina | SUN | 6 |  | 13435 |  |  | 0 |  |  |  | 0
2021 | SC | Diamond Solar | 61974 | SRVC | SERC Virginia/Carolina | SUN | 8.2 |  | 14833 |  |  | 0 |  |  |  | 0
2021 | SC | Dorchester Biomass | 58707 | SRVC | SERC Virginia/Carolina | WDS | 22.5 |  | 142665 | 2413741.506 | 12.5265 | 0.17561 | 0.010379 | NEI avg EF - PM, fuel type | 2413741.506 | 12.5265
2021 | SC | Duke Energy CHP at Clemson University | 63063 | SRVC | SERC Virginia/Carolina | NG | 13.4 |  | 15739 | 237972 | 0.95385 | 0.12121 | 0.0080165 | NEI avg EF - PM, fuel type | 237972 | 0.95385
2021 | SC | Edison Solar | 61975 | SRVC | SERC Virginia/Carolina | SUN | 4.8 |  | 9721 |  |  | 0 |  |  |  | 0
2021 | SC | Enoree Phase II Landfill Gas Recovery | 56951 | SRVC | SERC Virginia/Carolina | LFG | 3.2 |  | 11584 | 150662 | 1.1074 | 0.19119 | 0.0147 | Estimated using an emission factor | 150662 | 1.1074
2021 | SC | Estill Solar | 61490 | SRVC | SERC Virginia/Carolina | SUN | 20 |  | 39382 |  |  | 0 |  |  |  | 0
2021 | SC | Estill Solar II | 61529 | SRVC | SERC Virginia/Carolina | SUN | 10.2 |  | 18859 |  |  | 0 |  |  |  | 0
2021 | SC | Fairfield Pumped Storage | 6126 | SRVC | SERC Virginia/Carolina | WAT | 587.2 |  | -155377 |  |  | 0 |  |  |  | 0
2021 | SC | Fishing Creek | 3257 | SRVC | SERC Virginia/Carolina | WAT | 42.3 |  | 153874.999 |  |  | 0 |  |  |  | 0
2021 | SC | Freedom Solar | 61833 | SRVC | SERC Virginia/Carolina | SUN | 5 |  | 10297 |  |  | 0 |  |  |  | 0
2021 | SC | Gaines Solar | 62216 | SRVC | SERC Virginia/Carolina | SUN | 2 |  | 4654 |  |  | 0 |  |  |  | 0
2021 | SC | Gary Solar | 61942 | SRVC | SERC Virginia/Carolina | SUN | 2 |  | 3476 |  |  | 0 |  |  |  | 0
2021 | SC | Gaston II | 61961 | SRVC | SERC Virginia/Carolina | SUN | 7.5 |  | 12045 |  |  | 0 |  |  |  | 0
2021 | SC | Gaston Shoals | 3258 | SRVC | SERC Virginia/Carolina | WAT | 6.7 |  | 26610.999 |  |  | 0 |  |  |  | 0
2021 | SC | Gaston Solar I - SC | 61530 | SRVC | SERC Virginia/Carolina | SUN | 10.2 |  | 16849 |  |  | 0 |  |  |  | 0
2021 | SC | Georgetown LFGTE | 56995 | SRVC | SERC Virginia/Carolina | LFG | 1.1 |  | 0
2021 | SC | Gold Mine | 64412 | SRVC | SERC Virginia/Carolina | SUN | 1.5 |  | 3001 |  |  | 0 |  |  |  | 0
2021 | SC | Goldenrod Solar | 61943 | SRVC | SERC Virginia/Carolina | SUN | 2 |  | 3448 |  |  | 0 |  |  |  | 0
2021 | SC | Great Falls (SC) | 3259 | SRVC | SERC Virginia/Carolina | WAT | 12 |  | 0
2021 | SC | H B Robinson | 3251 | SRVC | SERC Virginia/Carolina | NUC | 768.6 |  | 6426473 |  |  | 0 |  |  |  | 0
2021 | SC | Hagood | 3285 | SRVC | SERC Virginia/Carolina | NG | 177.3 |  | 29838 | 244222.905 | 0.8594 | 0.057604 | 0.0070378 | EPA/NEI | 244222.905 | 0.8594
2021 | SC | Haley Solar | 61523 | SRVC | SERC Virginia/Carolina | SUN | 8.2 |  | 17183 |  |  | 0 |  |  |  | 0
2021 | SC | Hampton Solar 2 | 61498 | SRVC | SERC Virginia/Carolina | SUN | 20 |  | 41971 |  |  | 0 |  |  |  | 0
2021 | SC | Hampton Solar I | 61325 | SRVC | SERC Virginia/Carolina | SUN | 6.8 |  | 12907 |  |  | 0 |  |  |  | 0
2021 | SC | Hardeeville | 3286 | SRVC | SERC Virginia/Carolina | DFO | 16.3
2021 | SC | Hecate Energy West Newberry, LLC | 64061 | SRVC | SERC Virginia/Carolina | SUN | 3.3 |  | 2085 |  |  | 0 |  |  |  | 0
2021 | SC | Hilton Head Gas Turbine Site | 3318 | SRVC | SERC Virginia/Carolina | DFO | 117.9 |  | -19.999 | 11395 | 0.063063 | 0 | 0.011069 | EPA/NEI | 11395 | 0.063063
2021 | SC | Hollidays Bridge Hydro | 3261 | SRVC | SERC Virginia/Carolina | WAT | 4 |  | 12483 |  |  | 0 |  |  |  | 0
2021 | SC | Honea Path | 56132 | SRVC | SERC Virginia/Carolina | DFO | 2.9 |  | 75 | 774 | 0.11997 | 3.1992 | 0.31 | Estimated using an emission factor | 774 | 0.11997
2021 | SC | Horry Land Fill Gas Site | 7958 | SRVC | SERC Virginia/Carolina | LFG | 3.1 |  | 2244 | 29291.999 | 0.2153 | 0.19189 | 0.0147 | Estimated using an emission factor | 29291.999 | 0.2153
2021 | SC | Huntley | 63271 | SRVC | SERC Virginia/Carolina | SUN | 75 |  | 163558 |  |  | 0 |  |  |  | 0
2021 | SC | International Paper Georgetown Mill | 54087 | SRVC | SERC Virginia/Carolina | BLQ | 95.6 | 0.14034 | 471878 | 2757429.489 | 13.1389 | 0.055688 | 0.0095298 | NEI avg EF - PM, fuel type | 19648735.503 | 93.6244
2021 | SC | International Paper-Eastover Mill | 52151 | SRVC | SERC Virginia/Carolina | BLQ | 109.6 | 0.19854 | 537481 | 2977671.79 | 14.2875 | 0.053165 | 0.0095964 | EPA/NEI; Estimated using an emission factor | 14997823.7 | 71.963
2021 | SC | J Strom Thurmond | 3323 | SRVC | SERC Virginia/Carolina | WAT | 361.9 |  | 736074.003 |  |  | 0 |  |  |  | 0
2021 | SC | Jamison Solar Farm | 62396 | SRVC | SERC Virginia/Carolina | SUN | 1.1 |  | 2088 |  |  | 0 |  |  |  | 0
2021 | SC | Jasper County Generating Facility | 55927 | SRVC | SERC Virginia/Carolina | NG | 1001.7 |  | 4742819 | 34319537.791 | 312.7871 | 0.1319 | 0.018228 | EPA/NEI | 34319537.791 | 312.7871
2021 | SC | Jefferies | 3319 | SRVC | SERC Virginia/Carolina | WAT | 145.2 |  | 246494.998 |  |  | 0 |  |  |  | 0
2021 | SC | Jessamine Solar | 61944 | SRVC | SERC Virginia/Carolina | SUN | 1.9 |  | 2939 |  |  | 0 |  |  |  | 0
2021 | SC | Jocassee | 3262 | SRVC | SERC Virginia/Carolina | WAT | 774 |  | -185439 |  |  | 0 |  |  |  | 0
2021 | SC | John S. Rainey Generating Station | 7834 | SRVC | SERC Virginia/Carolina | NG | 1102 |  | 5017490 | 41440464.252 | 282.0032 | 0.11241 | 0.01361 | EPA/NEI | 41440464.252 | 282.0032
2021 | SC | Keowee | 6517 | SRVC | SERC Virginia/Carolina | WAT | 157.6 |  | 79776 |  |  | 0 |  |  |  | 0
2021 | SC | Lee County Landfill | 56120 | SRVC | SERC Virginia/Carolina | LFG | 11.2 |  | 19951.001 | 438716.999 | 4.6854 | 0.46969 | 0.021359 | Estimated using an emission factor | 438716.999 | 4.6854
2021 | SC | Lily Solar | 63548 | SRVC | SERC Virginia/Carolina | SUN | 70 |  | 156617 |  |  | 0 |  |  |  | 0
2021 | SC | Limelight Solar II LLC | 63241 | SRVC | SERC Virginia/Carolina | SUN | 2 |  | 3155 |  |  | 0 |  |  |  | 0
2021 | SC | Lockhart | 3275 | SRVC | SERC Virginia/Carolina | WAT | 18 |  | 83166.999 |  |  | 0 |  |  |  | 0
2021 | SC | Marlboro Mill | 57470 | SRVC | SERC Virginia/Carolina | BLQ | 51.4 | 0 | 0 | 0 | 0 |  |  | NEI avg EF - PM, fuel type | 9936842.4 | 46.1961
2021 | SC | McMeekin | 3287 | SRVC | SERC Virginia/Carolina | NG | 293.6 |  | 920336 | 8284593.568 | 35.1071 | 0.076292 | 0.0084753 | EPA/NEI | 8284593.568 | 35.1071
2021 | SC | MCRD Parris Island PV Hybrid | 61956 | SRVC | SERC Virginia/Carolina | NG | 17 |  | 34099 | 298527 | 1.2769 | 0.074894 | 0.0085547 | EPA/NEI; Estimated using an emission factor | 298527 | 1.2769
2021 | SC | Midlands | 63839 | SRVC | SERC Virginia/Carolina | SUN | 72.1 |  | 154564 |  |  | 0 |  |  |  | 0
2021 | SC | Midway Green Solar | 65389 | SRVC | SERC Virginia/Carolina | SUN | 12.8 |  | 21952 |  |  | 0 |  |  |  | 0
2021 | SC | Mill Creek Combustion Turbine Station | 7981 | SRVC | SERC Virginia/Carolina | NG | 799.2 |  | 64302 | 839561.118 | 3.1456 | 0.097837 | 0.0074933 | EPA/NEI | 839561.118 | 3.1456
2021 | SC | Moffett Solar Project | 60658 | SRVC | SERC Virginia/Carolina | SUN | 71.4 |  | 128947 |  |  | 0 |  |  |  | 0
2021 | SC | Mohea Solar Energy Center, LLC | 63463 | SRVC | SERC Virginia/Carolina | SUN | 5 |  | 7974 |  |  | 0 |  |  |  | 0
2021 | SC | Myrtle Beach Gas Turbine Site | 3320 | SRVC | SERC Virginia/Carolina | DFO | 111.5 |  | -423 | 7782 | 0.043072 | 0 | 0.01107 | EPA/NEI | 7782 | 0.043072
2021 | SC | Neal Shoals | 3289 | SRVC | SERC Virginia/Carolina | WAT | 4.4 |  | 17663 |  |  | 0 |  |  |  | 0
2021 | SC | North Road Peak | 7479 | SRVC | SERC Virginia/Carolina | DFO | 14 |  | 132 | 1323 | 0.20506 | 3.107 | 0.31 | Estimated using an emission factor | 1323 | 0.20506
2021 | SC | Oconee | 3265 | SRVC | SERC Virginia/Carolina | NUC | 2666.7 |  | 22206462.999 |  |  | 0 |  |  |  | 0
2021 | SC | Odyssey Solar | 61324 | SRVC | SERC Virginia/Carolina | SUN | 8.2 |  | 16305 |  |  | 0 |  |  |  | 0
2021 | SC | Omtanke Solar | 63756 | SRVC | SERC Virginia/Carolina | SUN | 6 |  | 10823 |  |  | 0 |  |  |  | 0
2021 | SC | Otarre Solar Park | 61699 | SRVC | SERC Virginia/Carolina | SUN | 1.6 |  | 2836 |  |  | 0 |  |  |  | 0
2021 | SC | Otis Elevator Company Solar | 62228 | SRVC | SERC Virginia/Carolina | SUN | 1 |  | 1650 |  |  | 0 |  |  |  | 0
2021 | SC | Pacolet Diesel Generation Facility | 57030 | SRVC | SERC Virginia/Carolina | DFO | 5.4 |  | -102.999 | 264.999 | 0.041075 | 0 | 0.31 | Estimated using an emission factor | 264.999 | 0.041075
2021 | SC | Palmetto Plains | 62679 | SRVC | SERC Virginia/Carolina | SUN | 75 |  | 160199 |  |  | 0 |  |  |  | 0
2021 | SC | Parr GT | 3291 | SRVC | SERC Virginia/Carolina | NG | 83.8 |  | 2612 | 43092 | 0.17272 | 0.13225 | 0.0080165 | NEI avg EF - PM, fuel type | 43092 | 0.17272
2021 | SC | Parr Hydro | 3290 | SRVC | SERC Virginia/Carolina | WAT | 15 |  | 44776.002 |  |  | 0 |  |  |  | 0
2021 | SC | Pelzer Lower | 10800 | SRVC | SERC Virginia/Carolina | WAT | 3.3 |  | 6690 |  |  | 0 |  |  |  | 0
2021 | SC | Pelzer Solar I | 61945 | SRVC | SERC Virginia/Carolina | SUN | 1 |  | 1966 |  |  | 0 |  |  |  | 0
2021 | SC | Pelzer Upper | 10799 | SRVC | SERC Virginia/Carolina | WAT | 2 |  | 4013 |  |  | 0 |  |  |  | 0
2021 | SC | Peony Solar | 61976 | SRVC | SERC Virginia/Carolina | SUN | 39 |  | 80651 |  |  | 0 |  |  |  | 0
2021 | SC | Piedmont Hydro Power Project | 10787 | SRVC | SERC Virginia/Carolina | WAT | 1 |  | 3066 |  |  | 0 |  |  |  | 0
2021 | SC | Rankin Solar Center, LLC | 61996 | SRVC | SERC Virginia/Carolina | SUN | 10 |  | 20415 |  |  | 0 |  |  |  | 0
2021 | SC | Redwing Solar | 61946 | SRVC | SERC Virginia/Carolina | SUN | 2 |  | 3934 |  |  | 0 |  |  |  | 0
2021 | SC | Richardson Solar | 61972 | SRVC | SERC Virginia/Carolina | SUN | 3.6 |  | 7576 |  |  | 0 |  |  |  | 0
2021 | SC | Richland County Landfill | 56122 | SRVC | SERC Virginia/Carolina | LFG | 8.9 |  | 17143 | 198976 | 1.4625 | 0.17062 | 0.0147 | EPA/NEI; Estimated using an emission factor | 198976 | 1.4625
2021 | SC | Ridgeland Solar Project | 60659 | SRVC | SERC Virginia/Carolina | SUN | 10 |  | 17751 |  |  | 0 |  |  |  | 0
2021 | SC | River Solar | 61947 | SRVC | SERC Virginia/Carolina | SUN | 2 |  | 3795 |  |  | 0 |  |  |  | 0
2021 | SC | Rocky River (SC) | 3305 | SRVC | SERC Virginia/Carolina | DFO | 3.9 |  | 0
2021 | SC | Rowesville Rd Plant | 7480 | SRVC | SERC Virginia/Carolina | NG | 9.6 | 1 | 44 | 855 | 0.0034271 | 0.15578 | 0.0080165 | NEI avg EF - PM, fuel type | 855 | 0.0034271
2021 | SC | Runway Solar Farm | 62397 | SRVC | SERC Virginia/Carolina | SUN | 2 |  | 3637 |  |  | 0 |  |  |  | 0
2021 | SC | Saluda Dam | 3267 | SRVC | SERC Virginia/Carolina | WAT | 2.4 |  | 9574 |  |  | 0 |  |  |  | 0
2021 | SC | Saluda Lexington | 3293 | SRVC | SERC Virginia/Carolina | WAT | 207.3 |  | 134068.999 |  |  | 0 |  |  |  | 0
2021 | SC | Saluda Solar II | 61323 | SRVC | SERC Virginia/Carolina | SUN | 3.4 |  | 6920 |  |  | 0 |  |  |  | 0
2021 | SC | Saluda Solar, LLC | 60535 | SRVC | SERC Virginia/Carolina | SUN | 6.8 |  | 13273 |  |  | 0 |  |  |  | 0
2021 | SC | Sapphire Solar | 61948 | SRVC | SERC Virginia/Carolina | SUN | 2 |  | 3630 |  |  | 0 |  |  |  | 0
2021 | SC | Savannah River Site Biomass Cogen | 57138 | SRVC | SERC Virginia/Carolina | WDS | 20.8 | 0.30348 | 89313 | 765306.939 | 3.9717 | 0.088939 | 0.010379 | NEI avg EF - PM, fuel type | 2521784.8 | 13.0873
2021 | SC | SCE&G Curie CSG | 61432 | SRVC | SERC Virginia/Carolina | SUN | 2 |  | 3453 |  |  | 0 |  |  |  | 0
2021 | SC | SCE&G Nimitz CSG | 61433 | SRVC | SERC Virginia/Carolina | SUN | 8 |  | 16029 |  |  | 0 |  |  |  | 0
2021 | SC | SCE&G Springfield CSG | 61434 | SRVC | SERC Virginia/Carolina | SUN | 6.1 |  | 11955 |  |  | 0 |  |  |  | 0
2021 | SC | Seabrook Solar | 61701 | SRVC | SERC Virginia/Carolina | SUN | 72.5 |  | 150957 |  |  | 0 |  |  |  | 0
2021 | SC | Sediver | 7957 | SRVC | SERC Virginia/Carolina | DFO | 2.9 |  | 87 | 888 | 0.13764 | 3.1641 | 0.31 | Estimated using an emission factor | 888 | 0.13764
2021 | SC | Seneca City of | 56545 | SRVC | SERC Virginia/Carolina | DFO | 10 |  | 1586 | 15079 | 2.3372 | 2.9473 | 0.31 | Estimated using an emission factor | 15079 | 2.3372
2021 | SC | Shaw Creek Solar, LLC | 61790 | SRVC | SERC Virginia/Carolina | SUN | 74.9 |  | 169584 |  |  | 0 |  |  |  | 0
2021 | SC | Sonoco Products Co | 57919 | SRVC | SERC Virginia/Carolina | WDS | 40.5 | 0.14171 | 97392 | 544806.615 | 2.7849 | 0.05719 | 0.010224 | NEI avg EF - PM, fuel type | 3844516.53 | 19.6524
2021 | SC | South Solar | 61949 | SRVC | SERC Virginia/Carolina | SUN | 2 |  | 3784 |  |  | 0 |  |  |  | 0
2021 | SC | Southern Current One, LLC | 61748 | SRVC | SERC Virginia/Carolina | SUN | 10.2 |  | 18841 |  |  | 0 |  |  |  | 0
2021 | SC | Spartanburg Water System | 54675 | SRVC | SERC Virginia/Carolina | WAT | 4.3 |  | 2145 | 598 | 0.09269 | 0.086424 | 0.31 | EPA/NEI; Estimated using an emission factor | 598 | 0.09269
2021 | SC | Spillway | 3321 | SRVC | SERC Virginia/Carolina | WAT | 2 |  | 13227 |  |  | 0 |  |  |  | 0
2021 | SC | St Stephen | 6789 | SRVC | SERC Virginia/Carolina | WAT | 84 |  | 243863.001 |  |  | 0 |  |  |  | 0
2021 | SC | St. Matthews Solar | 60293 | SRVC | SERC Virginia/Carolina | SUN | 10.2 |  | 19630 |  |  | 0 |  |  |  | 0
2021 | SC | Substation 20 Plant | 59728 | SRVC | SERC Virginia/Carolina | NG | 2 |  | 13 | 404 | 0.0016193 | 0.24913 | 0.0080165 | NEI avg EF - PM, fuel type | 404 | 0.0016193
2021 | SC | Swamp Fox Solar | 61521 | SRVC | SERC Virginia/Carolina | SUN | 10.8 |  | 23581 |  |  | 0 |  |  |  | 0
2021 | SC | Tedder Solar | 62315 | SRVC | SERC Virginia/Carolina | SUN | 2 |  | 1 |  |  | 0 |  |  |  | 0
2021 | SC | Thermal Kem | 56129 | SRVC | SERC Virginia/Carolina | DFO | 2.9 |  | 81 | 828 | 0.12834 | 3.1689 | 0.31 | Estimated using an emission factor | 828 | 0.12834
2021 | SC | Trask East Solar | 62346 | SRVC | SERC Virginia/Carolina | SUN | 12 |  | 24778 |  |  | 0 |  |  |  | 0
2021 | SC | TWE Bowman Solar Project | 62828 | SRVC | SERC Virginia/Carolina | SUN | 75 |  | 142420 |  |  | 0 |  |  |  | 0
2021 | SC | Union Renewable Energy Facility | 60241 | SRVC | SERC Virginia/Carolina | LFG | 3.2 |  | 15859 | 187641 | 1.3792 | 0.17393 | 0.0147 | Estimated using an emission factor | 187641 | 1.3792
2021 | SC | Upper Pacolet Hydro | 58257 | SRVC | SERC Virginia/Carolina | WAT | 1.1 |  | 5279 |  |  | 0 |  |  |  | 0
2021 | SC | Urquhart | 3295 | SRVC | SERC Virginia/Carolina | NG | 758.9 |  | 2082543.999 | 17621719.579 | 116.1492 | 0.11155 | 0.013183 | EPA/NEI | 17621719.579 | 116.1492
2021 | SC | V C Summer | 6127 | SRVC | SERC Virginia/Carolina | NUC | 1029.6 |  | 6552773 |  |  | 0 |  |  |  | 0
2021 | SC | Valenite | 56131 | SRVC | SERC Virginia/Carolina | DFO | 2.9 |  | 42 | 426 | 0.06603 | 3.1443 | 0.31 | Estimated using an emission factor | 426 | 0.06603
2021 | SC | Vincent Solar | 61950 | SRVC | SERC Virginia/Carolina | SUN | 2 |  | 3724 |  |  | 0 |  |  |  | 0
2021 | SC | W S Lee | 3264 | SRVC | SERC Virginia/Carolina | NG | 1117.9 |  | 5851699 | 42089537.872 | 138.9498 | 0.04749 | 0.0066026 | EPA/NEI; Estimated using an emission factor | 42089537.872 | 138.9498
2021 | SC | Ware Shoals Hydro Project | 10801 | SRVC | SERC Virginia/Carolina | WAT | 6.2 |  | 7340 |  |  | 0 |  |  |  | 0
2021 | SC | Watauga Solar | 61951 | SRVC | SERC Virginia/Carolina | SUN | 2 |  | 3609 |  |  | 0 |  |  |  | 0
2021 | SC | Wateree | 3297 | SRVC | SERC Virginia/Carolina | BIT | 771.8 |  | 1508649 | 15435984.287 | 16.1124 | 0.02136 | 0.0020876 | EPA/NEI | 15435984.287 | 16.1124
2021 | SC | Wateree Hydro | 3270 | SRVC | SERC Virginia/Carolina | WAT | 90.5 |  | 228391 |  |  | 0 |  |  |  | 0
2021 | SC | Weaver Solar | 62347 | SRVC | SERC Virginia/Carolina | SUN | 2 |  | 1 |  |  | 0 |  |  |  | 0
2021 | SC | Webb Forging | 7814 | SRVC | SERC Virginia/Carolina | DFO | 5.8 |  | 95 | 972 | 0.15066 | 3.1718 | 0.31 | Estimated using an emission factor | 972 | 0.15066
2021 | SC | Wellford Renewable Energy Plant | 57885 | SRVC | SERC Virginia/Carolina | LFG | 1.6 |  | 858 | 9162 | 0.067341 | 0.15697 | 0.0147 | Estimated using an emission factor | 9162 | 0.067341
2021 | SC | WestRock Charleston Kraft, LLC | 7737 | SRVC | SERC Virginia/Carolina | BIT | 99.2 | 0.19601 | 366689 | 2093604.628 | 94.5708 | 0.51581 | 0.090343 | EPA/NEI; Estimated using an emission factor | 10681263 | 482.4867
2021 | SC | WestRock CP, LLC Florence Mill | 50806 | SRVC | SERC Virginia/Carolina | BLQ | 103.8 | 0.14801 | 370809.281 | 1973070.9 | 24.6372 | 0.13288 | 0.024973 | EPA/NEI; Estimated using an emission factor | 13330852.96 | 166.4584
2021 | SC | White Horse Solar A | 63760 | SRVC | SERC Virginia/Carolina | SUN | 2 |  | 3978 |  |  | 0 |  |  |  | 0
2021 | SC | Whitetail Solar | 59569 | SRVC | SERC Virginia/Carolina | SUN | 10 |  | 0
2021 | SC | Whitt Solar | 61952 | SRVC | SERC Virginia/Carolina | SUN | 2 |  | 4195 |  |  | 0 |  |  |  | 0
2021 | SC | Williams | 3298 | SRVC | SERC Virginia/Carolina | BIT | 713.5 |  | 2434247 | 24335703.685 | 15.8627 | 0.013033 | 0.0013037 | EPA/NEI | 24335703.685 | 15.8627
2021 | SC | Willis Solar | 61953 | SRVC | SERC Virginia/Carolina | SUN | 2 |  | 3661 |  |  | 0 |  |  |  | 0
2021 | SC | Winyah | 6249 | SRVC | SERC Virginia/Carolina | RC | 1260 |  | 3084266 | 35406433.644 | 364.4457 | 0.23633 | 0.020586 | EPA/NEI | 35406433.644 | 364.4457
2021 | SC | Wylie | 3271 | SRVC | SERC Virginia/Carolina | WAT | 60 |  | 135216 |  |  | 0 |  |  |  | 0
2021 | SC | Yemassee Solar | 62353 | SRVC | SERC Virginia/Carolina | SUN | 10 |  | 21855 |  |  | 0 |  |  |  | 0
2021 | SD | Aberdeen Generating Station | 3338 | MROW | MRO West | NG | 111 |  | 51404 | 596669.1 | 2.3916 | 0.093051 | 0.0080165 | NEI avg EF - PM, fuel type, firing type | 596669.1 | 2.3916
2021 | SD | Angus Anson | 7237 | MROW | MRO West | NG | 405.7 |  | 159141 | 1997209.871 | 8.0053 | 0.10061 | 0.0080165 | NEI avg EF - PM, fuel type, firing type | 1997209.871 | 8.0053
2021 | SD | Astoria Station | 61144 | MROW | MRO West | NG | 349 |  | 271388 | 2702181.923 | 10.831 | 0.079819 | 0.0080165 | NEI avg EF - PM, fuel type, firing type | 2702181.923 | 10.831
2021 | SD | Aurora County Wind | 61745 | MROW | MRO West | WND | 20 |  | 82659 |  |  | 0 |  |  |  | 0
2021 | SD | Beethoven Wind | 59187 | MROW | MRO West | WND | 80 |  | 284425 |  |  | 0 |  |  |  | 0
2021 | SD | Ben French | 3325 | RMPA | WECC Rockies | NG | 110 |  | 5879 | 119152 | 0.5016 | 0.17064 | 0.0084195 | EPA/NEI; Estimated using an emission factor | 119152 | 0.5016
2021 | SD | Big Bend Dam | 3375 | MROW | MRO West | WAT | 538.3 |  | 887778.998 |  |  | 0 |  |  |  | 0
2021 | SD | Big Stone | 6098 | MROW | MRO West | SUB | 451 | 0.8922 | 1640595 | 17578766.745 | 1.6506 | 0.0020122 | 0.00018779 | EPA/NEI | 19702669.899 | 1.85
2021 | SD | Brule County Wind | 61746 | MROW | MRO West | WND | 20 |  | 81680 |  |  | 0 |  |  |  | 0
2021 | SD | Buffalo Ridge I LLC | 56792 | MROW | MRO West | WND | 50.4 |  | 80932 |  |  | 0 |  |  |  | 0
2021 | SD | Buffalo Ridge II LLC | 57424 | MROW | MRO West | WND | 210 |  | 328131 |  |  | 0 |  |  |  | 0
2021 | SD | Campbell County Wind Farm | 59655 | MROW | MRO West | WND | 97.8 |  | 377260 |  |  | 0 |  |  |  | 0
2021 | SD | Chamberlain Wind Project | 7974 | MROW | MRO West | WND | 2.6 |  | 589 |  |  | 0 |  |  |  | 0
2021 | SD | Clark (SD) | 3341 | MROW | MRO West | DFO | 2.7 |  | -39 | 625 | 0.096875 | 0 | 0.31 | Estimated using an emission factor | 625 | 0.096875
2021 | SD | Coyote Ridge | 61047 | MROW | MRO West | WND | 97.4 |  | 408068 |  |  | 0 |  |  |  | 0
2021 | SD | Crocker Wind Farm | 60505 | MROW | MRO West | WND | 200 |  | 822113 |  |  | 0 |  |  |  | 0
2021 | SD | Crowned Ridge Wind Energy Center | 60503 | MROW | MRO West | WND | 200.1 |  | 717233 |  |  | 0 |  |  |  | 0
2021 | SD | Crowned Ridge Wind II Energy Center | 63269 | MROW | MRO West | WND | 200.6 |  | 821985 |  |  | 0 |  |  |  | 0
2021 | SD | Dakota Range III Wind Project | 63102 | MROW | MRO West | WND | 153.6 |  | 295018 |  |  | 0 |  |  |  | 0
2021 | SD | Day County Wind LLC | 57194 | MROW | MRO West | WND | 99 |  | 419808 |  |  | 0 |  |  |  | 0
2021 | SD | Deer Creek Station | 56610 | MROW | MRO West | NG | 324 |  | 585488 | 4849460.633 | 13.0294 | 0.044508 | 0.0053736 | NEI avg EF - PM, fuel type, firing type | 4849460.633 | 13.0294
2021 | SD | Deuel Harvest Wind Energy LLC | 62943 | MROW | MRO West | WND | 300 |  | 887937 |  |  | 0 |  |  |  | 0
2021 | SD | Faulkton | 3342 | MROW | MRO West | DFO | 2.7 |  | -45 | 962 | 0.14911 | 0 | 0.31 | Estimated using an emission factor | 962 | 0.14911
2021 | SD | Fort Randall | 3373 | MROW | MRO West | WAT | 320 |  | 1682083 |  |  | 0 |  |  |  | 0
2021 | SD | Ft. Pierre | 56148 | MROW | MRO West | DFO | 6 |  | 534 | 5402.001 | 0.83731 | 3.136 | 0.31 | Estimated using an emission factor | 5402.001 | 0.83731
2021 | SD | Groton Generating Station | 56238 | MROW | MRO West | NG | 216.4 |  | 180712 | 1801139.608 | 6.6545 | 0.073648 | 0.0073892 | EPA/NEI | 1801139.608 | 6.6545
2021 | SD | Huron | 3344 | MROW | MRO West | NG | 15 |  | -126 |  |  | 0
2021 | SD | Lake Preston | 3352 | MROW | MRO West | DFO | 24.1 |  | 1282 | 25434 | 0.20928 | 0.32649 | 0.016457 | NEI avg EF - PM, fuel type, firing type | 25434 | 0.20928
2021 | SD | Lange | 55478 | RMPA | WECC Rockies | NG | 40 |  | 42836 | 454670.494 | 0.14 | 0.0065366 | 0.00061583 | EPA/NEI | 454670.494 | 0.14
2021 | SD | Oahe | 3356 | MROW | MRO West | WAT | 786.1 |  | 2409538.999 |  |  | 0 |  |  |  | 0
2021 | SD | Oak Tree Energy | 59435 | MROW | MRO West | WND | 19.5 |  | 71818 |  |  | 0 |  |  |  | 0
2021 | SD | Pierre Solar | 60686 | MROW | MRO West | SUN | 1 |  | 2007 |  |  | 0 |  |  |  | 0
2021 | SD | POET Bioprocessing- Mitchell | 65367 | MROW | MRO West | NG | 3.9 | 0.091044 | 4653 | 28876.125 | 0.1373 | 0.059017 | 0.0095098 | NEI avg EF - PM, fuel type | 317167 | 1.5081
2021 | SD | POET Biorefining - Chancellor | 63853 | MROW | MRO West | WDS | 5.4 | 0.12928 | 32099 | 206179.554 | 1.07 | 0.066669 | 0.010379 | NEI avg EF - PM, fuel type | 1594895.53 | 8.277
2021 | SD | POET Biorefining - Hudson | 63918 | MROW | MRO West | NG | 3.6 | 0.103 | 17657.88 | 111422.836 | 0.5298 | 0.060007 | 0.0095098 | NEI avg EF - PM, fuel type | 1081813.2 | 5.1439
2021 | SD | Prairie Winds SD1 | 56608 | MROW | MRO West | WND | 162 |  | 375600 |  |  | 0 |  |  |  | 0
2021 | SD | Prevailing Wind Park | 62247 | MROW | MRO West | WND | 220 |  | 830073 |  |  | 0 |  |  |  | 0
2021 | SD | Rolling Thunder Wind Farm Hybrid | 57045 | MROW | MRO West | WND | 25.8 |  | 89246 |  |  | 0 |  |  |  | 0
2021 | SD | South Dakota Wind Energy Cente | 56092 | MROW | MRO West | WND | 40.5 |  | 85288 |  |  | 0 |  |  |  | 0
2021 | SD | Spearfish Hydro | 58438 | MROW | MRO West | WAT | 4 |  | 3151 |  |  | 0 |  |  |  | 0
2021 | SD | Spirit Mound | 6092 | MROW | MRO West | DFO | 135 |  | 10645 | 136422 | 1.1225 | 0.2109 | 0.016457 | NEI avg EF - PM, fuel type, firing type | 136422 | 1.1225
2021 | SD | State Auto Insurance | 56244 | MROW | MRO West | DFO | 1.7 |  | 6 | 108 | 0.01674 | 5.58 | 0.31 | Estimated using an emission factor | 108 | 0.01674
2021 | SD | Tatanka Ridge | 61046 | MROW | MRO West | WND | 154 |  | 612157 |  |  | 0 |  |  |  | 0
2021 | SD | Triple H Wind Project | 63103 | MROW | MRO West | WND | 250.2 |  | 1027970 |  |  | 0 |  |  |  | 0
2021 | SD | Valley Queen Cheese | 56274 | MROW | MRO West | DFO | 4.5 |  | 24.999 | 254.001 | 0.03937 | 3.1497 | 0.31 | Estimated using an emission factor | 254.001 | 0.03937
2021 | SD | Watertown Power Plant | 7247 | MROW | MRO West | DFO | 67.5 |  | 7266 | 97271 | 0.80039 | 0.22031 | 0.016457 | NEI avg EF - PM, fuel type, firing type | 97271 | 0.80039
2021 | SD | Wessington Springs | 56650 | MROW | MRO West | WND | 51 |  | 217930 |  |  | 0 |  |  |  | 0
2021 | SD | Willow Creek Wind Power LLC | 62431 | MROW | MRO West | WND | 105 |  | 408697 |  |  | 0 |  |  |  | 0
2021 | SD | Yankton | 8034 | MROW | MRO West | NG | 13.4 |  | -168.001 | 1368.999 | 0.074614 | 0 | 0.10901 | Estimated using an emission factor | 1368.999 | 0.074614
2021 | TN | Allen | 3393 | SRTV | SERC Tennessee Valley | NG | 1791.7 |  | 4119214 | 27466693.256 | 63.2082 | 0.030689 | 0.0046025 | EPA/NEI | 27466693.256 | 63.2082
2021 | TN | Apalachia | 3394 | SRTV | SERC Tennessee Valley | WAT | 93.6 |  | 596849 |  |  | 0 |  |  |  | 0
2021 | TN | Bi-County Gas Producers | 58559 | SRTV | SERC Tennessee Valley | LFG | 3 |  | 11988 | 127391 | 0.93632 | 0.15621 | 0.0147 | Estimated using an emission factor | 127391 | 0.93632
2021 | TN | Boone Dam | 3395 | SRTV | SERC Tennessee Valley | WAT | 105.9 |  | 181752 |  |  | 0 |  |  |  | 0
2021 | TN | Brownsville Combustion Turbine Plant | 55081 | SRTV | SERC Tennessee Valley | NG | 460 |  | 360285 | 3746805.741 | 43.3839 | 0.24083 | 0.023158 | EPA/NEI | 3746805.741 | 43.3839
2021 | TN | Buffalo Mountain | 7927 | SRTV | SERC Tennessee Valley | WND | 1.8 |  | 0
2021 | TN | Buffalo Mountain Energy Center | 56493 | SRTV | SERC Tennessee Valley | WND | 27 |  | 28186 |  |  | 0 |  |  |  | 0
2021 | TN | Bull Run | 3396 | SRTV | SERC Tennessee Valley | BIT | 950 |  | 817760 | 9608556.401 | 50.3037 | 0.12303 | 0.010471 | EPA/NEI | 9608556.401 | 50.3037
2021 | TN | Calderwood | 54900 | SRTV | SERC Tennessee Valley | WAT | 156.6 |  | 739839 |  |  | 0 |  |  |  | 0
2021 | TN | Center Hill | 6417 | SRTV | SERC Tennessee Valley | WAT | 140 |  | 387940.999 |  |  | 0 |  |  |  | 0
2021 | TN | Chattanooga Metropolitan Airport Solar | 58515 | SRTV | SERC Tennessee Valley | SUN | 2.7 |  | 2994 |  |  | 0 |  |  |  | 0
2021 | TN | Cheatham | 6418 | SRTV | SERC Tennessee Valley | WAT | 36 |  | 202530 |  |  | 0 |  |  |  | 0
2021 | TN | Cherokee Dam | 3397 | SRTV | SERC Tennessee Valley | WAT | 135 |  | 385810 |  |  | 0 |  |  |  | 0
2021 | TN | Chestnut Ridge Gas Recovery | 50570 | SRTV | SERC Tennessee Valley | LFG | 4.8 |  | 23056.001 | 317017.001 | 2.3301 | 0.20212 | 0.0147 | Estimated using an emission factor | 317017.001 | 2.3301
2021 | TN | Chickamauga | 3398 | SRTV | SERC Tennessee Valley | WAT | 159.6 |  | 691561 |  |  | 0 |  |  |  | 0
2021 | TN | Chilhowee | 54901 | SRTV | SERC Tennessee Valley | WAT | 49.8 |  | 201683.001 |  |  | 0 |  |  |  | 0
2021 | TN | Cordell Hull | 3423 | SRTV | SERC Tennessee Valley | WAT | 99.9 |  | 431871.999 |  |  | 0 |  |  |  | 0
2021 | TN | Cumberland | 3399 | SRTV | SERC Tennessee Valley | BIT | 2600 |  | 10362082 | 114283434.434 | 1416.6806 | 0.27344 | 0.024792 | EPA/NEI; Estimated using an emission factor | 114283434.434 | 1416.6806
2021 | TN | Dale Hollow | 3424 | SRTV | SERC Tennessee Valley | WAT | 54 |  | 145269 |  |  | 0 |  |  |  | 0
2021 | TN | Domtar Kingsport Mill | 10252 | RFCW | RFC West | BLQ | 50 | 1 | 0 | 0 | 0 |  |  | NEI avg EF - PM, fuel type | 0 | 0
2021 | TN | Douglas Dam | 3400 | SRTV | SERC Tennessee Valley | WAT | 150.8 |  | 555823 |  |  | 0 |  |  |  | 0
2021 | TN | Eastman Chemical Company | 50481 | RFCW | RFC West | BIT | 194.3 | 0.16072 | 1138973 | 6519634.429 | 56.0199 | 0.098369 | 0.017185 | NEI avg EF - PM, fuel type, firing type | 40564336.331 | 348.5495
2021 | TN | Fort Loudoun | 3402 | SRTV | SERC Tennessee Valley | WAT | 153.3 |  | 940355 |  |  | 0 |  |  |  | 0
2021 | TN | Fort Patrick Henry | 3401 | SRTV | SERC Tennessee Valley | WAT | 59.4 |  | 124842 |  |  | 0 |  |  |  | 0
2021 | TN | Gallatin | 3403 | SRTV | SERC Tennessee Valley | BIT | 1918.4 |  | 4034797 | 44921989.406 | 164.0389 | 0.081312 | 0.0073033 | EPA/NEI | 44921989.406 | 164.0389
2021 | TN | Gleason Combustion Turbine Plant | 55251 | SRTV | SERC Tennessee Valley | NG | 567.8 |  | 290911 | 6875297.049 | 24.408 | 0.1678 | 0.0071002 | EPA/NEI | 6875297.049 | 24.408
2021 | TN | Great Falls (TN) | 3404 | SRTV | SERC Tennessee Valley | WAT | 33.7 |  | 127401 |  |  | 0 |  |  |  | 0
2021 | TN | Haywood Solar | 61733 | SRTV | SERC Tennessee Valley | SUN | 3 |  | 5833 |  |  | 0 |  |  |  | 0
2021 | TN | IKEA Memphis 508 | 61211 | SRTV | SERC Tennessee Valley | SUN | 1.1 |  | 1289 |  |  | 0 |  |  |  | 0
2021 | TN | J P Priest | 3428 | SRTV | SERC Tennessee Valley | WAT | 28 |  | 60199 |  |  | 0 |  |  |  | 0
2021 | TN | John Sevier | 3405 | SRTV | SERC Tennessee Valley | NG | 996.9 |  | 4015831 | 29945424.141 | 60.2514 | 0.030007 | 0.0040241 | EPA/NEI | 29945424.141 | 60.2514
2021 | TN | Johnsonville | 3406 | SRTV | SERC Tennessee Valley | NG | 1426 | 1 | 743226 | 9910447.854 | 151.9951 | 0.40901 | 0.030674 | EPA/NEI; Estimated using an emission factor | 9910447.854 | 151.9951
2021 | TN | Kingston | 3407 | SRTV | SERC Tennessee Valley | SUB | 1700 |  | 2775508 | 33413101.631 | 265.1625 | 0.19107 | 0.015872 | EPA/NEI | 33413101.631 | 265.1625
2021 | TN | Lagoon Creek | 7845 | SRTV | SERC Tennessee Valley | NG | 1625.2 |  | 3015108.996 | 20643808.104 | 44.2072 | 0.029324 | 0.0042829 | EPA/NEI | 20643808.104 | 44.2072
2021 | TN | Latitude Solar Center | 61412 | SRTV | SERC Tennessee Valley | SUN | 15 |  | 29847 |  |  | 0 |  |  |  | 0
2021 | TN | McMinnville | 55928 | SRTV | SERC Tennessee Valley | DFO | 24 |  | 66 | 842.004 | 0.12584 | 3.8135 | 0.29892 | Estimated using an emission factor | 842.004 | 0.12584
2021 | TN | Melton Hill | 3408 | SRTV | SERC Tennessee Valley | WAT | 72 |  | 143371 |  |  | 0 |  |  |  | 0
2021 | TN | Millington Solar Farm | 60560 | SRTV | SERC Tennessee Valley | SUN | 53 |  | 108286 |  |  | 0 |  |  |  | 0
2021 | TN | Mountain Home Energy Center | 59809 | SRTV | SERC Tennessee Valley | NG | 6.8 |  | 18177 | 167369 | 13.7507 | 1.513 | 0.16432 | Estimated using an emission factor | 167369 | 13.7507
2021 | TN | MTSU Power Co-Gen Plant | 58179 | SRTV | SERC Tennessee Valley | NG | 5 | 0.35269 | 29538 | 186035.485 | 0.74568 | 0.050489 | 0.0080165 | NEI avg EF - PM, fuel type | 527470 | 2.1142
2021 | TN | Mulberry Farm LLC | 59184 | SRTV | SERC Tennessee Valley | SUN | 15.8 |  | 25536 |  |  | 0 |  |  |  | 0
2021 | TN | Music City Community Solar | 62468 | SRTV | SERC Tennessee Valley | SUN | 1.6 |  | 2652 |  |  | 0 |  |  |  | 0
2021 | TN | Nickajack | 3409 | SRTV | SERC Tennessee Valley | WAT | 103.9 |  | 555275.999 |  |  | 0 |  |  |  | 0
2021 | TN | Norris Dam | 3411 | SRTV | SERC Tennessee Valley | WAT | 131.4 |  | 448983 |  |  | 0 |  |  |  | 0
2021 | TN | Ocoee 1 | 3412 | SRTV | SERC Tennessee Valley | WAT | 19 |  | 111157 |  |  | 0 |  |  |  | 0
2021 | TN | Ocoee 2 | 3413 | SRTV | SERC Tennessee Valley | WAT | 23 |  | 135437 |  |  | 0 |  |  |  | 0
2021 | TN | Ocoee 3 | 3414 | SRTV | SERC Tennessee Valley | WAT | 28.8 |  | 211092 |  |  | 0 |  |  |  | 0
2021 | TN | Old Hickory | 3426 | SRTV | SERC Tennessee Valley | WAT | 103.7 |  | 515653.999 |  |  | 0 |  |  |  | 0
2021 | TN | Opryland USA | 55037 | SRTV | SERC Tennessee Valley | NG | 4.5 | 0.37012 | 31986 | 167078.241 | 0.66969 | 0.041874 | 0.0080165 | NEI avg EF - PM, fuel type | 451418 | 1.8094
2021 | TN | Packaging Corporation of America | 50296 | SRTV | SERC Tennessee Valley | BLQ | 72.5 | 0.10523 | 415473.794 | 2855059.206 | 12.9302 | 0.062243 | 0.0090578 | NEI avg EF - PM, fuel type | 27130332.327 | 122.8699
2021 | TN | Pickwick Landing Dam | 3415 | SRTV | SERC Tennessee Valley | WAT | 240 |  | 1573801.002 |  |  | 0 |  |  |  | 0
2021 | TN | Powell Valley | 7883 | SRTV | SERC Tennessee Valley | DFO | 22 |  | 0
2021 | TN | Providence Solar | 60337 | SRTV | SERC Tennessee Valley | SUN | 16 |  | 30405 |  |  | 0 |  |  |  | 0
2021 | TN | Raccoon Mountain | 6151 | SRTV | SERC Tennessee Valley | WAT | 1713.6 |  | -577291 |  |  | 0 |  |  |  | 0
2021 | TN | Resolute Forest Products - Calhoun Ops | 50956 | SRTV | SERC Tennessee Valley | NG | 63.2 | 0.081527 | 344293.489 | 1330798.599 | 5.1631 | 0.029992 | 0.0077593 | NEI avg EF - PM, fuel type, firing type | 16323388.912 | 63.3295
2021 | TN | Selmer Farm LLC | 59188 | SRTV | SERC Tennessee Valley | SUN | 15.8 |  | 25770 |  |  | 0 |  |  |  | 0
2021 | TN | Selmer I | 60555 | SRTV | SERC Tennessee Valley | SUN | 16 |  | 30730 |  |  | 0 |  |  |  | 0
2021 | TN | Selmer II | 60556 | SRTV | SERC Tennessee Valley | SUN | 8 |  | 15014 |  |  | 0 |  |  |  | 0
2021 | TN | Sequoyah | 6152 | SRTV | SERC Tennessee Valley | NUC | 2441 |  | 17654812 |  |  | 0 |  |  |  | 0
2021 | TN | Somerville Solar | 62900 | SRTV | SERC Tennessee Valley | SUN | 2.3 |  | 3535 |  |  | 0 |  |  |  | 0
2021 | TN | South Holston | 3416 | SRTV | SERC Tennessee Valley | WAT | 38.5 |  | 145055 |  |  | 0 |  |  |  | 0
2021 | TN | SR Innovation - NIKE PV | 61332 | SRTV | SERC Tennessee Valley | SUN | 1.5 |  | 3483 |  |  | 0 |  |  |  | 0
2021 | TN | SR Jonesborough | 62173 | SRTV | SERC Tennessee Valley | SUN | 4.4 |  | 7812 |  |  | 0 |  |  |  | 0
2021 | TN | SR Washington I, LLC | 64843 | SRTV | SERC Tennessee Valley | SUN | 9 |  | 0
2021 | TN | Tate & Lyle Loudon Plant | 63632 | SRTV | SERC Tennessee Valley | NG | 61.4 | 0.89346 | 346156 | 3734816.526 | 14.9701 | 0.086493 | 0.0080165 | NEI avg EF - PM, fuel type | 4180153 | 16.7551
2021 | TN | Tims Ford | 3417 | SRTV | SERC Tennessee Valley | WAT | 45.7 |  | 42973 |  |  | 0 |  |  |  | 0
2021 | TN | University of Tennessee Steam Plant | 55036 | SRTV | SERC Tennessee Valley | NG | 5 | 0.46668 | 31525 | 172864.668 | 0.69289 | 0.043958 | 0.0080165 | NEI avg EF - PM, fuel type | 370418 | 1.4847
2021 | TN | Vanderbilt University Power Plant | 52048 | SRTV | SERC Tennessee Valley | NG | 18.7 | 0.45932 | 103383 | 524622.042 | 2.1028 | 0.04068 | 0.0080165 | NEI avg EF - PM, fuel type | 1142165 | 4.5781
2021 | TN | Volkswagen Solar System | 58401 | SRTV | SERC Tennessee Valley | SUN | 9.6 |  | 11721 |  |  | 0 |  |  |  | 0
2021 | TN | Watauga | 3418 | SRTV | SERC Tennessee Valley | WAT | 57.6 |  | 140585 |  |  | 0 |  |  |  | 0
2021 | TN | Watts Bar Hydro | 3420 | SRTV | SERC Tennessee Valley | WAT | 174.6 |  | 1055629.001 |  |  | 0 |  |  |  | 0
2021 | TN | Watts Bar Nuclear Plant | 7722 | SRTV | SERC Tennessee Valley | NUC | 2539.8 |  | 17675595 |  |  | 0 |  |  |  | 0
2021 | TN | West Camden | 57409 | SRTV | SERC Tennessee Valley | LFG | 4.8 |  | 36513 | 371967 | 2.734 | 0.14975 | 0.0147 | Estimated using an emission factor | 371967 | 2.734
2021 | TN | West Tennessee Solar Farm | 58431 | SRTV | SERC Tennessee Valley | SUN | 4.2 |  | 4749 |  |  | 0 |  |  |  | 0
2021 | TN | Wilbur | 3421 | SRTV | SERC Tennessee Valley | WAT | 10.6 |  | 18741.001 |  |  | 0 |  |  |  | 0
2021 | TN | Wildberry | 62775 | SRTV | SERC Tennessee Valley | SUN | 15 |  | 28920 |  |  | 0 |  |  |  | 0
2021 | TX | 2W Permian Solar Project Hybrid | 63255 | ERCT | ERCOT All | SUN | 460 |  | 597559 | 0 |  | 0 |  |  | 0 | 0
2021 | TX | Abbott TP 3 | 3581 | ERCT | ERCOT All | WAT | 2.8 |  | 7276 |  |  | 0 |  |  |  | 0
2021 | TX | Aeolus Wind Facility | 56225 | SPSO | SPP South | WND | 3 |  | 0
2021 | TX | Air Liquide Bayport Complex | 10298 | ERCT | ERCOT All | NG | 318.4 | 0.3407 | 2134372 | 10220949.376 | 10.1325 | 0.0094946 | 0.0019827 | EPA/NEI | 29999471.785 | 29.74
2021 | TX | Air Products Port Arthur | 55309 | SRMV | SERC Mississippi Valley | NG | 169.1 | 0.51277 | 802305.999 | 6272074.308 | 25.7554 | 0.064203 | 0.0082127 | NEI avg EF - PM, fuel type | 12231838.46 | 50.2284
2021 | TX | Alamo 6 | 59206 | ERCT | ERCOT All | SUN | 105 |  | 214725 |  |  | 0 |  |  |  | 0
2021 | TX | Alexis Solar, LLC | 64227 | ERCT | ERCOT All | SUN | 10 |  | 8368 |  |  | 0 |  |  |  | 0
2021 | TX | Alvin | 64293 | ERCT | ERCOT All | MWH | 9.9
2021 | TX | Amadeus Wind Farm | 62142 | ERCT | ERCOT All | WND | 250 |  | 758670 |  |  | 0 |  |  |  | 0
2021 | TX | Ameresco Dallas LLC | 58946 | ERCT | ERCOT All | LFG | 4.2 |  | 26588.001 | 285573 | 2.099 | 0.15789 | 0.0147 | Estimated using an emission factor | 285573 | 2.099
2021 | TX | Amistad Dam & Power | 6128 | ERCT | ERCOT All | WAT | 66 |  | 59521 |  |  | 0 |  |  |  | 0
2021 | TX | Anacacho Wind Farm, LLC | 58000 | ERCT | ERCOT All | WND | 99.8 |  | 315740 |  |  | 0 |  |  |  | 0
2021 | TX | Angleton | 64295 | ERCT | ERCOT All | MWH | 9.9
2021 | TX | ANSON Solar Center, LLC | 64026 | ERCT | ERCOT All | SUN | 200 |  | 366971 |  |  | 0 |  |  |  | 0
2021 | TX | Antelope Elk Energy Center | 57865 | SPSO | SPP South | NG | 167.4 |  | 214657.992 | 3210507.731 | 10.5946 | 0.098711 | 0.0066 | EPA/NEI | 3210507.731 | 10.5946
2021 | TX | Aragorn Solar Project | 63329 | ERCT | ERCOT All | SUN | 180 |  | 29976 |  |  | 0 |  |  |  | 0
2021 | TX | Arlington Outlet Hydroelectric Generator | 61355 | ERCT | ERCOT All | WAT | 1.3 |  | 768 |  |  | 0 |  |  |  | 0
2021 | TX | Ascend Performance Materials Texas Inc. | 10418 | ERCT | ERCOT All | NG | 52.1 | 0.29957 | 222544.19 | 1169215.402 | 5.5595 | 0.049963 | 0.0095098 | NEI avg EF - PM, fuel type | 3903044.08 | 18.5586
2021 | TX | Astra Wind Farm | 60856 | ERCT | ERCOT All | WND | 163 |  | 436088 |  |  | 0 |  |  |  | 0
2021 | TX | Austin | 3594 | ERCT | ERCOT All | WAT | 18 |  | 7557 |  |  | 0 |  |  |  | 0
2021 | TX | Austin Gas Recovery | 56524 | ERCT | ERCOT All | LFG | 4.8 |  | 29166.999 | 346038 | 2.5434 | 0.1744 | 0.0147 | Estimated using an emission factor | 346038 | 2.5434
2021 | TX | Aviator Wind | 63209 | ERCT | ERCOT All | WND | 525 |  | 1793111 |  |  | 0 |  |  |  | 0
2021 | TX | Azure Sky Solar | 63905 | ERCT | ERCOT All | SUN | 225 |  | 232270 |  |  | 0 |  |  |  | 0
2021 | TX | Bacliff Generating Station | 60264 | ERCT | ERCOT All | NG | 427.2 |  | 147637.998 | 1915892 | 4.56 | 0.061773 | 0.0047602 | EPA/NEI | 1915892 | 4.56
2021 | TX | Baffin Wind | 57927 | ERCT | ERCOT All | WND | 188 |  | 438974 |  |  | 0 |  |  |  | 0
2021 | TX | Bakke | 65535 | ERCT | ERCOT All | DFO | 9
2021 | TX | Bandera Electric Coop PV | 61205 | ERCT | ERCOT All | SUN | 1.5 |  | 2922 |  |  | 0 |  |  |  | 0
2021 | TX | Barilla Solar | 58710 | ERCT | ERCOT All | SUN | 30.2 |  | 50286 |  |  | 0 |  |  |  | 0
2021 | TX | Barney M. Davis | 4939 | ERCT | ERCOT All | NG | 1082.2 |  | 1057830 | 9524176.431 | 43.12 | 0.081525 | 0.0090549 | EPA/NEI | 9524176.431 | 43.12
2021 | TX | Barton Chapel Wind Farm | 57156 | ERCT | ERCOT All | WND | 120 |  | 243126 |  |  | 0 |  |  |  | 0
2021 | TX | BASF Freeport Works | 55311 | ERCT | ERCOT All | NG | 92.7 | 0.45698 | 572814 | 3075117.008 | 12.3718 | 0.043197 | 0.0080464 | NEI avg EF - PM, fuel type | 6729213.819 | 27.073
2021 | TX | Bastrop Clean Energy Center | 55168 | ERCT | ERCOT All | NG | 618.7 |  | 1857033 | 13836465.794 | 18.4273 | 0.019846 | 0.0026636 | EPA/NEI | 13836465.794 | 18.4273
2021 | TX | Bat Cave | 64312 | ERCT | ERCOT All | MWH | 100 |  | -127 | 0 |  | 0 |  |  | 0 | 0
2021 | TX | Baytown Energy Center | 55327 | ERCT | ERCOT All | NG | 932.9 | 0.78066 | 4571582 | 27826247.787 | 25.9882 | 0.011369 | 0.0018679 | EPA/NEI | 35644481.003 | 33.29
2021 | TX | BayWa r.e Mozart LLC | 58048 | ERCT | ERCOT All | WND | 30 |  | 58733 |  |  | 0 |  |  |  | 0
2021 | TX | Bearkat | 59972 | ERCT | ERCOT All | WND | 196.7 |  | 596500 |  |  | 0 |  |  |  | 0
2021 | TX | Bethel Wind Farm LLC | 60414 | SPSO | SPP South | WND | 276 |  | 1148976 |  |  | 0 |  |  |  | 0
2021 | TX | Big Spring Wind Power Facility | 54979 | ERCT | ERCOT All | WND | 34.3 |  | 60644 |  |  | 0 |  |  |  | 0
2021 | TX | Blackhawk Station | 55064 | SPSO | SPP South | NG | 243.9 | 0.38125 | 1451495 | 6725930.374 | 26.9592 | 0.037147 | 0.0080165 | NEI avg EF - PM, fuel type, firing type | 17641688.238 | 70.7123
2021 | TX | Blue Cloud Wind Energy LLC | 60270 | ERCT | ERCOT All | WND | 148.4 |  | 561407 |  |  | 0 |  |  |  | 0
2021 | TX | Blue Summit II Wind, LLC | 61970 | ERCT | ERCOT All | WND | 99.4 |  | 378697 |  |  | 0 |  |  |  | 0
2021 | TX | Blue Summit III Wind | 62566 | ERCT | ERCOT All | WND | 200.2 |  | 816270 |  |  | 0 |  |  |  | 0
2021 | TX | Blue Summit Storage, LLC | 60690 | ERCT | ERCOT All | MWH | 30 |  | -3492 | 0 |  | 0 |  |  | 0 | 0
2021 | TX | Blue Summit Wind LLC | 58372 | ERCT | ERCOT All | WND | 135.4 |  | 423284 |  |  | 0 |  |  |  | 0
2021 | TX | Blue Wing Solar Energy Generation | 57197 | ERCT | ERCOT All | SUN | 13.9 |  | 19846 |  |  | 0 |  |  |  | 0
2021 | TX | Bluebell Solar | 60789 | ERCT | ERCOT All | SUN | 30 |  | 69838 |  |  | 0 |  |  |  | 0
2021 | TX | Bluebell Solar II | 63351 | ERCT | ERCOT All | SUN | 115 |  | 281167 |  |  | 0 |  |  |  | 0
2021 | TX | BMP Wind (TX) | 62809 | ERCT | ERCOT All | WND | 293.3 |  | 66615 |  |  | 0 |  |  |  | 0
2021 | TX | Bobcat Bluff Wind Project LLC | 57974 | ERCT | ERCOT All | WND | 161 |  | 517939 |  |  | 0 |  |  |  | 0
2021 | TX | Borger Plant | 50067 | SPSO | SPP South | NG | 37.5 | 0 | -1867 | 0 | 0 | 0 |  | NEI avg EF - PM, fuel type | 503886.38 | 2.3959
2021 | TX | Bosque County Power Plant | 55172 | ERCT | ERCOT All | NG | 807 |  | 4080492 | 28949445.037 | 69.05 | 0.033844 | 0.0047704 | EPA/NEI | 28949445.037 | 69.05
2021 | TX | Bovine | 61867 | ERCT | ERCOT All | SUN | 10 |  | 15603 |  |  | 0 |  |  |  | 0
2021 | TX | BP Chemicals Green Lake Plant | 50404 | ERCT | ERCOT All | WH | 38.8 | 1 | 39900 |  |  | 0 |  |  |  | 0
2021 | TX | Brandon Station | 7131 | ERCT | ERCOT All | NG | 21 | 0.92886 | 7818 | 76543.633 | 0.30681 | 0.078487 | 0.0080165 | NEI avg EF - PM, fuel type | 82406 | 0.3303
2021 | TX | Brazoria | 64296 | ERCT | ERCOT All | MWH | 9.9
2021 | TX | Brazos Valley Energy, LP | 55357 | ERCT | ERCOT All | NG | 675.6 |  | 2753592 | 20351552.818 | 54.56 | 0.039628 | 0.0053618 | EPA/NEI | 20351552.818 | 54.56
2021 | TX | Brazos Wind Farm | 56111 | ERCT | ERCOT All | WND | 160 |  | 240145 |  |  | 0 |  |  |  | 0
2021 | TX | Briar Creek Solar 1 | 63769 | ERCT | ERCOT All | SUN | 127 |  | 11590 |  |  | 0 |  |  |  | 0
2021 | TX | Bridgeport Gas Processing Plant | 55053 | ERCT | ERCOT All | NG | 10.4 |  | 41284.997 | 420771 | 0.088783 | 0.004301 | 0.000422 | Estimated using an emission factor | 420771 | 0.088783
2021 | TX | Briscoe Wind Farm | 59734 | ERCT | ERCOT All | WND | 150 |  | 291698 |  |  | 0 |  |  |  | 0
2021 | TX | Brisket Wind (8) LLC | 56838 | SPSO | SPP South | WND | 10 |  | 5887 |  |  | 0 |  |  |  | 0
2021 | TX | Bronson | 61868 | ERCT | ERCOT All | SUN | 10 |  | 16230 |  |  | 0 |  |  |  | 0
2021 | TX | Bruennings Breeze Wind Farm | 59066 | ERCT | ERCOT All | WND | 228 |  | 563367 |  |  | 0 |  |  |  | 0
2021 | TX | Bryan (TX) | 3561 | ERCT | ERCOT All | NG | 22 |  | 1865 | 34910 | 0.13993 | 0.15006 | 0.0080165 | NEI avg EF - PM, fuel type | 34910 | 0.13993
2021 | TX | Bryan Solar, LLC | 58488 | ERCT | ERCOT All | SUN | 10 |  | 24583 |  |  | 0 |  |  |  | 0
2021 | TX | BT Cooke Solar, LLC | 62773 | ERCT | ERCOT All | SUN | 59 |  | 131860 |  |  | 0 |  |  |  | 0
2021 | TX | Buchanan Dam (TX) | 3595 | ERCT | ERCOT All | WAT | 54.9 |  | 10619.001 |  |  | 0 |  |  |  | 0
2021 | TX | Buckthorn Westex | 60044 | ERCT | ERCOT All | SUN | 154 |  | 334184 |  |  | 0 |  |  |  | 0
2021 | TX | Buckthorn Wind | 60983 | ERCT | ERCOT All | WND | 100.5 |  | 343358 |  |  | 0 |  |  |  | 0
2021 | TX | Buffalo Gap 2 Wind Farm | 56484 | ERCT | ERCOT All | WND | 232.5 |  | 464104 |  |  | 0 |  |  |  | 0
2021 | TX | Buffalo Gap 3 Wind Farm | 56638 | ERCT | ERCOT All | WND | 170.2 |  | 323178 |  |  | 0 |  |  |  | 0
2021 | TX | Buffalo Gap Wind Farm | 56240 | ERCT | ERCOT All | WND | 120.6 |  | 290499 |  |  | 0 |  |  |  | 0
2021 | TX | Bull Creek Wind | 56956 | ERCT | ERCOT All | WND | 180 |  | 242128 |  |  | 0 |  |  |  | 0
2021 | TX | C. R. Wing Cogeneration Plant | 52176 | ERCT | ERCOT All | NG | 230 | 0.91063 | 267315 | 2426815.447 | 8.3488 | 0.062464 | 0.0068804 | EPA/NEI | 2664976.077 | 9.1681
2021 | TX | Cactus Flats Wind Energy Project | 61001 | ERCT | ERCOT All | WND | 148.4 |  | 433807 |  |  | 0 |  |  |  | 0
2021 | TX | Callahan Divide Wind Energy Center | 56270 | ERCT | ERCOT All | WND | 114 |  | 406870 |  |  | 0 |  |  |  | 0
2021 | TX | Calpine Hidalgo Energy Center | 7762 | ERCT | ERCOT All | NG | 551.3 |  | 2455918 | 17616556.291 | 43.16 | 0.035148 | 0.0048999 | EPA/NEI | 17616556.291 | 43.16
2021 | TX | Cameron Wind 1 LLC | 59118 | ERCT | ERCOT All | WND | 165 |  | 417447 |  |  | 0 |  |  |  | 0
2021 | TX | Canadian Breaks, LLC | 63030 | ERCT | ERCOT All | WND | 210.1 |  | 825664 |  |  | 0 |  |  |  | 0
2021 | TX | Canyon | 791 | ERCT | ERCOT All | WAT | 6 |  | 237 |  |  | 0 |  |  |  | 0
2021 | TX | Capricorn Ridge Wind LLC | 56763 | ERCT | ERCOT All | WND | 662.5 |  | 2054988.999 |  |  | 0 |  |  |  | 0
2021 | TX | Carbon Capture Plant | 58378 | ERCT | ERCOT All | NG | 82.2 | 1 | 0
2021 | TX | Cascade Solar (TX) | 61875 | ERCT | ERCOT All | SUN | 10 |  | 18104 |  |  | 0 |  |  |  | 0
2021 | TX | Castle Gap Solar Hybrid | 60123 | ERCT | ERCOT All | SUN | 189.9 |  | 427588 | 0 |  | 0 |  |  | 0 | 0
2021 | TX | CatanSolar | 64079 | ERCT | ERCOT All | SUN | 10 |  | 23312 |  |  | 0 |  |  |  | 0
2021 | TX | CED Crane Solar | 63519 | ERCT | ERCOT All | SUN | 150 |  | 382047 |  |  | 0 |  |  |  | 0
2021 | TX | Cedar Bayou | 3460 | ERCT | ERCOT All | NG | 1530 |  | 2765884 | 29643600.519 | 110.1121 | 0.079622 | 0.0074291 | EPA/NEI | 29643600.519 | 110.1121
2021 | TX | Cedar Bayou 4 | 56806 | ERCT | ERCOT All | NG | 535.5 |  | 2200745 | 16380824.123 | 54.0568 | 0.049126 | 0.0066 | EPA/NEI | 16380824.123 | 54.0568
2021 | TX | Cedro Hill Wind LLC | 57260 | ERCT | ERCOT All | WND | 150 |  | 484052 |  |  | 0 |  |  |  | 0
2021 | TX | Central Utility Plant | 10184 | ERCT | ERCOT All | NG | 14.3 | 1 | 0
2021 | TX | Central Utility Plant - Texas A&M | 58151 | ERCT | ERCOT All | NG | 50.1 | 0.36131 | 82018.35 | 460850.552 | 0.7769 | 0.018945 | 0.0033716 | EPA/NEI; Estimated using an emission factor | 1275514.451 | 2.1503
2021 | TX | CFB Power Plant | 56708 | ERCT | ERCOT All | NG | 310 |  | 963682 | 15196374.091 | 56.7363 | 0.11775 | 0.0074671 | NEI avg EF - PM, fuel type, firing type | 15196374.091 | 56.7363
2021 | TX | Chamon Power, LLC | 60460 | ERCT | ERCOT All | NG | 121 |  | 65666 | 691698.215 | 2.7725 | 0.084442 | 0.0080165 | NEI avg EF - PM, fuel type, firing type | 691698.215 | 2.7725
2021 | TX | Champion Wind Farm LLC | 56592 | ERCT | ERCOT All | WND | 126.5 |  | 313783 |  |  | 0 |  |  |  | 0
2021 | TX | Channel Energy Center | 55299 | ERCT | ERCOT All | OG | 923.8 | 0.51511 | 4176086 | 21164614.605 | 32.7505 | 0.015685 | 0.0030948 | EPA/NEI | 41087829.006 | 63.58
2021 | TX | Channelview Cogeneration Facility | 55187 | ERCT | ERCOT All | NG | 918.3 | 0.55329 | 5376978 | 30785151.291 | 71.9052 | 0.026746 | 0.0046714 | EPA/NEI | 55640447.062 | 129.96
2021 | TX | Chapman Ranch Wind I | 59193 | ERCT | ERCOT All | WND | 236 |  | 621354 |  |  | 0 |  |  |  | 0
2021 | TX | Chisholm Grid Energy Storage System | 63737 | ERCT | ERCOT All | MWH | 100 |  | -1169 | 0 |  | 0 |  |  | 0 | 0
2021 | TX | Chisum | 61810 | ERCT | ERCOT All | SUN | 10 |  | 16240 |  |  | 0 |  |  |  | 0
2021 | TX | Cirrus Wind 1 LLC | 58162 | SPSO | SPP South | WND | 61.2 |  | 0
2021 | TX | Citrus City | 65536 | ERCT | ERCOT All | DFO | 9
2021 | TX | Clara | 65537 | ERCT | ERCOT All | DFO | 9
2021 | TX | Colbeck's Corner, LLC | 59068 | ERCT | ERCOT All | WND | 200 |  | 825420 |  |  | 0 |  |  |  | 0
2021 | TX | Coleto Creek | 6178 | ERCT | ERCOT All | RC | 622.4 |  | 3412862 | 37332278.804 | 184.4686 | 0.1081 | 0.0098825 | EPA/NEI | 37332278.804 | 184.4686
2021 | TX | Colorado Bend Energy Center | 56350 | ERCT | ERCOT All | NG | 580.1 |  | 2130917 | 17892334.375 | 59.1665 | 0.055531 | 0.0066136 | EPA/NEI | 17892334.375 | 59.1665
2021 | TX | Colorado Bend II | 60122 | ERCT | ERCOT All | NG | 1230.3 |  | 6170995 | 41362984.201 | 96.5818 | 0.031302 | 0.00467 | EPA/NEI | 41362984.201 | 96.5818
2021 | TX | Comanche Peak | 6145 | ERCT | ERCOT All | NUC | 2430 |  | 19356253 |  |  | 0 |  |  |  | 0
2021 | TX | Commerce ESS | 62609 | ERCT | ERCOT All | MWH | 10 |  | -1008 | 0 |  | 0 |  |  | 0 | 0
2021 | TX | Commerce Solar | 62610 | ERCT | ERCOT All | SUN | 5 |  | 5425 |  |  | 0 |  |  |  | 0
2021 | TX | Coniglio Solar | 62772 | ERCT | ERCOT All | SUN | 123.6 |  | 98078 |  |  | 0 |  |  |  | 0
2021 | TX | Copper Station | 9 | AZNM | WECC Southwest | NG | 86.9 |  | 28972 | 567476.404 | 1.8727 | 0.12928 | 0.0066001 | EPA/NEI | 567476.404 | 1.8727
2021 | TX | Corazon Energy LLC | 64538 | ERCT | ERCOT All | SUN | 200 |  | 170953 |  |  | 0 |  |  |  | 0
2021 | TX | Corpus Christi | 50475 | ERCT | ERCOT All | NG | 41 | 0.20714 | 73329 | 573622.71 | 2.2992 | 0.06271 | 0.0080165 | NEI avg EF - PM, fuel type | 2769242 | 11.0998
2021 | TX | Corpus Christi Energy Center | 55206 | ERCT | ERCOT All | NG | 593.3 | 0.55185 | 1898501 | 10672697.795 | 12.3455 | 0.013006 | 0.0023135 | EPA/NEI | 19339855.51 | 22.3712
2021 | TX | Corpus Refinery | 50026 | ERCT | ERCOT All | NG | 47 | 0.42389 | 278542 | 1442360.726 | 5.7813 | 0.041511 | 0.0080165 | NEI avg EF - PM, fuel type | 3402705 | 13.6389
2021 | TX | CoServ Community Solar Station | 60427 | ERCT | ERCOT All | SUN | 2 |  | 2994 |  |  | 0 |  |  |  | 0
2021 | TX | Cotton Plains Wind Farm | 60210 | ERCT | ERCOT All | WND | 50.4 |  | 195342 |  |  | 0 |  |  |  | 0
2021 | TX | Cottonwood Energy Project | 55358 | SRMV | SERC Mississippi Valley | NG | 1433.6 |  | 5496400 | 40669722.289 | 109.1618 | 0.039721 | 0.0053682 | EPA/NEI | 40669722.289 | 109.1618
2021 | TX | Covel Gardens Gas Recovery | 56864 | ERCT | ERCOT All | LFG | 9.6 |  | 40908 | 547546.002 | 4.0245 | 0.19676 | 0.0147 | Estimated using an emission factor | 547546.002 | 4.0245
2021 | TX | Coyote Wind LLC | 63655 | ERCT | ERCOT All | WND | 242.5 |  | 618860 |  |  | 0 |  |  |  | 0
2021 | TX | CPS 1 Community Solar | 60472 | ERCT | ERCOT All | SUN | 1 |  | 1786 |  |  | 0 |  |  |  | 0
2021 | TX | Cutten | 65538 | ERCT | ERCOT All | DFO | 9
2021 | TX | Decker Creek | 3548 | ERCT | ERCOT All | NG | 611 |  | 672461 | 8350462.54 | 4.2396 | 0.012609 | 0.0010154 | EPA/NEI | 8350462.54 | 4.2396
2021 | TX | Decordova | 8063 | ERCT | ERCOT All | NG | 357.6 |  | 60503 | 923053.1 | 7.5223 | 0.24866 | 0.016299 | EPA/NEI | 923053.1 | 7.5223
2021 | TX | Deer Park Energy Center | 55464 | ERCT | ERCOT All | NG | 1176 | 0.60851 | 7324130 | 44781656.069 | 39.3707 | 0.010751 | 0.0017583 | EPA/NEI | 73592142.582 | 64.7
2021 | TX | Denison | 6416 | ERCT | ERCOT All | WAT | 104.3 |  | 202268 |  |  | 0 |  |  |  | 0
2021 | TX | Denton Energy Center | 61643 | ERCT | ERCOT All | NG | 225.6 |  | 262377.996 | 2217797.004 | 0.46796 | 0.003567 | 0.000422 | Estimated using an emission factor | 2217797.004 | 0.46796
2021 | TX | Dermott Wind | 60902 | ERCT | ERCOT All | WND | 253 |  | 933292 |  |  | 0 |  |  |  | 0
2021 | TX | Desert Sky | 55992 | ERCT | ERCOT All | WND | 167.7 |  | 559077 |  |  | 0 |  |  |  | 0
2021 | TX | DeWind Frisco | 57517 | SPSO | SPP South | WND | 20
2021 | TX | DFW Gas Recovery | 50569 | ERCT | ERCOT All | LFG | 12.4 |  | 79394 | 1147135 | 10.8021 | 0.27211 | 0.018833 | Estimated using an emission factor | 1147135 | 10.8021
2021 | TX | Dickinson | 64314 | ERCT | ERCOT All | MWH | 9.9
2021 | TX | Dunlap TP 1 | 3582 | ERCT | ERCOT All | WAT | 3.6
2021 | TX | E. Porte Ct. | 65539 | ERCT | ERCOT All | DFO | 9
2021 | TX | Eagle Pass | 3437 | ERCT | ERCOT All | WAT | 9.6 |  | 36816 |  |  | 0 |  |  |  | 0
2021 | TX | East Blackland Solar Project 1 | 57659 | ERCT | ERCOT All | SUN | 144 |  | 147828 |  |  | 0 |  |  |  | 0
2021 | TX | East Pecos Solar | 60436 | ERCT | ERCOT All | SUN | 118.5 |  | 285454 |  |  | 0 |  |  |  | 0
2021 | TX | Eastman Cogeneration Facility | 55176 | SPSO | SPP South | NG | 467.7 | 0.56257 | 2125774.4 | 12326659.007 | 26.2724 | 0.024718 | 0.0042627 | EPA/NEI | 21911414.03 | 46.7008
2021 | TX | Ector County Energy Center | 58471 | ERCT | ERCOT All | NG | 358.8 |  | 49903 | 614036.531 | 0.73 | 0.029257 | 0.0023777 | EPA/NEI | 614036.531 | 0.73
2021 | TX | Eddy II | 61874 | ERCT | ERCOT All | SUN | 10 |  | 16150 |  |  | 0 |  |  |  | 0
2021 | TX | EG178 Facility | 56233 | ERCT | ERCOT All | NG | 153.9 | 1 | 766835 | 6154962.901 | 16.537 | 0.043131 | 0.0053736 | EPA/NEI; Estimated using an emission factor | 6154962.901 | 16.537
2021 | TX | El Campo Wind | 62765 | ERCT | ERCOT All | WND | 242.8 |  | 872837 |  |  | 0 |  |  |  | 0
2021 | TX | Elara Solar | 64204 | ERCT | ERCOT All | SUN | 132.4 |  | 38488 |  |  | 0 |  |  |  | 0
2021 | TX | Elbow Creek Wind Project LLC | 56783 | ERCT | ERCOT All | WND | 121.9 |  | 421884 |  |  | 0 |  |  |  | 0
2021 | TX | Electra Wind Farm | 60338 | ERCT | ERCOT All | WND | 230 |  | 891444 |  |  | 0 |  |  |  | 0
2021 | TX | Elk Station | 58835 | SPSO | SPP South | NG | 599.4 |  | 321212.001 | 3431589 | 13.7547 | 0.085642 | 0.0080165 | NEI avg EF - PM, fuel type | 3431589 | 13.7547
2021 | TX | Elm Branch Solar 1 | 63764 | ERCT | ERCOT All | SUN | 134.7 |  | 37854 |  |  | 0 |  |  |  | 0
2021 | TX | ENGIE Long Draw Solar LLC | 62845 | ERCT | ERCOT All | SUN | 225 |  | 528607 |  |  | 0 |  |  |  | 0
2021 | TX | Engineered Carbons Borger Cogen | 10072 | SPSO | SPP South | PRG | 20 | 1 | 77096 | 1360568.52 | 34.657 | 0.89906 | 0.050945 | NEI avg EF - PM, fuel type | 1360568.52 | 34.657
2021 | TX | Ennis Power Company, LLC | 55223 | ERCT | ERCOT All | NG | 418 |  | 984037 | 7760131.941 | 26.4341 | 0.053726 | 0.0068128 | EPA/NEI | 7760131.941 | 26.4341
2021 | TX | Enterprise Products Operating | 10261 | ERCT | ERCOT All | NG | 20.7 | 1 | 109292.001 | 1551024.999 | 6.2169 | 0.11377 | 0.0080165 | NEI avg EF - PM, fuel type | 1551024.999 | 6.2169
2021 | TX | ETT Presidio NaS Battery | 60506 | ERCT | ERCOT All | MWH | 4 |  | -52 | 0 |  | 0 |  |  | 0 | 0
2021 | TX | E-Volve Energy Holdings LLC | 61493 | ERCT | ERCOT All | SUN | 1.6 |  | 1580 |  |  | 0 |  |  |  | 0
2021 | TX | ExxonMobil Baytown Refinery | 10436 | ERCT | ERCOT All | NG | 209.3 | 1 | 1203234 | 1633163 | 6.5461 | 0.010881 | 0.0080165 | EPA/NEI; Estimated using an emission factor | 1633163 | 6.5461
2021 | TX | ExxonMobil Baytown Turbine | 10692 | ERCT | ERCOT All | NG | 381.8 | 0.40892 | 2439764 | 13095393.064 | 52.4896 | 0.043028 | 0.0080165 | NEI avg EF - PM, fuel type | 32024261.999 | 128.3612
2021 | TX | ExxonMobil Beaumont Refinery | 50625 | SRMV | SERC Mississippi Valley | NG | 677.8 | 0.61574 | 4143471.999 | 23500932.31 | 55.631 | 0.026852 | 0.0047344 | EPA/NEI | 38167135.614 | 90.3486
2021 | TX | Falcon Dam & Power | 6410 | ERCT | ERCOT All | WAT | 31.5 |  | 48126 |  |  | 0 |  |  |  | 0
2021 | TX | Farmers Branch Renewable Energy Facility | 57165 | ERCT | ERCOT All | LFG | 3.2 |  | 24498 | 284506 | 2.0911 | 0.17072 | 0.0147 | Estimated using an emission factor | 284506 | 2.0911
2021 | TX | FELPS 1 - Calaveras | 64821 | ERCT | ERCOT All | SUN | 1 |  | 1556 |  |  | 0 |  |  |  | 0
2021 | TX | FELPS 2 - Calaveras | 64823 | ERCT | ERCOT All | SUN | 1 |  | 1690 |  |  | 0 |  |  |  | 0
2021 | TX | FELPS 3 - Floresville South | 64824 | ERCT | ERCOT All | SUN | 1 |  | 971 |  |  | 0 |  |  |  | 0
2021 | TX | FELPS 4 - Floresville South | 64825 | ERCT | ERCOT All | SUN | 1 |  | 1064 |  |  | 0 |  |  |  | 0
2021 | TX | FELPS 5- Floresville South | 64826 | ERCT | ERCOT All | SUN | 1 |  | 982 |  |  | 0 |  |  |  | 0
2021 | TX | FELPS 6- Floresville West | 64827 | ERCT | ERCOT All | SUN | 1 |  | 807 |  |  | 0 |  |  |  | 0
2021 | TX | FELPS 7- Floresville West | 64828 | ERCT | ERCOT All | SUN | 1 |  | 1140 |  |  | 0 |  |  |  | 0
2021 | TX | Filet Wind (5) LLC | 56561 | SPSO | SPP South | WND | 10 |  | 282 |  |  | 0 |  |  |  | 0
2021 | TX | Flat Iron Wind (7) LLC | 56839 | SPSO | SPP South | WND | 10 |  | 7406 |  |  | 0 |  |  |  | 0
2021 | TX | Flat Top Wind I | 61212 | ERCT | ERCOT All | WND | 200 |  | 720455 |  |  | 0 |  |  |  | 0
2021 | TX | Flower Valley I | 64915 | ERCT | ERCOT All | MWH | 9.9
2021 | TX | Fluvanna | 59245 | ERCT | ERCOT All | WND | 155.4 |  | 589163 |  |  | 0 |  |  |  | 0
2021 | TX | Foard City Wind | 61402 | ERCT | ERCOT All | WND | 352.8 |  | 1237010 |  |  | 0 |  |  |  | 0
2021 | TX | Forest Creek Wind Farm LLC | 56394 | ERCT | ERCOT All | WND | 124.2 |  | 271400 |  |  | 0 |  |  |  | 0
2021 | TX | Formosa Utility Venture Ltd | 10554 | ERCT | ERCOT All | NG | 689.4 | 0.58231 | 3307759.17 | 17401707.757 | 46.0366 | 0.027836 | 0.005291 | EPA/NEI; Estimated using an emission factor | 29883868.349 | 79.0584
2021 | TX | Forney Power Plant | 55480 | ERCT | ERCOT All | NG | 1894.2 |  | 9027722 | 65597575.104 | 116.284 | 0.025762 | 0.0035454 | EPA/NEI | 65597575.104 | 116.284
2021 | TX | Fort Bliss (DEA EPIC) | 61887 | ERCT | ERCOT All | SUN | 2 |  | 4357 |  |  | 0 |  |  |  | 0
2021 | TX | Frankel | 65540 | ERCT | ERCOT All | DFO | 9
2021 | TX | Freeport Energy | 52120 | ERCT | ERCOT All | NG | 678.1 | 0.5491 | 3000328.55 | 17503958.086 | 49.832 | 0.033218 | 0.0056938 | EPA/NEI; Estimated using an emission factor | 31877351.32 | 90.7516
2021 | TX | Freeport Energy Center | 56152 | ERCT | ERCOT All | NG | 260 | 0.57282 | 1441865.2 | 7653972.1 | 20.5645 | 0.028525 | 0.0053736 | NEI avg EF - PM, fuel type, firing type | 13361853 | 35.9003
2021 | TX | Freeport LP Pretreatment Facility | 59145 | ERCT | ERCOT All | NG | 87 | 0.94292 | 684745 | 7715479.422 | 30.9256 | 0.090327 | 0.0080165 | NEI avg EF - PM, fuel type | 8182569 | 32.7978
2021 | TX | Freestone Power Generation | 55226 | ERCT | ERCOT All | NG | 1036 |  | 5796574 | 40853957.704 | 64.17 | 0.022141 | 0.0031414 | EPA/NEI | 40853957.704 | 64.17
2021 | TX | G.S.E. One LLC | 62505 | ERCT | ERCOT All | SUN | 83 |  | 54644 |  |  | 0 |  |  |  | 0
2021 | TX | Galloway 1 Solar Farm | 61920 | ERCT | ERCOT All | SUN | 250 |  | 114704 |  |  | 0 |  |  |  | 0
2021 | TX | Gambit Energy Storage - Angleton Storage | 64528 | ERCT | ERCOT All | MWH | 100 |  | -7201 | 0 |  | 0 |  |  | 0 | 0
2021 | TX | GCWA | 65541 | ERCT | ERCOT All | DFO | 7.2
2021 | TX | GE-Lubbock | 62642 | SPSO | SPP South | WND | 8.7 |  | 1733 |  |  | 0 |  |  |  | 0
2021 | TX | Goat Wind LP | 56754 | ERCT | ERCOT All | WND | 149.6 |  | 387833 |  |  | 0 |  |  |  | 0
2021 | TX | Golden Spread Panhandle Wnd Rch | 57866 | SPSO | SPP South | WND | 78.2 |  | 202345 |  |  | 0 |  |  |  | 0
2021 | TX | Goldsmith | 65542 | ERCT | ERCOT All | DFO | 9
2021 | TX | Goldthwaite Wind Energy Facility | 58321 | ERCT | ERCOT All | WND | 150 |  | 491351 |  |  | 0 |  |  |  | 0
2021 | TX | Gonzales Hydro Plant | 7394 | ERCT | ERCOT All | WAT | 0.9
2021 | TX | Goodyear Beaumont Chemical Plant | 54321 | SRMV | SERC Mississippi Valley | NG | 34.8 | 0.16699 | 269048 | 1479260.61 | 6.7541 | 0.050207 | 0.0091317 | NEI avg EF - PM, fuel type | 8858368.001 | 40.446
2021 | TX | Gopher Creek Wind Farm | 61417 | ERCT | ERCOT All | WND | 158 |  | 597774 |  |  | 0 |  |  |  | 0
2021 | TX | Graham | 3490 | ERCT | ERCOT All | NG | 634.7 |  | 279338 | 3241178.764 | 12.2125 | 0.087439 | 0.0075358 | EPA/NEI | 3241178.764 | 12.2125
2021 | TX | Grandview Wind Farm, LLC | 58596 | ERCT | ERCOT All | WND | 211.2 |  | 848767 |  |  | 0 |  |  |  | 0
2021 | TX | Granite Shoals | 3597 | ERCT | ERCOT All | WAT | 54 |  | 16199 |  |  | 0 |  |  |  | 0
2021 | TX | Greasewood Solar | 62804 | ERCT | ERCOT All | SUN | 255 |  | 548539 |  |  | 0 |  |  |  | 0
2021 | TX | Great Plains Windpark LLC | 56905 | SPSO | SPP South | WND | 114 |  | 185273 |  |  | 0 |  |  |  | 0
2021 | TX | Green Pastures Wind I | 59732 | ERCT | ERCOT All | WND | 150 |  | 400243 |  |  | 0 |  |  |  | 0
2021 | TX | Green Pastures Wind II | 59733 | ERCT | ERCOT All | WND | 150 |  | 430230 |  |  | 0 |  |  |  | 0
2021 | TX | Greens Bayou | 3464 | ERCT | ERCOT All | NG | 432 |  | 213273 | 3247792.8 | 10.7176 | 0.10051 | 0.0065999 | EPA/NEI | 3247792.8 | 10.7176
2021 | TX | Gregory Power Facility | 55086 | ERCT | ERCOT All | NG | 432 | 1 | 725762 | 6586893.89 | 28.001 | 0.077163 | 0.008502 | EPA/NEI | 6586893.89 | 28.001
2021 | TX | Griffin Solar | 62953 | ERCT | ERCOT All | SUN | 5 |  | 8931 |  |  | 0 |  |  |  | 0
2021 | TX | Griffin Trail Wind | 62411 | ERCT | ERCOT All | WND | 225.6 |  | 356216 |  |  | 0 |  |  |  | 0
2021 | TX | Guadalupe Generating Station | 55153 | ERCT | ERCOT All | NG | 1088.2 |  | 4816753 | 35921545.246 | 69.81 | 0.028986 | 0.0038868 | EPA/NEI | 35921545.246 | 69.81
2021 | TX | Gunsight Mountain Wind Energy LLC | 56776 | ERCT | ERCOT All | WND | 120 |  | 467533 |  |  | 0 |  |  |  | 0
2021 | TX | H 4 | 3583 | ERCT | ERCOT All | WAT | 2.4 |  | 3393 |  |  | 0 |  |  |  | 0
2021 | TX | H 5 | 3584 | ERCT | ERCOT All | WAT | 2.4
2021 | TX | H W Pirkey Power Plant | 7902 | SPSO | SPP South | LIG | 721 |  | 2689736 | 30822883.366 | 56.1 | 0.041714 | 0.0036402 | EPA/NEI | 30822883.366 | 56.1
2021 | TX | Hackberry Wind Farm | 56823 | ERCT | ERCOT All | WND | 165.6 |  | 383988 |  |  | 0 |  |  |  | 0
2021 | TX | Hal C Weaver Power Plant | 50118 | ERCT | ERCOT All | NG | 152.5 | 0.42082 | 326964.69 | 1653385.909 | 3.5965 | 0.021999 | 0.0043505 | EPA/NEI; Estimated using an emission factor | 3929003.566 | 8.5465
2021 | TX | Hale Community Wind Farm | 59247 | SPSO | SPP South | WND | 478 |  | 2056923 |  |  | 0 |  |  |  | 0
2021 | TX | Handley Generating Station | 3491 | ERCT | ERCOT All | NG | 1314.8 |  | 1085581 | 13023370.295 | 49.8142 | 0.091774 | 0.00765 | EPA/NEI | 13023370.295 | 49.8142
2021 | TX | Hardin County Peaking Facility | 56604 | SRMV | SERC Mississippi Valley | NG | 173 |  | 16837 | 331335.84 | 2.1905 | 0.2602 | 0.013222 | EPA/NEI | 331335.84 | 2.1905
2021 | TX | Harrington Station | 6193 | SPSO | SPP South | SUB | 1080 |  | 4880877 | 52668535.253 | 94.9786 | 0.038919 | 0.0036067 | EPA/NEI | 52668535.253 | 94.9786
2021 | TX | Harrison County Power Project | 55664 | SPSO | SPP South | NG | 570 |  | 2867642 | 20881050.415 | 54.54 | 0.038038 | 0.0052239 | EPA/NEI | 20881050.415 | 54.54
2021 | TX | Hays Energy Facility | 55144 | ERCT | ERCOT All | NG | 989 |  | 2777158 | 21325285.895 | 64.2965 | 0.046304 | 0.0060301 | EPA/NEI | 21325285.895 | 64.2965
2021 | TX | Heart of Texas Wind Project | 61032 | ERCT | ERCOT All | WND | 180 |  | 649426 |  |  | 0 |  |  |  | 0
2021 | TX | HEB00020 | 65261 | ERCT | ERCOT All | NG | 1.2 |  | 273.999 | 4125 | 0.00087037 | 0.0063531 | 0.000422 | Estimated using an emission factor | 4125 | 0.00087037
2021 | TX | HEB00028 | 65262 | ERCT | ERCOT All | NG | 1.2 |  | 395.001 | 5420.001 | 0.0011436 | 0.0057905 | 0.000422 | Estimated using an emission factor | 5420.001 | 0.0011436
2021 | TX | HEB00038 | 65263 | ERCT | ERCOT All | NG | 1.2 |  | 338.001 | 5322.999 | 0.0011232 | 0.0066459 | 0.000422 | Estimated using an emission factor | 5322.999 | 0.0011232
2021 | TX | HEB00054 | 65264 | ERCT | ERCOT All | NG | 1.2 |  | 243.999 | 3804 | 0.00080264 | 0.0065791 | 0.000422 | Estimated using an emission factor | 3804 | 0.00080264
2021 | TX | HEB00057 | 65265 | ERCT | ERCOT All | NG | 1.2 |  | 399.999 | 5787 | 0.0012211 | 0.0061053 | 0.000422 | Estimated using an emission factor | 5787 | 0.0012211
2021 | TX | HEB00070 | 65266 | ERCT | ERCOT All | NG | 1.2 |  | 291.999 | 4220.001 | 0.00089042 | 0.0060988 | 0.000422 | Estimated using an emission factor | 4220.001 | 0.00089042
2021 | TX | HEB00099 | 65267 | ERCT | ERCOT All | NG | 1.2 |  | 366 | 5172 | 0.0010913 | 0.0059633 | 0.000422 | Estimated using an emission factor | 5172 | 0.0010913
2021 | TX | HEB00109 | 65268 | ERCT | ERCOT All | NG | 1.2 |  | 317.001 | 4530.999 | 0.00095604 | 0.0060318 | 0.000422 | Estimated using an emission factor | 4530.999 | 0.00095604
2021 | TX | HEB00110 | 65269 | ERCT | ERCOT All | NG | 1.2 |  | 276 | 3915 | 0.00082606 | 0.005986 | 0.000422 | Estimated using an emission factor | 3915 | 0.00082606
2021 | TX | HEB00182 | 65274 | ERCT | ERCOT All | NG | 1.2 |  | 257.001 | 3269.001 | 0.00068976 | 0.0053678 | 0.000422 | Estimated using an emission factor | 3269.001 | 0.00068976
2021 | TX | HEB00292 | 65026 | ERCT | ERCOT All | NG | 1.2 |  | 372.399 | 5274.999 | 0.001113 | 0.0059776 | 0.000422 | Estimated using an emission factor | 5274.999 | 0.001113
2021 | TX | Heights | 64297 | ERCT | ERCOT All | MWH | 9.9
2021 | TX | Hidalgo Wind Farm II | 62618 | ERCT | ERCOT All | WND | 50.4 |  | 121029 |  |  | 0 |  |  |  | 0
2021 | TX | Hidalgo Wind Farm LLC | 57617 | ERCT | ERCOT All | WND | 250 |  | 671481 |  |  | 0 |  |  |  | 0
2021 | TX | High Lonesome Wind Power, LLC Hybrid | 62562 | ERCT | ERCOT All | WND | 499.5 |  | 1501835 |  |  | 0 |  |  |  | 0
2021 | TX | Highway 56 Solar | 61409 | ERCT | ERCOT All | SUN | 5.3 |  | 7160 |  |  | 0 |  |  |  | 0
2021 | TX | HO Clarke Generating | 63335 | ERCT | ERCOT All | NG | 484 |  | 235300 | 2884927.491 | 12.83 | 0.10905 | 0.0088945 | EPA/NEI | 2884927.491 | 12.83
2021 | TX | Hoef's Road Storage | 65838 | ERCT | ERCOT All | MWH | 2
2021 | TX | Holstein 1 Solar Farm | 61962 | ERCT | ERCOT All | SUN | 200 |  | 420672 |  |  | 0 |  |  |  | 0
2021 | TX | Horse Creek Wind Farm | 60339 | ERCT | ERCOT All | WND | 230 |  | 826082 |  |  | 0 |  |  |  | 0
2021 | TX | Horse Hollow Wind Energy Center | 56291 | ERCT | ERCOT All | WND | 735.5 |  | 2313973 |  |  | 0 |  |  |  | 0
2021 | TX | Houston Chemical Complex Battleground | 50043 | ERCT | ERCOT All | NG | 380.7 | 0.52779 | 1770090 | 10028923.445 | 24.435 | 0.027609 | 0.0048729 | EPA/NEI; Estimated using an emission factor | 19001855.25 | 46.297
2021 | TX | Houston Plant | 52065 | ERCT | ERCOT All | WH | 7.5 | 1 | 43650 |  |  | 0 |  |  |  | 0
2021 | TX | Hubbard Wind | 65048 | ERCT | ERCOT All | WND | 300 |  | 224147 |  |  | 0 |  |  |  | 0
2021 | TX | IKEA Grand Prairie Rooftop PV System | 61309 | ERCT | ERCOT All | SUN | 1.2 |  | 622 |  |  | 0 |  |  |  | 0
2021 | TX | IKEA Live Oak Rooftop PV System | 62152 | ERCT | ERCOT All | SUN | 1.7 |  | 1958 |  |  | 0 |  |  |  | 0
2021 | TX | IKEA Round Rock 027 | 58013 | ERCT | ERCOT All | SUN | 1.4 |  | 480 |  |  | 0 |  |  |  | 0
2021 | TX | Impact Solar 1 | 63222 | ERCT | ERCOT All | SUN | 198.5 |  | 269890 |  |  | 0 |  |  |  | 0
2021 | TX | Inadale Wind Farm LLC Hybrid | 56984 | ERCT | ERCOT All | WND | 206.9 |  | 460986 | 0 |  | 0 |  |  | 0 | 0
2021 | TX | Ingleside Cogeneration | 55313 | ERCT | ERCOT All | NG | 517 | 0.56606 | 2655468 | 14329347.413 | 35.4558 | 0.026704 | 0.0049487 | EPA/NEI; Estimated using an emission factor | 25314053.948 | 62.6359
2021 | TX | Inks | 3598 | ERCT | ERCOT All | WAT | 15 |  | 5520 |  |  | 0 |  |  |  | 0
2021 | TX | International Paper - Orange | 10425 | SRMV | SERC Mississippi Valley | BLQ | 48 | 0.098682 | 265890 | 1520280.143 | 7.1809 | 0.054014 | 0.0094468 | NEI avg EF - PM, fuel type | 15405875 | 72.7681
2021 | TX | International Paper Texarkana Mill | 54097 | SPSO | SPP South | BLQ | 65 | 0.10309 | 376941.8 | 2164378.561 | 6.8943 | 0.03658 | 0.0063707 | EPA/NEI; Estimated using an emission factor | 20995631.6 | 66.8789
2021 | TX | J K Spruce | 7097 | ERCT | ERCOT All | SUB | 1488.5 |  | 7329045 | 85463766.838 | 207.7793 | 0.0567 | 0.0048624 | EPA/NEI | 85463766.838 | 207.7793
2021 | TX | J Robert Massengale Generating Station | 3604 | ERCT | ERCOT All | NG | 84 |  | 62213 | 560154.164 | 1.8485 | 0.059425 | 0.0066 | EPA/NEI | 560154.164 | 1.8485
2021 | TX | J T Deely | 6181 | ERCT | ERCOT All | SUB | 932 |  | -5118 |  |  | 0
2021 | TX | Jack County Generation Facility | 55230 | ERCT | ERCOT All | NG | 1280 |  | 3657619 | 27204702.574 | 52.3 | 0.028598 | 0.0038449 | EPA/NEI | 27204702.574 | 52.3
2021 | TX | Jameson Gas Processing Plant | 55052 | ERCT | ERCOT All | NG | 1.8 |  | 15374 | 124317 | 0.026231 | 0.0034124 | 0.000422 | Estimated using an emission factor | 124317 | 0.026231
2021 | TX | Javelina Wind Energy II, LLC | 60645 | ERCT | ERCOT All | WND | 200 |  | 764958 |  |  | 0 |  |  |  | 0
2021 | TX | Javelina Wind Energy, LLC | 60104 | ERCT | ERCOT All | WND | 249.7 |  | 927307 |  |  | 0 |  |  |  | 0
2021 | TX | JCO Oxides Olefins Plant | 54637 | SRMV | SERC Mississippi Valley | NG | 73.8 | 0.40657 | 587354 | 2964356.333 | 11.8819 | 0.040459 | 0.0080165 | NEI avg EF - PM, fuel type | 7291059 | 29.2244
2021 | TX | Johnson County Generation Facility | 54817 | ERCT | ERCOT All | NG | 282.6 |  | 764224 | 6314357.596 | 20.65 | 0.054042 | 0.0065406 | EPA/NEI | 6314357.596 | 20.65
2021 | TX | Jones Station | 3482 | SPSO | SPP South | NG | 860.4 |  | 1194254 | 13237888.472 | 40.7894 | 0.068309 | 0.0061625 | EPA/NEI | 13237888.472 | 40.7894
2021 | TX | Jumbo Hill Wind Project | 62630 | ERCT | ERCOT All | WND | 160.7 |  | 596143 |  |  | 0 |  |  |  | 0
2021 | TX | Juno Solar Project | 63328 | ERCT | ERCOT All | SUN | 300 |  | 538146 |  |  | 0 |  |  |  | 0
2021 | TX | Karankawa Wind LLC | 61343 | ERCT | ERCOT All | WND | 307.1 |  | 927326 |  |  | 0 |  |  |  | 0
2021 | TX | Keechi Wind | 58838 | ERCT | ERCOT All | WND | 110 |  | 406371 |  |  | 0 |  |  |  | 0
2021 | TX | Kellam Solar | 62774 | ERCT | ERCOT All | SUN | 59 |  | 126420 |  |  | 0 |  |  |  | 0
2021 | TX | King Mountain Wind Ranch 1 | 55581 | ERCT | ERCOT All | WND | 278 |  | 504346 |  |  | 0 |  |  |  | 0
2021 | TX | Kingsberry Energy Storage System | 61741 | ERCT | ERCOT All | MWH | 1.5 |  | -174 | 0 |  | 0 |  |  | 0 | 0
2021 | TX | Knox Lee Power Plant | 3476 | SPSO | SPP South | NG | 351 |  | 185165 | 2116371.699 | 7.1 | 0.076688 | 0.0067096 | EPA/NEI | 2116371.699 | 7.1
2021 | TX | La Chalupa, LLC | 63624 | ERCT | ERCOT All | WND | 198.5 |  | 162613 |  |  | 0 |  |  |  | 0
2021 | TX | Lake Hubbard | 3452 | ERCT | ERCOT All | NG | 927.5 |  | 336127 | 4058492.865 | 15.3084 | 0.091087 | 0.0075439 | EPA/NEI | 4058492.865 | 15.3084
2021 | TX | Lamar Power Plant | 55097 | ERCT | ERCOT All | NG | 1112.6 |  | 6130571 | 43556229.276 | 77.945 | 0.025428 | 0.0035791 | EPA/NEI | 43556229.276 | 77.945
2021 | TX | Lamesa II | 61697 | ERCT | ERCOT All | SUN | 50 |  | 110237 |  |  | 0 |  |  |  | 0
2021 | TX | Lamesa Solar | 60372 | ERCT | ERCOT All | SUN | 102 |  | 212487 |  |  | 0 |  |  |  | 0
2021 | TX | Lampwick | 61872 | ERCT | ERCOT All | SUN | 7.5 |  | 16596 |  |  | 0 |  |  |  | 0
2021 | TX | Langford Wind Power | 57153 | ERCT | ERCOT All | WND | 150 |  | 395943 |  |  | 0 |  |  |  | 0
2021 | TX | Lapetus | 62448 | ERCT | ERCOT All | SUN | 100 |  | 214196 |  |  | 0 |  |  |  | 0
2021 | TX | LaPorte Generating Station | 55365 | ERCT | ERCOT All | NG | 236 |  | 97000 | 1287036.3 | 5.1588 | 0.10637 | 0.0080165 | NEI avg EF - PM, fuel type, firing type | 1287036.3 | 5.1588
2021 | TX | Laredo | 3439 | ERCT | ERCOT All | NG | 263.6 |  | 101847 | 975925.583 | 1.67 | 0.032794 | 0.0034224 | EPA/NEI | 975925.583 | 1.67
2021 | TX | Las Lomas Wind Project | 63101 | ERCT | ERCOT All | WND | 201.6 |  | 548967 |  |  | 0 |  |  |  | 0
2021 | TX | Las Majadas Wind Farm | 63739 | ERCT | ERCOT All | WND | 272.6 |  | 772215 |  |  | 0 |  |  |  | 0
2021 | TX | Leon Creek | 3609 | ERCT | ERCOT All | NG | 229.6 |  | 80355 | 869416.238 | 2.2558 | 0.056146 | 0.0051892 | EPA/NEI | 869416.238 | 2.2558
2021 | TX | Leon Solar | 61532 | ERCT | ERCOT All | SUN | 10 |  | 15371 |  |  | 0 |  |  |  | 0
2021 | TX | Lewis Creek | 3457 | SRMV | SERC Mississippi Valley | NG | 542.8 |  | 1298768 | 14212793.532 | 53.52 | 0.082417 | 0.0075312 | EPA/NEI | 14212793.532 | 53.52
2021 | TX | Lewisville | 794 | ERCT | ERCOT All | WAT | 2.8 |  | 0
2021 | TX | Lily Solar Hybrid | 63892 | ERCT | ERCOT All | SUN | 196.7 |  | 194385 | 0 |  | 0 |  |  | 0 | 0
2021 | TX | Limestone | 298 | ERCT | ERCOT All | SUB | 1849.8 |  | 5702129 | 62382478.092 | 360.263 | 0.12636 | 0.01155 | EPA/NEI | 62382478.092 | 360.263
2021 | TX | Little Pringle I Wind Farm | 57263 | ERCT | ERCOT All | WND | 10
2021 | TX | Little Pringle II Wind Farm | 57264 | ERCT | ERCOT All | WND | 10
2021 | TX | Live Oak Wind Project | 61782 | ERCT | ERCOT All | WND | 199.5 |  | 764606 |  |  | 0 |  |  |  | 0
2021 | TX | Llano Estacado Wind Ranch | 55579 | SPSO | SPP South | WND | 80 |  | 109598 |  |  | 0 |  |  |  | 0
2021 | TX | Lockett Windfarm | 62356 | ERCT | ERCOT All | WND | 183.8 |  | 747023 |  |  | 0 |  |  |  | 0
2021 | TX | Logans Gap Wind LLC | 59442 | ERCT | ERCOT All | WND | 200.1 |  | 650381 |  |  | 0 |  |  |  | 0
2021 | TX | Longhorn Wind | 58772 | ERCT | ERCOT All | WND | 200 |  | 755367 |  |  | 0 |  |  |  | 0
2021 | TX | Loop 463 | 64315 | ERCT | ERCOT All | MWH | 9.9
2021 | TX | Loraine Windpark Project LLC | 57303 | ERCT | ERCOT All | WND | 150 |  | 324203 |  |  | 0 |  |  |  | 0
2021 | TX | Lorenzo Wind | 59244 | SPSO | SPP South | WND | 80 |  | 334990 |  |  | 0 |  |  |  | 0
2021 | TX | Los Vientos V Wind Power | 60059 | ERCT | ERCOT All | WND | 110 |  | 323691 |  |  | 0 |  |  |  | 0
2021 | TX | Los Vientos Wind 1A | 57751 | ERCT | ERCOT All | WND | 200 |  | 364696 |  |  | 0 |  |  |  | 0
2021 | TX | Los Vientos Wind 1B | 57752 | ERCT | ERCOT All | WND | 201.6 |  | 466084 |  |  | 0 |  |  |  | 0
2021 | TX | Los Vientos Windpower III | 59320 | ERCT | ERCOT All | WND | 200 |  | 610955 |  |  | 0 |  |  |  | 0
2021 | TX | Los Vientos Windpower IV | 59321 | ERCT | ERCOT All | WND | 200 |  | 628704 |  |  | 0 |  |  |  | 0
2021 | TX | Lost Pines 1 | 55154 | ERCT | ERCOT All | NG | 609 |  | 2044595 | 14756259.574 | 36.16 | 0.035371 | 0.004901 | EPA/NEI | 14756259.574 | 36.16
2021 | TX | Magic Valley Generating Station | 55123 | ERCT | ERCOT All | NG | 801 |  | 2659512 | 19537277.744 | 40.71 | 0.030615 | 0.0041674 | EPA/NEI | 19537277.744 | 40.71
2021 | TX | Magic Valley Wind Farm I LLC | 57802 | ERCT | ERCOT All | WND | 203 |  | 495030 |  |  | 0 |  |  |  | 0
2021 | TX | Magnolia TX | 64298 | ERCT | ERCOT All | MWH | 9.9
2021 | TX | Majestic 1 Wind Farm | 56648 | SPSO | SPP South | WND | 79.5 |  | 352867 |  |  | 0 |  |  |  | 0
2021 | TX | Majestic II Wind | 58363 | ERCT | ERCOT All | WND | 79.6 |  | 326681 |  |  | 0 |  |  |  | 0
2021 | TX | Marble Falls | 3599 | ERCT | ERCOT All | WAT | 39.6 |  | 11338 |  |  | 0 |  |  |  | 0
2021 | TX | Mariah del Norte | 59005 | ERCT | ERCOT All | WND | 230.4 |  | 849887 |  |  | 0 |  |  |  | 0
2021 | TX | Marlin Solar | 61513 | ERCT | ERCOT All | SUN | 5.3 |  | 9840 |  |  | 0 |  |  |  | 0
2021 | TX | Mars Solar | 63027 | ERCT | ERCOT All | SUN | 10 |  | 24698 |  |  | 0 |  |  |  | 0
2021 | TX | Marshall Ford | 3600 | ERCT | ERCOT All | WAT | 108 |  | 32184.999 |  |  | 0 |  |  |  | 0
2021 | TX | Martin Lake | 6146 | ERCT | ERCOT All | SUB | 2379.6 |  | 13179510 | 136034113.791 | 995.032 | 0.151 | 0.014629 | EPA/NEI | 136034113.791 | 995.032
2021 | TX | Maryneal Windpower | 62836 | ERCT | ERCOT All | WND | 182.4 |  | 177737 |  |  | 0 |  |  |  | 0
2021 | TX | McAdoo Wind Energy LLC | 56773 | ERCT | ERCOT All | WND | 150 |  | 408447 |  |  | 0 |  |  |  | 0
2021 | TX | Mckeever | 65543 | ERCT | ERCOT All | DFO | 9
2021 | TX | Mesquite Creek LFGTE Project | 57167 | ERCT | ERCOT All | LFG | 3.2 |  | 23764 | 261057 | 1.9188 | 0.16149 | 0.0147 | Estimated using an emission factor | 261057 | 1.9188
2021 | TX | Mesquite Creek Wind | 59332 | ERCT | ERCOT All | WND | 211.2 |  | 627586 |  |  | 0 |  |  |  | 0
2021 | TX | Mesquite Star | 62587 | ERCT | ERCOT All | WND | 418.9 |  | 1244025 |  |  | 0 |  |  |  | 0
2021 | TX | Mesquite Wind Power LLC | 56395 | ERCT | ERCOT All | WND | 200 |  | 476708 |  |  | 0 |  |  |  | 0
2021 | TX | Mesteno | 62258 | ERCT | ERCOT All | WND | 201.6 |  | 396684 |  |  | 0 |  |  |  | 0
2021 | TX | Miami Wind Energy Center | 58765 | ERCT | ERCOT All | WND | 288.6 |  | 1020586 |  |  | 0 |  |  |  | 0
2021 | TX | Midlothian Energy | 55091 | ERCT | ERCOT All | NG | 1734 |  | 4070826 | 31743314.582 | 112.181 | 0.055115 | 0.007068 | EPA/NEI | 31743314.582 | 112.181
2021 | TX | Midway Solar - TX | 61368 | ERCT | ERCOT All | SUN | 182 |  | 354554 |  |  | 0 |  |  |  | 0
2021 | TX | Midway Wind, LLC | 61776 | ERCT | ERCOT All | WND | 162.9 |  | 445366 |  |  | 0 |  |  |  | 0
2021 | TX | Misae Solar | 62249 | ERCT | ERCOT All | SUN | 240 |  | 473764 |  |  | 0 |  |  |  | 0
2021 | TX | Mont Belvieu Cogeneration Unit | 57322 | ERCT | ERCOT All | NG | 15 | 0.30583 | 85928 | 459689.554 | 1.8426 | 0.042886 | 0.0080165 | NEI avg EF - PM, fuel type | 1503076 | 6.0247
2021 | TX | Montana Power Station | 58562 | AZNM | WECC Southwest | NG | 527.2 |  | 779175 | 7628556.903 | 26.6796 | 0.068482 | 0.0069947 | EPA/NEI | 7628556.903 | 26.6796
2021 | TX | Montana Solar Facility | 60300 | AZNM | WECC Southwest | SUN | 3 |  | 7918 |  |  | 0 |  |  |  | 0
2021 | TX | Montgomery County Power Station | 60925 | SRMV | SERC Mississippi Valley | NG | 1000 |  | 5203084 | 36784027.504 | 35.48 | 0.013638 | 0.0019291 | EPA/NEI | 36784027.504 | 35.48
2021 | TX | Morgan Creek | 3492 | ERCT | ERCOT All | NG | 536.4 |  | 62986.998 | 880083.1 | 9.8208 | 0.31184 | 0.022318 | EPA/NEI | 880083.1 | 9.8208
2021 | TX | Motiva Enterprises Port Arthur Refinery | 50973 | SRMV | SERC Mississippi Valley | NG | 276.8 | 0.02092 | 90262 | 648398.936 | 0.31307 | 0.006937 | 0.00096568 | EPA/NEI; Estimated using an emission factor | 30994058.796 | 14.9652
2021 | TX | Mountain Creek Generating Station | 3453 | ERCT | ERCOT All | NG | 852.2 |  | 505148 | 6417253.315 | 24.3771 | 0.096515 | 0.0075974 | EPA/NEI | 6417253.315 | 24.3771
2021 | TX | Mustang Station | 55065 | SPSO | SPP South | NG | 521 |  | 579911 | 6226967.822 | 20.549 | 0.070869 | 0.0066 | EPA/NEI | 6226967.822 | 20.549
2021 | TX | Mustang Station (56326) | 56326 | SPSO | SPP South | NG | 472.1 |  | 401491.999 | 4476430.244 | 20.0074 | 0.099665 | 0.008939 | EPA/NEI | 4476430.244 | 20.0074
2021 | TX | N. Mary Francis | 65544 | ERCT | ERCOT All | DFO | 9
2021 | TX | Nacogdoches Generating Facility | 55708 | ERCT | ERCOT All | WDS | 114 |  | 161066 | 3059940.807 | 1.5281 | 0.018975 | 0.00099878 | EPA/NEI | 3059940.807 | 1.5281
2021 | TX | NAFTA Region Olefins Complex | 55122 | SRMV | SERC Mississippi Valley | NG | 83.2 | 0.39543 | 500453 | 5410666.149 | 21.6873 | 0.086671 | 0.0080165 | EPA/NEI; Estimated using an emission factor | 13682984 | 54.8448
2021 | TX | NASA Johnson Space Center CHP | 62762 | ERCT | ERCOT All | NG | 11.2 | 0.88189 | 83567 | 894327.42 | 3.5847 | 0.085792 | 0.0080165 | NEI avg EF - PM, fuel type | 1014098 | 4.0648
2021 | TX | Nelson Gardens Landfill Gas to Energy | 59649 | ERCT | ERCOT All | LFG | 4.4 |  | 12900 | 157531 | 1.1579 | 0.17951 | 0.0147 | Estimated using an emission factor | 157531 | 1.1579
2021 | TX | NET Power La Porte Station | 60910 | ERCT | ERCOT All | NG | 25.5 |  |  | 5380 | 0.021564 |  | 0.0080165 | NEI avg EF - PM, fuel type, firing type | 5380 | 0.021564
2021 | TX | Newman Power Station | 3456 | AZNM | WECC Southwest | NG | 882 |  | 2982048 | 30369087.882 | 56.9428 | 0.03819 | 0.0037501 | EPA/NEI | 30369087.882 | 56.9428
2021 | TX | Newman Solar | 59407 | AZNM | WECC Southwest | SUN | 10.5 |  | 26014 |  |  | 0 |  |  |  | 0
2021 | TX | Niagara Bottling - Seguin | 64389 | ERCT | ERCOT All | SUN | 4.9 |  | 195 |  |  | 0 |  |  |  | 0
2021 | TX | Nichols Station | 3484 | SPSO | SPP South | NG | 474.7 |  | 582238 | 7346873.261 | 27.1937 | 0.093411 | 0.0074028 | EPA/NEI | 7346873.261 | 27.1937
2021 | TX | Nolte | 3585 | ERCT | ERCOT All | WAT | 2.4 |  | 5066 |  |  | 0 |  |  |  | 0
2021 | TX | North Fork TX | 64317 | ERCT | ERCOT All | MWH | 100 |  | 934 | 0 |  | 0 |  |  | 0 | 0
2021 | TX | North Gainesville Solar | 61514 | ERCT | ERCOT All | SUN | 5.2 |  | 6806 |  |  | 0 |  |  |  | 0
2021 | TX | Notrees Windpower Hybrid | 56961 | ERCT | ERCOT All | WND | 188.5 |  | 313923 | 0 |  | 0 |  |  | 0 | 0
2021 | TX | NRG Elbow Creek Energy Storage Project | 61362 | ERCT | ERCOT All | MWH | 2 |  | -87 | 0 |  | 0 |  |  | 0 | 0
2021 | TX | Nueces Bay | 3441 | ERCT | ERCOT All | NG | 730.2 |  | 1440690 | 11085308.612 | 52.43 | 0.072785 | 0.0094594 | EPA/NEI | 11085308.612 | 52.43
2021 | TX | NWP Indian Mesa Wind Farm | 55747 | ERCT | ERCOT All | WND | 82.5 |  | 218740 |  |  | 0 |  |  |  | 0
2021 | TX | O W Sommers | 3611 | ERCT | ERCOT All | NG | 892 |  | 1166289 | 13756500.922 | 51.4115 | 0.088163 | 0.0074745 | EPA/NEI | 13756500.922 | 51.4115
2021 | TX | Oak Grove | 6180 | ERCT | ERCOT All | RC | 1795.4 |  | 12334134 | 126761667.895 | 1890.1603 | 0.30649 | 0.029822 | EPA/NEI | 126761667.895 | 1890.1603
2021 | TX | Oberon IA | 62933 | ERCT | ERCOT All | SUN | 150 |  | 337682 |  |  | 0 |  |  |  | 0
2021 | TX | Oberon IB | 62932 | ERCT | ERCOT All | SUN | 30 |  | 63148 |  |  | 0 |  |  |  | 0
2021 | TX | OCI Alamo 2, LLC | 58716 | ERCT | ERCOT All | SUN | 4.4 |  | 7907 |  |  | 0 |  |  |  | 0
2021 | TX | OCI Alamo 3 LLC | 59204 | ERCT | ERCOT All | SUN | 5.5 |  | 10694 |  |  | 0 |  |  |  | 0
2021 | TX | OCI Alamo 4, LLC | 58717 | ERCT | ERCOT All | SUN | 39.6 |  | 76809 |  |  | 0 |  |  |  | 0
2021 | TX | OCI Alamo 5 LLC | 59205 | ERCT | ERCOT All | SUN | 100 |  | 201977 |  |  | 0 |  |  |  | 0
2021 | TX | OCI Alamo 7 LLC | 59207 | ERCT | ERCOT All | SUN | 100 |  | 250659 |  |  | 0 |  |  |  | 0
2021 | TX | OCI Alamo Solar I Hybrid | 58537 | ERCT | ERCOT All | SUN | 41.7 |  | 83524 | 0 |  | 0 |  |  | 0 | 0
2021 | TX | Ocotillo Windpower | 56959 | ERCT | ERCOT All | WND | 58.8 |  | 30670 |  |  | 0 |  |  |  | 0
2021 | TX | Odessa | 64294 | ERCT | ERCOT All | MWH | 9.9
2021 | TX | Odessa Ector Generating Station | 55215 | ERCT | ERCOT All | NG | 1152.8 |  | 4273240 | 29921185.91 | 36.3549 | 0.017015 | 0.00243 | EPA/NEI | 29921185.91 | 36.3549
2021 | TX | Odyssey Energy Altura Cogen, LLC | 50815 | ERCT | ERCOT All | NG | 643.6 | 0.48534 | 3248923 | 18166597.504 | 34.6929 | 0.021357 | 0.0038194 | EPA/NEI | 37430979.66 | 71.4822
2021 | TX | Old Settler Wind | 60366 | ERCT | ERCOT All | WND | 151.2 |  | 471031 |  |  | 0 |  |  |  | 0
2021 | TX | Oxy Renewable Energy - Goldsmith | 63388 | ERCT | ERCOT All | SUN | 16.8 |  | 40447 |  |  | 0 |  |  |  | 0
2021 | TX | Oyster Creek Unit VIII | 54676 | ERCT | ERCOT All | NG | 497.9 | 0.63439 | 2503442 | 28017577.605 | 82.3961 | 0.065826 | 0.0058817 | EPA/NEI; Estimated using an emission factor | 44164352.001 | 129.8818
2021 | TX | Palmas Wind, LLC | 61773 | ERCT | ERCOT All | WND | 144.9 |  | 271892 |  |  | 0 |  |  |  | 0
2021 | TX | Palo Duro Wind | 59475 | SPSO | SPP South | WND | 249.9 |  | 1028778 |  |  | 0 |  |  |  | 0
2021 | TX | Panda Sherman Power Station | 58005 | ERCT | ERCOT All | NG | 803.2 |  | 2299646 | 16791801.856 | 12.7706 | 0.011107 | 0.0015211 | EPA/NEI | 16791801.856 | 12.7706
2021 | TX | Panda Temple Power Station | 58001 | ERCT | ERCOT All | NG | 1606.4 |  | 5701081 | 45216799.565 | 46.8258 | 0.016427 | 0.0020712 | EPA/NEI | 45216799.565 | 46.8258
2021 | TX | Pantex | 58404 | SPSO | SPP South | WND | 11.5 |  | 43392 |  |  | 0 |  |  |  | 0
2021 | TX | Panther Creek Wind Farm I | 56920 | ERCT | ERCOT All | WND | 142.5 |  | 528796 |  |  | 0 |  |  |  | 0
2021 | TX | Panther Creek Wind Farm II | 56921 | ERCT | ERCOT All | WND | 115.5 |  | 409637 |  |  | 0 |  |  |  | 0
2021 | TX | Panther Creek Wind Farm Three | 56979 | ERCT | ERCOT All | WND | 215.5 |  | 529964 |  |  | 0 |  |  |  | 0
2021 | TX | Papalote Creek I LLC | 56983 | ERCT | ERCOT All | WND | 180 |  | 444077 |  |  | 0 |  |  |  | 0
2021 | TX | Papalote Creek II LLC | 57212 | ERCT | ERCOT All | WND | 200.1 |  | 424258 |  |  | 0 |  |  |  | 0
2021 | TX | Paris Energy Center | 50109 | ERCT | ERCOT All | NG | 265.6 |  | 562512 | 5008335.03 | 16.4206 | 0.058383 | 0.0065573 | EPA/NEI | 5008335.03 | 16.4206
2021 | TX | Pasadena Power Plant | 55047 | ERCT | ERCOT All | NG | 815 | 0.92546 | 3440527 | 25196439.114 | 34.9641 | 0.020325 | 0.0027753 | EPA/NEI | 27225716.006 | 37.78
2021 | TX | Patriot Wind Farm | 58614 | ERCT | ERCOT All | WND | 226.1 |  | 563256 |  |  | 0 |  |  |  | 0
2021 | TX | Pattern Gulf Wind | 56661 | ERCT | ERCOT All | WND | 283.2 |  | 565659 |  |  | 0 |  |  |  | 0
2021 | TX | Pattern Panhandle Wind 2 LLC | 58720 | ERCT | ERCOT All | WND | 181.7 |  | 645860 |  |  | 0 |  |  |  | 0
2021 | TX | Pattern Panhandle Wind LLC | 58242 | ERCT | ERCOT All | WND | 218 |  | 623134 |  |  | 0 |  |  |  | 0
2021 | TX | Pearl Solar | 60682 | ERCT | ERCOT All | SUN | 50 |  | 84384 |  |  | 0 |  |  |  | 0
2021 | TX | Pearsall | 3630 | ERCT | ERCOT All | NG | 201.6 |  | 377418 | 3214198.992 | 0.6782 | 0.0035939 | 0.000422 | Estimated using an emission factor | 3214198.992 | 0.6782
2021 | TX | Penascal II Wind Project LLC | 57095 | ERCT | ERCOT All | WND | 201.6 |  | 252356 |  |  | 0 |  |  |  | 0
2021 | TX | Penascal Wind Power LLC | 56795 | ERCT | ERCOT All | WND | 201.6 |  | 272207 |  |  | 0 |  |  |  | 0
2021 | TX | Permian Basin | 3494 | ERCT | ERCOT All | NG | 447 |  | 67092 | 886824.934 | 9.2746 | 0.27647 | 0.020916 | EPA/NEI | 886824.934 | 9.2746
2021 | TX | Peyton Creek Wind Farm LLC | 62417 | ERCT | ERCOT All | WND | 151.2 |  | 370299 |  |  | 0 |  |  |  | 0
2021 | TX | Phantom Solar | 60774 | ERCT | ERCOT All | SUN | 15.4 |  | 23822 |  |  | 0 |  |  |  | 0
2021 | TX | Phelps Dodge Refining | 54628 | AZNM | WECC Southwest | NG | 19.6 | 0.34707 | 51915.999 | 282440.783 | 1.1321 | 0.043613 | 0.0080165 | NEI avg EF - PM, fuel type | 813787.001 | 3.2619
2021 | TX | Phoebe Solar | 61906 | ERCT | ERCOT All | SUN | 250 |  | 548276 |  |  | 0 |  |  |  | 0
2021 | TX | Plant X | 3485 | SPSO | SPP South | NG | 434.4 |  | 341813 | 4005157.715 | 15.5764 | 0.09114 | 0.0077782 | EPA/NEI; Estimated using an emission factor | 4005157.715 | 15.5764
2021 | TX | Pleasant Hill Wind Energy Project | 59417 | SPSO | SPP South | WND | 20 |  | 24434 |  |  | 0 |  |  |  | 0
2021 | TX | Port Arthur Texas Refinery | 10568 | SRMV | SERC Mississippi Valley | NG | 38.4 | 0.34536 | 230008 | 1171660.394 | 4.6963 | 0.040836 | 0.0080165 | NEI avg EF - PM, fuel type | 3392527 | 13.5981
2021 | TX | Port Comfort Peaking Facility | 60459 | ERCT | ERCOT All | NG | 121 |  | 62309 | 654163.597 | 2.6221 | 0.084163 | 0.0080165 | NEI avg EF - PM, fuel type, firing type | 654163.597 | 2.6221
2021 | TX | Port Neches | 54748 | SRMV | SERC Mississippi Valley | NG | 38 | 1 | 0 | 0 | 0 |  |  | EPA/NEI; Estimated using an emission factor | 0 | 0
2021 | TX | Porterhouse Wind (4) LLC | 56560 | SPSO | SPP South | WND | 79.8 |  | 22229 |  |  | 0 |  |  |  | 0
2021 | TX | Post Oak Wind LLC | 56483 | ERCT | ERCOT All | WND | 200 |  | 477786 |  |  | 0 |  |  |  | 0
2021 | TX | Post Wind Farm LP | 56457 | ERCT | ERCOT All | WND | 84 |  | 196105 |  |  | 0 |  |  |  | 0
2021 | TX | Power Lane Steam Plant | 4195 | ERCT | ERCOT All | NG | 112.2 |  | 47123.999 | 304053.825 | 1.5875 | 0.067375 | 0.010442 | EPA/NEI | 304053.825 | 1.5875
2021 | TX | Power Station 4 | 52132 | ERCT | ERCOT All | NG | 191.1 | 0.39887 | 298472 | 1719951.73 | 4.2324 | 0.028361 | 0.0049215 | EPA/NEI; Estimated using an emission factor | 4312070.946 | 10.611
2021 | TX | PowerFin Kingsbery | 61700 | ERCT | ERCOT All | SUN | 2.6 |  | 3921 |  |  | 0 |  |  |  | 0
2021 | TX | Prairie Hill Wind Project | 63100 | ERCT | ERCOT All | WND | 300 |  | 764773 |  |  | 0 |  |  |  | 0
2021 | TX | Prospect Storage | 62753 | ERCT | ERCOT All | MWH | 9.9 |  | -157 | 0 |  | 0 |  |  | 0 | 0
2021 | TX | Prospero Solar | 62755 | ERCT | ERCOT All | SUN | 300 |  | 656636 |  |  | 0 |  |  |  | 0
2021 | TX | Prospero Solar II | 64325 | ERCT | ERCOT All | SUN | 250 |  | 199041 |  |  | 0 |  |  |  | 0
2021 | TX | PRSI FCC Generator | 58069 | ERCT | ERCOT All | PC | 4.7 | 0 | 0
2021 | TX | PYCO Industries, Inc. Wind Farm | 61848 | ERCT | ERCOT All | WND | 10 |  | 3674 |  |  | 0 |  |  |  | 0
2021 | TX | Pyron Wind Farm LLC Hybrid | 56981 | ERCT | ERCOT All | WND | 258.9 |  | 653854 | 0 |  | 0 |  |  | 0 | 0
2021 | TX | Quail Run Energy Center | 56349 | ERCT | ERCOT All | NG | 550.4 |  | 497061 | 4568310.005 | 13.5939 | 0.054697 | 0.0059514 | EPA/NEI | 4568310.005 | 13.5939
2021 | TX | R W Miller | 3628 | ERCT | ERCOT All | NG | 603.6 |  | 256641 | 2960205.784 | 14.0632 | 0.10959 | 0.0095015 | EPA/NEI; Estimated using an emission factor | 2960205.784 | 14.0632
2021 | TX | Rabbit Hill Energy Storage Project | 60649 | ERCT | ERCOT All | MWH | 9.9 |  | -769 | 0 |  | 0 |  |  | 0 | 0
2021 | TX | Ralls Wind Farm | 57474 | SPSO | SPP South | WND | 10 |  | 17245 |  |  | 0 |  |  |  | 0
2021 | TX | Rambler | 62141 | ERCT | ERCOT All | SUN | 200 |  | 422285 |  |  | 0 |  |  |  | 0
2021 | TX | Ranchero Wind Farm LLC | 62259 | ERCT | ERCOT All | WND | 300 |  | 1176529 |  |  | 0 |  |  |  | 0
2021 | TX | Ranchtown | 64319 | ERCT | ERCOT All | MWH | 9.9
2021 | TX | Rattlesnake Den | 59943 | ERCT | ERCOT All | WND | 207.2 |  | 685735 |  |  | 0 |  |  |  | 0
2021 | TX | Rattlesnake Power, LLC | 60743 | ERCT | ERCOT All | WND | 160 |  | 548710 |  |  | 0 |  |  |  | 0
2021 | TX | Ray Olinger | 3576 | ERCT | ERCOT All | NG | 427.7 |  | 65840 | 878979.15 | 3.2024 | 0.09728 | 0.0072867 | EPA/NEI; Estimated using an emission factor | 878979.15 | 3.2024
2021 | TX | Raymond Wind Farm, LLC | 62909 | ERCT | ERCOT All | WND | 200.2 |  | 310618 |  |  | 0 |  |  |  | 0
2021 | TX | RC Thomas Hydroelectric Project | 58645 | SRMV | SERC Mississippi Valley | WAT | 26.7 |  | 93953.001 |  |  | 0 |  |  |  | 0
2021 | TX | RE Maplewood | 61346 | ERCT | ERCOT All | SUN | 250 |  | 263846 |  |  | 0 |  |  |  | 0
2021 | TX | RE Roserock | 59994 | ERCT | ERCOT All | SUN | 160 |  | 347715 |  |  | 0 |  |  |  | 0
2021 | TX | Red Gate Power Plant | 59391 | ERCT | ERCOT All | NG | 224.4 |  | 400595.004 | 3580875.996 | 0.75556 | 0.0037722 | 0.000422 | Estimated using an emission factor | 3580875.996 | 0.75556
2021 | TX | Reloj del Sol Wind Farm | 62207 | ERCT | ERCOT All | WND | 209.4 |  | 449222 |  |  | 0 |  |  |  | 0
2021 | TX | Rentech Nitrogen Pasadena Cogeneration | 58870 | ERCT | ERCOT All | WH | 15.4 | 1 | 52894 |  |  | 0 |  |  |  | 0
2021 | TX | Ribeye Wind (11) LLC | 56835 | SPSO | SPP South | WND | 10 |  | 4549 |  |  | 0 |  |  |  | 0
2021 | TX | Rice University | 50054 | ERCT | ERCOT All | NG | 6.9 | 0.30324 | 20575 | 112142.722 | 0.4495 | 0.043693 | 0.0080165 | NEI avg EF - PM, fuel type | 369815 | 1.4823
2021 | TX | Ridge Rd | 65573 | ERCT | ERCOT All | DFO | 9
2021 | TX | Rio Bravo Windpower, LLC | 61865 | ERCT | ERCOT All | WND | 237.6 |  | 684790 |  |  | 0 |  |  |  | 0
2021 | TX | Rio Grande Valley Sugar Growers | 54338 | ERCT | ERCOT All | AB | 24.9 | 0.001886 | 419 | 2491.784 |  |  |  |  | 1321247
2021 | TX | Rio Nogales Power Project, LP | 55137 | ERCT | ERCOT All | NG | 940.2 |  | 4063560 | 28781458.396 | 66.1973 | 0.032581 | 0.0046 | EPA/NEI | 28781458.396 | 66.1973
2021 | TX | Roadrunner, LLC Hybrid | 62561 | ERCT | ERCOT All | SUN | 400 |  | 984685 |  |  | 0 |  |  |  | 0
2021 | TX | Robert D Willis | 7200 | ERCT | ERCOT All | WAT | 8
2021 | TX | Robert Mueller Energy Center | 56374 | ERCT | ERCOT All | NG | 6.1 | 0.69903 | 23573 | 230509.645 | 0.94273 | 0.079984 | 0.0081795 | EPA/NEI; Estimated using an emission factor | 329754 | 1.3486
2021 | TX | Rocksprings | 60217 | ERCT | ERCOT All | WND | 149.3 |  | 471817 |  |  | 0 |  |  |  | 0
2021 | TX | Roland C. Dansby Power Plant | 6243 | ERCT | ERCOT All | NG | 203.2 |  | 185286 | 2520360.495 | 9.2593 | 0.099946 | 0.0073476 | EPA/NEI | 2520360.495 | 9.2593
2021 | TX | Roscoe Wind Farm LLC | 56593 | ERCT | ERCOT All | WND | 209 |  | 478683 |  |  | 0 |  |  |  | 0
2021 | TX | Route 66 Wind Plant | 58681 | ERCT | ERCOT All | WND | 150 |  | 463168 |  |  | 0 |  |  |  | 0
2021 | TX | Sabine | 3459 | SRMV | SERC Mississippi Valley | NG | 1811.8 |  | 3290393 | 35372061.777 | 130.04 | 0.079042 | 0.0073527 | EPA/NEI | 35372061.777 | 130.04
2021 | TX | Sage Draw Wind | 62620 | ERCT | ERCOT All | WND | 338.4 |  | 1191003 |  |  | 0 |  |  |  | 0
2021 | TX | Salt Fork Wind Project, LLC | 60657 | ERCT | ERCOT All | WND | 174 |  | 692883 |  |  | 0 |  |  |  | 0
2021 | TX | Sam Rayburn Dam | 6413 | ERCT | ERCOT All | WAT | 52 |  | 154518 |  |  | 0 |  |  |  | 0
2021 | TX | Sam Rayburn Plant | 3631 | ERCT | ERCOT All | NG | 215.2 |  | 215015 | 2117400.264 | 7.1639 | 0.066636 | 0.0067667 | EPA/NEI | 2117400.264 | 7.1639
2021 | TX | Sam Seymour | 6179 | ERCT | ERCOT All | RC | 1690 |  | 10281366 | 114573252.402 | 882.4527 | 0.17166 | 0.015404 | EPA/NEI | 114573252.402 | 882.4527
2021 | TX | San Jacinto County Peaking Facility | 56603 | SRMV | SERC Mississippi Valley | NG | 170 |  | 168113 | 2156264.548 | 14.3385 | 0.17058 | 0.013299 | EPA/NEI | 2156264.548 | 14.3385
2021 | TX | San Jacinto Steam Electric Station | 7325 | ERCT | ERCOT All | NG | 176.4 | 1 | 840149 | 11642397.279 | 66.8256 | 0.15908 | 0.01148 | EPA/NEI | 11642397.279 | 66.8256
2021 | TX | San Miguel | 6183 | ERCT | ERCOT All | LIG | 410 |  | 1903062 | 23705760.403 | 56.8938 | 0.059792 | 0.0048 | EPA/NEI | 23705760.403 | 56.8938
2021 | TX | San Roman Wind I, LLC | 59712 | ERCT | ERCOT All | WND | 95.3 |  | 200366 |  |  | 0 |  |  |  | 0
2021 | TX | Sand Bluff Wind Farm | 56479 | ERCT | ERCOT All | WND | 90 |  | 59561 |  |  | 0 |  |  |  | 0
2021 | TX | Sand Hill Energy Center | 7900 | ERCT | ERCOT All | NG | 696.4 |  | 1370225 | 11558998.93 | 18.4164 | 0.026881 | 0.0031865 | EPA/NEI | 11558998.93 | 18.4164
2021 | TX | Sandy Creek Energy Station | 56611 | ERCT | ERCOT All | SUB | 1008 |  | 5385695 | 56670751.228 | 393.13 | 0.14599 | 0.013874 | EPA/NEI | 56670751.228 | 393.13
2021 | TX | Santa Rita East | 62038 | ERCT | ERCOT All | WND | 302.4 |  | 1198022 |  |  | 0 |  |  |  | 0
2021 | TX | Santa Rita Wind Energy | 60987 | ERCT | ERCOT All | WND | 300 |  | 1205711 |  |  | 0 |  |  |  | 0
2021 | TX | Santa Rosa | 65574 | ERCT | ERCOT All | DFO | 9
2021 | TX | Scurry County Wind II | 56775 | ERCT | ERCOT All | WND | 120 |  | 213981 |  |  | 0 |  |  |  | 0
2021 | TX | Scurry County Wind LP | 56506 | ERCT | ERCOT All | WND | 130.5 |  | 252307 |  |  | 0 |  |  |  | 0
2021 | TX | Seadrift Coke LP | 10167 | ERCT | ERCOT All | PC | 7.6 | 0.26776 | 50307 | 362741.915 | 2.982 | 0.11855 | 0.016441 | NEI avg EF - PM, fuel type | 1354726 | 11.1367
2021 | TX | Security | 55556 | SRMV | SERC Mississippi Valley | LFG | 3.4 |  | 0
2021 | TX | Senate Wind LLC | 57981 | ERCT | ERCOT All | WND | 150 |  | 480504 |  |  | 0 |  |  |  | 0
2021 | TX | Sendero | 59654 | ERCT | ERCOT All | WND | 78 |  | 260511 |  |  | 0 |  |  |  | 0
2021 | TX | Seymour Hills Wind Project, LLC | 62227 | ERCT | ERCOT All | WND | 30.2 |  | 139857 |  |  | 0 |  |  |  | 0
2021 | TX | Shannon Wind | 59034 | ERCT | ERCOT All | WND | 204 |  | 535598 |  |  | 0 |  |  |  | 0
2021 | TX | Shell Deer Park | 50304 | ERCT | ERCOT All | NG | 274 | 0.74227 | 1491273 | 14310984.178 | 50.8515 | 0.068199 | 0.0071066 | EPA/NEI; Estimated using an emission factor | 19279970 | 68.5079
2021 | TX | Sherbino I Wind Farm | 56779 | ERCT | ERCOT All | WND | 150 |  | 0
2021 | TX | Sherbino II | 57415 | ERCT | ERCOT All | WND | 132 |  | 536279 |  |  | 0 |  |  |  | 0
2021 | TX | Signal Hill Generating LLC | 50127 | ERCT | ERCOT All | NG | 80 |  | 4252 | 64019.027 | 0.172 | 0.080905 | 0.0053736 | EPA/NEI; Estimated using an emission factor | 64019.027 | 0.172
2021 | TX | Silas Ray | 3559 | ERCT | ERCOT All | NG | 142.5 |  | 76585 | 909388.569 | 0.3 | 0.0078344 | 0.00065978 | EPA/NEI | 909388.569 | 0.3
2021 | TX | Silver Star I Wind Power Project | 56771 | ERCT | ERCOT All | WND | 52.8 |  | 210675 |  |  | 0 |  |  |  | 0
2021 | TX | Sim Gideon | 3601 | ERCT | ERCOT All | NG | 623 |  | 662018 | 7150194.462 | 26.9919 | 0.081544 | 0.00755 | EPA/NEI | 7150194.462 | 26.9919
2021 | TX | Sky Global Power One | 59938 | ERCT | ERCOT All | NG | 51 |  | 51199.998 | 482403 | 0.10179 | 0.0039761 | 0.000422 | Estimated using an emission factor | 482403 | 0.10179
2021 | TX | Snider Industries | 50141 | SPSO | SPP South | WDS | 5 | 0.13081 | 11175 | 75035.695 | 0.38941 | 0.069693 | 0.010379 | NEI avg EF - PM, fuel type | 573626 | 2.9769
2021 | TX | Snyder Wind Farm | 56602 | ERCT | ERCOT All | WND | 63 |  | 1538 |  |  | 0 |  |  |  | 0
2021 | TX | SolaireHolman Solar Project | 60989 | ERCT | ERCOT All | SUN | 50 |  | 118184 |  |  | 0 |  |  |  | 0
2021 | TX | South Houston Green Power Site | 55470 | ERCT | ERCOT All | NG | 861 | 0.46514 | 4131690 | 23116759.579 | 79.8222 | 0.038639 | 0.006906 | EPA/NEI | 49698903.187 | 171.6104
2021 | TX | South Plains II | 60087 | ERCT | ERCOT All | WND | 300 |  | 966260 |  |  | 0 |  |  |  | 0
2021 | TX | South Plains Wind Phase I | 59384 | ERCT | ERCOT All | WND | 200 |  | 754694 |  |  | 0 |  |  |  | 0
2021 | TX | South Texas Project | 6251 | ERCT | ERCOT All | NUC | 2708.6 |  | 20855004 |  |  | 0 |  |  |  | 0
2021 | TX | South Trent Wind Farm | 56649 | ERCT | ERCOT All | WND | 101.2 |  | 244398 |  |  | 0 |  |  |  | 0
2021 | TX | Southwick | 65575 | ERCT | ERCOT All | DFO | 9
2021 | TX | Spencer | 4266 | ERCT | ERCOT All | NG | 126.5 |  | 7025 | 125209.725 | 0.4665 | 0.13281 | 0.0074515 | EPA/NEI; Estimated using an emission factor | 125209.725 | 0.4665
2021 | TX | Spinning Spur Wind II | 58774 | ERCT | ERCOT All | WND | 161 |  | 497205 |  |  | 0 |  |  |  | 0
2021 | TX | Spinning Spur Wind III | 58775 | ERCT | ERCOT All | WND | 194 |  | 802273 |  |  | 0 |  |  |  | 0
2021 | TX | Spinning Spur Wind LLC | 57973 | SPSO | SPP South | WND | 161 |  | 652451 |  |  | 0 |  |  |  | 0
2021 | TX | SRO Cogen Limited Partnership | 55120 | SRMV | SERC Mississippi Valley | NG | 601.1 | 0.58174 | 3062471 | 16172978.385 | 33.0752 | 0.0216 | 0.0040902 | EPA/NEI | 27801182.852 | 56.8559
2021 | TX | Stanton Wind Energy LLC | 56644 | ERCT | ERCOT All | WND | 120 |  | 225094 |  |  | 0 |  |  |  | 0
2021 | TX | State Farm Insur Support Center Central | 55390 | ERCT | ERCOT All | DFO | 10.8 |  | 82.002 | 1110 | 0.17205 | 4.1962 | 0.31 | Estimated using an emission factor | 1110 | 0.17205
2021 | TX | Stella Wind Farm | 59063 | ERCT | ERCOT All | WND | 201 |  | 545037 |  |  | 0 |  |  |  | 0
2021 | TX | Stephens Ranch Wind Energy LLC | 57983 | ERCT | ERCOT All | WND | 376 |  | 1249592 |  |  | 0 |  |  |  | 0
2021 | TX | Sterling Solar (TX) | 61871 | ERCT | ERCOT All | SUN | 10 |  | 14237 |  |  | 0 |  |  |  | 0
2021 | TX | Stonegate | 65576 | ERCT | ERCOT All | DFO | 9
2021 | TX | Stryker Creek | 3504 | ERCT | ERCOT All | NG | 713.4 |  | 307955 | 3716063.386 | 14.0412 | 0.09119 | 0.007557 | EPA/NEI | 3716063.386 | 14.0412
2021 | TX | SunE CPS1 LLC | 58068 | ERCT | ERCOT All | SUN | 10 |  | 11746 |  |  | 0 |  |  |  | 0
2021 | TX | SunE CPS2 LLC | 58027 | ERCT | ERCOT All | SUN | 10 |  | 12258 |  |  | 0 |  |  |  | 0
2021 | TX | SunE CPS3 LLC | 58009 | ERCT | ERCOT All | SUN | 10.6 |  | 12896 |  |  | 0 |  |  |  | 0
2021 | TX | Sunray Wind I | 57326 | ERCT | ERCOT All | WND | 49.5 |  | 156882 |  |  | 0 |  |  |  | 0
2021 | TX | Sweeny | 64321 | ERCT | ERCOT All | MWH | 9.9
2021 | TX | Sweeny Cogeneration Facility | 55015 | ERCT | ERCOT All | NG | 572 | 0.36258 | 3300103 | 21662035.627 | 17.168 | 0.010405 | 0.0015851 | EPA/NEI | 59743303.426 | 47.3489
2021 | TX | Sweetwater Wind 1 LLC | 56211 | ERCT | ERCOT All | WND | 37.5 |  | 139075 |  |  | 0 |  |  |  | 0
2021 | TX | Sweetwater Wind 2 LLC | 56212 | ERCT | ERCOT All | WND | 98.8 |  | 369510 |  |  | 0 |  |  |  | 0
2021 | TX | Sweetwater Wind 3 LLC | 56311 | ERCT | ERCOT All | WND | 135 |  | 490136 |  |  | 0 |  |  |  | 0
2021 | TX | Sweetwater Wind 4 LLC | 56337 | ERCT | ERCOT All | WND | 241 |  | 632693 |  |  | 0 |  |  |  | 0
2021 | TX | Sweetwater Wind 5 | 56372 | ERCT | ERCOT All | WND | 80.5 |  | 172684 |  |  | 0 |  |  |  | 0
2021 | TX | Swoose I | 64916 | ERCT | ERCOT All | MWH | 9.9
2021 | TX | System Control Center | 61742 | ERCT | ERCOT All | MWH | 5 |  | 0
2021 | TX | T C Ferguson Power Plant | 4937 | ERCT | ERCOT All | NG | 574.6 |  | 3345326 | 22652262.003 | 45.2993 | 0.027082 | 0.0039995 | EPA/NEI | 22652262.003 | 45.2993
2021 | TX | T H Wharton | 3469 | ERCT | ERCOT All | NG | 1189.9 |  | 1557981.001 | 17939457.447 | 59.2003 | 0.075996 | 0.0066 | EPA/NEI | 17939457.447 | 59.2003
2021 | TX | Tahoka Wind | 61921 | ERCT | ERCOT All | WND | 300 |  | 1132408 |  |  | 0 |  |  |  | 0
2021 | TX | Taygete Energy Project LLC | 62483 | ERCT | ERCOT All | SUN | 255 |  | 575830 |  |  | 0 |  |  |  | 0
2021 | TX | T-Bone Wind (10) LLC | 56836 | SPSO | SPP South | WND | 8.8 |  | 8508 |  |  | 0 |  |  |  | 0
2021 | TX | TECO CHP-1 | 57504 | ERCT | ERCOT All | NG | 48 | 0.54003 | 88520 | 480030.53 | 1.9241 | 0.043472 | 0.0080165 | NEI avg EF - PM, fuel type | 888892 | 3.5629
2021 | TX | Tejas Power Generation Unit 1 | 60468 | ERCT | ERCOT All | NG | 121.5 |  | 52071 | 682930.32 | 2.25 | 0.08642 | 0.0065893 | EPA/NEI | 682930.32 | 2.25
2021 | TX | Tenaska Frontier Generating Station | 55062 | ERCT | ERCOT All | NG | 939.7 |  | 2587046 | 19147701.474 | 23.3659 | 0.018064 | 0.0024406 | EPA/NEI | 19147701.474 | 23.3659
2021 | TX | Tenaska Gateway Generating Station | 55132 | ERCT | ERCOT All | NG | 939.6 |  | 3267077 | 24042365.632 | 78.8792 | 0.048287 | 0.0065617 | EPA/NEI | 24042365.632 | 78.8792
2021 | TX | Tenderloin Wind (6) LLC | 56562 | SPSO | SPP South | WND | 10 |  | 1605 |  |  | 0 |  |  |  | 0
2021 | TX | Tenet Hospital | 50241 | ERCT | ERCOT All | NG | 4.2 | 0.29979 | 7 | 42.271 | 8.9192e-06 | 0.0025483 | 0.000422 | Estimated using an emission factor | 141 | 2.9751e-05
2021 | TX | Tessman Road | 56113 | ERCT | ERCOT All | LFG | 9.8 |  | 3754.002 | 64031.002 | 0.47063 | 0.25073 | 0.0147 | Estimated using an emission factor | 64031.002 | 0.47063
2021 | TX | Texas City Cogeneration | 52088 | ERCT | ERCOT All | NG | 450 | 0.40992 | 1668225 | 7453452.292 | 22.9061 | 0.027462 | 0.0061464 | EPA/NEI | 18182875.234 | 55.88
2021 | TX | Texas City Plant Union Carbide | 50153 | ERCT | ERCOT All | PUR | 45 | 1 | 67971 | 601067 |  | 0 | 0 |  | 601067 | 0
2021 | TX | Texas Petrochemicals | 50229 | ERCT | ERCOT All | NG | 35 | 0.065227 | 114166 | 637567.693 | 3.0315 | 0.053108 | 0.0095097 | NEI avg EF - PM, fuel type | 9774524.972 | 46.4769
2021 | TX | The Methodist Hospital, Gas Turbine | 59381 | ERCT | ERCOT All | NG | 5 | 1 | 23695 | 264249 | 1.0592 | 0.089401 | 0.0080165 | NEI avg EF - PM, fuel type | 264249 | 1.0592
2021 | TX | Ticona Polymers Inc | 10243 | ERCT | ERCOT All | NG | 44.2 | 0.74363 | 231264 | 2293188.802 | 9.1917 | 0.079491 | 0.0080165 | NEI avg EF - PM, fuel type | 3083764 | 12.3605
2021 | TX | Titan Solar Project | 63320 | ERCT | ERCOT All | SUN | 260 |  | 39993 |  |  | 0 |  |  |  | 0
2021 | TX | Toledo Bend | 6595 | SRMV | SERC Mississippi Valley | WAT | 81 |  | 273824 |  |  | 0 |  |  |  | 0
2021 | TX | Tolk Station | 6194 | SPSO | SPP South | SUB | 1135.8 |  | 2491884 | 28136029.664 | 68.8425 | 0.055253 | 0.0048935 | EPA/NEI | 28136029.664 | 68.8425
2021 | TX | Topaz Generating | 63688 | ERCT | ERCOT All | NG | 605 |  | 168638 | 1007606.031 | 4.0387 | 0.047898 | 0.0080165 | NEI avg EF - PM, fuel type, firing type | 1007606.031 | 4.0387
2021 | TX | Torrecillas Wind Energy, LLC | 61969 | ERCT | ERCOT All | WND | 300 |  | 1100897 |  |  | 0 |  |  |  | 0
2021 | TX | Toyah Power Station | 65836 | ERCT | ERCOT All | MWH | 10.4
2021 | TX | Toyota HQ Plan | 61895 | ERCT | ERCOT All | SUN | 7.7 |  | 10963 |  |  | 0 |  |  |  | 0
2021 | TX | TP 4 | 3586 | ERCT | ERCOT All | WAT | 2.4 |  | 4633 |  |  | 0 |  |  |  | 0
2021 | TX | TPE Erath Solar, LLC | 64892 | ERCT | ERCOT All | SUN | 9.9 |  | 0
2021 | TX | TPE Whitney Solar, LLC | 63180 | ERCT | ERCOT All | SUN | 9.9 |  | 21874 |  |  | 0 |  |  |  | 0
2021 | TX | Trent Wind Farm LP | 55968 | ERCT | ERCOT All | WND | 152 |  | 533557 |  |  | 0 |  |  |  | 0
2021 | TX | Trinidad | 3507 | ERCT | ERCOT All | NG | 243.3 |  | 112033 | 1570248.485 | 5.8904 | 0.10515 | 0.0075025 | EPA/NEI | 1570248.485 | 5.8904
2021 | TX | Trinity Hills | 57520 | ERCT | ERCOT All | WND | 198 |  | 804197 |  |  | 0 |  |  |  | 0
2021 | TX | Triple Butte I | 64917 | ERCT | ERCOT All | MWH | 7.5
2021 | TX | Tri-Tip Wind (9) LLC | 56837 | SPSO | SPP South | WND | 10 |  | 5720 |  |  | 0 |  |  |  | 0
2021 | TX | Tumbleweed | 65578 | ERCT | ERCOT All | DFO | 9
2021 | TX | Turkey Track Wind Energy LLC | 56774 | ERCT | ERCOT All | WND | 169.5 |  | 350672 |  |  | 0 |  |  |  | 0
2021 | TX | Twin Oaks | 7030 | ERCT | ERCOT All | LIG | 349.2 |  | 2337748 | 27375688.466 | 412.51 | 0.35291 | 0.030137 | EPA/NEI | 27375688.466 | 412.51
2021 | TX | TX Hereford Wind | 58773 | ERCT | ERCOT All | WND | 200 |  | 626147 |  |  | 0 |  |  |  | 0
2021 | TX | TX Jumbo Road Wind | 59621 | ERCT | ERCOT All | WND | 299.7 |  | 987668 |  |  | 0 |  |  |  | 0
2021 | TX | TX2 Port Lavaca | 64425 | ERCT | ERCOT All | MWH | 9.9
2021 | TX | TX7 Flat Top | 64423 | ERCT | ERCOT All | MWH | 9.9
2021 | TX | TX8 Worsham | 64424 | ERCT | ERCOT All | MWH | 9.9
2021 | TX | Ty Cooke | 3602 | ERCT | ERCOT All | NG | 138.1 |  | 4717 | 66888 | 0.2681 | 0.11368 | 0.0080165 | EPA/NEI; Estimated using an emission factor | 66888 | 0.2681
2021 | TX | Tyler Bluff Wind Project, LLC | 60502 | ERCT | ERCOT All | WND | 125.6 |  | 354564 |  |  | 0 |  |  |  | 0
2021 | TX | UL Advanced Wind Turbine Test Facility | 61589 | SPSO | SPP South | WND | 3.5 |  | 7058 |  |  | 0 |  |  |  | 0
2021 | TX | Union Carbide Seadrift Cogen | 50150 | ERCT | ERCOT All | NG | 168 | 0.64568 | 913230.401 | 6426053.977 | 28.4309 | 0.062265 | 0.0088486 | NEI avg EF - PM, fuel type | 9952368.46 | 44.0325
2021 | TX | Upton County Solar | 60581 | ERCT | ERCOT All | SUN | 150 |  | 355582 |  |  | 0 |  |  |  | 0
2021 | TX | V H Braunig | 3612 | ERCT | ERCOT All | NG | 1713 |  | 3617639 | 29814937.304 | 97.889 | 0.054118 | 0.0065664 | EPA/NEI | 29814937.304 | 97.889
2021 | TX | Valero Refinery Corpus Christi West | 50121 | ERCT | ERCOT All | PC | 69.2 | 1 | 137733 | 1987705.02 | 16.3402 | 0.23727 | 0.016441 | EPA/NEI; Estimated using an emission factor | 1987705.02 | 16.3402
2021 | TX | Vaquero | 65579 | ERCT | ERCOT All | DFO | 9
2021 | TX | Victoria City Peaking Facility | 61241 | ERCT | ERCOT All | NG | 100 |  | 45336 | 444640.597 | 1.46 | 0.064408 | 0.0065671 | EPA/NEI | 444640.597 | 1.46
2021 | TX | Victoria Port Peaking Facility | 61242 | ERCT | ERCOT All | NG | 100 |  | 21006 | 201944.979 | 0.67 | 0.063791 | 0.0066355 | EPA/NEI | 201944.979 | 0.67
2021 | TX | Victoria Power Station | 3443 | ERCT | ERCOT All | NG | 376.9 |  | 734385 | 5873715.09 | 16.883 | 0.045979 | 0.0057487 | EPA/NEI | 5873715.09 | 16.883
2021 | TX | Victoria Texas Plant | 10790 | ERCT | ERCOT All | NG | 102.4 | 0.43675 | 512057 | 2736110.219 | 10.967 | 0.042835 | 0.0080165 | NEI avg EF - PM, fuel type | 6264697 | 25.1105
2021 | TX | Villa Cavasos | 65580 | ERCT | ERCOT All | DFO | 9
2021 | TX | Village Creek Water Reclamation Facility | 54520 | ERCT | ERCOT All | NG | 12.4 | 0.78861 | 37375 | 383544.404 | 1.5373 | 0.082266 | 0.0080165 | EPA/NEI; Estimated using an emission factor | 486352 | 1.9494
2021 | TX | W A Parish | 3470 | ERCT | ERCOT All | SUB | 4008.4 |  | 14816763 | 153444383.835 | 1320.9514 | 0.1783 | 0.017217 | EPA/NEI | 153444383.835 | 1320.9514
2021 | TX | Wagyu | 63273 | ERCT | ERCOT All | SUN | 120 |  | 229766 |  |  | 0 |  |  |  | 0
2021 | TX | Wake Wind Energy Center | 58766 | ERCT | ERCOT All | WND | 257.3 |  | 1053746 |  |  | 0 |  |  |  | 0
2021 | TX | WAL1040 | 64813 | ERCT | ERCOT All | NG | 1.2 |  | 383.001 | 5379 | 0.001135 | 0.0059267 | 0.000422 | Estimated using an emission factor | 5379 | 0.001135
2021 | TX | WAL1062 | 64814 | ERCT | ERCOT All | NG | 1.2 |  | 201.999 | 2841 | 0.00059945 | 0.0059352 | 0.000422 | Estimated using an emission factor | 2841 | 0.00059945
2021 | TX | WAL1103 | 64815 | ERCT | ERCOT All | NG | 1.2 |  | 387 | 5441.001 | 0.0011481 | 0.0059331 | 0.000422 | Estimated using an emission factor | 5441.001 | 0.0011481
2021 | TX | WAL1232 | 64816 | ERCT | ERCOT All | NG | 1.2 |  | 299.001 | 4196.001 | 0.00088536 | 0.0059221 | 0.000422 | Estimated using an emission factor | 4196.001 | 0.00088536
2021 | TX | WAL1272 | 64829 | ERCT | ERCOT All | NG | 1.2 |  | 126 | 1773 | 0.0003741 | 0.0059381 | 0.000422 | Estimated using an emission factor | 1773 | 0.0003741
2021 | TX | WAL1455 | 64883 | ERCT | ERCOT All | NG | 1.2 |  | 8.001 | 110.001 | 2.321e-05 | 0.0058018 | 0.000422 | Estimated using an emission factor | 110.001 | 2.321e-05
2021 | TX | WAL194 | 64769 | ERCT | ERCOT All | NG | 1.2 |  | 150.999 | 2129.001 | 0.00044922 | 0.00595 | 0.000422 | Estimated using an emission factor | 2129.001 | 0.00044922
2021 | TX | WAL202 | 64770 | ERCT | ERCOT All | DFO | 1.3 |  | 50 | 463 | 0.071765 | 2.8706 | 0.31 | Estimated using an emission factor | 463 | 0.071765
2021 | TX | WAL2257 | 64885 | ERCT | ERCOT All | NG | 1.2 |  | 0
2021 | TX | WAL2439 | 64886 | ERCT | ERCOT All | NG | 1.2 |  | 3 | 38.001 | 8.0182e-06 | 0.0053455 | 0.000422 | Estimated using an emission factor | 38.001 | 8.0182e-06
2021 | TX | WAL266 | 64771 | ERCT | ERCOT All | NG | 1.2 |  | 0
2021 | TX | WAL2667 | 64887 | ERCT | ERCOT All | NG | 1.2 |  | 0
2021 | TX | WAL2724 | 64888 | ERCT | ERCOT All | NG | 1.2 |  | 261.999 | 3681 | 0.00077669 | 0.005929 | 0.000422 | Estimated using an emission factor | 3681 | 0.00077669
2021 | TX | WAL284 | 64772 | ERCT | ERCOT All | NG | 1.2 |  | 11.001 | 150.999 | 3.1861e-05 | 0.0057923 | 0.000422 | Estimated using an emission factor | 150.999 | 3.1861e-05
2021 | TX | WAL2883 | 64889 | ERCT | ERCOT All | NG | 1.2 |  | 0
2021 | TX | WAL2980 | 64890 | ERCT | ERCOT All | NG | 1.2 |  | 12.999 | 188.001 | 3.9668e-05 | 0.0061033 | 0.000422 | Estimated using an emission factor | 188.001 | 3.9668e-05
2021 | TX | WAL2993 | 64891 | ERCT | ERCOT All | NG | 1.2 |  | 0
2021 | TX | WAL3226 | 64895 | ERCT | ERCOT All | NG | 1.2 |  | 411.999 | 5781.999 | 0.00122 | 0.0059224 | 0.000422 | Estimated using an emission factor | 5781.999 | 0.00122
2021 | TX | WAL3284 | 64896 | ERCT | ERCOT All | NG | 1.2 |  | 144 | 2043 | 0.00043107 | 0.0059871 | 0.000422 | Estimated using an emission factor | 2043 | 0.00043107
2021 | TX | WAL3285 | 64897 | ERCT | ERCOT All | NG | 1.2 |  | 17.001 | 240 | 5.064e-05 | 0.0059573 | 0.000422 | Estimated using an emission factor | 240 | 5.064e-05
2021 | TX | WAL3297 | 64898 | ERCT | ERCOT All | NG | 1.2 |  | 383.001 | 5384.001 | 0.001136 | 0.0059322 | 0.000422 | Estimated using an emission factor | 5384.001 | 0.001136
2021 | TX | WAL3298 | 64899 | ERCT | ERCOT All | NG | 1.2 |  | 276.999 | 3893.001 | 0.00082142 | 0.0059309 | 0.000422 | Estimated using an emission factor | 3893.001 | 0.00082142
2021 | TX | WAL3302 | 64900 | ERCT | ERCOT All | NG | 1.2 |  | 0
2021 | TX | WAL3320 | 64901 | ERCT | ERCOT All | NG | 1.2 |  | 27 | 381.999 | 8.0602e-05 | 0.0059705 | 0.000422 | Estimated using an emission factor | 381.999 | 8.0602e-05
2021 | TX | WAL3390 | 64902 | ERCT | ERCOT All | NG | 1.2 |  | 378.999 | 5331.999 | 0.0011251 | 0.005937 | 0.000422 | Estimated using an emission factor | 5331.999 | 0.0011251
2021 | TX | WAL3425 | 64923 | ERCT | ERCOT All | NG | 1.2 |  | 0
2021 | TX | WAL3432 | 64924 | ERCT | ERCOT All | NG | 1.2 |  | 2.001 | 24 | 5.064e-06 | 0.0050615 | 0.000422 | Estimated using an emission factor | 24 | 5.064e-06
2021 | TX | WAL3500 | 64925 | ERCT | ERCOT All | NG | 1.2 |  | 0.999 | 20.001 | 4.2202e-06 | 0.0084489 | 0.000422 | Estimated using an emission factor | 20.001 | 4.2202e-06
2021 | TX | WAL3510 | 64926 | ERCT | ERCOT All | NG | 1.3 |  | 121 | 1800 | 0.0003798 | 0.0062777 | 0.000422 | Estimated using an emission factor | 1800 | 0.0003798
2021 | TX | WAL3518 | 64933 | ERCT | ERCOT All | NG | 1.2 |  | 0
2021 | TX | WAL3572 | 64934 | ERCT | ERCOT All | NG | 1.3 |  | 157 | 2335 | 0.00049268 | 0.0062762 | 0.000422 | Estimated using an emission factor | 2335 | 0.00049268
2021 | TX | WAL3584 | 64935 | ERCT | ERCOT All | NG | 1.2 |  | 0
2021 | TX | WAL3631 | 64936 | ERCT | ERCOT All | NG | 1.2 |  | 320.001 | 4494.999 | 0.00094844 | 0.0059278 | 0.000422 | Estimated using an emission factor | 4494.999 | 0.00094844
2021 | TX | WAL3773 | 64937 | ERCT | ERCOT All | NG | 1.2 |  | 357 | 5022 | 0.0010596 | 0.0059364 | 0.000422 | Estimated using an emission factor | 5022 | 0.0010596
2021 | TX | WAL3777 | 64938 | ERCT | ERCOT All | DFO | 1.3 |  | 80 | 768 | 0.11904 | 2.976 | 0.31 | Estimated using an emission factor | 768 | 0.11904
2021 | TX | WAL3827 | 64939 | ERCT | ERCOT All | NG | 1.2 |  | 257.001 | 3614.001 | 0.00076255 | 0.0059343 | 0.000422 | Estimated using an emission factor | 3614.001 | 0.00076255
2021 | TX | WAL3886 | 64940 | ERCT | ERCOT All | NG | 1.2 |  | 35.001 | 500.001 | 0.0001055 | 0.0060284 | 0.000422 | Estimated using an emission factor | 500.001 | 0.0001055
2021 | TX | WAL407 | 64773 | ERCT | ERCOT All | NG | 1.2 |  | 0
2021 | TX | WAL414 | 64774 | ERCT | ERCOT All | NG | 1.2 |  | 105.999 | 1497.999 | 0.00031608 | 0.0059638 | 0.000422 | Estimated using an emission factor | 1497.999 | 0.00031608
2021 | TX | WAL4298 | 64942 | ERCT | ERCOT All | NG | 1.2 |  | 14.001 | 192.999 | 4.0723e-05 | 0.0058171 | 0.000422 | Estimated using an emission factor | 192.999 | 4.0723e-05
2021 | TX | WAL447 | 64775 | ERCT | ERCOT All | NG | 1.2 |  | 8.001 | 111.999 | 2.3632e-05 | 0.0059072 | 0.000422 | Estimated using an emission factor | 111.999 | 2.3632e-05
2021 | TX | WAL4509 | 64943 | ERCT | ERCOT All | NG | 1.2 |  | 201.999 | 2841.999 | 0.00059966 | 0.0059373 | 0.000422 | Estimated using an emission factor | 2841.999 | 0.00059966
2021 | TX | WAL4512 | 64944 | ERCT | ERCOT All | NG | 1.2 |  | 417.999 | 5874.999 | 0.0012396 | 0.0059312 | 0.000422 | Estimated using an emission factor | 5874.999 | 0.0012396
2021 | TX | WAL452 | 64776 | ERCT | ERCOT All | NG | 1.2 |  | 0
2021 | TX | WAL4526 | 64945 | ERCT | ERCOT All | NG | 1.2 |  | 0
2021 | TX | WAL4538 | 64946 | ERCT | ERCOT All | NG | 1.2 |  | 201.999 | 2832 | 0.00059755 | 0.0059164 | 0.000422 | Estimated using an emission factor | 2832 | 0.00059755
2021 | TX | WAL456 | 64777 | ERCT | ERCOT All | NG | 1.2 |  | 0
2021 | TX | WAL461 | 64778 | ERCT | ERCOT All | NG | 1.2 |  | 2.001 | 0.999 | 2.1079e-07 | 0.00021068 | 0.000422 | Estimated using an emission factor | 0.999 | 2.1079e-07
2021 | TX | WAL462 | 64791 | ERCT | ERCOT All | NG | 1.3 |  | 270 | 4011 | 0.00084632 | 0.006269 | 0.000422 | Estimated using an emission factor | 4011 | 0.00084632
2021 | TX | WAL5045 | 64947 | ERCT | ERCOT All | NG | 1.2 |  | 387 | 5436.999 | 0.0011472 | 0.0059287 | 0.000422 | Estimated using an emission factor | 5436.999 | 0.0011472
2021 | TX | WAL5091 | 64949 | ERCT | ERCOT All | NG | 1.2 |  | 318 | 4466.001 | 0.00094233 | 0.0059266 | 0.000422 | Estimated using an emission factor | 4466.001 | 0.00094233
2021 | TX | WAL5116 | 64950 | ERCT | ERCOT All | NG | 1.2 |  | 315 | 4431 | 0.00093494 | 0.0059361 | 0.000422 | Estimated using an emission factor | 4431 | 0.00093494
2021 | TX | WAL5165 | 64951 | ERCT | ERCOT All | NG | 1.2 |  | 21.999 | 309.999 | 6.541e-05 | 0.0059466 | 0.000422 | Estimated using an emission factor | 309.999 | 6.541e-05
2021 | TX | WAL5211 | 64952 | ERCT | ERCOT All | DFO | 1.3 |  | 96 | 918 | 0.14229 | 2.9644 | 0.31 | Estimated using an emission factor | 918 | 0.14229
2021 | TX | WAL522 | 64793 | ERCT | ERCOT All | NG | 1.2 |  | 270.999 | 3806.001 | 0.00080307 | 0.0059267 | 0.000422 | Estimated using an emission factor | 3806.001 | 0.00080307
2021 | TX | WAL5287 | 64953 | ERCT | ERCOT All | NG | 1.2 |  | 278.001 | 3900.999 | 0.00082311 | 0.0059216 | 0.000422 | Estimated using an emission factor | 3900.999 | 0.00082311
2021 | TX | WAL529 | 64794 | ERCT | ERCOT All | NG | 1.3 |  | 287 | 4261 | 0.00089907 | 0.0062653 | 0.000422 | Estimated using an emission factor | 4261 | 0.00089907
2021 | TX | WAL5311 | 64954 | ERCT | ERCOT All | DFO | 1.3 |  | 66 | 636 | 0.09858 | 2.9873 | 0.31 | Estimated using an emission factor | 636 | 0.09858
2021 | TX | WAL5312 | 64955 | ERCT | ERCOT All | NG | 1.2 |  | 155.001 | 2720.001 | 0.00057392 | 0.0074054 | 0.000422 | Estimated using an emission factor | 2720.001 | 0.00057392
2021 | TX | WAL5316 | 64956 | ERCT | ERCOT All | NG | 1.2 |  | 291.999 | 4100.001 | 0.0008651 | 0.0059254 | 0.000422 | Estimated using an emission factor | 4100.001 | 0.0008651
2021 | TX | WAL536 | 64795 | ERCT | ERCOT All | NG | 1.2 |  | 12 | 171.999 | 3.6292e-05 | 0.0060486 | 0.000422 | Estimated using an emission factor | 171.999 | 3.6292e-05
2021 | TX | WAL537 | 64796 | ERCT | ERCOT All | NG | 1.2 |  | 0
2021 | TX | WAL5388 | 64957 | ERCT | ERCOT All | NG | 1.3 |  | 267 | 3953 | 0.00083408 | 0.0062478 | 0.000422 | Estimated using an emission factor | 3953 | 0.00083408
2021 | TX | WAL546 | 64797 | ERCT | ERCOT All | NG | 1.2 |  | 249 | 3500.001 | 0.0007385 | 0.0059317 | 0.000422 | Estimated using an emission factor | 3500.001 | 0.0007385
2021 | TX | WAL5479 | 64958 | ERCT | ERCOT All | NG | 1.2 |  | 0
2021 | TX | WAL5480 | 64959 | ERCT | ERCOT All | NG | 1.2 |  | 9 | 132.999 | 2.8063e-05 | 0.0062362 | 0.000422 | Estimated using an emission factor | 132.999 | 2.8063e-05
2021 | TX | WAL5612 | 64960 | ERCT | ERCOT All | NG | 1.2 |  | 0.999 | 15.999 | 3.3758e-06 | 0.0067583 | 0.000422 | Estimated using an emission factor | 15.999 | 3.3758e-06
2021 | TX | WAL5713 | 64961 | ERCT | ERCOT All | NG | 1.2 |  | 0
2021 | TX | WAL5764 | 64962 | ERCT | ERCOT All | NG | 1.2 |  | 168.999 | 2385.999 | 0.00050345 | 0.005958 | 0.000422 | Estimated using an emission factor | 2385.999 | 0.00050345
2021 | TX | WAL602 | 64799 | ERCT | ERCOT All | NG | 1.2 |  | 300 | 4221 | 0.00089063 | 0.0059375 | 0.000422 | Estimated using an emission factor | 4221 | 0.00089063
2021 | TX | WAL6929 | 64963 | ERCT | ERCOT All | NG | 1.2 |  | 255.999 | 3591 | 0.0007577 | 0.0059196 | 0.000422 | Estimated using an emission factor | 3591 | 0.0007577
2021 | TX | WAL744 | 64800 | ERCT | ERCOT All | NG | 1.2 |  | 446.001 | 6267.999 | 0.0013225 | 0.0059307 | 0.000422 | Estimated using an emission factor | 6267.999 | 0.0013225
2021 | TX | WAL752 | 64801 | ERCT | ERCOT All | NG | 1.2 |  | 234.999 | 3297 | 0.00069567 | 0.0059206 | 0.000422 | Estimated using an emission factor | 3297 | 0.00069567
2021 | TX | WAL768 | 64802 | ERCT | ERCOT All | NG | 1.2 |  | 239.001 | 3351.999 | 0.00070727 | 0.0059186 | 0.000422 | Estimated using an emission factor | 3351.999 | 0.00070727
2021 | TX | WAL772 | 64803 | ERCT | ERCOT All | NG | 1.2 |  | 0
2021 | TX | WAL791 | 64804 | ERCT | ERCOT All | NG | 1.2 |  | 0
2021 | TX | WAL849 | 64805 | ERCT | ERCOT All | NG | 1.2 |  | 281.001 | 3942.999 | 0.00083197 | 0.0059215 | 0.000422 | Estimated using an emission factor | 3942.999 | 0.00083197
2021 | TX | WAL872 | 64806 | ERCT | ERCOT All | NG | 1.2 |  | 243.999 | 3429.999 | 0.00072373 | 0.0059322 | 0.000422 | Estimated using an emission factor | 3429.999 | 0.00072373
2021 | TX | WAL896 | 64807 | ERCT | ERCOT All | NG | 1.2 |  | 33.999 | 603 | 0.00012723 | 0.0074845 | 0.000422 | Estimated using an emission factor | 603 | 0.00012723
2021 | TX | WAL897 | 64808 | ERCT | ERCOT All | NG | 1.3 |  | 105 | 1553 | 0.00032768 | 0.0062416 | 0.000422 | Estimated using an emission factor | 1553 | 0.00032768
2021 | TX | WAL940 | 64809 | ERCT | ERCOT All | NG | 1.2 |  | 353.001 | 4959 | 0.0010463 | 0.0059283 | 0.000422 | Estimated using an emission factor | 4959 | 0.0010463
2021 | TX | WAL947 | 64810 | ERCT | ERCOT All | NG | 1.2 |  | 323.001 | 4542.999 | 0.00095857 | 0.0059354 | 0.000422 | Estimated using an emission factor | 4542.999 | 0.00095857
2021 | TX | WAL972 | 64812 | ERCT | ERCOT All | NG | 1.2 |  | 150 | 2106.999 | 0.00044458 | 0.0059277 | 0.000422 | Estimated using an emission factor | 2106.999 | 0.00044458
2021 | TX | Walnut Springs Solar | 61370 | ERCT | ERCOT All | SUN | 5 |  | 10957 |  |  | 0 |  |  |  | 0
2021 | TX | Wasson CO2 Removal Plant | 52122 | SPSO | SPP South | NG | 23.4 | 0.70353 | 137830 | 1151473.337 | 4.6154 | 0.066972 | 0.0080165 | NEI avg EF - PM, fuel type | 1636717 | 6.5604
2021 | TX | Webberville Solar Project | 57699 | ERCT | ERCOT All | SUN | 30 |  | 55044 |  |  | 0 |  |  |  | 0
2021 | TX | Welsh Power Plant | 6139 | SPSO | SPP South | SUB | 1116 |  | 4328149 | 49757440.919 | 31.43 | 0.014524 | 0.0012633 | EPA/NEI | 49757440.919 | 31.43
2021 | TX | West Moore Solar II | 61625 | ERCT | ERCOT All | SUN | 5 |  | 7413 |  |  | 0 |  |  |  | 0
2021 | TX | West of the Pecos Solar | 62415 | ERCT | ERCOT All | SUN | 100 |  | 252171 |  |  | 0 |  |  |  | 0
2021 | TX | West Raymond Wind Farm LLC | 62855 | ERCT | ERCOT All | WND | 239.8 |  | 151579 |  |  | 0 |  |  |  | 0
2021 | TX | Westhollow Technology Center | 54330 | ERCT | ERCOT All | NG | 3.7 | 0.73077 | 22380 | 212217.096 | 0.85062 | 0.076016 | 0.0080165 | NEI avg EF - PM, fuel type | 290401 | 1.164
2021 | TX | Westover | 65581 | ERCT | ERCOT All | DFO | 9
2021 | TX | WestRock (TX) | 50101 | ERCT | ERCOT All | BLQ | 57.7 | 0.11228 | 433160 | 2411553.707 | 11.346 | 0.052387 | 0.0094097 | NEI avg EF - PM, fuel type | 21478646.36 | 101.0532
2021 | TX | Westside Landfill Gas Recovery | 57020 | ERCT | ERCOT All | LFG | 3.2 |  | 11889 | 133484 | 0.98111 | 0.16504 | 0.0147 | Estimated using an emission factor | 133484 | 0.98111
2021 | TX | Whirlwind Energy Center | 56673 | ERCT | ERCOT All | WND | 59.8 |  | 180624 |  |  | 0 |  |  |  | 0
2021 | TX | White Mesa Wind | 64710 | ERCT | ERCOT All | WND | 500.6 |  | 418865 |  |  | 0 |  |  |  | 0
2021 | TX | Whitesboro Solar | 61410 | ERCT | ERCOT All | SUN | 5 |  | 8962 |  |  | 0 |  |  |  | 0
2021 | TX | Whitesboro Solar II | 61411 | ERCT | ERCOT All | SUN | 5 |  | 8169 |  |  | 0 |  |  |  | 0
2021 | TX | Whitetail | 58021 | ERCT | ERCOT All | WND | 92 |  | 236002 |  |  | 0 |  |  |  | 0
2021 | TX | Whitewright Solar | 61524 | ERCT | ERCOT All | SUN | 10 |  | 17100 |  |  | 0 |  |  |  | 0
2021 | TX | Whitney | 6414 | ERCT | ERCOT All | WAT | 41.8 |  | 78480 |  |  | 0 |  |  |  | 0
2021 | TX | Wildcat Creek Wind Farm LLC | 62715 | ERCT | ERCOT All | WND | 180.1 |  | 271161 |  |  | 0 |  |  |  | 0
2021 | TX | Wildcat Ranch Wind Project | 61674 | SPSO | SPP South | WND | 150 |  | 657266 |  |  | 0 |  |  |  | 0
2021 | TX | Wildorado Wind LLC | 56432 | SPSO | SPP South | WND | 161 |  | 686543 |  |  | 0 |  |  |  | 0
2021 | TX | Wilkes Power Plant | 3478 | SPSO | SPP South | NG | 882 |  | 885572 | 10324416.129 | 38.46 | 0.086859 | 0.0074503 | EPA/NEI | 10324416.129 | 38.46
2021 | TX | Willow Springs Wind Farm | 60901 | ERCT | ERCOT All | WND | 250 |  | 922609 |  |  | 0 |  |  |  | 0
2021 | TX | Winchester Power Park | 56674 | ERCT | ERCOT All | NG | 242 |  | 70975 | 656408.201 | 2.1333 | 0.060114 | 0.0064999 | EPA/NEI | 656408.201 | 2.1333
2021 | TX | Windthorst-2 | 59238 | ERCT | ERCOT All | WND | 67.6 |  | 213770 |  |  | 0 |  |  |  | 0
2021 | TX | Wise County Power Company, LLC | 55320 | ERCT | ERCOT All | NG | 821.7 |  | 2376130 | 16808546.758 | 15.7211 | 0.013233 | 0.0018706 | EPA/NEI | 16808546.758 | 15.7211
2021 | TX | Wolf Hollow Generating Station | 55139 | ERCT | ERCOT All | NG | 788.4 |  | 2285987 | 17278693.879 | 55.9731 | 0.048971 | 0.0064789 | EPA/NEI | 17278693.879 | 55.9731
2021 | TX | Wolf Hollow II | 59812 | ERCT | ERCOT All | NG | 1231.2 |  | 5341622 | 36403063.034 | 77.2984 | 0.028942 | 0.0042468 | EPA/NEI | 36403063.034 | 77.2984
2021 | TX | Wolf Ridge Wind | 58080 | ERCT | ERCOT All | WND | 112.5 |  | 372323 |  |  | 0 |  |  |  | 0
2021 | TX | Woodall Gas Plant | 57952 | SPSO | SPP South | NG | 3
2021 | TX | Woodville Renewable Power Project | 58944 | SRMV | SERC Mississippi Valley | WDS | 49.9 |  | 0 | 0 | 0 |  |  | NEI avg EF - PM, fuel type | 0 | 0
2021 | TX | Woodward Mountain I | 55796 | ERCT | ERCOT All | WND | 82 |  | 156256 |  |  | 0 |  |  |  | 0
2021 | TX | Woodward Mountain II | 55795 | ERCT | ERCOT All | WND | 78 |  | 148633 |  |  | 0 |  |  |  | 0
2021 | TX | Works 4 | 54364 | ERCT | ERCOT All | DFO | 4.9 |  | 114.001 | 993 | 0.15391 | 2.7002 | 0.31 | Estimated using an emission factor | 993 | 0.15391
2021 | TX | Yellow Jacket | 61873 | ERCT | ERCOT All | SUN | 5 |  | 10033 |  |  | 0 |  |  |  | 0
2021 | UT | Bartholomew | 3688 | NWPP | WECC Northwest | WAT | 1 |  | 617 |  |  | 0 |  |  |  | 0
2021 | UT | Beryl Solar Plant | 58598 | NWPP | WECC Northwest | SUN | 3 |  | 6311 |  |  | 0 |  |  |  | 0
2021 | UT | Bloomington Power Plant | 7767 | NWPP | WECC Northwest | DFO | 10.2 |  | 4.002 | 43.998 | 0.0068197 | 3.4081 | 0.31 | Estimated using an emission factor | 43.998 | 0.0068197
2021 | UT | Bloomington Solar I | 62805 | NWPP | WECC Northwest | SUN | 2 |  | 4131 |  |  | 0 |  |  |  | 0
2021 | UT | Blue Mountain Biogas | 58130 | NWPP | WECC Northwest | OBG | 3.2 | 1 | 2274 | 19054 | 0.14005 | 0.12317 | 0.0147 | Estimated using an emission factor | 19054 | 0.14005
2021 | UT | Blundell | 299 | NWPP | WECC Northwest | GEO | 44.8 |  | 211226 |  |  | 0 |  |  |  | 0
2021 | UT | Bonanza | 7790 | NWPP | WECC Northwest | BIT | 499.5 |  | 2916083 | 31776552.046 | 359.5602 | 0.2466 | 0.022631 | NEI avg EF - PM, fuel type, firing type | 31776552.046 | 359.5602
2021 | UT | Boulder | 3699 | NWPP | WECC Northwest | WAT | 4.2 |  | 24062.001 |  |  | 0 |  |  |  | 0
2021 | UT | Bountiful City | 3665 | NWPP | WECC Northwest | NG | 30.4 |  | 30313 | 321999 | 1.2907 | 0.085155 | 0.0080165 | NEI avg EF - PM, fuel type | 321999 | 1.2907
2021 | UT | Brigham City | 3666 | NWPP | WECC Northwest | WAT | 1.8 |  | 5675.001 |  |  | 0 |  |  |  | 0
2021 | UT | Buckhorn Solar Plant | 58600 | NWPP | WECC Northwest | SUN | 3 |  | 5931 |  |  | 0 |  |  |  | 0
2021 | UT | BYU Central Heating Plant | 63423 | NWPP | WECC Northwest | NG | 16.5 | 1 | 115199 | 1256516 | 5.0364 | 0.087439 | 0.0080165 | NEI avg EF - PM, fuel type | 1256516 | 5.0364
2021 | UT | Causey | 7548 | NWPP | WECC Northwest | WAT | 2.2 |  | 1461 |  |  | 0 |  |  |  | 0
2021 | UT | Cedar Valley Solar Plant | 58599 | NWPP | WECC Northwest | SUN | 3 |  | 5976 |  |  | 0 |  |  |  | 0
2021 | UT | Central Energy Plant USU | 58139 | NWPP | WECC Northwest | NG | 5 |  | 25176 | 372689 | 1.4938 | 0.11867 | 0.0080165 | NEI avg EF - PM, fuel type | 372689 | 1.4938
2021 | UT | Clover Creek Solar(Community Solar) | 63061 | NWPP | WECC Northwest | SUN | 80 |  | 0
2021 | UT | Cove Mountain Solar | 62469 | NWPP | WECC Northwest | SUN | 58 |  | 159142 |  |  | 0 |  |  |  | 0
2021 | UT | Cove Mountain Solar 2 | 62470 | NWPP | WECC Northwest | SUN | 122 |  | 331362 |  |  | 0 |  |  |  | 0
2021 | UT | Currant Creek Power Project | 56102 | NWPP | WECC Northwest | NG | 649 |  | 2746290 | 20452748.829 | 57.5053 | 0.041879 | 0.0056232 | EPA/NEI | 20452748.829 | 57.5053
2021 | UT | Cutler Hydro | 3646 | NWPP | WECC Northwest | WAT | 30 |  | 24171 |  |  | 0 |  |  |  | 0
2021 | UT | Deer Creek (UT) | 6404 | NWPP | WECC Northwest | WAT | 4.8 |  | 18080 |  |  | 0 |  |  |  | 0
2021 | UT | Echo Dam | 4263 | NWPP | WECC Northwest | WAT | 4.4 |  | 1152.999 |  |  | 0 |  |  |  | 0
2021 | UT | Enel Cove Fort | 58570 | NWPP | WECC Northwest | GEO | 25 |  | 149978 |  |  | 0 |  |  |  | 0
2021 | UT | Enterprise Solar, LLC | 59386 | NWPP | WECC Northwest | SUN | 80 |  | 220536 |  |  | 0 |  |  |  | 0
2021 | UT | Escalante Solar I, LLC | 59387 | NWPP | WECC Northwest | SUN | 80 |  | 207278 |  |  | 0 |  |  |  | 0
2021 | UT | Escalante Solar II, LLC | 59388 | NWPP | WECC Northwest | SUN | 80 |  | 209377 |  |  | 0 |  |  |  | 0
2021 | UT | Escalante Solar III, LLC | 59389 | NWPP | WECC Northwest | SUN | 80 |  | 195299 |  |  | 0 |  |  |  | 0
2021 | UT | Fiddler's Canyon #1 | 59787 | NWPP | WECC Northwest | SUN | 3 |  | 6161 |  |  | 0 |  |  |  | 0
2021 | UT | Fiddler's Canyon #2 | 59786 | NWPP | WECC Northwest | SUN | 3 |  | 5932 |  |  | 0 |  |  |  | 0
2021 | UT | Fiddler's Canyon 3 | 59932 | NWPP | WECC Northwest | SUN | 3 |  | 7103 |  |  | 0 |  |  |  | 0
2021 | UT | Flaming Gorge | 6405 | RMPA | WECC Rockies | WAT | 151.8 |  | 311186.001 |  |  | 0 |  |  |  | 0
2021 | UT | Gadsby | 3648 | NWPP | WECC Northwest | NG | 484.6 |  | 83008 | 1521543.915 | 5.5408 | 0.1335 | 0.0072832 | EPA/NEI | 1521543.915 | 5.5408
2021 | UT | Gateway | 3697 | NWPP | WECC Northwest | WAT | 4 |  | 2682 |  |  | 0 |  |  |  | 0
2021 | UT | Granite | 3651 | NWPP | WECC Northwest | WAT | 2 |  | 4909 |  |  | 0 |  |  |  | 0
2021 | UT | Granite Mountain Solar East, LLC | 59946 | NWPP | WECC Northwest | SUN | 80 |  | 208627 |  |  | 0 |  |  |  | 0
2021 | UT | Granite Mountain Solar West, LLC | 59945 | NWPP | WECC Northwest | SUN | 50.4 |  | 125093 |  |  | 0 |  |  |  | 0
2021 | UT | Granite Peak Solar Plant | 58604 | NWPP | WECC Northwest | SUN | 3 |  | 6208 |  |  | 0 |  |  |  | 0
2021 | UT | Greenville Solar Plant | 58603 | NWPP | WECC Northwest | SUN | 2.2 |  | 4089 |  |  | 0 |  |  |  | 0
2021 | UT | Heber City | 7111 | NWPP | WECC Northwest | NG | 14.1 |  | 17600 | 193104.999 | 0.040745 | 0.0046301 | 0.000422 | Estimated using an emission factor | 193104.999 | 0.040745
2021 | UT | Hill AFB LFG Facility, Bldg #737 | 60349 | NWPP | WECC Northwest | LFG | 2.3 |  | 14470 | 207424 | 1.5246 | 0.21072 | 0.0147 | Estimated using an emission factor | 207424 | 1.5246
2021 | UT | HTW Plant 303 COGEN | 58597 | NWPP | WECC Northwest | NG | 7.4 | 0.42949 | 34042 | 177975.622 | 0.71337 | 0.041911 | 0.0080165 | NEI avg EF - PM, fuel type | 414388 | 1.661
2021 | UT | Hunter | 6165 | NWPP | WECC Northwest | RC | 1577.2 |  | 9248963 | 98458625.252 | 289.1795 | 0.062532 | 0.0058741 | EPA/NEI | 98458625.252 | 289.1795
2021 | UT | Hunter Solar LLC (UT) | 62656 | NWPP | WECC Northwest | SUN | 100 |  | 236132 |  |  | 0 |  |  |  | 0
2021 | UT | Huntington | 8069 | NWPP | WECC Northwest | BIT | 1037.3 |  | 6263658 | 66672666.13 | 258.2665 | 0.082465 | 0.0077473 | EPA/NEI | 66672666.13 | 258.2665
2021 | UT | Hurricane City Power | 57899 | NWPP | WECC Northwest | NG | 15.1 |  | 4616.001 | 83767.997 | 4.397 | 1.9051 | 0.10498 | Estimated using an emission factor | 83767.997 | 4.397
2021 | UT | Hydro II | 7034 | NWPP | WECC Northwest | WAT | 6.6 |  | 9806 |  |  | 0 |  |  |  | 0
2021 | UT | Hydro III | 3675 | NWPP | WECC Northwest | WAT | 1.4 |  | -57 |  |  | 0 |  |  |  | 0
2021 | UT | Hydro Plant No 3 | 925 | NWPP | WECC Northwest | WAT | 2.8 |  | 1776 |  |  | 0 |  |  |  | 0
2021 | UT | Intermountain | 6481 | CAMX | WECC California | BIT | 1640 | 1 | 7580586 | 74094325.275 | 912.684 | 0.2408 | 0.024636 | EPA/NEI | 74094325.275 | 912.684
2021 | UT | Iron Springs Solar, LLC | 59941 | NWPP | WECC Northwest | SUN | 80 |  | 205997 |  |  | 0 |  |  |  | 0
2021 | UT | Jordanelle Dam Hydroelectric Project | 61853 | NWPP | WECC Northwest | WAT | 13 |  | 34650 |  |  | 0 |  |  |  | 0
2021 | UT | Kennecott Power Plant | 56163 | NWPP | WECC Northwest | WH | 38.2 | 0.80278 | 151157 | 239890.802 | 0.96154 | 0.012722 | 0.0080165 | EPA/NEI; Estimated using an emission factor | 298824 | 1.1978
2021 | UT | Lagoon Cogeneration Facility | 50942 | NWPP | WECC Northwest | NG | 3 | 1 | 0
2021 | UT | Laho Solar Plant | 58602 | NWPP | WECC Northwest | SUN | 3 |  | 5775 |  |  | 0 |  |  |  | 0
2021 | UT | Lake Creek Dam | 159 | NWPP | WECC Northwest | WAT | 1.5 |  | 1742 |  |  | 0 |  |  |  | 0
2021 | UT | Lake Side Power Plant | 56237 | NWPP | WECC Northwest | NG | 1385 |  | 6389355 | 46021087.124 | 35.3241 | 0.011057 | 0.0015351 | EPA/NEI | 46021087.124 | 35.3241
2021 | UT | Latigo Wind Park | 59965 | NWPP | WECC Northwest | WND | 62.1 |  | 160731 |  |  | 0 |  |  |  | 0
2021 | UT | Little Cottonwood | 6537 | NWPP | WECC Northwest | WAT | 4.8 |  | 150 |  |  | 0 |  |  |  | 0
2021 | UT | Logan City | 4251 | NWPP | WECC Northwest | NG | 15.9 |  | 4880.001 | 77282.001 | 0.30977 | 0.12695 | 0.0080165 | NEI avg EF - PM, fuel type | 77282.001 | 0.30977
2021 | UT | Manti Lower | 1020 | NWPP | WECC Northwest | WAT | 1.2 |  | 849 |  |  | 0 |  |  |  | 0
2021 | UT | Manti Upper | 3676 | NWPP | WECC Northwest | WAT | 1.6 |  | 1126 |  |  | 0 |  |  |  | 0
2021 | UT | Milford 2 | 59958 | NWPP | WECC Northwest | SUN | 3 |  | 7019 |  |  | 0 |  |  |  | 0
2021 | UT | Milford Flat Solar Plant | 58601 | NWPP | WECC Northwest | SUN | 3 |  | 6241 |  |  | 0 |  |  |  | 0
2021 | UT | Milford Solar 1 | 62812 | NWPP | WECC Northwest | SUN | 99 |  | 267747 |  |  | 0 |  |  |  | 0
2021 | UT | Milford Wind Corridor I LLC | 57079 | CAMX | WECC California | WND | 203.5 |  | 415707 |  |  | 0 |  |  |  | 0
2021 | UT | Milford Wind Corridor Stage II LLC | 57107 | CAMX | WECC California | WND | 102 |  | 199311 |  |  | 0 |  |  |  | 0
2021 | UT | Millcreek Power | 56253 | NWPP | WECC Northwest | NG | 80 |  | 127654 | 1325487.387 | 3.59 | 0.056246 | 0.0054169 | EPA/NEI | 1325487.387 | 3.59
2021 | UT | Murray Turbine | 8010 | NWPP | WECC Northwest | NG | 42 |  | 16391.001 | 197862.999 | 0.79308 | 0.096771 | 0.0080165 | NEI avg EF - PM, fuel type | 197862.999 | 0.79308
2021 | UT | Nebo Power Station | 56177 | NWPP | WECC Northwest | NG | 140 |  | 543609 | 4271578.045 | 3.29 | 0.012104 | 0.0015404 | EPA/NEI | 4271578.045 | 3.29
2021 | UT | Pavant Solar II LLC | 60449 | NWPP | WECC Northwest | SUN | 50 |  | 118178 |  |  | 0 |  |  |  | 0
2021 | UT | Pavant Solar III | 60886 | NWPP | WECC Northwest | SUN | 20 |  | 48292 |  |  | 0 |  |  |  | 0
2021 | UT | Pavant Solar, LLC | 59702 | NWPP | WECC Northwest | SUN | 50 |  | 108278 |  |  | 0 |  |  |  | 0
2021 | UT | Payson | 7408 | NWPP | WECC Northwest | NG | 9.7 |  | 3 | 842 | 0.00017766 | 0.11844 | 0.000422 | Estimated using an emission factor | 842 | 0.00017766
2021 | UT | Pine View Dam | 7132 | NWPP | WECC Northwest | WAT | 1.8 |  | 1675 |  |  | 0 |  |  |  | 0
2021 | UT | Pioneer | 3656 | NWPP | WECC Northwest | WAT | 5 |  | 6484 |  |  | 0 |  |  |  | 0
2021 | UT | Provo Power Plant | 61508 | NWPP | WECC Northwest | NG | 12
2021 | UT | Quail Creek Hydro Plant #1 | 52039 | NWPP | WECC Northwest | WAT | 2.3 |  | 8798 |  |  | 0 |  |  |  | 0
2021 | UT | Quichapa 1 | 61119 | NWPP | WECC Northwest | SUN | 3 |  | 7913 |  |  | 0 |  |  |  | 0
2021 | UT | Quichapa 2 | 61120 | NWPP | WECC Northwest | SUN | 3 |  | 7785 |  |  | 0 |  |  |  | 0
2021 | UT | Quichapa 3 | 61121 | NWPP | WECC Northwest | SUN | 3 |  | 7751 |  |  | 0 |  |  |  | 0
2021 | UT | Sage Solar I-III | 62399 | NWPP | WECC Northwest | SUN | 57.6 |  | 120791 |  |  | 0 |  |  |  | 0
2021 | UT | Salt Lake Energy Systems | 56554 | NWPP | WECC Northwest | LFG | 3.2 |  | 26091 | 345585 | 2.54 | 0.19471 | 0.0147 | Estimated using an emission factor | 345585 | 2.54
2021 | UT | Salt Palace Solar Gen Plant | 58006 | NWPP | WECC Northwest | SUN | 1.3 |  | 2196 |  |  | 0 |  |  |  | 0
2021 | UT | Sigurd Solar LLC | 62666 | NWPP | WECC Northwest | SUN | 80 |  | 178718 |  |  | 0 |  |  |  | 0
2021 | UT | Snake Creek | 3658 | NWPP | WECC Northwest | WAT | 1.2 |  | 2978 |  |  | 0 |  |  |  | 0
2021 | UT | Snowbird Power Plant | 10215 | NWPP | WECC Northwest | NG | 1.8 | 0.59163 | 5454 | 40194.386 | 0.008481 | 0.00311 | 0.000422 | Estimated using an emission factor | 67938 | 0.014335
2021 | UT | South Milford Solar Plant | 59620 | NWPP | WECC Northwest | SUN | 2.9 |  | 5666 |  |  | 0 |  |  |  | 0
2021 | UT | Spanish Fork | 3691 | NWPP | WECC Northwest | WAT | 3.6 |  | 3.001 |  |  | 0 |  |  |  | 0
2021 | UT | Spanish Fork Wind Park 2 LLC | 56751 | NWPP | WECC Northwest | WND | 18.9 |  | 45624 |  |  | 0 |  |  |  | 0
2021 | UT | St George Red Rock | 7080 | NWPP | WECC Northwest | DFO | 14 |  | 1542 | 11686 | 1.8113 | 2.3493 | 0.31 | Estimated using an emission factor | 11686 | 1.8113
2021 | UT | Stairs | 3659 | NWPP | WECC Northwest | WAT | 1 |  | 3326 |  |  | 0 |  |  |  | 0
2021 | UT | Sunnyside Cogeneration Associates | 50951 | NWPP | WECC Northwest | WC | 58.1 | 1 | 400898 | 4834819.1 | 12.2699 | 0.061212 | 0.0050756 | EPA/NEI | 4834819.1 | 12.2699
2021 | UT | Tesoro SLC Cogeneration Plant | 56509 | NWPP | WECC Northwest | NG | 30.4 | 0.98687 | 197428 | 2215328.961 | 8.8796 | 0.089953 | 0.0080165 | NEI avg EF - PM, fuel type | 2244798 | 8.9977
2021 | UT | Thermo No 1 | 57353 | NWPP | WECC Northwest | GEO | 14 |  | 58458 |  |  | 0 |  |  |  | 0
2021 | UT | Three Peaks Power | 60432 | NWPP | WECC Northwest | SUN | 80 |  | 224667 |  |  | 0 |  |  |  | 0
2021 | UT | Tooele Army Depot(CSG) | 59817 | NWPP | WECC Northwest | WND | 4.7 |  | 3896 |  |  | 0 |  |  |  | 0
2021 | UT | Trans-Jordan Generating Station | 56853 | NWPP | WECC Northwest | LFG | 4.8 |  | 37917 | 409683.999 | 3.0112 | 0.15883 | 0.0147 | Estimated using an emission factor | 409683.999 | 3.0112
2021 | UT | Uintah | 3704 | NWPP | WECC Northwest | WAT | 1.2 |  | 5839 |  |  | 0 |  |  |  | 0
2021 | UT | Unit 4 | 7015 | NWPP | WECC Northwest | WAT | 1.3 |  | 3205 |  |  | 0 |  |  |  | 0
2021 | UT | Upper Beaver | 3643 | NWPP | WECC Northwest | WAT | 2.5 |  | 10742 |  |  | 0 |  |  |  | 0
2021 | UT | US Magnesium | 58191 | NWPP | WECC Northwest | NG | 48 | 0.093384 | 68364.999 | 426658.755 | 1.7102 | 0.05003 | 0.0080165 | NEI avg EF - PM, fuel type | 4568856.999 | 18.3131
2021 | UT | Utah Red Hills Renewable Energy Park | 58660 | NWPP | WECC Northwest | SUN | 80 |  | 209042 |  |  | 0 |  |  |  | 0
2021 | UT | Veyo Heat Recovery Project | 60421 | NWPP | WECC Northwest | WH | 9.5 | 1 | 31715 |  |  | 0 |  |  |  | 0
2021 | UT | Wanship | 3698 | NWPP | WECC Northwest | WAT | 1.9 |  | 2748 |  |  | 0 |  |  |  | 0
2021 | UT | Washington City Electric Generation | 59660 | NWPP | WECC Northwest | NG | 6 |  | 3681 | 38211 | 0.0080625 | 0.0043806 | 0.000422 | Estimated using an emission factor | 38211 | 0.0080625
2021 | UT | Weber | 3661 | NWPP | WECC Northwest | WAT | 3.8 |  | 3706 |  |  | 0 |  |  |  | 0
2021 | UT | Weber State University - Davis Campus PV | 60821 | NWPP | WECC Northwest | SUN | 1.3 |  | 2569 |  |  | 0 |  |  |  | 0
2021 | UT | West Valley Power Plant | 55622 | NWPP | WECC Northwest | NG | 217 |  | 237202 | 2602996.069 | 8.5899 | 0.072427 | 0.0066 | EPA/NEI | 2602996.069 | 8.5899
2021 | UT | Whitehead | 7028 | NWPP | WECC Northwest | NG | 31 | 1 | 16963.001 | 177720.999 | 0.037499 | 0.0044213 | 0.000422 | Estimated using an emission factor | 177720.999 | 0.037499
2021 | VA | Altavista Power Station | 10773 | SRVC | SERC Virginia/Carolina | WDS | 71.1 |  | 322809 | 4625059.057 | 12.3708 | 0.076645 | 0.0053495 | EPA/NEI | 4625059.057 | 12.3708
2021 | VA | Altavista Solar | 64019 | RFCW | RFC West | SUN | 80 |  | 136633 |  |  | 0 |  |  |  | 0
2021 | VA | Amelia | 56681 | SRVC | SERC Virginia/Carolina | LFG | 14.4 |  | 33637.008 | 428216.016 | 3.1474 | 0.18714 | 0.0147 | Estimated using an emission factor | 428216.016 | 3.1474
2021 | VA | Ameresco Stafford | 56894 | SRVC | SERC Virginia/Carolina | LFG | 2.2 |  | 6013 | 66929 | 0.49193 | 0.16362 | 0.0147 | Estimated using an emission factor | 66929 | 0.49193
2021 | VA | Bath County | 6167 | SRVC | SERC Virginia/Carolina | WAT | 2862 |  | -750348 |  |  | 0 |  |  |  | 0
2021 | VA | Bayview | 3782 | RFCE | RFC East | DFO | 12 |  | 1219.002 | 12222 | 1.8944 | 3.1081 | 0.31 | Estimated using an emission factor | 12222 | 1.8944
2021 | VA | Bear Garden Generating Station | 56807 | SRVC | SERC Virginia/Carolina | NG | 559 |  | 3105489 | 22326004.411 | 16.6296 | 0.01071 | 0.0014897 | EPA/NEI | 22326004.411 | 16.6296
2021 | VA | Bedford Solar | 61126 | RFCW | RFC West | SUN | 3 |  | 5178 |  |  | 0 |  |  |  | 0
2021 | VA | Bedford Solar | 65323 | SRVC | SERC Virginia/Carolina | SUN | 70 |  | 8056 |  |  | 0 |  |  |  | 0
2021 | VA | Belle Haven Diesel Generation Facility | 60234 | RFCE | RFC East | DFO | 4 |  | 456 | 4300 | 0.6665 | 2.9232 | 0.31 | Estimated using an emission factor | 4300 | 0.6665
2021 | VA | Birchwood Power Facility | 54304 | SRVC | SERC Virginia/Carolina | BIT | 258.3 | 1 | 90415 | 1021547.813 | 7.2631 | 0.16066 | 0.01422 | NEI avg EF - PM, fuel type, firing type | 1021547.813 | 7.2631
2021 | VA | Bluestone Solar | 62950 | SRVC | SERC Virginia/Carolina | SUN | 49.9 |  | 69839 |  |  | 0 |  |  |  | 0
2021 | VA | Boydton Plank Road Cogen Plant | 54766 | SRVC | SERC Virginia/Carolina | DFO | 10.2 |  | 19.006 | 182.002 | 0.02821 | 2.9686 | 0.31 | Estimated using an emission factor | 182.002 | 0.02821
2021 | VA | Brasfield | 10155 | SRVC | SERC Virginia/Carolina | WAT | 2.9 |  | 9551 |  |  | 0 |  |  |  | 0
2021 | VA | Briel Solar Farm | 65022 | SRVC | SERC Virginia/Carolina | SUN | 20 |  | 15268 |  |  | 0 |  |  |  | 0
2021 | VA | Bristol Plant | 60222 | SRTV | SERC Tennessee Valley | LFG | 3.6 |  | 4293.996 | 65841.996 | 0.48394 | 0.2254 | 0.0147 | Estimated using an emission factor | 65841.996 | 0.48394
2021 | VA | Brunswick County Power Station | 58260 | SRVC | SERC Virginia/Carolina | NG | 1472.2 |  | 8671856 | 60954192.75 | 144.1949 | 0.033256 | 0.0047313 | EPA/NEI | 60954192.75 | 144.1949
2021 | VA | Brunswick Landfill Gas | 56682 | SRVC | SERC Virginia/Carolina | LFG | 10.5 |  | 41490.995 | 507428.005 | 3.7296 | 0.17978 | 0.0147 | Estimated using an emission factor | 507428.005 | 3.7296
2021 | VA | Buchanan Units 1 & 2 | 55738 | RFCW | RFC West | NG | 88 |  | 396502 | 3793655.841 | 25.8 | 0.13014 | 0.013602 | EPA/NEI | 3793655.841 | 25.8
2021 | VA | Buck Hydro | 3772 | RFCW | RFC West | WAT | 8.4 |  | 38792.001 |  |  | 0 |  |  |  | 0
2021 | VA | Buckingham Solar LLC | 60917 | SRVC | SERC Virginia/Carolina | SUN | 19.8 |  | 34239 |  |  | 0 |  |  |  | 0
2021 | VA | Byllesby 2 | 3773 | RFCW | RFC West | WAT | 21.6 |  | 35952 |  |  | 0 |  |  |  | 0
2021 | VA | Caden Energix Hickory LLC | 63084 | SRVC | SERC Virginia/Carolina | SUN | 32 |  | 64720 |  |  | 0 |  |  |  | 0
2021 | VA | Caden Energix Pamplin LLC | 63083 | SRVC | SERC Virginia/Carolina | SUN | 15.7 |  | 33404 |  |  | 0 |  |  |  | 0
2021 | VA | Caden Energix Rives Road LLC | 63087 | SRVC | SERC Virginia/Carolina | SUN | 19.7 |  | 33486 |  |  | 0 |  |  |  | 0
2021 | VA | Celanese Acetate LLC | 52089 | RFCW | RFC West | NG | 27.2 | 0.11444 | 172350 | 998097.125 | 4.0746 | 0.047282 | 0.0081647 | NEI avg EF - PM, fuel type, firing type | 8721786.7 | 35.6053
2021 | VA | Charles City | 56683 | SRVC | SERC Virginia/Carolina | LFG | 14.4 |  | 69474 | 801873.984 | 5.8938 | 0.16967 | 0.0147 | Estimated using an emission factor | 801873.984 | 5.8938